## CO2
Time [year] | Depth [m] | Res Length [m] | Temp Gradient [C/m] | Temp Surface Air [C] | Temp Surface Rock [C] | dT Approach [C] | Transmissivity [m^3] | Config Number [-] | Fluid | Reservoir | Cooling Wet/Dry | orcFluid | Method | Silica? | mass flow [kg/s] | Reservoir Heat [MWth] | Electric Power I-P Pair [MWe] | N_IP_Multiplier | SpCC (Brownfield) [$/kWe] | SpCC (Greenfield) [$/kWe] | LCOE (Brownfield) [$/MWh] | LCOE (Greenfield) [$/MWh] | Temp Production [C] | dP Surface [Mpa] | SolveTime [s] | C_T_G_N | C_pump_orc_N | C_coolingTowers_N | C_heatExchanger_N | C_recuperator_N | C_pump_prod_N | C_pump_inj_N | C_plant_otherEquipment_N | C_plant_installation_N | C_plant_indirectContingency_N | C_surfacePlant_N | C_gatheringSystem_N | C_wells_production_N | C_wells_injection_N | C_wellfield_N | C_exploration_N | C_stimulation_N | CapitalCost_N (Brownfield) | CapitalCost_N (Greenfield) | Trans [mD-m] | Electric Power 5-spot [MW] | Sp CC (Brownfield) [$/kWe] | Sp CC (Greenfield) [$/kWe] | LCOE (Brownfield) [$/MWh] | LCOE (Greenfield) [$/MWh]
1 | 1000 | 707 | 0.03 | 15 | 15 | 7 | 1e-13 | 5spot_SharedNeighbor | CO2 | Porous | Wet | R245fa | MinimizeLCOE_Brownfield | IgnoreSilica | 0 | 0 | 0 | 0 | [6 empty] | 12.5008 | [19 empty] | 100 | 0
1 | 1000 | 707 | 0.03 | 15 | 15 | 7 | 1.3335e-13 | 5spot_SharedNeighbor | CO2 | Porous | Wet | R245fa | MinimizeLCOE_Brownfield | IgnoreSilica | 0 | 0 | 0 | 0 | [6 empty] | 12.359 | [19 empty] | 133.3521 | 0
1 | 1000 | 707 | 0.03 | 15 | 15 | 7 | 1.7783e-13 | 5spot_SharedNeighbor | CO2 | Porous | Wet | R245fa | MinimizeLCOE_Brownfield | IgnoreSilica | 0 | 0 | 0 | 0 | [6 empty] | 13.3074 | [19 empty] | 177.8279 | 0
1 | 1000 | 707 | 0.03 | 15 | 15 | 7 | 2.3714e-13 | 5spot_SharedNeighbor | CO2 | Porous | Wet | R245fa | MinimizeLCOE_Brownfield | IgnoreSilica | 0 | 0 | 0 | 0 | [6 empty] | 11.9562 | [19 empty] | 237.1374 | 0
1 | 1000 | 707 | 0.03 | 15 | 15 | 7 | 3.1623e-13 | 5spot_SharedNeighbor | CO2 | Porous | Wet | R245fa | MinimizeLCOE_Brownfield | IgnoreSilica | 0 | 0 | 0 | 0 | [6 empty] | 13.2042 | [19 empty] | 316.2278 | 0
1 | 1000 | 707 | 0.03 | 15 | 15 | 7 | 4.217e-13 | 5spot_SharedNeighbor | CO2 | Porous | Wet | R245fa | MinimizeLCOE_Brownfield | IgnoreSilica | 0 | 0 | 0 | 0 | [6 empty] | 14.6677 | [19 empty] | 421.6965 | 0
1 | 1000 | 707 | 0.03 | 15 | 15 | 7 | 5.6234e-13 | 5spot_SharedNeighbor | CO2 | Porous | Wet | R245fa | MinimizeLCOE_Brownfield | IgnoreSilica | 0 | 0 | 0 | 0 | [6 empty] | 15.2746 | [19 empty] | 562.3413 | 0
1 | 1000 | 707 | 0.03 | 15 | 15 | 7 | 7.4989e-13 | 5spot_SharedNeighbor | CO2 | Porous | Wet | R245fa | MinimizeLCOE_Brownfield | IgnoreSilica | 0 | 0 | 0 | 0 | [6 empty] | 15.8139 | [19 empty] | 749.8942 | 0
1 | 1000 | 707 | 0.03 | 15 | 15 | 7 | 1e-12 | 5spot_SharedNeighbor | CO2 | Porous | Wet | R245fa | MinimizeLCOE_Brownfield | IgnoreSilica | 0 | 0 | 0 | 0 | [6 empty] | 17.5784 | [19 empty] | 1000 | 0
1 | 1000 | 707 | 0.03 | 15 | 15 | 7 | 1.3335e-12 | 5spot_SharedNeighbor | CO2 | Porous | Wet | R245fa | MinimizeLCOE_Brownfield | IgnoreSilica | 0 | 0 | 0 | 0 | [6 empty] | 16.3209 | [19 empty] | 1333.5214 | 0
1 | 1000 | 707 | 0.03 | 15 | 15 | 7 | 1.7783e-12 | 5spot_SharedNeighbor | CO2 | Porous | Wet | R245fa | MinimizeLCOE_Brownfield | IgnoreSilica | 0 | 0 | 0 | 0 | [6 empty] | 16.0101 | [19 empty] | 1778.2794 | 0
1 | 1000 | 707 | 0.03 | 15 | 15 | 7 | 2.3714e-12 | 5spot_SharedNeighbor | CO2 | Porous | Wet | R245fa | MinimizeLCOE_Brownfield | IgnoreSilica | 0 | 0 | 0 | 0 | [6 empty] | 15.1467 | [19 empty] | 2371.3737 | 0
1 | 1000 | 707 | 0.03 | 15 | 15 | 7 | 3.1623e-12 | 5spot_SharedNeighbor | CO2 | Porous | Wet | R245fa | MinimizeLCOE_Brownfield | IgnoreSilica | 0 | 0 | 0 | 0 | [6 empty] | 14.3586 | [19 empty] | 3162.2777 | 0
1 | 1000 | 707 | 0.03 | 15 | 15 | 7 | 4.217e-12 | 5spot_SharedNeighbor | CO2 | Porous | Wet | R245fa | MinimizeLCOE_Brownfield | IgnoreSilica | 0 | 0 | 0 | 0 | [6 empty] | 14.1451 | [19 empty] | 4216.965 | 0
1 | 1000 | 707 | 0.03 | 15 | 15 | 7 | 5.6234e-12 | 5spot_SharedNeighbor | CO2 | Porous | Wet | R245fa | MinimizeLCOE_Brownfield | IgnoreSilica | 0 | 0 | 0 | 0 | [6 empty] | 14.2352 | [19 empty] | 5623.4133 | 0
1 | 1000 | 707 | 0.03 | 15 | 15 | 7 | 7.4989e-12 | 5spot_SharedNeighbor | CO2 | Porous | Wet | R245fa | MinimizeLCOE_Brownfield | IgnoreSilica | 0 | 0 | 0 | 0 | [6 empty] | 14.4637 | [19 empty] | 7498.9421 | 0
1 | 1000 | 707 | 0.03 | 15 | 15 | 7 | 1e-11 | 5spot_SharedNeighbor | CO2 | Porous | Wet | R245fa | MinimizeLCOE_Brownfield | IgnoreSilica | 0 | 0 | 0 | 0 | [6 empty] | 14.3701 | [19 empty] | 10000 | 0
1 | 1000 | 707 | 0.03 | 15 | 15 | 7 | 1.3335e-11 | 5spot_SharedNeighbor | CO2 | Porous | Wet | R245fa | MinimizeLCOE_Brownfield | IgnoreSilica | 0 | 0 | 0 | 0 | [6 empty] | 17.1139 | [19 empty] | 13335.2143 | 0
1 | 1000 | 707 | 0.03 | 15 | 15 | 7 | 1.7783e-11 | 5spot_SharedNeighbor | CO2 | Porous | Wet | R245fa | MinimizeLCOE_Brownfield | IgnoreSilica | 0 | 0 | 0 | 0 | [6 empty] | 16.2188 | [19 empty] | 17782.7941 | 0
1 | 1000 | 707 | 0.03 | 15 | 15 | 7 | 2.3714e-11 | 5spot_SharedNeighbor | CO2 | Porous | Wet | R245fa | MinimizeLCOE_Brownfield | IgnoreSilica | 0 | 0 | 0 | 0 | [6 empty] | 15.8777 | [19 empty] | 23713.7371 | 0
1 | 1000 | 707 | 0.03 | 15 | 15 | 7 | 3.1623e-11 | 5spot_SharedNeighbor | CO2 | Porous | Wet | R245fa | MinimizeLCOE_Brownfield | IgnoreSilica | 0 | 0 | 0 | 0 | [6 empty] | 15.0316 | [19 empty] | 31622.7766 | 0
1 | 1000 | 707 | 0.03 | 15 | 15 | 7 | 4.217e-11 | 5spot_SharedNeighbor | CO2 | Porous | Wet | R245fa | MinimizeLCOE_Brownfield | IgnoreSilica | 0 | 0 | 0 | 0 | [6 empty] | 14.647 | [19 empty] | 42169.6503 | 0
1 | 1000 | 707 | 0.03 | 15 | 15 | 7 | 5.6234e-11 | 5spot_SharedNeighbor | CO2 | Porous | Wet | R245fa | MinimizeLCOE_Brownfield | IgnoreSilica | 0 | 0 | 0 | 0 | [6 empty] | 13.7799 | [19 empty] | 56234.1325 | 0
1 | 1000 | 707 | 0.03 | 15 | 15 | 7 | 7.4989e-11 | 5spot_SharedNeighbor | CO2 | Porous | Wet | R245fa | MinimizeLCOE_Brownfield | IgnoreSilica | 0 | 0 | 0 | 0 | [6 empty] | 14.0782 | [19 empty] | 74989.4209 | 0
1 | 1000 | 707 | 0.03 | 15 | 15 | 7 | 1e-10 | 5spot_SharedNeighbor | CO2 | Porous | Wet | R245fa | MinimizeLCOE_Brownfield | IgnoreSilica | 0 | 0 | 0 | 0 | [6 empty] | 14.3023 | [19 empty] | 100000 | 0
1 | 1000 | 707 | 0.03 | 15 | 15 | 7 | 1.3335e-10 | 5spot_SharedNeighbor | CO2 | Porous | Wet | R245fa | MinimizeLCOE_Brownfield | IgnoreSilica | 0 | 0 | 0 | 0 | [6 empty] | 14.1633 | [19 empty] | 133352.1432 | 0
1 | 1000 | 707 | 0.03 | 15 | 15 | 7 | 1.7783e-10 | 5spot_SharedNeighbor | CO2 | Porous | Wet | R245fa | MinimizeLCOE_Brownfield | IgnoreSilica | 0 | 0 | 0 | 0 | [6 empty] | 16.4806 | [19 empty] | 177827.941 | 0
1 | 1000 | 707 | 0.03 | 15 | 15 | 7 | 2.3714e-10 | 5spot_SharedNeighbor | CO2 | Porous | Wet | R245fa | MinimizeLCOE_Brownfield | IgnoreSilica | 0 | 0 | 0 | 0 | [6 empty] | 16.5927 | [19 empty] | 237137.3706 | 0
1 | 1000 | 707 | 0.03 | 15 | 15 | 7 | 3.1623e-10 | 5spot_SharedNeighbor | CO2 | Porous | Wet | R245fa | MinimizeLCOE_Brownfield | IgnoreSilica | 0 | 0 | 0 | 0 | [6 empty] | 15.9334 | [19 empty] | 316227.766 | 0
1 | 1000 | 707 | 0.03 | 15 | 15 | 7 | 4.217e-10 | 5spot_SharedNeighbor | CO2 | Porous | Wet | R245fa | MinimizeLCOE_Brownfield | IgnoreSilica | 0 | 0 | 0 | 0 | [6 empty] | 15.2529 | [19 empty] | 421696.5034 | 0
1 | 1000 | 707 | 0.03 | 15 | 15 | 7 | 5.6234e-10 | 5spot_SharedNeighbor | CO2 | Porous | Wet | R245fa | MinimizeLCOE_Brownfield | IgnoreSilica | 0 | 0 | 0 | 0 | [6 empty] | 14.3596 | [19 empty] | 562341.3252 | 0
1 | 1000 | 707 | 0.03 | 15 | 15 | 7 | 7.4989e-10 | 5spot_SharedNeighbor | CO2 | Porous | Wet | R245fa | MinimizeLCOE_Brownfield | IgnoreSilica | 0 | 0 | 0 | 0 | [6 empty] | 14.3837 | [19 empty] | 749894.2093 | 0
1 | 1000 | 707 | 0.03 | 15 | 15 | 7 | 1e-09 | 5spot_SharedNeighbor | CO2 | Porous | Wet | R245fa | MinimizeLCOE_Brownfield | IgnoreSilica | 0 | 0 | 0 | 0 | [6 empty] | 14.9154 | [19 empty] | 1000000 | 0
1 | 1000 | 707 | 0.03 | 15 | 15 | 7 | 1.3335e-09 | 5spot_SharedNeighbor | CO2 | Porous | Wet | R245fa | MinimizeLCOE_Brownfield | IgnoreSilica | 0 | 0 | 0 | 0 | [6 empty] | 14.5146 | [19 empty] | 1333521.4322 | 0
1 | 1000 | 707 | 0.03 | 15 | 15 | 7 | 1.7783e-09 | 5spot_SharedNeighbor | CO2 | Porous | Wet | R245fa | MinimizeLCOE_Brownfield | IgnoreSilica | 0 | 0 | 0 | 0 | [6 empty] | 14.3996 | [19 empty] | 1778279.41 | 0
1 | 1000 | 707 | 0.03 | 15 | 15 | 7 | 2.3714e-09 | 5spot_SharedNeighbor | CO2 | Porous | Wet | R245fa | MinimizeLCOE_Brownfield | IgnoreSilica | 0 | 0 | 0 | 0 | [6 empty] | 16.495 | [19 empty] | 2371373.7057 | 0
1 | 1000 | 707 | 0.03 | 15 | 15 | 7 | 3.1623e-09 | 5spot_SharedNeighbor | CO2 | Porous | Wet | R245fa | MinimizeLCOE_Brownfield | IgnoreSilica | 0 | 0 | 0 | 0 | [6 empty] | 15.8385 | [19 empty] | 3162277.6602 | 0
1 | 1000 | 707 | 0.03 | 15 | 15 | 7 | 4.217e-09 | 5spot_SharedNeighbor | CO2 | Porous | Wet | R245fa | MinimizeLCOE_Brownfield | IgnoreSilica | 0 | 0 | 0 | 0 | [6 empty] | 16.0895 | [19 empty] | 4216965.0343 | 0
1 | 1000 | 707 | 0.03 | 15 | 15 | 7 | 5.6234e-09 | 5spot_SharedNeighbor | CO2 | Porous | Wet | R245fa | MinimizeLCOE_Brownfield | IgnoreSilica | 0 | 0 | 0 | 0 | [6 empty] | 16.692 | [19 empty] | 5623413.2519 | 0
1 | 1000 | 707 | 0.03 | 15 | 15 | 7 | 7.4989e-09 | 5spot_SharedNeighbor | CO2 | Porous | Wet | R245fa | MinimizeLCOE_Brownfield | IgnoreSilica | 0 | 0 | 0 | 0 | [6 empty] | 16.328 | [19 empty] | 7498942.0933 | 0
1 | 1000 | 707 | 0.03 | 15 | 15 | 7 | 1e-08 | 5spot_SharedNeighbor | CO2 | Porous | Wet | R245fa | MinimizeLCOE_Brownfield | IgnoreSilica | 0 | 0 | 0 | 0 | [6 empty] | 14.9905 | [19 empty] | 10000000 | 0
1 | 1100 | 707 | 0.03 | 15 | 15 | 7 | 1e-13 | 5spot_SharedNeighbor | CO2 | Porous | Wet | R245fa | MinimizeLCOE_Brownfield | IgnoreSilica | 0 | 0 | 0 | 0 | [6 empty] | 12.0626 | [19 empty] | 100 | 0
1 | 1100 | 707 | 0.03 | 15 | 15 | 7 | 1.3335e-13 | 5spot_SharedNeighbor | CO2 | Porous | Wet | R245fa | MinimizeLCOE_Brownfield | IgnoreSilica | 0 | 0 | 0 | 0 | [6 empty] | 12.1486 | [19 empty] | 133.3521 | 0
1 | 1100 | 707 | 0.03 | 15 | 15 | 7 | 1.7783e-13 | 5spot_SharedNeighbor | CO2 | Porous | Wet | R245fa | MinimizeLCOE_Brownfield | IgnoreSilica | 0 | 0 | 0 | 0 | [6 empty] | 13.7989 | [19 empty] | 177.8279 | 0
1 | 1100 | 707 | 0.03 | 15 | 15 | 7 | 2.3714e-13 | 5spot_SharedNeighbor | CO2 | Porous | Wet | R245fa | MinimizeLCOE_Brownfield | IgnoreSilica | 0 | 0 | 0 | 0 | [6 empty] | 13.6368 | [19 empty] | 237.1374 | 0
1 | 1100 | 707 | 0.03 | 15 | 15 | 7 | 3.1623e-13 | 5spot_SharedNeighbor | CO2 | Porous | Wet | R245fa | MinimizeLCOE_Brownfield | IgnoreSilica | 0 | 0 | 0 | 0 | [6 empty] | 14.5545 | [19 empty] | 316.2278 | 0
1 | 1100 | 707 | 0.03 | 15 | 15 | 7 | 4.217e-13 | 5spot_SharedNeighbor | CO2 | Porous | Wet | R245fa | MinimizeLCOE_Brownfield | IgnoreSilica | 0 | 0 | 0 | 0 | [6 empty] | 18.3373 | [19 empty] | 421.6965 | 0
1 | 1100 | 707 | 0.03 | 15 | 15 | 7 | 5.6234e-13 | 5spot_SharedNeighbor | CO2 | Porous | Wet | R245fa | MinimizeLCOE_Brownfield | IgnoreSilica | 0 | 0 | 0 | 0 | [6 empty] | 16.1541 | [19 empty] | 562.3413 | 0
1 | 1100 | 707 | 0.03 | 15 | 15 | 7 | 7.4989e-13 | 5spot_SharedNeighbor | CO2 | Porous | Wet | R245fa | MinimizeLCOE_Brownfield | IgnoreSilica | 0 | 0 | 0 | 0 | [6 empty] | 16.3667 | [19 empty] | 749.8942 | 0
1 | 1100 | 707 | 0.03 | 15 | 15 | 7 | 1e-12 | 5spot_SharedNeighbor | CO2 | Porous | Wet | R245fa | MinimizeLCOE_Brownfield | IgnoreSilica | 0 | 0 | 0 | 0 | [6 empty] | 15.9134 | [19 empty] | 1000 | 0
1 | 1100 | 707 | 0.03 | 15 | 15 | 7 | 1.3335e-12 | 5spot_SharedNeighbor | CO2 | Porous | Wet | R245fa | MinimizeLCOE_Brownfield | IgnoreSilica | 0 | 0 | 0 | 0 | [6 empty] | 16.0823 | [19 empty] | 1333.5214 | 0
1 | 1100 | 707 | 0.03 | 15 | 15 | 7 | 1.7783e-12 | 5spot_SharedNeighbor | CO2 | Porous | Wet | R245fa | MinimizeLCOE_Brownfield | IgnoreSilica | 0 | 0 | 0 | 0 | [6 empty] | 16.1032 | [19 empty] | 1778.2794 | 0
1 | 1100 | 707 | 0.03 | 15 | 15 | 7 | 2.3714e-12 | 5spot_SharedNeighbor | CO2 | Porous | Wet | R245fa | MinimizeLCOE_Brownfield | IgnoreSilica | 0 | 0 | 0 | 0 | [6 empty] | 16.9324 | [19 empty] | 2371.3737 | 0
1 | 1100 | 707 | 0.03 | 15 | 15 | 7 | 3.1623e-12 | 5spot_SharedNeighbor | CO2 | Porous | Wet | R245fa | MinimizeLCOE_Brownfield | IgnoreSilica | 0 | 0 | 0 | 0 | [6 empty] | 16.782 | [19 empty] | 3162.2777 | 0
1 | 1100 | 707 | 0.03 | 15 | 15 | 7 | 4.217e-12 | 5spot_SharedNeighbor | CO2 | Porous | Wet | R245fa | MinimizeLCOE_Brownfield | IgnoreSilica | 0 | 0 | 0 | 0 | [6 empty] | 16.8278 | [19 empty] | 4216.965 | 0
1 | 1100 | 707 | 0.03 | 15 | 15 | 7 | 5.6234e-12 | 5spot_SharedNeighbor | CO2 | Porous | Wet | R245fa | MinimizeLCOE_Brownfield | IgnoreSilica | 0 | 0 | 0 | 0 | [6 empty] | 15.6398 | [19 empty] | 5623.4133 | 0
1 | 1100 | 707 | 0.03 | 15 | 15 | 7 | 7.4989e-12 | 5spot_SharedNeighbor | CO2 | Porous | Wet | R245fa | MinimizeLCOE_Brownfield | IgnoreSilica | 0 | 0 | 0 | 0 | [6 empty] | 14.902 | [19 empty] | 7498.9421 | 0
1 | 1100 | 707 | 0.03 | 15 | 15 | 7 | 1e-11 | 5spot_SharedNeighbor | CO2 | Porous | Wet | R245fa | MinimizeLCOE_Brownfield | IgnoreSilica | 0 | 0 | 0 | 0 | [6 empty] | 14.9731 | [19 empty] | 10000 | 0
1 | 1100 | 707 | 0.03 | 15 | 15 | 7 | 1.3335e-11 | 5spot_SharedNeighbor | CO2 | Porous | Wet | R245fa | MinimizeLCOE_Brownfield | IgnoreSilica | 0 | 0 | 0 | 0 | [6 empty] | 15.1802 | [19 empty] | 13335.2143 | 0
1 | 1100 | 707 | 0.03 | 15 | 15 | 7 | 1.7783e-11 | 5spot_SharedNeighbor | CO2 | Porous | Wet | R245fa | MinimizeLCOE_Brownfield | IgnoreSilica | 0 | 0 | 0 | 0 | [6 empty] | 15.4334 | [19 empty] | 17782.7941 | 0
1 | 1100 | 707 | 0.03 | 15 | 15 | 7 | 2.3714e-11 | 5spot_SharedNeighbor | CO2 | Porous | Wet | R245fa | MinimizeLCOE_Brownfield | IgnoreSilica | 0 | 0 | 0 | 0 | [6 empty] | 17.7246 | [19 empty] | 23713.7371 | 0
1 | 1100 | 707 | 0.03 | 15 | 15 | 7 | 3.1623e-11 | 5spot_SharedNeighbor | CO2 | Porous | Wet | R245fa | MinimizeLCOE_Brownfield | IgnoreSilica | 0 | 0 | 0 | 0 | [6 empty] | 13.6286 | [19 empty] | 31622.7766 | 0
1 | 1100 | 707 | 0.03 | 15 | 15 | 7 | 4.217e-11 | 5spot_SharedNeighbor | CO2 | Porous | Wet | R245fa | MinimizeLCOE_Brownfield | IgnoreSilica | 0 | 0 | 0 | 0 | [6 empty] | 14.6903 | [19 empty] | 42169.6503 | 0
1 | 1100 | 707 | 0.03 | 15 | 15 | 7 | 5.6234e-11 | 5spot_SharedNeighbor | CO2 | Porous | Wet | R245fa | MinimizeLCOE_Brownfield | IgnoreSilica | 0 | 0 | 0 | 0 | [6 empty] | 14.7642 | [19 empty] | 56234.1325 | 0
1 | 1100 | 707 | 0.03 | 15 | 15 | 7 | 7.4989e-11 | 5spot_SharedNeighbor | CO2 | Porous | Wet | R245fa | MinimizeLCOE_Brownfield | IgnoreSilica | 0 | 0 | 0 | 0 | [6 empty] | 15.4692 | [19 empty] | 74989.4209 | 0
1 | 1100 | 707 | 0.03 | 15 | 15 | 7 | 1e-10 | 5spot_SharedNeighbor | CO2 | Porous | Wet | R245fa | MinimizeLCOE_Brownfield | IgnoreSilica | 0 | 0 | 0 | 0 | [6 empty] | 15.3966 | [19 empty] | 100000 | 0
1 | 1100 | 707 | 0.03 | 15 | 15 | 7 | 1.3335e-10 | 5spot_SharedNeighbor | CO2 | Porous | Wet | R245fa | MinimizeLCOE_Brownfield | IgnoreSilica | 0 | 0 | 0 | 0 | [6 empty] | 14.9256 | [19 empty] | 133352.1432 | 0
1 | 1100 | 707 | 0.03 | 15 | 15 | 7 | 1.7783e-10 | 5spot_SharedNeighbor | CO2 | Porous | Wet | R245fa | MinimizeLCOE_Brownfield | IgnoreSilica | 0 | 0 | 0 | 0 | [6 empty] | 14.9959 | [19 empty] | 177827.941 | 0
1 | 1100 | 707 | 0.03 | 15 | 15 | 7 | 2.3714e-10 | 5spot_SharedNeighbor | CO2 | Porous | Wet | R245fa | MinimizeLCOE_Brownfield | IgnoreSilica | 0 | 0 | 0 | 0 | [6 empty] | 15.6854 | [19 empty] | 237137.3706 | 0
1 | 1100 | 707 | 0.03 | 15 | 15 | 7 | 3.1623e-10 | 5spot_SharedNeighbor | CO2 | Porous | Wet | R245fa | MinimizeLCOE_Brownfield | IgnoreSilica | 0 | 0 | 0 | 0 | [6 empty] | 16.2876 | [19 empty] | 316227.766 | 0
1 | 1100 | 707 | 0.03 | 15 | 15 | 7 | 4.217e-10 | 5spot_SharedNeighbor | CO2 | Porous | Wet | R245fa | MinimizeLCOE_Brownfield | IgnoreSilica | 0 | 0 | 0 | 0 | [6 empty] | 16.9369 | [19 empty] | 421696.5034 | 0
1 | 1100 | 707 | 0.03 | 15 | 15 | 7 | 5.6234e-10 | 5spot_SharedNeighbor | CO2 | Porous | Wet | R245fa | MinimizeLCOE_Brownfield | IgnoreSilica | 0 | 0 | 0 | 0 | [6 empty] | 16.9479 | [19 empty] | 562341.3252 | 0
1 | 1100 | 707 | 0.03 | 15 | 15 | 7 | 7.4989e-10 | 5spot_SharedNeighbor | CO2 | Porous | Wet | R245fa | MinimizeLCOE_Brownfield | IgnoreSilica | 0 | 0 | 0 | 0 | [6 empty] | 16.6857 | [19 empty] | 749894.2093 | 0
1 | 1100 | 707 | 0.03 | 15 | 15 | 7 | 1e-09 | 5spot_SharedNeighbor | CO2 | Porous | Wet | R245fa | MinimizeLCOE_Brownfield | IgnoreSilica | 0 | 0 | 0 | 0 | [6 empty] | 15.7965 | [19 empty] | 1000000 | 0
1 | 1100 | 707 | 0.03 | 15 | 15 | 7 | 1.3335e-09 | 5spot_SharedNeighbor | CO2 | Porous | Wet | R245fa | MinimizeLCOE_Brownfield | IgnoreSilica | 0 | 0 | 0 | 0 | [6 empty] | 15.5595 | [19 empty] | 1333521.4322 | 0
1 | 1100 | 707 | 0.03 | 15 | 15 | 7 | 1.7783e-09 | 5spot_SharedNeighbor | CO2 | Porous | Wet | R245fa | MinimizeLCOE_Brownfield | IgnoreSilica | 0 | 0 | 0 | 0 | [6 empty] | 14.9837 | [19 empty] | 1778279.41 | 0
1 | 1100 | 707 | 0.03 | 15 | 15 | 7 | 2.3714e-09 | 5spot_SharedNeighbor | CO2 | Porous | Wet | R245fa | MinimizeLCOE_Brownfield | IgnoreSilica | 0 | 0 | 0 | 0 | [6 empty] | 15.4377 | [19 empty] | 2371373.7057 | 0
1 | 1100 | 707 | 0.03 | 15 | 15 | 7 | 3.1623e-09 | 5spot_SharedNeighbor | CO2 | Porous | Wet | R245fa | MinimizeLCOE_Brownfield | IgnoreSilica | 0 | 0 | 0 | 0 | [6 empty] | 15.5277 | [19 empty] | 3162277.6602 | 0
1 | 1100 | 707 | 0.03 | 15 | 15 | 7 | 4.217e-09 | 5spot_SharedNeighbor | CO2 | Porous | Wet | R245fa | MinimizeLCOE_Brownfield | IgnoreSilica | 0 | 0 | 0 | 0 | [6 empty] | 17.6078 | [19 empty] | 4216965.0343 | 0
1 | 1100 | 707 | 0.03 | 15 | 15 | 7 | 5.6234e-09 | 5spot_SharedNeighbor | CO2 | Porous | Wet | R245fa | MinimizeLCOE_Brownfield | IgnoreSilica | 0 | 0 | 0 | 0 | [6 empty] | 14.3539 | [19 empty] | 5623413.2519 | 0
1 | 1100 | 707 | 0.03 | 15 | 15 | 7 | 7.4989e-09 | 5spot_SharedNeighbor | CO2 | Porous | Wet | R245fa | MinimizeLCOE_Brownfield | IgnoreSilica | 0 | 0 | 0 | 0 | [6 empty] | 14.4039 | [19 empty] | 7498942.0933 | 0
1 | 1100 | 707 | 0.03 | 15 | 15 | 7 | 1e-08 | 5spot_SharedNeighbor | CO2 | Porous | Wet | R245fa | MinimizeLCOE_Brownfield | IgnoreSilica | 0 | 0 | 0 | 0 | [6 empty] | 14.2809 | [19 empty] | 10000000 | 0
1 | 1200 | 707 | 0.03 | 15 | 15 | 7 | 1e-13 | 5spot_SharedNeighbor | CO2 | Porous | Wet | R245fa | MinimizeLCOE_Brownfield | IgnoreSilica | 0 | 0 | 0 | 0 | [6 empty] | 11.1098 | [19 empty] | 100 | 0
1 | 1200 | 707 | 0.03 | 15 | 15 | 7 | 1.3335e-13 | 5spot_SharedNeighbor | CO2 | Porous | Wet | R245fa | MinimizeLCOE_Brownfield | IgnoreSilica | 0 | 0 | 0 | 0 | [6 empty] | 10.3562 | [19 empty] | 133.3521 | 0
1 | 1200 | 707 | 0.03 | 15 | 15 | 7 | 1.7783e-13 | 5spot_SharedNeighbor | CO2 | Porous | Wet | R245fa | MinimizeLCOE_Brownfield | IgnoreSilica | 0 | 0 | 0 | 0 | [6 empty] | 11.9488 | [19 empty] | 177.8279 | 0
1 | 1200 | 707 | 0.03 | 15 | 15 | 7 | 2.3714e-13 | 5spot_SharedNeighbor | CO2 | Porous | Wet | R245fa | MinimizeLCOE_Brownfield | IgnoreSilica | 0 | 0 | 0 | 0 | [6 empty] | 11.622 | [19 empty] | 237.1374 | 0
1 | 1200 | 707 | 0.03 | 15 | 15 | 7 | 3.1623e-13 | 5spot_SharedNeighbor | CO2 | Porous | Wet | R245fa | MinimizeLCOE_Brownfield | IgnoreSilica | 0 | 0 | 0 | 0 | [6 empty] | 13.2283 | [19 empty] | 316.2278 | 0
1 | 1200 | 707 | 0.03 | 15 | 15 | 7 | 4.217e-13 | 5spot_SharedNeighbor | CO2 | Porous | Wet | R245fa | MinimizeLCOE_Brownfield | IgnoreSilica | 0 | 0 | 0 | 0 | [6 empty] | 16.8788 | [19 empty] | 421.6965 | 0
1 | 1200 | 707 | 0.03 | 15 | 15 | 7 | 5.6234e-13 | 5spot_SharedNeighbor | CO2 | Porous | Wet | R245fa | MinimizeLCOE_Brownfield | IgnoreSilica | 0 | 0 | 0 | 0 | [6 empty] | 16.715 | [19 empty] | 562.3413 | 0
1 | 1200 | 707 | 0.03 | 15 | 15 | 7 | 7.4989e-13 | 5spot_SharedNeighbor | CO2 | Porous | Wet | R245fa | MinimizeLCOE_Brownfield | IgnoreSilica | 0 | 0 | 0 | 0 | [6 empty] | 16.4005 | [19 empty] | 749.8942 | 0
1 | 1200 | 707 | 0.03 | 15 | 15 | 7 | 1e-12 | 5spot_SharedNeighbor | CO2 | Porous | Wet | R245fa | MinimizeLCOE_Brownfield | IgnoreSilica | 0 | 0 | 0 | 0 | [6 empty] | 15.8227 | [19 empty] | 1000 | 0
1 | 1200 | 707 | 0.03 | 15 | 15 | 7 | 1.3335e-12 | 5spot_SharedNeighbor | CO2 | Porous | Wet | R245fa | MinimizeLCOE_Brownfield | IgnoreSilica | 0 | 0 | 0 | 0 | [6 empty] | 16.0071 | [19 empty] | 1333.5214 | 0
1 | 1200 | 707 | 0.03 | 15 | 15 | 7 | 1.7783e-12 | 5spot_SharedNeighbor | CO2 | Porous | Wet | R245fa | MinimizeLCOE_Brownfield | IgnoreSilica | 0 | 0 | 0 | 0 | [6 empty] | 16.3101 | [19 empty] | 1778.2794 | 0
1 | 1200 | 707 | 0.03 | 15 | 15 | 7 | 2.3714e-12 | 5spot_SharedNeighbor | CO2 | Porous | Wet | R245fa | MinimizeLCOE_Brownfield | IgnoreSilica | 0 | 0 | 0 | 0 | [6 empty] | 17.0348 | [19 empty] | 2371.3737 | 0
1 | 1200 | 707 | 0.03 | 15 | 15 | 7 | 3.1623e-12 | 5spot_SharedNeighbor | CO2 | Porous | Wet | R245fa | MinimizeLCOE_Brownfield | IgnoreSilica | 0 | 0 | 0 | 0 | [6 empty] | 17.029 | [19 empty] | 3162.2777 | 0
1 | 1200 | 707 | 0.03 | 15 | 15 | 7 | 4.217e-12 | 5spot_SharedNeighbor | CO2 | Porous | Wet | R245fa | MinimizeLCOE_Brownfield | IgnoreSilica | 0 | 0 | 0 | 0 | [6 empty] | 16.8127 | [19 empty] | 4216.965 | 0
1 | 1200 | 707 | 0.03 | 15 | 15 | 7 | 5.6234e-12 | 5spot_SharedNeighbor | CO2 | Porous | Wet | R245fa | MinimizeLCOE_Brownfield | IgnoreSilica | 0 | 0 | 0 | 0 | [6 empty] | 15.5528 | [19 empty] | 5623.4133 | 0
1 | 1200 | 707 | 0.03 | 15 | 15 | 7 | 7.4989e-12 | 5spot_SharedNeighbor | CO2 | Porous | Wet | R245fa | MinimizeLCOE_Brownfield | IgnoreSilica | 0 | 0 | 0 | 0 | [6 empty] | 15.3372 | [19 empty] | 7498.9421 | 0
1 | 1200 | 707 | 0.03 | 15 | 15 | 7 | 1e-11 | 5spot_SharedNeighbor | CO2 | Porous | Wet | R245fa | MinimizeLCOE_Brownfield | IgnoreSilica | 0 | 0 | 0 | 0 | [6 empty] | 14.8047 | [19 empty] | 10000 | 0
1 | 1200 | 707 | 0.03 | 15 | 15 | 7 | 1.3335e-11 | 5spot_SharedNeighbor | CO2 | Porous | Wet | R245fa | MinimizeLCOE_Brownfield | IgnoreSilica | 0 | 0 | 0 | 0 | [6 empty] | 15.205 | [19 empty] | 13335.2143 | 0
1 | 1200 | 707 | 0.03 | 15 | 15 | 7 | 1.7783e-11 | 5spot_SharedNeighbor | CO2 | Porous | Wet | R245fa | MinimizeLCOE_Brownfield | IgnoreSilica | 0 | 0 | 0 | 0 | [6 empty] | 15.4134 | [19 empty] | 17782.7941 | 0
1 | 1200 | 707 | 0.03 | 15 | 15 | 7 | 2.3714e-11 | 5spot_SharedNeighbor | CO2 | Porous | Wet | R245fa | MinimizeLCOE_Brownfield | IgnoreSilica | 0 | 0 | 0 | 0 | [6 empty] | 17.9718 | [19 empty] | 23713.7371 | 0
1 | 1200 | 707 | 0.03 | 15 | 15 | 7 | 3.1623e-11 | 5spot_SharedNeighbor | CO2 | Porous | Wet | R245fa | MinimizeLCOE_Brownfield | IgnoreSilica | 0 | 0 | 0 | 0 | [6 empty] | 17.7155 | [19 empty] | 31622.7766 | 0
1 | 1200 | 707 | 0.03 | 15 | 15 | 7 | 4.217e-11 | 5spot_SharedNeighbor | CO2 | Porous | Wet | R245fa | MinimizeLCOE_Brownfield | IgnoreSilica | 0 | 0 | 0 | 0 | [6 empty] | 17.7452 | [19 empty] | 42169.6503 | 0
1 | 1200 | 707 | 0.03 | 15 | 15 | 7 | 5.6234e-11 | 5spot_SharedNeighbor | CO2 | Porous | Wet | R245fa | MinimizeLCOE_Brownfield | IgnoreSilica | 0 | 0 | 0 | 0 | [6 empty] | 17.1693 | [19 empty] | 56234.1325 | 0
1 | 1200 | 707 | 0.03 | 15 | 15 | 7 | 7.4989e-11 | 5spot_SharedNeighbor | CO2 | Porous | Wet | R245fa | MinimizeLCOE_Brownfield | IgnoreSilica | 0 | 0 | 0 | 0 | [6 empty] | 17.0947 | [19 empty] | 74989.4209 | 0
1 | 1200 | 707 | 0.03 | 15 | 15 | 7 | 1e-10 | 5spot_SharedNeighbor | CO2 | Porous | Wet | R245fa | MinimizeLCOE_Brownfield | IgnoreSilica | 0 | 0 | 0 | 0 | [6 empty] | 16.5163 | [19 empty] | 100000 | 0
1 | 1200 | 707 | 0.03 | 15 | 15 | 7 | 1.3335e-10 | 5spot_SharedNeighbor | CO2 | Porous | Wet | R245fa | MinimizeLCOE_Brownfield | IgnoreSilica | 0 | 0 | 0 | 0 | [6 empty] | 15.6466 | [19 empty] | 133352.1432 | 0
1 | 1200 | 707 | 0.03 | 15 | 15 | 7 | 1.7783e-10 | 5spot_SharedNeighbor | CO2 | Porous | Wet | R245fa | MinimizeLCOE_Brownfield | IgnoreSilica | 0 | 0 | 0 | 0 | [6 empty] | 13.3671 | [19 empty] | 177827.941 | 0
1 | 1200 | 707 | 0.03 | 15 | 15 | 7 | 2.3714e-10 | 5spot_SharedNeighbor | CO2 | Porous | Wet | R245fa | MinimizeLCOE_Brownfield | IgnoreSilica | 0 | 0 | 0 | 0 | [6 empty] | 13.9323 | [19 empty] | 237137.3706 | 0
1 | 1200 | 707 | 0.03 | 15 | 15 | 7 | 3.1623e-10 | 5spot_SharedNeighbor | CO2 | Porous | Wet | R245fa | MinimizeLCOE_Brownfield | IgnoreSilica | 0 | 0 | 0 | 0 | [6 empty] | 14.4367 | [19 empty] | 316227.766 | 0
1 | 1200 | 707 | 0.03 | 15 | 15 | 7 | 4.217e-10 | 5spot_SharedNeighbor | CO2 | Porous | Wet | R245fa | MinimizeLCOE_Brownfield | IgnoreSilica | 0 | 0 | 0 | 0 | [6 empty] | 14.1391 | [19 empty] | 421696.5034 | 0
1 | 1200 | 707 | 0.03 | 15 | 15 | 7 | 5.6234e-10 | 5spot_SharedNeighbor | CO2 | Porous | Wet | R245fa | MinimizeLCOE_Brownfield | IgnoreSilica | 0 | 0 | 0 | 0 | [6 empty] | 14.0897 | [19 empty] | 562341.3252 | 0
1 | 1200 | 707 | 0.03 | 15 | 15 | 7 | 7.4989e-10 | 5spot_SharedNeighbor | CO2 | Porous | Wet | R245fa | MinimizeLCOE_Brownfield | IgnoreSilica | 0 | 0 | 0 | 0 | [6 empty] | 13.8811 | [19 empty] | 749894.2093 | 0
1 | 1200 | 707 | 0.03 | 15 | 15 | 7 | 1e-09 | 5spot_SharedNeighbor | CO2 | Porous | Wet | R245fa | MinimizeLCOE_Brownfield | IgnoreSilica | 0 | 0 | 0 | 0 | [6 empty] | 14.621 | [19 empty] | 1000000 | 0
1 | 1200 | 707 | 0.03 | 15 | 15 | 7 | 1.3335e-09 | 5spot_SharedNeighbor | CO2 | Porous | Wet | R245fa | MinimizeLCOE_Brownfield | IgnoreSilica | 0 | 0 | 0 | 0 | [6 empty] | 14.3278 | [19 empty] | 1333521.4322 | 0
1 | 1200 | 707 | 0.03 | 15 | 15 | 7 | 1.7783e-09 | 5spot_SharedNeighbor | CO2 | Porous | Wet | R245fa | MinimizeLCOE_Brownfield | IgnoreSilica | 0 | 0 | 0 | 0 | [6 empty] | 14.929 | [19 empty] | 1778279.41 | 0
1 | 1200 | 707 | 0.03 | 15 | 15 | 7 | 2.3714e-09 | 5spot_SharedNeighbor | CO2 | Porous | Wet | R245fa | MinimizeLCOE_Brownfield | IgnoreSilica | 0 | 0 | 0 | 0 | [6 empty] | 15.8082 | [19 empty] | 2371373.7057 | 0
1 | 1200 | 707 | 0.03 | 15 | 15 | 7 | 3.1623e-09 | 5spot_SharedNeighbor | CO2 | Porous | Wet | R245fa | MinimizeLCOE_Brownfield | IgnoreSilica | 0 | 0 | 0 | 0 | [6 empty] | 15.6592 | [19 empty] | 3162277.6602 | 0
1 | 1200 | 707 | 0.03 | 15 | 15 | 7 | 4.217e-09 | 5spot_SharedNeighbor | CO2 | Porous | Wet | R245fa | MinimizeLCOE_Brownfield | IgnoreSilica | 0 | 0 | 0 | 0 | [6 empty] | 15.4416 | [19 empty] | 4216965.0343 | 0
1 | 1200 | 707 | 0.03 | 15 | 15 | 7 | 5.6234e-09 | 5spot_SharedNeighbor | CO2 | Porous | Wet | R245fa | MinimizeLCOE_Brownfield | IgnoreSilica | 0 | 0 | 0 | 0 | [6 empty] | 15.2556 | [19 empty] | 5623413.2519 | 0
1 | 1200 | 707 | 0.03 | 15 | 15 | 7 | 7.4989e-09 | 5spot_SharedNeighbor | CO2 | Porous | Wet | R245fa | MinimizeLCOE_Brownfield | IgnoreSilica | 0 | 0 | 0 | 0 | [6 empty] | 15.9736 | [19 empty] | 7498942.0933 | 0
1 | 1200 | 707 | 0.03 | 15 | 15 | 7 | 1e-08 | 5spot_SharedNeighbor | CO2 | Porous | Wet | R245fa | MinimizeLCOE_Brownfield | IgnoreSilica | 0 | 0 | 0 | 0 | [6 empty] | 16.5898 | [19 empty] | 10000000 | 0
1 | 1300 | 707 | 0.03 | 15 | 15 | 7 | 1e-13 | 5spot_SharedNeighbor | CO2 | Porous | Wet | R245fa | MinimizeLCOE_Brownfield | IgnoreSilica | 0 | 0 | 0 | 0 | [6 empty] | 13.5176 | [19 empty] | 100 | 0
1 | 1300 | 707 | 0.03 | 15 | 15 | 7 | 1.3335e-13 | 5spot_SharedNeighbor | CO2 | Porous | Wet | R245fa | MinimizeLCOE_Brownfield | IgnoreSilica | 0 | 0 | 0 | 0 | [6 empty] | 13.3006 | [19 empty] | 133.3521 | 0
1 | 1300 | 707 | 0.03 | 15 | 15 | 7 | 1.7783e-13 | 5spot_SharedNeighbor | CO2 | Porous | Wet | R245fa | MinimizeLCOE_Brownfield | IgnoreSilica | 0 | 0 | 0 | 0 | [6 empty] | 14.8214 | [19 empty] | 177.8279 | 0
1 | 1300 | 707 | 0.03 | 15 | 15 | 7 | 2.3714e-13 | 5spot_SharedNeighbor | CO2 | Porous | Wet | R245fa | MinimizeLCOE_Brownfield | IgnoreSilica | 0 | 0 | 0 | 0 | [6 empty] | 15.3977 | [19 empty] | 237.1374 | 0
1 | 1300 | 707 | 0.03 | 15 | 15 | 7 | 3.1623e-13 | 5spot_SharedNeighbor | CO2 | Porous | Wet | R245fa | MinimizeLCOE_Brownfield | IgnoreSilica | 0 | 0 | 0 | 0 | [6 empty] | 14.4873 | [19 empty] | 316.2278 | 0
1 | 1300 | 707 | 0.03 | 15 | 15 | 7 | 4.217e-13 | 5spot_SharedNeighbor | CO2 | Porous | Wet | R245fa | MinimizeLCOE_Brownfield | IgnoreSilica | 0 | 0 | 0 | 0 | [6 empty] | 17.2299 | [19 empty] | 421.6965 | 0
1 | 1300 | 707 | 0.03 | 15 | 15 | 7 | 5.6234e-13 | 5spot_SharedNeighbor | CO2 | Porous | Wet | R245fa | MinimizeLCOE_Brownfield | IgnoreSilica | 0 | 0 | 0 | 0 | [6 empty] | 17.467 | [19 empty] | 562.3413 | 0
1 | 1300 | 707 | 0.03 | 15 | 15 | 7 | 7.4989e-13 | 5spot_SharedNeighbor | CO2 | Porous | Wet | R245fa | MinimizeLCOE_Brownfield | IgnoreSilica | 0 | 0 | 0 | 0 | [6 empty] | 16.8649 | [19 empty] | 749.8942 | 0
1 | 1300 | 707 | 0.03 | 15 | 15 | 7 | 1e-12 | 5spot_SharedNeighbor | CO2 | Porous | Wet | R245fa | MinimizeLCOE_Brownfield | IgnoreSilica | 0 | 0 | 0 | 0 | [6 empty] | 18.8759 | [19 empty] | 1000 | 0
1 | 1300 | 707 | 0.03 | 15 | 15 | 7 | 1.3335e-12 | 5spot_SharedNeighbor | CO2 | Porous | Wet | R245fa | MinimizeLCOE_Brownfield | IgnoreSilica | 0 | 0 | 0 | 0 | [6 empty] | 18.2179 | [19 empty] | 1333.5214 | 0
1 | 1300 | 707 | 0.03 | 15 | 15 | 7 | 1.7783e-12 | 5spot_SharedNeighbor | CO2 | Porous | Wet | R245fa | MinimizeLCOE_Brownfield | IgnoreSilica | 0 | 0 | 0 | 0 | [6 empty] | 17.9142 | [19 empty] | 1778.2794 | 0
1 | 1300 | 707 | 0.03 | 15 | 15 | 7 | 2.3714e-12 | 5spot_SharedNeighbor | CO2 | Porous | Wet | R245fa | MinimizeLCOE_Brownfield | IgnoreSilica | 0 | 0 | 0 | 0 | [6 empty] | 17.8566 | [19 empty] | 2371.3737 | 0
1 | 1300 | 707 | 0.03 | 15 | 15 | 7 | 3.1623e-12 | 5spot_SharedNeighbor | CO2 | Porous | Wet | R245fa | MinimizeLCOE_Brownfield | IgnoreSilica | 0 | 0 | 0 | 0 | [6 empty] | 17.8384 | [19 empty] | 3162.2777 | 0
1 | 1300 | 707 | 0.03 | 15 | 15 | 7 | 4.217e-12 | 5spot_SharedNeighbor | CO2 | Porous | Wet | R245fa | MinimizeLCOE_Brownfield | IgnoreSilica | 0 | 0 | 0 | 0 | [6 empty] | 17.8967 | [19 empty] | 4216.965 | 0
1 | 1300 | 707 | 0.03 | 15 | 15 | 7 | 5.6234e-12 | 5spot_SharedNeighbor | CO2 | Porous | Wet | R245fa | MinimizeLCOE_Brownfield | IgnoreSilica | 0 | 0 | 0 | 0 | [6 empty] | 17.725 | [19 empty] | 5623.4133 | 0
1 | 1300 | 707 | 0.03 | 15 | 15 | 7 | 7.4989e-12 | 5spot_SharedNeighbor | CO2 | Porous | Wet | R245fa | MinimizeLCOE_Brownfield | IgnoreSilica | 0 | 0 | 0 | 0 | [6 empty] | 17.9181 | [19 empty] | 7498.9421 | 0
1 | 1300 | 707 | 0.03 | 15 | 15 | 7 | 1e-11 | 5spot_SharedNeighbor | CO2 | Porous | Wet | R245fa | MinimizeLCOE_Brownfield | IgnoreSilica | 0 | 0 | 0 | 0 | [6 empty] | 17.8345 | [19 empty] | 10000 | 0
1 | 1300 | 707 | 0.03 | 15 | 15 | 7 | 1.3335e-11 | 5spot_SharedNeighbor | CO2 | Porous | Wet | R245fa | MinimizeLCOE_Brownfield | IgnoreSilica | 0 | 0 | 0 | 0 | [6 empty] | 17.8085 | [19 empty] | 13335.2143 | 0
1 | 1300 | 707 | 0.03 | 15 | 15 | 7 | 1.7783e-11 | 5spot_SharedNeighbor | CO2 | Porous | Wet | R245fa | MinimizeLCOE_Brownfield | IgnoreSilica | 0 | 0 | 0 | 0 | [6 empty] | 17.6541 | [19 empty] | 17782.7941 | 0
1 | 1300 | 707 | 0.03 | 15 | 15 | 7 | 2.3714e-11 | 5spot_SharedNeighbor | CO2 | Porous | Wet | R245fa | MinimizeLCOE_Brownfield | IgnoreSilica | 0 | 0 | 0 | 0 | [6 empty] | 17.6663 | [19 empty] | 23713.7371 | 0
1 | 1300 | 707 | 0.03 | 15 | 15 | 7 | 3.1623e-11 | 5spot_SharedNeighbor | CO2 | Porous | Wet | R245fa | MinimizeLCOE_Brownfield | IgnoreSilica | 0 | 0 | 0 | 0 | [6 empty] | 17.765 | [19 empty] | 31622.7766 | 0
1 | 1300 | 707 | 0.03 | 15 | 15 | 7 | 4.217e-11 | 5spot_SharedNeighbor | CO2 | Porous | Wet | R245fa | MinimizeLCOE_Brownfield | IgnoreSilica | 0 | 0 | 0 | 0 | [6 empty] | 17.6456 | [19 empty] | 42169.6503 | 0
1 | 1300 | 707 | 0.03 | 15 | 15 | 7 | 5.6234e-11 | 5spot_SharedNeighbor | CO2 | Porous | Wet | R245fa | MinimizeLCOE_Brownfield | IgnoreSilica | 0 | 0 | 0 | 0 | [6 empty] | 17.8932 | [19 empty] | 56234.1325 | 0
1 | 1300 | 707 | 0.03 | 15 | 15 | 7 | 7.4989e-11 | 5spot_SharedNeighbor | CO2 | Porous | Wet | R245fa | MinimizeLCOE_Brownfield | IgnoreSilica | 0 | 0 | 0 | 0 | [6 empty] | 18.6355 | [19 empty] | 74989.4209 | 0
1 | 1300 | 707 | 0.03 | 15 | 15 | 7 | 1e-10 | 5spot_SharedNeighbor | CO2 | Porous | Wet | R245fa | MinimizeLCOE_Brownfield | IgnoreSilica | 0 | 0 | 0 | 0 | [6 empty] | 18.037 | [19 empty] | 100000 | 0
1 | 1300 | 707 | 0.03 | 15 | 15 | 7 | 1.3335e-10 | 5spot_SharedNeighbor | CO2 | Porous | Wet | R245fa | MinimizeLCOE_Brownfield | IgnoreSilica | 0 | 0 | 0 | 0 | [6 empty] | 18.0008 | [19 empty] | 133352.1432 | 0
1 | 1300 | 707 | 0.03 | 15 | 15 | 7 | 1.7783e-10 | 5spot_SharedNeighbor | CO2 | Porous | Wet | R245fa | MinimizeLCOE_Brownfield | IgnoreSilica | 0 | 0 | 0 | 0 | [6 empty] | 17.5627 | [19 empty] | 177827.941 | 0
1 | 1300 | 707 | 0.03 | 15 | 15 | 7 | 2.3714e-10 | 5spot_SharedNeighbor | CO2 | Porous | Wet | R245fa | MinimizeLCOE_Brownfield | IgnoreSilica | 0 | 0 | 0 | 0 | [6 empty] | 17.2311 | [19 empty] | 237137.3706 | 0
1 | 1300 | 707 | 0.03 | 15 | 15 | 7 | 3.1623e-10 | 5spot_SharedNeighbor | CO2 | Porous | Wet | R245fa | MinimizeLCOE_Brownfield | IgnoreSilica | 0 | 0 | 0 | 0 | [6 empty] | 16.6513 | [19 empty] | 316227.766 | 0
1 | 1300 | 707 | 0.03 | 15 | 15 | 7 | 4.217e-10 | 5spot_SharedNeighbor | CO2 | Porous | Wet | R245fa | MinimizeLCOE_Brownfield | IgnoreSilica | 0 | 0 | 0 | 0 | [6 empty] | 15.6717 | [19 empty] | 421696.5034 | 0
1 | 1300 | 707 | 0.03 | 15 | 15 | 7 | 5.6234e-10 | 5spot_SharedNeighbor | CO2 | Porous | Wet | R245fa | MinimizeLCOE_Brownfield | IgnoreSilica | 0 | 0 | 0 | 0 | [6 empty] | 13.6439 | [19 empty] | 562341.3252 | 0
1 | 1300 | 707 | 0.03 | 15 | 15 | 7 | 7.4989e-10 | 5spot_SharedNeighbor | CO2 | Porous | Wet | R245fa | MinimizeLCOE_Brownfield | IgnoreSilica | 0 | 0 | 0 | 0 | [6 empty] | 13.9827 | [19 empty] | 749894.2093 | 0
1 | 1300 | 707 | 0.03 | 15 | 15 | 7 | 1e-09 | 5spot_SharedNeighbor | CO2 | Porous | Wet | R245fa | MinimizeLCOE_Brownfield | IgnoreSilica | 0 | 0 | 0 | 0 | [6 empty] | 14.4923 | [19 empty] | 1000000 | 0
1 | 1300 | 707 | 0.03 | 15 | 15 | 7 | 1.3335e-09 | 5spot_SharedNeighbor | CO2 | Porous | Wet | R245fa | MinimizeLCOE_Brownfield | IgnoreSilica | 0 | 0 | 0 | 0 | [6 empty] | 14.47 | [19 empty] | 1333521.4322 | 0
1 | 1300 | 707 | 0.03 | 15 | 15 | 7 | 1.7783e-09 | 5spot_SharedNeighbor | CO2 | Porous | Wet | R245fa | MinimizeLCOE_Brownfield | IgnoreSilica | 0 | 0 | 0 | 0 | [6 empty] | 14.3643 | [19 empty] | 1778279.41 | 0
1 | 1300 | 707 | 0.03 | 15 | 15 | 7 | 2.3714e-09 | 5spot_SharedNeighbor | CO2 | Porous | Wet | R245fa | MinimizeLCOE_Brownfield | IgnoreSilica | 0 | 0 | 0 | 0 | [6 empty] | 13.9389 | [19 empty] | 2371373.7057 | 0
1 | 1300 | 707 | 0.03 | 15 | 15 | 7 | 3.1623e-09 | 5spot_SharedNeighbor | CO2 | Porous | Wet | R245fa | MinimizeLCOE_Brownfield | IgnoreSilica | 0 | 0 | 0 | 0 | [6 empty] | 14.1581 | [19 empty] | 3162277.6602 | 0
1 | 1300 | 707 | 0.03 | 15 | 15 | 7 | 4.217e-09 | 5spot_SharedNeighbor | CO2 | Porous | Wet | R245fa | MinimizeLCOE_Brownfield | IgnoreSilica | 0 | 0 | 0 | 0 | [6 empty] | 14.962 | [19 empty] | 4216965.0343 | 0
1 | 1300 | 707 | 0.03 | 15 | 15 | 7 | 5.6234e-09 | 5spot_SharedNeighbor | CO2 | Porous | Wet | R245fa | MinimizeLCOE_Brownfield | IgnoreSilica | 0 | 0 | 0 | 0 | [6 empty] | 15.4901 | [19 empty] | 5623413.2519 | 0
1 | 1300 | 707 | 0.03 | 15 | 15 | 7 | 7.4989e-09 | 5spot_SharedNeighbor | CO2 | Porous | Wet | R245fa | MinimizeLCOE_Brownfield | IgnoreSilica | 0 | 0 | 0 | 0 | [6 empty] | 15.4951 | [19 empty] | 7498942.0933 | 0
1 | 1300 | 707 | 0.03 | 15 | 15 | 7 | 1e-08 | 5spot_SharedNeighbor | CO2 | Porous | Wet | R245fa | MinimizeLCOE_Brownfield | IgnoreSilica | 0 | 0 | 0 | 0 | [6 empty] | 15.6063 | [19 empty] | 10000000 | 0
1 | 1400 | 707 | 0.03 | 15 | 15 | 7 | 1e-13 | 5spot_SharedNeighbor | CO2 | Porous | Wet | R245fa | MinimizeLCOE_Brownfield | IgnoreSilica | 0 | 0 | 0 | 0 | [6 empty] | 12.0288 | [19 empty] | 100 | 0
1 | 1400 | 707 | 0.03 | 15 | 15 | 7 | 1.3335e-13 | 5spot_SharedNeighbor | CO2 | Porous | Wet | R245fa | MinimizeLCOE_Brownfield | IgnoreSilica | 0 | 0 | 0 | 0 | [6 empty] | 11.5946 | [19 empty] | 133.3521 | 0
1 | 1400 | 707 | 0.03 | 15 | 15 | 7 | 1.7783e-13 | 5spot_SharedNeighbor | CO2 | Porous | Wet | R245fa | MinimizeLCOE_Brownfield | IgnoreSilica | 0 | 0 | 0 | 0 | [6 empty] | 13.4797 | [19 empty] | 177.8279 | 0
1 | 1400 | 707 | 0.03 | 15 | 15 | 7 | 2.3714e-13 | 5spot_SharedNeighbor | CO2 | Porous | Wet | R245fa | MinimizeLCOE_Brownfield | IgnoreSilica | 0 | 0 | 0 | 0 | [6 empty] | 15.9421 | [19 empty] | 237.1374 | 0
1 | 1400 | 707 | 0.03 | 15 | 15 | 7 | 3.1623e-13 | 5spot_SharedNeighbor | CO2 | Porous | Wet | R245fa | MinimizeLCOE_Brownfield | IgnoreSilica | 0 | 0 | 0 | 0 | [6 empty] | 17.9993 | [19 empty] | 316.2278 | 0
1 | 1400 | 707 | 0.03 | 15 | 15 | 7 | 4.217e-13 | 5spot_SharedNeighbor | CO2 | Porous | Wet | R245fa | MinimizeLCOE_Brownfield | IgnoreSilica | 1.6 | 0.099434 | 0.00010322 | 4 | 14870113.6868 | 50441390.1569 | 303147.3808 | 1028315.9654 | 23.4688 | 0.15903 | 132.4295 | 7164.4933 | 0 | 7898.2857 | 0 | 0 | 0 | 0 | 5874.4838 | 15284.2018 | 10431.7818 | 46653.2463 | 961560.8286 | 5131302.0575 | 5131302.0575 | 6472969.3905 | 3082262.2491 | 0 | 6139516.1325 | 20826049.8295 | 421.6965 | 0.00041288 | 14870113.6868 | 50441390.1569 | 303147.3808 | 1028315.9654
1 | 1400 | 707 | 0.03 | 15 | 15 | 7 | 5.6234e-13 | 5spot_SharedNeighbor | CO2 | Porous | Wet | R245fa | MinimizeLCOE_Brownfield | IgnoreSilica | 1.6 | 0.099432 | 0.00010321 | 4 | 14871746.6992 | 50446950.7849 | 303180.672 | 1028429.3263 | 23.4687 | 0.15902 | 22.0225 | 7163.9731 | 0 | 7897.6227 | 0 | 0 | 0 | 0 | 5874.0224 | 15283.0013 | 10430.9624 | 46649.5818 | 961560.8286 | 5131302.0575 | 5131302.0575 | 6472969.3905 | 3082262.2491 | 0 | 6139512.4679 | 20826046.165 | 562.3413 | 0.00041283 | 14871746.6992 | 50446950.7849 | 303180.672 | 1028429.3263
1 | 1400 | 707 | 0.03 | 15 | 15 | 7 | 7.4989e-13 | 5spot_SharedNeighbor | CO2 | Porous | Wet | R245fa | MinimizeLCOE_Brownfield | IgnoreSilica | 1.6 | 0.099432 | 0.0001032 | 4 | 14872782.8079 | 50450478.8754 | 303201.7945 | 1028501.2512 | 23.4687 | 0.15901 | 21.3308 | 7163.643 | 0 | 7897.2022 | 0 | 0 | 0 | 0 | 5873.7296 | 15282.2396 | 10430.4426 | 46647.2571 | 961560.8286 | 5131302.0575 | 5131302.0575 | 6472969.3905 | 3082262.2491 | 0 | 6139510.1432 | 20826043.8403 | 749.8942 | 0.0004128 | 14872782.8079 | 50450478.8754 | 303201.7945 | 1028501.2512
1 | 1400 | 707 | 0.03 | 15 | 15 | 7 | 1e-12 | 5spot_SharedNeighbor | CO2 | Porous | Wet | R245fa | MinimizeLCOE_Brownfield | IgnoreSilica | 1.6 | 0.099432 | 0.0001032 | 4 | 14873110.0286 | 50451593.1063 | 303208.4653 | 1028523.9663 | 23.4686 | 0.159 | 20.8914 | 7163.5388 | 0 | 7897.0694 | 0 | 0 | 0 | 0 | 5873.6372 | 15281.9991 | 10430.2784 | 46646.5229 | 961560.8286 | 5131302.0575 | 5131302.0575 | 6472969.3905 | 3082262.2491 | 0 | 6139509.4091 | 20826043.1061 | 1000 | 0.00041279 | 14873110.0286 | 50451593.1063 | 303208.4653 | 1028523.9663
1 | 1400 | 707 | 0.03 | 15 | 15 | 7 | 1.3335e-12 | 5spot_SharedNeighbor | CO2 | Porous | Wet | R245fa | MinimizeLCOE_Brownfield | IgnoreSilica | 1.6 | 0.099432 | 0.0001032 | 4 | 14872942.5375 | 50451022.7763 | 303205.0508 | 1028512.3394 | 23.4686 | 0.15901 | 20.3645 | 7163.5922 | 0 | 7897.1373 | 0 | 0 | 0 | 0 | 5873.6845 | 15282.1222 | 10430.3624 | 46646.8987 | 961560.8286 | 5131302.0575 | 5131302.0575 | 6472969.3905 | 3082262.2491 | 0 | 6139509.7848 | 20826043.4819 | 1333.5214 | 0.0004128 | 14872942.5375 | 50451022.7763 | 303205.0508 | 1028512.3394
1 | 1400 | 707 | 0.03 | 15 | 15 | 7 | 1.7783e-12 | 5spot_SharedNeighbor | CO2 | Porous | Wet | R245fa | MinimizeLCOE_Brownfield | IgnoreSilica | 1.6 | 0.099432 | 0.0001032 | 4 | 14872512.5839 | 50449558.7262 | 303196.2856 | 1028482.4927 | 23.4687 | 0.15901 | 19.8335 | 7163.7291 | 0 | 7897.3118 | 0 | 0 | 0 | 0 | 5873.806 | 15282.4383 | 10430.5781 | 46647.8633 | 961560.8286 | 5131302.0575 | 5131302.0575 | 6472969.3905 | 3082262.2491 | 0 | 6139510.7495 | 20826044.4465 | 1778.2794 | 0.00041281 | 14872512.5839 | 50449558.7262 | 303196.2856 | 1028482.4927
1 | 1400 | 707 | 0.03 | 15 | 15 | 7 | 2.3714e-12 | 5spot_SharedNeighbor | CO2 | Porous | Wet | R245fa | MinimizeLCOE_Brownfield | IgnoreSilica | 1.6 | 0.099432 | 0.00010321 | 4 | 14871987.1564 | 50447769.5742 | 303185.574 | 1028446.0184 | 23.4687 | 0.15902 | 20.0898 | 7163.8965 | 0 | 7897.5251 | 0 | 0 | 0 | 0 | 5873.9544 | 15282.8245 | 10430.8417 | 46649.0423 | 961560.8286 | 5131302.0575 | 5131302.0575 | 6472969.3905 | 3082262.2491 | 0 | 6139511.9284 | 20826045.6254 | 2371.3737 | 0.00041282 | 14871987.1564 | 50447769.5742 | 303185.574 | 1028446.0184
1 | 1400 | 707 | 0.03 | 15 | 15 | 7 | 3.1623e-12 | 5spot_SharedNeighbor | CO2 | Porous | Wet | R245fa | MinimizeLCOE_Brownfield | IgnoreSilica | 1.6 | 0.099433 | 0.00010321 | 4 | 14871465.1407 | 50445992.04 | 303174.932 | 1028409.781 | 23.4687 | 0.15902 | 20.2004 | 7164.0627 | 0 | 7897.737 | 0 | 0 | 0 | 0 | 5874.1019 | 15283.2082 | 10431.1037 | 46650.2136 | 961560.8286 | 5131302.0575 | 5131302.0575 | 6472969.3905 | 3082262.2491 | 0 | 6139513.0997 | 20826046.7968 | 3162.2777 | 0.00041284 | 14871465.1407 | 50445992.04 | 303174.932 | 1028409.781
1 | 1400 | 707 | 0.03 | 15 | 15 | 7 | 4.217e-12 | 5spot_SharedNeighbor | CO2 | Porous | Wet | R245fa | MinimizeLCOE_Brownfield | IgnoreSilica | 1.6 | 0.099433 | 0.00010321 | 4 | 14870995.7509 | 50444393.7044 | 303165.3629 | 1028377.1968 | 23.4688 | 0.15903 | 19.8703 | 7164.2123 | 0 | 7897.9276 | 0 | 0 | 0 | 0 | 5874.2345 | 15283.5533 | 10431.3392 | 46651.2669 | 961560.8286 | 5131302.0575 | 5131302.0575 | 6472969.3905 | 3082262.2491 | 0 | 6139514.153 | 20826047.8501 | 4216.965 | 0.00041285 | 14870995.7509 | 50444393.7044 | 303165.3629 | 1028377.1968
1 | 1400 | 707 | 0.03 | 15 | 15 | 7 | 5.6234e-12 | 5spot_SharedNeighbor | CO2 | Porous | Wet | R245fa | MinimizeLCOE_Brownfield | IgnoreSilica | 1.6 | 0.099433 | 0.00010322 | 4 | 14870597.396 | 50443037.2519 | 303157.2419 | 1028349.5436 | 23.4688 | 0.15903 | 19.8997 | 7164.3392 | 0 | 7898.0893 | 0 | 0 | 0 | 0 | 5874.3471 | 15283.8462 | 10431.5391 | 46652.1608 | 961560.8286 | 5131302.0575 | 5131302.0575 | 6472969.3905 | 3082262.2491 | 0 | 6139515.0469 | 20826048.744 | 5623.4133 | 0.00041286 | 14870597.396 | 50443037.2519 | 303157.2419 | 1028349.5436
1 | 1400 | 707 | 0.03 | 15 | 15 | 7 | 7.4989e-12 | 5spot_SharedNeighbor | CO2 | Porous | Wet | R245fa | MinimizeLCOE_Brownfield | IgnoreSilica | 1.6 | 0.099434 | 0.00010322 | 4 | 14870271.5222 | 50441927.6076 | 303150.5985 | 1028326.922 | 23.4688 | 0.15903 | 20.0492 | 7164.443 | 0 | 7898.2216 | 0 | 0 | 0 | 0 | 5874.4392 | 15284.0858 | 10431.7026 | 46652.8921 | 961560.8286 | 5131302.0575 | 5131302.0575 | 6472969.3905 | 3082262.2491 | 0 | 6139515.7782 | 20826049.4753 | 7498.9421 | 0.00041287 | 14870271.5222 | 50441927.6076 | 303150.5985 | 1028326.922
1 | 1400 | 707 | 0.03 | 15 | 15 | 7 | 1e-11 | 5spot_SharedNeighbor | CO2 | Porous | Wet | R245fa | MinimizeLCOE_Brownfield | IgnoreSilica | 1.6 | 0.099434 | 0.00010322 | 4 | 14870011.4213 | 50441041.9292 | 303145.296 | 1028308.8663 | 23.4688 | 0.15903 | 19.8003 | 7164.5259 | 0 | 7898.3272 | 0 | 0 | 0 | 0 | 5874.5127 | 15284.277 | 10431.8331 | 46653.4759 | 961560.8286 | 5131302.0575 | 5131302.0575 | 6472969.3905 | 3082262.2491 | 0 | 6139516.362 | 20826050.059 | 10000 | 0.00041288 | 14870011.4213 | 50441041.9292 | 303145.296 | 1028308.8663
1 | 1400 | 707 | 0.03 | 15 | 15 | 7 | 1.3335e-11 | 5spot_SharedNeighbor | CO2 | Porous | Wet | R245fa | MinimizeLCOE_Brownfield | IgnoreSilica | 1.6 | 0.099434 | 0.00010322 | 4 | 14869807.3414 | 50440347.0095 | 303141.1356 | 1028294.6994 | 23.4689 | 0.15904 | 20.1522 | 7164.5909 | 0 | 7898.4101 | 0 | 0 | 0 | 0 | 5874.5704 | 15284.427 | 10431.9355 | 46653.9339 | 961560.8286 | 5131302.0575 | 5131302.0575 | 6472969.3905 | 3082262.2491 | 0 | 6139516.82 | 20826050.5171 | 13335.2143 | 0.00041288 | 14869807.3414 | 50440347.0095 | 303141.1356 | 1028294.6994
1 | 1400 | 707 | 0.03 | 15 | 15 | 7 | 1.7783e-11 | 5spot_SharedNeighbor | CO2 | Porous | Wet | R245fa | MinimizeLCOE_Brownfield | IgnoreSilica | 1.6 | 0.099434 | 0.00010322 | 4 | 14869649.1376 | 50439808.3043 | 303137.9104 | 1028283.7172 | 23.4689 | 0.15904 | 20.3152 | 7164.6413 | 0 | 7898.4743 | 0 | 0 | 0 | 0 | 5874.6151 | 15284.5434 | 10432.0149 | 46654.2889 | 961560.8286 | 5131302.0575 | 5131302.0575 | 6472969.3905 | 3082262.2491 | 0 | 6139517.1751 | 20826050.8721 | 17782.7941 | 0.00041289 | 14869649.1376 | 50439808.3043 | 303137.9104 | 1028283.7172
1 | 1400 | 707 | 0.03 | 15 | 15 | 7 | 2.3714e-11 | 5spot_SharedNeighbor | CO2 | Porous | Wet | R245fa | MinimizeLCOE_Brownfield | IgnoreSilica | 1.6 | 0.099434 | 0.00010322 | 4 | 14869527.5616 | 50439394.3215 | 303135.4319 | 1028275.2776 | 23.4689 | 0.15904 | 20.0137 | 7164.68 | 0 | 7898.5237 | 0 | 0 | 0 | 0 | 5874.6494 | 15284.6328 | 10432.0759 | 46654.5618 | 961560.8286 | 5131302.0575 | 5131302.0575 | 6472969.3905 | 3082262.2491 | 0 | 6139517.4479 | 20826051.145 | 23713.7371 | 0.00041289 | 14869527.5616 | 50439394.3215 | 303135.4319 | 1028275.2776
1 | 1400 | 707 | 0.03 | 15 | 15 | 7 | 3.1623e-11 | 5spot_SharedNeighbor | CO2 | Porous | Wet | R245fa | MinimizeLCOE_Brownfield | IgnoreSilica | 1.6 | 0.099434 | 0.00010322 | 4 | 14869434.729 | 50439078.2141 | 303133.5394 | 1028268.8333 | 23.4689 | 0.15904 | 20.3606 | 7164.7096 | 0 | 7898.5614 | 0 | 0 | 0 | 0 | 5874.6757 | 15284.701 | 10432.1225 | 46654.7702 | 961560.8286 | 5131302.0575 | 5131302.0575 | 6472969.3905 | 3082262.2491 | 0 | 6139517.6563 | 20826051.3533 | 31622.7766 | 0.0004129 | 14869434.729 | 50439078.2141 | 303133.5394 | 1028268.8333
1 | 1400 | 707 | 0.03 | 15 | 15 | 7 | 4.217e-11 | 5spot_SharedNeighbor | CO2 | Porous | Wet | R245fa | MinimizeLCOE_Brownfield | IgnoreSilica | 1.6 | 0.099434 | 0.00010322 | 4 | 14869364.1702 | 50438837.9519 | 303132.1009 | 1028263.9352 | 23.4689 | 0.15904 | 19.9278 | 7164.7321 | 0 | 7898.59 | 0 | 0 | 0 | 0 | 5874.6956 | 15284.7529 | 10432.1579 | 46654.9285 | 961560.8286 | 5131302.0575 | 5131302.0575 | 6472969.3905 | 3082262.2491 | 0 | 6139517.8146 | 20826051.5117 | 42169.6503 | 0.0004129 | 14869364.1702 | 50438837.9519 | 303132.1009 | 1028263.9352
1 | 1400 | 707 | 0.03 | 15 | 15 | 7 | 5.6234e-11 | 5spot_SharedNeighbor | CO2 | Porous | Wet | R245fa | MinimizeLCOE_Brownfield | IgnoreSilica | 1.6 | 0.099434 | 0.00010322 | 4 | 14869310.7249 | 50438655.9634 | 303131.0114 | 1028260.2251 | 23.4689 | 0.15904 | 19.4716 | 7164.7491 | 0 | 7898.6117 | 0 | 0 | 0 | 0 | 5874.7107 | 15284.7922 | 10432.1848 | 46655.0485 | 961560.8286 | 5131302.0575 | 5131302.0575 | 6472969.3905 | 3082262.2491 | 0 | 6139517.9346 | 20826051.6317 | 56234.1325 | 0.0004129 | 14869310.7249 | 50438655.9634 | 303131.0114 | 1028260.2251
1 | 1400 | 707 | 0.03 | 15 | 15 | 7 | 7.4989e-11 | 5spot_SharedNeighbor | CO2 | Porous | Wet | R245fa | MinimizeLCOE_Brownfield | IgnoreSilica | 1.6 | 0.099434 | 0.00010322 | 4 | 14869270.3462 | 50438518.4684 | 303130.1882 | 1028257.4221 | 23.4689 | 0.15904 | 19.0726 | 7164.762 | 0 | 7898.6281 | 0 | 0 | 0 | 0 | 5874.7221 | 15284.8219 | 10432.205 | 46655.1391 | 961560.8286 | 5131302.0575 | 5131302.0575 | 6472969.3905 | 3082262.2491 | 0 | 6139518.0252 | 20826051.7223 | 74989.4209 | 0.0004129 | 14869270.3462 | 50438518.4684 | 303130.1882 | 1028257.4221
1 | 1400 | 707 | 0.03 | 15 | 15 | 7 | 1e-10 | 5spot_SharedNeighbor | CO2 | Porous | Wet | R245fa | MinimizeLCOE_Brownfield | IgnoreSilica | 1.6 | 0.099434 | 0.00010323 | 4 | 14869239.894 | 50438414.7745 | 303129.5674 | 1028255.3082 | 23.4689 | 0.15904 | 19.0728 | 7164.7717 | 0 | 7898.6405 | 0 | 0 | 0 | 0 | 5874.7307 | 15284.8443 | 10432.2203 | 46655.2074 | 961560.8286 | 5131302.0575 | 5131302.0575 | 6472969.3905 | 3082262.2491 | 0 | 6139518.0936 | 20826051.7906 | 100000 | 0.0004129 | 14869239.894 | 50438414.7745 | 303129.5674 | 1028255.3082
1 | 1400 | 707 | 0.03 | 15 | 15 | 7 | 1.3335e-10 | 5spot_SharedNeighbor | CO2 | Porous | Wet | R245fa | MinimizeLCOE_Brownfield | IgnoreSilica | 1.6 | 0.099434 | 0.00010323 | 4 | 14869216.9662 | 50438336.7025 | 303129.1 | 1028253.7166 | 23.4689 | 0.15904 | 18.8571 | 7164.779 | 0 | 7898.6498 | 0 | 0 | 0 | 0 | 5874.7372 | 15284.8611 | 10432.2318 | 46655.2589 | 961560.8286 | 5131302.0575 | 5131302.0575 | 6472969.3905 | 3082262.2491 | 0 | 6139518.145 | 20826051.8421 | 133352.1432 | 0.0004129 | 14869216.9662 | 50438336.7025 | 303129.1 | 1028253.7166
1 | 1400 | 707 | 0.03 | 15 | 15 | 7 | 1.7783e-10 | 5spot_SharedNeighbor | CO2 | Porous | Wet | R245fa | MinimizeLCOE_Brownfield | IgnoreSilica | 1.6 | 0.099434 | 0.00010323 | 4 | 14869199.7181 | 50438277.9704 | 303128.7483 | 1028252.5192 | 23.4689 | 0.15904 | 19.1006 | 7164.7845 | 0 | 7898.6568 | 0 | 0 | 0 | 0 | 5874.7421 | 15284.8738 | 10432.2405 | 46655.2976 | 961560.8286 | 5131302.0575 | 5131302.0575 | 6472969.3905 | 3082262.2491 | 0 | 6139518.1837 | 20826051.8808 | 177827.941 | 0.0004129 | 14869199.7181 | 50438277.9704 | 303128.7483 | 1028252.5192
1 | 1400 | 707 | 0.03 | 15 | 15 | 7 | 2.3714e-10 | 5spot_SharedNeighbor | CO2 | Porous | Wet | R245fa | MinimizeLCOE_Brownfield | IgnoreSilica | 1.6 | 0.099434 | 0.00010323 | 4 | 14869186.7506 | 50438233.8142 | 303128.484 | 1028251.6191 | 23.4689 | 0.15904 | 19.2892 | 7164.7886 | 0 | 7898.662 | 0 | 0 | 0 | 0 | 5874.7457 | 15284.8834 | 10432.247 | 46655.3267 | 961560.8286 | 5131302.0575 | 5131302.0575 | 6472969.3905 | 3082262.2491 | 0 | 6139518.2128 | 20826051.9099 | 237137.3706 | 0.0004129 | 14869186.7506 | 50438233.8142 | 303128.484 | 1028251.6191
1 | 1400 | 707 | 0.03 | 15 | 15 | 7 | 3.1623e-10 | 5spot_SharedNeighbor | CO2 | Porous | Wet | R245fa | MinimizeLCOE_Brownfield | IgnoreSilica | 1.6 | 0.099434 | 0.00010323 | 4 | 14869177.0112 | 50438200.6502 | 303128.2854 | 1028250.943 | 23.4689 | 0.15904 | 19.1822 | 7164.7917 | 0 | 7898.666 | 0 | 0 | 0 | 0 | 5874.7485 | 15284.8905 | 10432.2519 | 46655.3486 | 961560.8286 | 5131302.0575 | 5131302.0575 | 6472969.3905 | 3082262.2491 | 0 | 6139518.2347 | 20826051.9318 | 316227.766 | 0.0004129 | 14869177.0112 | 50438200.6502 | 303128.2854 | 1028250.943
1 | 1400 | 707 | 0.03 | 15 | 15 | 7 | 4.217e-10 | 5spot_SharedNeighbor | CO2 | Porous | Wet | R245fa | MinimizeLCOE_Brownfield | IgnoreSilica | 1.6 | 0.099434 | 0.00010323 | 4 | 14869169.6982 | 50438175.7487 | 303128.1363 | 1028250.4353 | 23.4689 | 0.15904 | 18.9387 | 7164.794 | 0 | 7898.669 | 0 | 0 | 0 | 0 | 5874.7506 | 15284.8959 | 10432.2555 | 46655.365 | 961560.8286 | 5131302.0575 | 5131302.0575 | 6472969.3905 | 3082262.2491 | 0 | 6139518.2511 | 20826051.9482 | 421696.5034 | 0.0004129 | 14869169.6982 | 50438175.7487 | 303128.1363 | 1028250.4353
1 | 1400 | 707 | 0.03 | 15 | 15 | 7 | 5.6234e-10 | 5spot_SharedNeighbor | CO2 | Porous | Wet | R245fa | MinimizeLCOE_Brownfield | IgnoreSilica | 1.6 | 0.099434 | 0.00010323 | 4 | 14869164.2095 | 50438157.0588 | 303128.0244 | 1028250.0543 | 23.4689 | 0.15904 | 18.9957 | 7164.7958 | 0 | 7898.6712 | 0 | 0 | 0 | 0 | 5874.7521 | 15284.8999 | 10432.2583 | 46655.3773 | 961560.8286 | 5131302.0575 | 5131302.0575 | 6472969.3905 | 3082262.2491 | 0 | 6139518.2634 | 20826051.9605 | 562341.3252 | 0.0004129 | 14869164.2095 | 50438157.0588 | 303128.0244 | 1028250.0543
1 | 1400 | 707 | 0.03 | 15 | 15 | 7 | 7.4989e-10 | 5spot_SharedNeighbor | CO2 | Porous | Wet | R245fa | MinimizeLCOE_Brownfield | IgnoreSilica | 1.6 | 0.099434 | 0.00010323 | 4 | 14869160.0892 | 50438143.0287 | 303127.9404 | 1028249.7683 | 23.4689 | 0.15904 | 19.2566 | 7164.7971 | 0 | 7898.6729 | 0 | 0 | 0 | 0 | 5874.7533 | 15284.903 | 10432.2603 | 46655.3866 | 961560.8286 | 5131302.0575 | 5131302.0575 | 6472969.3905 | 3082262.2491 | 0 | 6139518.2727 | 20826051.9698 | 749894.2093 | 0.0004129 | 14869160.0892 | 50438143.0287 | 303127.9404 | 1028249.7683
1 | 1400 | 707 | 0.03 | 15 | 15 | 7 | 1e-09 | 5spot_SharedNeighbor | CO2 | Porous | Wet | R245fa | MinimizeLCOE_Brownfield | IgnoreSilica | 1.6 | 0.099434 | 0.00010323 | 4 | 14869156.9987 | 50438132.5051 | 303127.8774 | 1028249.5537 | 23.4689 | 0.15904 | 19.0408 | 7164.7981 | 0 | 7898.6741 | 0 | 0 | 0 | 0 | 5874.7542 | 15284.9052 | 10432.2619 | 46655.3935 | 961560.8286 | 5131302.0575 | 5131302.0575 | 6472969.3905 | 3082262.2491 | 0 | 6139518.2796 | 20826051.9767 | 1000000 | 0.0004129 | 14869156.9987 | 50438132.5051 | 303127.8774 | 1028249.5537
1 | 1400 | 707 | 0.03 | 15 | 15 | 7 | 1.3335e-09 | 5spot_SharedNeighbor | CO2 | Porous | Wet | R245fa | MinimizeLCOE_Brownfield | IgnoreSilica | 1.6 | 0.099434 | 0.00010323 | 4 | 14869154.6814 | 50438124.6143 | 303127.8302 | 1028249.3929 | 23.4689 | 0.15904 | 19.6457 | 7164.7988 | 0 | 7898.6751 | 0 | 0 | 0 | 0 | 5874.7548 | 15284.9069 | 10432.2631 | 46655.3987 | 961560.8286 | 5131302.0575 | 5131302.0575 | 6472969.3905 | 3082262.2491 | 0 | 6139518.2848 | 20826051.9819 | 1333521.4322 | 0.0004129 | 14869154.6814 | 50438124.6143 | 303127.8302 | 1028249.3929
1 | 1400 | 707 | 0.03 | 15 | 15 | 7 | 1.7783e-09 | 5spot_SharedNeighbor | CO2 | Porous | Wet | R245fa | MinimizeLCOE_Brownfield | IgnoreSilica | 1.6 | 0.099434 | 0.00010323 | 4 | 14869152.94 | 50438118.6847 | 303127.7947 | 1028249.272 | 23.4689 | 0.15904 | 19.0922 | 7164.7994 | 0 | 7898.6758 | 0 | 0 | 0 | 0 | 5874.7553 | 15284.9082 | 10432.2639 | 46655.4026 | 961560.8286 | 5131302.0575 | 5131302.0575 | 6472969.3905 | 3082262.2491 | 0 | 6139518.2887 | 20826051.9858 | 1778279.41 | 0.0004129 | 14869152.94 | 50438118.6847 | 303127.7947 | 1028249.272
1 | 1400 | 707 | 0.03 | 15 | 15 | 7 | 2.3714e-09 | 5spot_SharedNeighbor | CO2 | Porous | Wet | R245fa | MinimizeLCOE_Brownfield | IgnoreSilica | 1.6 | 0.099434 | 0.00010323 | 4 | 14869151.6378 | 50438114.2504 | 303127.7682 | 1028249.1816 | 23.4689 | 0.15904 | 18.7946 | 7164.7998 | 0 | 7898.6763 | 0 | 0 | 0 | 0 | 5874.7557 | 15284.9092 | 10432.2646 | 46655.4055 | 961560.8286 | 5131302.0575 | 5131302.0575 | 6472969.3905 | 3082262.2491 | 0 | 6139518.2917 | 20826051.9887 | 2371373.7057 | 0.0004129 | 14869151.6378 | 50438114.2504 | 303127.7682 | 1028249.1816
1 | 1400 | 707 | 0.03 | 15 | 15 | 7 | 3.1623e-09 | 5spot_SharedNeighbor | CO2 | Porous | Wet | R245fa | MinimizeLCOE_Brownfield | IgnoreSilica | 1.6 | 0.099434 | 0.00010323 | 4 | 14869150.6562 | 50438110.9081 | 303127.7481 | 1028249.1135 | 23.4689 | 0.15904 | 18.9592 | 7164.8001 | 0 | 7898.6767 | 0 | 0 | 0 | 0 | 5874.756 | 15284.9099 | 10432.2651 | 46655.4077 | 961560.8286 | 5131302.0575 | 5131302.0575 | 6472969.3905 | 3082262.2491 | 0 | 6139518.2939 | 20826051.9909 | 3162277.6602 | 0.0004129 | 14869150.6562 | 50438110.9081 | 303127.7481 | 1028249.1135
1 | 1400 | 707 | 0.03 | 15 | 15 | 7 | 4.217e-09 | 5spot_SharedNeighbor | CO2 | Porous | Wet | R245fa | MinimizeLCOE_Brownfield | IgnoreSilica | 1.6 | 0.099434 | 0.00010323 | 4 | 14869149.9232 | 50438108.4119 | 303127.7332 | 1028249.0626 | 23.4689 | 0.15904 | 19.0095 | 7164.8003 | 0 | 7898.677 | 0 | 0 | 0 | 0 | 5874.7562 | 15284.9104 | 10432.2655 | 46655.4094 | 961560.8286 | 5131302.0575 | 5131302.0575 | 6472969.3905 | 3082262.2491 | 0 | 6139518.2955 | 20826051.9926 | 4216965.0343 | 0.0004129 | 14869149.9232 | 50438108.4119 | 303127.7332 | 1028249.0626
1 | 1400 | 707 | 0.03 | 15 | 15 | 7 | 5.6234e-09 | 5spot_SharedNeighbor | CO2 | Porous | Wet | R245fa | MinimizeLCOE_Brownfield | IgnoreSilica | 1.6 | 0.099434 | 0.00010323 | 4 | 14869149.3752 | 50438106.546 | 303127.722 | 1028249.0245 | 23.4689 | 0.15904 | 19.0396 | 7164.8005 | 0 | 7898.6772 | 0 | 0 | 0 | 0 | 5874.7563 | 15284.9108 | 10432.2657 | 46655.4106 | 961560.8286 | 5131302.0575 | 5131302.0575 | 6472969.3905 | 3082262.2491 | 0 | 6139518.2967 | 20826051.9938 | 5623413.2519 | 0.0004129 | 14869149.3752 | 50438106.546 | 303127.722 | 1028249.0245
1 | 1400 | 707 | 0.03 | 15 | 15 | 7 | 7.4989e-09 | 5spot_SharedNeighbor | CO2 | Porous | Wet | R245fa | MinimizeLCOE_Brownfield | IgnoreSilica | 1.6 | 0.099434 | 0.00010323 | 4 | 14869148.962 | 50438105.1388 | 303127.7136 | 1028248.9958 | 23.4689 | 0.15904 | 19.2081 | 7164.8006 | 0 | 7898.6774 | 0 | 0 | 0 | 0 | 5874.7564 | 15284.9112 | 10432.2659 | 46655.4115 | 961560.8286 | 5131302.0575 | 5131302.0575 | 6472969.3905 | 3082262.2491 | 0 | 6139518.2977 | 20826051.9947 | 7498942.0933 | 0.0004129 | 14869148.962 | 50438105.1388 | 303127.7136 | 1028248.9958
1 | 1400 | 707 | 0.03 | 15 | 15 | 7 | 1e-08 | 5spot_SharedNeighbor | CO2 | Porous | Wet | R245fa | MinimizeLCOE_Brownfield | IgnoreSilica | 1.6 | 0.099434 | 0.00010323 | 4 | 14869148.6508 | 50438104.0792 | 303127.7073 | 1028248.9742 | 23.4689 | 0.15904 | 20.0865 | 7164.8007 | 0 | 7898.6775 | 0 | 0 | 0 | 0 | 5874.7565 | 15284.9114 | 10432.2661 | 46655.4122 | 961560.8286 | 5131302.0575 | 5131302.0575 | 6472969.3905 | 3082262.2491 | 0 | 6139518.2984 | 20826051.9954 | 10000000 | 0.0004129 | 14869148.6508 | 50438104.0792 | 303127.7073 | 1028248.9742
1 | 1500 | 707 | 0.03 | 15 | 15 | 7 | 1e-13 | 5spot_SharedNeighbor | CO2 | Porous | Wet | R245fa | MinimizeLCOE_Brownfield | IgnoreSilica | 0.441 | 0.015811 | 5.5471e-05 | 4 | 29188194.2848 | 98322063.9466 | 595040.8205 | 2004428.264 | 24.3165 | 0.2847 | 28.373 | 4541.1082 | 0 | 4493.2375 | 0 | 0 | 0 | 0 | 3523.3948 | 9167.1506 | 6256.7686 | 27981.6597 | 961560.8286 | 5486900.7426 | 5486900.7426 | 6655388.4938 | 3197528.562 | 0 | 6476443.2309 | 21816261.0293 | 100 | 0.00022189 | 29188194.2848 | 98322063.9466 | 595040.8205 | 2004428.264
1 | 1500 | 707 | 0.03 | 15 | 15 | 7 | 1.3335e-13 | 5spot_SharedNeighbor | CO2 | Porous | Wet | R245fa | MinimizeLCOE_Brownfield | IgnoreSilica | 0.57453 | 0.025054 | 0.000109 | 4 | 14893941.2355 | 50076312.6473 | 303633.1376 | 1020873.3665 | 25.1631 | 0.40824 | 31.3218 | 7103.9376 | 0 | 7562.4246 | 0 | 0 | 0 | 0 | 5719.8813 | 14881.9578 | 10157.242 | 45425.4433 | 961560.8286 | 5486900.7426 | 5486900.7426 | 6655388.4938 | 3197528.562 | 0 | 6493887.0145 | 21833704.813 | 133.3521 | 0.00043601 | 14893941.2355 | 50076312.6473 | 303633.1376 | 1020873.3665
1 | 1500 | 707 | 0.03 | 15 | 15 | 7 | 1.7783e-13 | 5spot_SharedNeighbor | CO2 | Porous | Wet | R245fa | MinimizeLCOE_Brownfield | IgnoreSilica | 0.81347 | 0.041942 | 0.00019847 | 4 | 8210869.4295 | 27533537.9981 | 167389.6793 | 561308.414 | 25.8097 | 0.50383 | 23.8354 | 10583.2884 | 0 | 12003.4858 | 0 | 0 | 0 | 0 | 8808.8419 | 22918.7997 | 15642.5517 | 69956.9675 | 961560.8286 | 5486900.7426 | 5486900.7426 | 6655388.4938 | 3197528.562 | 0 | 6518418.5387 | 21858236.3372 | 177.8279 | 0.00079388 | 8210869.4295 | 27533537.9981 | 167389.6793 | 561308.414
1 | 1500 | 707 | 0.03 | 15 | 15 | 7 | 2.3714e-13 | 5spot_SharedNeighbor | CO2 | Porous | Wet | R245fa | MinimizeLCOE_Brownfield | IgnoreSilica | 1.0452 | 0.058353 | 0.00030411 | 4 | 5379216.4033 | 17989612.3744 | 109662.6023 | 366742.581 | 26.3222 | 0.58074 | 31.3346 | 14051.1551 | 0 | 16635.4688 | 0 | 0 | 0 | 0 | 11967.7833 | 31137.7173 | 21252.1318 | 95044.2563 | 961560.8286 | 5486900.7426 | 5486900.7426 | 6655388.4938 | 3197528.562 | 0 | 6543505.8275 | 21883323.626 | 237.1374 | 0.0012164 | 5379216.4033 | 17989612.3744 | 109662.6023 | 366742.581
1 | 1500 | 707 | 0.03 | 15 | 15 | 7 | 3.1623e-13 | 5spot_SharedNeighbor | CO2 | Porous | Wet | R245fa | MinimizeLCOE_Brownfield | IgnoreSilica | 1.4371 | 0.086338 | 0.00044415 | 4 | 3700469.6673 | 12334930.0153 | 75439.0794 | 251464.2326 | 26.5137 | 0.60949 | 29.8044 | 18164.7829 | 0 | 22426.7782 | 0 | 0 | 0 | 0 | 15830.7088 | 41188.2571 | 28111.8318 | 125722.3589 | 961560.8286 | 5486900.7426 | 5486900.7426 | 6655388.4938 | 3197528.562 | 0 | 6574183.9301 | 21914001.7285 | 316.2278 | 0.0017766 | 3700469.6673 | 12334930.0153 | 75439.0794 | 251464.2326
1 | 1500 | 707 | 0.03 | 15 | 15 | 7 | 4.217e-13 | 5spot_SharedNeighbor | CO2 | Porous | Wet | R245fa | MinimizeLCOE_Brownfield | IgnoreSilica | 1.6 | 0.097969 | 0.00050587 | 4 | 3255231.2135 | 10836193.968 | 66362.2913 | 220910.4711 | 26.587 | 0.62055 | 17.0979 | 19839.0242 | 0 | 24841.5284 | 0 | 0 | 0 | 0 | 17425.4155 | 45337.3567 | 30943.6776 | 138387.0025 | 961560.8286 | 5486900.7426 | 5486900.7426 | 6655388.4938 | 3197528.562 | 0 | 6586848.5737 | 21926666.3721 | 421.6965 | 0.0020235 | 3255231.2135 | 10836193.968 | 66362.2913 | 220910.4711
1 | 1500 | 707 | 0.03 | 15 | 15 | 7 | 5.6234e-13 | 5spot_SharedNeighbor | CO2 | Porous | Wet | R245fa | MinimizeLCOE_Brownfield | IgnoreSilica | 1.6 | 0.097968 | 0.00050588 | 4 | 3255120.6682 | 10835822.2976 | 66360.0377 | 220902.8941 | 26.5871 | 0.62057 | 17.0548 | 19839.4578 | 0 | 24842.1275 | 0 | 0 | 0 | 0 | 17425.8183 | 45338.4046 | 30944.3928 | 138390.2009 | 961560.8286 | 5486900.7426 | 5486900.7426 | 6655388.4938 | 3197528.562 | 0 | 6586851.7721 | 21926669.5706 | 562.3413 | 0.0020235 | 3255120.6682 | 10835822.2976 | 66360.0377 | 220902.8941
1 | 1500 | 707 | 0.03 | 15 | 15 | 7 | 7.4989e-13 | 5spot_SharedNeighbor | CO2 | Porous | Wet | R245fa | MinimizeLCOE_Brownfield | IgnoreSilica | 1.6 | 0.097967 | 0.0005059 | 4 | 3255041.3599 | 10835555.6511 | 66358.4209 | 220897.4581 | 26.5871 | 0.62058 | 16.231 | 19839.7689 | 0 | 24842.5574 | 0 | 0 | 0 | 0 | 17426.1072 | 45339.1564 | 30944.9059 | 138392.4957 | 961560.8286 | 5486900.7426 | 5486900.7426 | 6655388.4938 | 3197528.562 | 0 | 6586854.0669 | 21926671.8653 | 749.8942 | 0.0020236 | 3255041.3599 | 10835555.6511 | 66358.4209 | 220897.4581
1 | 1500 | 707 | 0.03 | 15 | 15 | 7 | 1e-12 | 5spot_SharedNeighbor | CO2 | Porous | Wet | R245fa | MinimizeLCOE_Brownfield | IgnoreSilica | 3.7 | 0.24805 | 0.0013753 | 4 | 1224928.4698 | 4013353.9216 | 24971.8237 | 81817.6482 | 27.1321 | 0.70373 | 24.6071 | 39161.1248 | 0 | 54525.9993 | 0 | 0 | 0 | 0 | 36537.9784 | 95064.3248 | 64883.3551 | 290172.7824 | 961560.8286 | 5486900.7426 | 5486900.7426 | 6655388.4938 | 3197528.562 | 0 | 6738634.3536 | 22078452.1521 | 1000 | 0.0055012 | 1224928.4698 | 4013353.9216 | 24971.8237 | 81817.6482
1 | 1500 | 707 | 0.03 | 15 | 15 | 7 | 1.3335e-12 | 5spot_SharedNeighbor | CO2 | Porous | Wet | R245fa | MinimizeLCOE_Brownfield | IgnoreSilica | 3.7 | 0.24805 | 0.0013754 | 4 | 1224892.3135 | 4013232.9844 | 24971.0866 | 81815.1827 | 27.1322 | 0.70375 | 26.6039 | 39161.8877 | 0 | 54527.1673 | 0 | 0 | 0 | 0 | 36538.7315 | 95066.2842 | 64884.6924 | 290178.7631 | 961560.8286 | 5486900.7426 | 5486900.7426 | 6655388.4938 | 3197528.562 | 0 | 6738640.3343 | 22078458.1327 | 1333.5214 | 0.0055014 | 1224892.3135 | 4013232.9844 | 24971.0866 | 81815.1827
1 | 1500 | 707 | 0.03 | 15 | 15 | 7 | 1.7783e-12 | 5spot_SharedNeighbor | CO2 | Porous | Wet | R245fa | MinimizeLCOE_Brownfield | IgnoreSilica | 3.7 | 0.24805 | 0.0013754 | 4 | 1224867.6833 | 4013150.6004 | 24970.5845 | 81813.5032 | 27.1322 | 0.70376 | 25.9032 | 39162.4074 | 0 | 54527.9631 | 0 | 0 | 0 | 0 | 36539.2445 | 95067.619 | 64885.6034 | 290182.8373 | 961560.8286 | 5486900.7426 | 5486900.7426 | 6655388.4938 | 3197528.562 | 0 | 6738644.4085 | 22078462.207 | 1778.2794 | 0.0055015 | 1224867.6833 | 4013150.6004 | 24970.5845 | 81813.5032
1 | 1500 | 707 | 0.03 | 15 | 15 | 7 | 2.3714e-12 | 5spot_SharedNeighbor | CO2 | Porous | Wet | R245fa | MinimizeLCOE_Brownfield | IgnoreSilica | 3.7 | 0.24805 | 0.0013754 | 4 | 1224858.8598 | 4013121.0871 | 24970.4046 | 81812.9015 | 27.1323 | 0.70377 | 25.8013 | 39162.5936 | 0 | 54528.2481 | 0 | 0 | 0 | 0 | 36539.4283 | 95068.0971 | 64885.9298 | 290184.2969 | 961560.8286 | 5486900.7426 | 5486900.7426 | 6655388.4938 | 3197528.562 | 0 | 6738645.8681 | 22078463.6666 | 2371.3737 | 0.0055016 | 1224858.8598 | 4013121.0871 | 24970.4046 | 81812.9015
1 | 1500 | 707 | 0.03 | 15 | 15 | 7 | 3.1623e-12 | 5spot_SharedNeighbor | CO2 | Porous | Wet | R245fa | MinimizeLCOE_Brownfield | IgnoreSilica | 3.7 | 0.24805 | 0.0013754 | 4 | 1224861.4828 | 4013129.8607 | 24970.4581 | 81813.0804 | 27.1323 | 0.70376 | 27.9281 | 39162.5383 | 0 | 54528.1634 | 0 | 0 | 0 | 0 | 36539.3737 | 95067.955 | 64885.8327 | 290183.863 | 961560.8286 | 5486900.7426 | 5486900.7426 | 6655388.4938 | 3197528.562 | 0 | 6738645.4342 | 22078463.2327 | 3162.2777 | 0.0055016 | 1224861.4828 | 4013129.8607 | 24970.4581 | 81813.0804
1 | 1500 | 707 | 0.03 | 15 | 15 | 7 | 4.217e-12 | 5spot_SharedNeighbor | CO2 | Porous | Wet | R245fa | MinimizeLCOE_Brownfield | IgnoreSilica | 3.7 | 0.24805 | 0.0013754 | 4 | 1224870.3702 | 4013159.5878 | 24970.6393 | 81813.6864 | 27.1322 | 0.70376 | 142.657 | 39162.3507 | 0 | 54527.8763 | 0 | 0 | 0 | 0 | 36539.1885 | 95067.4733 | 64885.504 | 290182.3929 | 961560.8286 | 5486900.7426 | 5486900.7426 | 6655388.4938 | 3197528.562 | 0 | 6738643.9641 | 22078461.7625 | 4216.965 | 0.0055015 | 1224870.3702 | 4013159.5878 | 24970.6393 | 81813.6864
1 | 1500 | 707 | 0.03 | 15 | 15 | 7 | 5.6234e-12 | 5spot_SharedNeighbor | CO2 | Porous | Wet | R245fa | MinimizeLCOE_Brownfield | IgnoreSilica | 3.7 | 0.24805 | 0.0013754 | 4 | 1224881.6931 | 4013197.461 | 24970.8701 | 81814.4585 | 27.1322 | 0.70375 | 30.0487 | 39162.1118 | 0 | 54527.5105 | 0 | 0 | 0 | 0 | 36538.9527 | 95066.8597 | 64885.0852 | 290180.5198 | 961560.8286 | 5486900.7426 | 5486900.7426 | 6655388.4938 | 3197528.562 | 0 | 6738642.0911 | 22078459.8895 | 5623.4133 | 0.0055015 | 1224881.6931 | 4013197.461 | 24970.8701 | 81814.4585
1 | 1500 | 707 | 0.03 | 15 | 15 | 7 | 7.4989e-12 | 5spot_SharedNeighbor | CO2 | Porous | Wet | R245fa | MinimizeLCOE_Brownfield | IgnoreSilica | 3.7 | 0.24805 | 0.0013754 | 4 | 1224893.1399 | 4013235.7487 | 24971.1034 | 81815.239 | 27.1322 | 0.70375 | 29.4405 | 39161.8703 | 0 | 54527.1406 | 0 | 0 | 0 | 0 | 36538.7143 | 95066.2394 | 64884.6618 | 290178.6264 | 961560.8286 | 5486900.7426 | 5486900.7426 | 6655388.4938 | 3197528.562 | 0 | 6738640.1976 | 22078457.996 | 7498.9421 | 0.0055014 | 1224893.1399 | 4013235.7487 | 24971.1034 | 81815.239
1 | 1500 | 707 | 0.03 | 15 | 15 | 7 | 1e-11 | 5spot_SharedNeighbor | CO2 | Porous | Wet | R245fa | MinimizeLCOE_Brownfield | IgnoreSilica | 3.7 | 0.24805 | 0.0013753 | 4 | 1224903.5321 | 4013270.5089 | 24971.3153 | 81815.9477 | 27.1321 | 0.70375 | 28.8547 | 39161.651 | 0 | 54526.8049 | 0 | 0 | 0 | 0 | 36538.4978 | 95065.6762 | 64884.2774 | 290176.9074 | 961560.8286 | 5486900.7426 | 5486900.7426 | 6655388.4938 | 3197528.562 | 0 | 6738638.4786 | 22078456.277 | 10000 | 0.0055014 | 1224903.5321 | 4013270.5089 | 24971.3153 | 81815.9477
1 | 1500 | 707 | 0.03 | 15 | 15 | 7 | 1.3335e-11 | 5spot_SharedNeighbor | CO2 | Porous | Wet | R245fa | MinimizeLCOE_Brownfield | IgnoreSilica | 3.7 | 0.24805 | 0.0013753 | 4 | 1224912.405 | 4013300.1874 | 24971.4962 | 81816.5527 | 27.1321 | 0.70374 | 29.2566 | 39161.4638 | 0 | 54526.5183 | 0 | 0 | 0 | 0 | 36538.313 | 95065.1954 | 64883.9492 | 290175.4397 | 961560.8286 | 5486900.7426 | 5486900.7426 | 6655388.4938 | 3197528.562 | 0 | 6738637.0109 | 22078454.8093 | 13335.2143 | 0.0055013 | 1224912.405 | 4013300.1874 | 24971.4962 | 81816.5527
1 | 1500 | 707 | 0.03 | 15 | 15 | 7 | 1.7783e-11 | 5spot_SharedNeighbor | CO2 | Porous | Wet | R245fa | MinimizeLCOE_Brownfield | IgnoreSilica | 3.7 | 0.24805 | 0.0013753 | 4 | 1224919.6931 | 4013324.5651 | 24971.6448 | 81817.0497 | 27.1321 | 0.70374 | 29.3727 | 39161.31 | 0 | 54526.2828 | 0 | 0 | 0 | 0 | 36538.1612 | 95064.8004 | 64883.6797 | 290174.2341 | 961560.8286 | 5486900.7426 | 5486900.7426 | 6655388.4938 | 3197528.562 | 0 | 6738635.8053 | 22078453.6038 | 17782.7941 | 0.0055013 | 1224919.6931 | 4013324.5651 | 24971.6448 | 81817.0497
1 | 1500 | 707 | 0.03 | 15 | 15 | 7 | 2.3714e-11 | 5spot_SharedNeighbor | CO2 | Porous | Wet | R245fa | MinimizeLCOE_Brownfield | IgnoreSilica | 3.7 | 0.24805 | 0.0013753 | 4 | 1224925.5267 | 4013344.0776 | 24971.7637 | 81817.4475 | 27.1321 | 0.70374 | 29.6837 | 39161.1869 | 0 | 54526.0944 | 0 | 0 | 0 | 0 | 36538.0397 | 95064.4843 | 64883.4639 | 290173.2692 | 961560.8286 | 5486900.7426 | 5486900.7426 | 6655388.4938 | 3197528.562 | 0 | 6738634.8404 | 22078452.6388 | 23713.7371 | 0.0055013 | 1224925.5267 | 4013344.0776 | 24971.7637 | 81817.4475
1 | 1500 | 707 | 0.03 | 15 | 15 | 7 | 3.1623e-11 | 5spot_SharedNeighbor | CO2 | Porous | Wet | R245fa | MinimizeLCOE_Brownfield | IgnoreSilica | 3.7 | 0.24805 | 0.0013753 | 4 | 1224930.1133 | 4013359.419 | 24971.8572 | 81817.7602 | 27.1321 | 0.70373 | 29.7165 | 39161.0901 | 0 | 54525.9462 | 0 | 0 | 0 | 0 | 36537.9442 | 95064.2358 | 64883.2943 | 290172.5106 | 961560.8286 | 5486900.7426 | 5486900.7426 | 6655388.4938 | 3197528.562 | 0 | 6738634.0818 | 22078451.8802 | 31622.7766 | 0.0055012 | 1224930.1133 | 4013359.419 | 24971.8572 | 81817.7602
1 | 1500 | 707 | 0.03 | 15 | 15 | 7 | 4.217e-11 | 5spot_SharedNeighbor | CO2 | Porous | Wet | R245fa | MinimizeLCOE_Brownfield | IgnoreSilica | 3.7 | 0.24805 | 0.0013753 | 4 | 1224933.6741 | 4013371.3292 | 24971.9298 | 81818.003 | 27.132 | 0.70373 | 29.7123 | 39161.015 | 0 | 54525.8312 | 0 | 0 | 0 | 0 | 36537.87 | 95064.0428 | 64883.1626 | 290171.9216 | 961560.8286 | 5486900.7426 | 5486900.7426 | 6655388.4938 | 3197528.562 | 0 | 6738633.4928 | 22078451.2912 | 42169.6503 | 0.0055012 | 1224933.6741 | 4013371.3292 | 24971.9298 | 81818.003
1 | 1500 | 707 | 0.03 | 15 | 15 | 7 | 5.6234e-11 | 5spot_SharedNeighbor | CO2 | Porous | Wet | R245fa | MinimizeLCOE_Brownfield | IgnoreSilica | 3.7 | 0.24805 | 0.0013753 | 4 | 1224936.4134 | 4013380.4917 | 24971.9856 | 81818.1898 | 27.132 | 0.70373 | 29.4258 | 39160.9572 | 0 | 54525.7427 | 0 | 0 | 0 | 0 | 36537.813 | 95063.8944 | 64883.0613 | 290171.4685 | 961560.8286 | 5486900.7426 | 5486900.7426 | 6655388.4938 | 3197528.562 | 0 | 6738633.0397 | 22078450.8381 | 56234.1325 | 0.0055012 | 1224936.4134 | 4013380.4917 | 24971.9856 | 81818.1898
1 | 1500 | 707 | 0.03 | 15 | 15 | 7 | 7.4989e-11 | 5spot_SharedNeighbor | CO2 | Porous | Wet | R245fa | MinimizeLCOE_Brownfield | IgnoreSilica | 3.7 | 0.24805 | 0.0013753 | 4 | 1224938.5068 | 4013387.494 | 24972.0283 | 81818.3326 | 27.132 | 0.70373 | 29.7632 | 39160.913 | 0 | 54525.6751 | 0 | 0 | 0 | 0 | 36537.7694 | 95063.7809 | 64882.9839 | 290171.1222 | 961560.8286 | 5486900.7426 | 5486900.7426 | 6655388.4938 | 3197528.562 | 0 | 6738632.6934 | 22078450.4919 | 74989.4209 | 0.0055012 | 1224938.5068 | 4013387.494 | 24972.0283 | 81818.3326
1 | 1500 | 707 | 0.03 | 15 | 15 | 7 | 1e-10 | 5spot_SharedNeighbor | CO2 | Porous | Wet | R245fa | MinimizeLCOE_Brownfield | IgnoreSilica | 3.7 | 0.24805 | 0.0013753 | 4 | 1224940.0989 | 4013392.8191 | 24972.0608 | 81818.4411 | 27.132 | 0.70373 | 29.3732 | 39160.8794 | 0 | 54525.6236 | 0 | 0 | 0 | 0 | 36537.7362 | 95063.6947 | 64882.925 | 290170.8589 | 961560.8286 | 5486900.7426 | 5486900.7426 | 6655388.4938 | 3197528.562 | 0 | 6738632.4301 | 22078450.2285 | 100000 | 0.0055012 | 1224940.0989 | 4013392.8191 | 24972.0608 | 81818.4411
1 | 1500 | 707 | 0.03 | 15 | 15 | 7 | 1.3335e-10 | 5spot_SharedNeighbor | CO2 | Porous | Wet | R245fa | MinimizeLCOE_Brownfield | IgnoreSilica | 3.7 | 0.24805 | 0.0013753 | 4 | 1224941.3053 | 4013396.8544 | 24972.0854 | 81818.5234 | 27.132 | 0.70373 | 29.9825 | 39160.854 | 0 | 54525.5847 | 0 | 0 | 0 | 0 | 36537.7111 | 95063.6293 | 64882.8804 | 290170.6594 | 961560.8286 | 5486900.7426 | 5486900.7426 | 6655388.4938 | 3197528.562 | 0 | 6738632.2306 | 22078450.029 | 133352.1432 | 0.0055012 | 1224941.3053 | 4013396.8544 | 24972.0854 | 81818.5234
1 | 1500 | 707 | 0.03 | 15 | 15 | 7 | 1.7783e-10 | 5spot_SharedNeighbor | CO2 | Porous | Wet | R245fa | MinimizeLCOE_Brownfield | IgnoreSilica | 3.7 | 0.24805 | 0.0013753 | 4 | 1224942.2171 | 4013399.9042 | 24972.104 | 81818.5856 | 27.132 | 0.70373 | 29.9819 | 39160.8347 | 0 | 54525.5552 | 0 | 0 | 0 | 0 | 36537.6921 | 95063.5799 | 64882.8466 | 290170.5085 | 961560.8286 | 5486900.7426 | 5486900.7426 | 6655388.4938 | 3197528.562 | 0 | 6738632.0797 | 22078449.8782 | 177827.941 | 0.0055012 | 1224942.2171 | 4013399.9042 | 24972.104 | 81818.5856
1 | 1500 | 707 | 0.03 | 15 | 15 | 7 | 2.3714e-10 | 5spot_SharedNeighbor | CO2 | Porous | Wet | R245fa | MinimizeLCOE_Brownfield | IgnoreSilica | 3.7 | 0.24805 | 0.0013753 | 4 | 1224942.9048 | 4013402.2047 | 24972.118 | 81818.6325 | 27.132 | 0.70373 | 30.5378 | 39160.8202 | 0 | 54525.533 | 0 | 0 | 0 | 0 | 36537.6778 | 95063.5426 | 64882.8212 | 290170.3948 | 961560.8286 | 5486900.7426 | 5486900.7426 | 6655388.4938 | 3197528.562 | 0 | 6738631.966 | 22078449.7644 | 237137.3706 | 0.0055012 | 1224942.9048 | 4013402.2047 | 24972.118 | 81818.6325
1 | 1500 | 707 | 0.03 | 15 | 15 | 7 | 3.1623e-10 | 5spot_SharedNeighbor | CO2 | Porous | Wet | R245fa | MinimizeLCOE_Brownfield | IgnoreSilica | 3.7 | 0.24805 | 0.0013753 | 4 | 1224943.4229 | 4013403.9375 | 24972.1285 | 81818.6678 | 27.132 | 0.70373 | 29.8324 | 39160.8093 | 0 | 54525.5163 | 0 | 0 | 0 | 0 | 36537.667 | 95063.5145 | 64882.802 | 290170.3091 | 961560.8286 | 5486900.7426 | 5486900.7426 | 6655388.4938 | 3197528.562 | 0 | 6738631.8803 | 22078449.6787 | 316227.766 | 0.0055012 | 1224943.4229 | 4013403.9375 | 24972.1285 | 81818.6678
1 | 1500 | 707 | 0.03 | 15 | 15 | 7 | 4.217e-10 | 5spot_SharedNeighbor | CO2 | Porous | Wet | R245fa | MinimizeLCOE_Brownfield | IgnoreSilica | 3.7 | 0.24805 | 0.0013753 | 4 | 1224943.8125 | 4013405.2408 | 24972.1365 | 81818.6944 | 27.132 | 0.70373 | 29.3648 | 39160.8011 | 0 | 54525.5037 | 0 | 0 | 0 | 0 | 36537.6589 | 95063.4934 | 64882.7876 | 290170.2446 | 961560.8286 | 5486900.7426 | 5486900.7426 | 6655388.4938 | 3197528.562 | 0 | 6738631.8159 | 22078449.6143 | 421696.5034 | 0.0055012 | 1224943.8125 | 4013405.2408 | 24972.1365 | 81818.6944
1 | 1500 | 707 | 0.03 | 15 | 15 | 7 | 5.6234e-10 | 5spot_SharedNeighbor | CO2 | Porous | Wet | R245fa | MinimizeLCOE_Brownfield | IgnoreSilica | 3.7 | 0.24805 | 0.0013753 | 4 | 1224944.1055 | 4013406.2208 | 24972.1425 | 81818.7143 | 27.132 | 0.70373 | 29.7708 | 39160.7949 | 0 | 54525.4942 | 0 | 0 | 0 | 0 | 36537.6527 | 95063.4775 | 64882.7768 | 290170.1962 | 961560.8286 | 5486900.7426 | 5486900.7426 | 6655388.4938 | 3197528.562 | 0 | 6738631.7674 | 22078449.5658 | 562341.3252 | 0.0055012 | 1224944.1055 | 4013406.2208 | 24972.1425 | 81818.7143
1 | 1500 | 707 | 0.03 | 15 | 15 | 7 | 7.4989e-10 | 5spot_SharedNeighbor | CO2 | Porous | Wet | R245fa | MinimizeLCOE_Brownfield | IgnoreSilica | 3.7 | 0.24805 | 0.0013753 | 4 | 1224944.3256 | 4013406.957 | 24972.1469 | 81818.7294 | 27.132 | 0.70373 | 29.775 | 39160.7902 | 0 | 54525.4871 | 0 | 0 | 0 | 0 | 36537.6482 | 95063.4656 | 64882.7686 | 290170.1598 | 961560.8286 | 5486900.7426 | 5486900.7426 | 6655388.4938 | 3197528.562 | 0 | 6738631.731 | 22078449.5294 | 749894.2093 | 0.0055012 | 1224944.3256 | 4013406.957 | 24972.1469 | 81818.7294
1 | 1500 | 707 | 0.03 | 15 | 15 | 7 | 1e-09 | 5spot_SharedNeighbor | CO2 | Porous | Wet | R245fa | MinimizeLCOE_Brownfield | IgnoreSilica | 3.7 | 0.24805 | 0.0013753 | 4 | 1224944.4909 | 4013407.5098 | 24972.1503 | 81818.7406 | 27.132 | 0.70373 | 29.5371 | 39160.7867 | 0 | 54525.4818 | 0 | 0 | 0 | 0 | 36537.6447 | 95063.4567 | 64882.7625 | 290170.1324 | 961560.8286 | 5486900.7426 | 5486900.7426 | 6655388.4938 | 3197528.562 | 0 | 6738631.7037 | 22078449.5021 | 1000000 | 0.0055012 | 1224944.4909 | 4013407.5098 | 24972.1503 | 81818.7406
1 | 1500 | 707 | 0.03 | 15 | 15 | 7 | 1.3335e-09 | 5spot_SharedNeighbor | CO2 | Porous | Wet | R245fa | MinimizeLCOE_Brownfield | IgnoreSilica | 3.7 | 0.24805 | 0.0013753 | 4 | 1224944.6149 | 4013407.9247 | 24972.1528 | 81818.7491 | 27.132 | 0.70373 | 29.0894 | 39160.7841 | 0 | 54525.4778 | 0 | 0 | 0 | 0 | 36537.6421 | 95063.4499 | 64882.7579 | 290170.1119 | 961560.8286 | 5486900.7426 | 5486900.7426 | 6655388.4938 | 3197528.562 | 0 | 6738631.6831 | 22078449.4816 | 1333521.4322 | 0.0055012 | 1224944.6149 | 4013407.9247 | 24972.1528 | 81818.7491
1 | 1500 | 707 | 0.03 | 15 | 15 | 7 | 1.7783e-09 | 5spot_SharedNeighbor | CO2 | Porous | Wet | R245fa | MinimizeLCOE_Brownfield | IgnoreSilica | 3.7 | 0.24805 | 0.0013753 | 4 | 1224944.7081 | 4013408.2363 | 24972.1547 | 81818.7554 | 27.132 | 0.70373 | 29.307 | 39160.7822 | 0 | 54525.4748 | 0 | 0 | 0 | 0 | 36537.6402 | 95063.4449 | 64882.7545 | 290170.0965 | 961560.8286 | 5486900.7426 | 5486900.7426 | 6655388.4938 | 3197528.562 | 0 | 6738631.6677 | 22078449.4662 | 1778279.41 | 0.0055012 | 1224944.7081 | 4013408.2363 | 24972.1547 | 81818.7554
1 | 1500 | 707 | 0.03 | 15 | 15 | 7 | 2.3714e-09 | 5spot_SharedNeighbor | CO2 | Porous | Wet | R245fa | MinimizeLCOE_Brownfield | IgnoreSilica | 3.7 | 0.24805 | 0.0013753 | 4 | 1224944.778 | 4013408.4699 | 24972.1562 | 81818.7602 | 27.132 | 0.70373 | 29.5029 | 39160.7807 | 0 | 54525.4725 | 0 | 0 | 0 | 0 | 36537.6387 | 95063.4411 | 64882.7519 | 290170.085 | 961560.8286 | 5486900.7426 | 5486900.7426 | 6655388.4938 | 3197528.562 | 0 | 6738631.6562 | 22078449.4546 | 2371373.7057 | 0.0055012 | 1224944.778 | 4013408.4699 | 24972.1562 | 81818.7602
1 | 1500 | 707 | 0.03 | 15 | 15 | 7 | 3.1623e-09 | 5spot_SharedNeighbor | CO2 | Porous | Wet | R245fa | MinimizeLCOE_Brownfield | IgnoreSilica | 3.7 | 0.24805 | 0.0013753 | 4 | 1224944.8304 | 4013408.6453 | 24972.1572 | 81818.7638 | 27.132 | 0.70373 | 29.5541 | 39160.7796 | 0 | 54525.4708 | 0 | 0 | 0 | 0 | 36537.6377 | 95063.4383 | 64882.75 | 290170.0763 | 961560.8286 | 5486900.7426 | 5486900.7426 | 6655388.4938 | 3197528.562 | 0 | 6738631.6475 | 22078449.4459 | 3162277.6602 | 0.0055012 | 1224944.8304 | 4013408.6453 | 24972.1572 | 81818.7638
1 | 1500 | 707 | 0.03 | 15 | 15 | 7 | 4.217e-09 | 5spot_SharedNeighbor | CO2 | Porous | Wet | R245fa | MinimizeLCOE_Brownfield | IgnoreSilica | 3.7 | 0.24805 | 0.0013753 | 4 | 1224944.8696 | 4013408.7766 | 24972.158 | 81818.7664 | 27.132 | 0.70373 | 30.0594 | 39160.7788 | 0 | 54525.4695 | 0 | 0 | 0 | 0 | 36537.6368 | 95063.4361 | 64882.7485 | 290170.0698 | 961560.8286 | 5486900.7426 | 5486900.7426 | 6655388.4938 | 3197528.562 | 0 | 6738631.641 | 22078449.4394 | 4216965.0343 | 0.0055012 | 1224944.8696 | 4013408.7766 | 24972.158 | 81818.7664
1 | 1500 | 707 | 0.03 | 15 | 15 | 7 | 5.6234e-09 | 5spot_SharedNeighbor | CO2 | Porous | Wet | R245fa | MinimizeLCOE_Brownfield | IgnoreSilica | 3.7 | 0.24805 | 0.0013753 | 4 | 1224944.8992 | 4013408.8754 | 24972.1586 | 81818.7685 | 27.132 | 0.70373 | 29.1536 | 39160.7781 | 0 | 54525.4686 | 0 | 0 | 0 | 0 | 36537.6362 | 95063.4345 | 64882.7474 | 290170.0649 | 961560.8286 | 5486900.7426 | 5486900.7426 | 6655388.4938 | 3197528.562 | 0 | 6738631.6361 | 22078449.4346 | 5623413.2519 | 0.0055012 | 1224944.8992 | 4013408.8754 | 24972.1586 | 81818.7685
1 | 1500 | 707 | 0.03 | 15 | 15 | 7 | 7.4989e-09 | 5spot_SharedNeighbor | CO2 | Porous | Wet | R245fa | MinimizeLCOE_Brownfield | IgnoreSilica | 3.7 | 0.24805 | 0.0013753 | 4 | 1224944.9213 | 4013408.9494 | 24972.1591 | 81818.77 | 27.132 | 0.70373 | 29.0895 | 39160.7777 | 0 | 54525.4679 | 0 | 0 | 0 | 0 | 36537.6358 | 95063.4333 | 64882.7466 | 290170.0613 | 961560.8286 | 5486900.7426 | 5486900.7426 | 6655388.4938 | 3197528.562 | 0 | 6738631.6325 | 22078449.4309 | 7498942.0933 | 0.0055012 | 1224944.9213 | 4013408.9494 | 24972.1591 | 81818.77
1 | 1500 | 707 | 0.03 | 15 | 15 | 7 | 1e-08 | 5spot_SharedNeighbor | CO2 | Porous | Wet | R245fa | MinimizeLCOE_Brownfield | IgnoreSilica | 3.7 | 0.24805 | 0.0013753 | 4 | 1224944.9379 | 4013409.0049 | 24972.1594 | 81818.7711 | 27.132 | 0.70373 | 29.096 | 39160.7773 | 0 | 54525.4673 | 0 | 0 | 0 | 0 | 36537.6354 | 95063.4324 | 64882.746 | 290170.0585 | 961560.8286 | 5486900.7426 | 5486900.7426 | 6655388.4938 | 3197528.562 | 0 | 6738631.6297 | 22078449.4281 | 10000000 | 0.0055012 | 1224944.9379 | 4013409.0049 | 24972.1594 | 81818.7711
1 | 1600 | 707 | 0.03 | 15 | 15 | 7 | 1e-13 | 5spot_SharedNeighbor | CO2 | Porous | Wet | R245fa | MinimizeLCOE_Brownfield | IgnoreSilica | 0.41136 | 0.011275 | 0.00012856 | 4 | 13339153.0002 | 44467006.012 | 271936.6764 | 906520.0636 | 26.5118 | 0.61165 | 25.2088 | 7753.0706 | 0 | 8219.5077 | 0 | 0 | 0 | 0 | 6229.3055 | 16207.3752 | 11061.8666 | 49471.1256 | 961560.8286 | 5848359.5185 | 5848359.5185 | 6843374.6835 | 3315138.9113 | 0 | 6859391.4727 | 22866264.586 | 100 | 0.00051423 | 13339153.0002 | 44467006.012 | 271936.6764 | 906520.0636
1 | 1600 | 707 | 0.03 | 15 | 15 | 7 | 1.3335e-13 | 5spot_SharedNeighbor | CO2 | Porous | Wet | R245fa | MinimizeLCOE_Brownfield | IgnoreSilica | 0.5475 | 0.020843 | 0.00022988 | 4 | 7487366.0607 | 24894896.9154 | 152640.0846 | 507516.1465 | 27.5493 | 0.76996 | 38.677 | 11396.042 | 0 | 12816.272 | 0 | 0 | 0 | 0 | 9442.8024 | 24568.235 | 16768.3252 | 74991.6766 | 961560.8286 | 5848359.5185 | 5848359.5185 | 6843374.6835 | 3315138.9113 | 0 | 6884912.0238 | 22891785.1371 | 133.3521 | 0.00091954 | 7487366.0607 | 24894896.9154 | 152640.0846 | 507516.1465
1 | 1600 | 707 | 0.03 | 15 | 15 | 7 | 1.7783e-13 | 5spot_SharedNeighbor | CO2 | Porous | Wet | R245fa | MinimizeLCOE_Brownfield | IgnoreSilica | 0.5475 | 0.020842 | 0.00022989 | 4 | 7487242.7195 | 24894484.6476 | 152637.5701 | 507507.7418 | 27.5494 | 0.76997 | 37.9733 | 11396.1642 | 0 | 12816.4267 | 0 | 0 | 0 | 0 | 9442.9104 | 24568.516 | 16768.517 | 74992.5342 | 961560.8286 | 5848359.5185 | 5848359.5185 | 6843374.6835 | 3315138.9113 | 0 | 6884912.8814 | 22891785.9947 | 177.8279 | 0.00091955 | 7487242.7195 | 24894484.6476 | 152637.5701 | 507507.7418
1 | 1600 | 707 | 0.03 | 15 | 15 | 7 | 2.3714e-13 | 5spot_SharedNeighbor | CO2 | Porous | Wet | R245fa | MinimizeLCOE_Brownfield | IgnoreSilica | 0.5475 | 0.020842 | 0.00022989 | 4 | 7487103.0949 | 24894017.9521 | 152634.7236 | 507498.2276 | 27.5495 | 0.76998 | 40.0731 | 11396.3024 | 0 | 12816.6019 | 0 | 0 | 0 | 0 | 9443.0327 | 24568.834 | 16768.7341 | 74993.5051 | 961560.8286 | 5848359.5185 | 5848359.5185 | 6843374.6835 | 3315138.9113 | 0 | 6884913.8523 | 22891786.9656 | 237.1374 | 0.00091957 | 7487103.0949 | 24894017.9521 | 152634.7236 | 507498.2276
1 | 1600 | 707 | 0.03 | 15 | 15 | 7 | 3.1623e-13 | 5spot_SharedNeighbor | CO2 | Porous | Wet | R245fa | MinimizeLCOE_Brownfield | IgnoreSilica | 0.5475 | 0.020842 | 0.00022989 | 4 | 7487026.9626 | 24893763.48 | 152633.1716 | 507493.0398 | 27.5495 | 0.76999 | 41.0337 | 11396.3778 | 0 | 12816.6974 | 0 | 0 | 0 | 0 | 9443.0994 | 24569.0075 | 16768.8524 | 74994.0345 | 961560.8286 | 5848359.5185 | 5848359.5185 | 6843374.6835 | 3315138.9113 | 0 | 6884914.3817 | 22891787.495 | 316.2278 | 0.00091958 | 7487026.9626 | 24893763.48 | 152633.1716 | 507493.0398
1 | 1600 | 707 | 0.03 | 15 | 15 | 7 | 4.217e-13 | 5spot_SharedNeighbor | CO2 | Porous | Wet | R245fa | MinimizeLCOE_Brownfield | IgnoreSilica | 1.6 | 0.097355 | 0.001043 | 4 | 1687519.6498 | 5524242.9441 | 34402.3706 | 112619.1645 | 29.4035 | 1.0635 | 43.8182 | 31916.3077 | 0 | 42484.9535 | 0 | 0 | 0 | 0 | 29016.4919 | 75494.9598 | 51526.8613 | 230439.5741 | 961560.8286 | 5848359.5185 | 5848359.5185 | 6843374.6835 | 3315138.9113 | 0 | 7040359.9213 | 23047233.0346 | 421.6965 | 0.004172 | 1687519.6498 | 5524242.9441 | 34402.3706 | 112619.1645
1 | 1600 | 707 | 0.03 | 15 | 15 | 7 | 5.6234e-13 | 5spot_SharedNeighbor | CO2 | Porous | Wet | R245fa | MinimizeLCOE_Brownfield | IgnoreSilica | 1.6 | 0.097354 | 0.001043 | 4 | 1687496.8163 | 5524166.7917 | 34401.9051 | 112617.612 | 29.4035 | 1.0635 | 43.3709 | 31916.6277 | 0 | 42485.4659 | 0 | 0 | 0 | 0 | 29016.8165 | 75495.8044 | 51527.4378 | 230442.1523 | 961560.8286 | 5848359.5185 | 5848359.5185 | 6843374.6835 | 3315138.9113 | 0 | 7040362.4995 | 23047235.6128 | 562.3413 | 0.0041721 | 1687496.8163 | 5524166.7917 | 34401.9051 | 112617.612
1 | 1600 | 707 | 0.03 | 15 | 15 | 7 | 7.4989e-13 | 5spot_SharedNeighbor | CO2 | Porous | Wet | R245fa | MinimizeLCOE_Brownfield | IgnoreSilica | 1.6 | 0.097354 | 0.001043 | 4 | 1687477.6251 | 5524102.7867 | 34401.5139 | 112616.3072 | 29.4036 | 1.0635 | 42.7629 | 31916.8967 | 0 | 42485.8966 | 0 | 0 | 0 | 0 | 29017.0894 | 75496.5144 | 51527.9223 | 230444.3194 | 961560.8286 | 5848359.5185 | 5848359.5185 | 6843374.6835 | 3315138.9113 | 0 | 7040364.6665 | 23047237.7798 | 749.8942 | 0.0041721 | 1687477.6251 | 5524102.7867 | 34401.5139 | 112616.3072
1 | 1600 | 707 | 0.03 | 15 | 15 | 7 | 1e-12 | 5spot_SharedNeighbor | CO2 | Porous | Wet | R245fa | MinimizeLCOE_Brownfield | IgnoreSilica | 1.6 | 0.097354 | 0.001043 | 4 | 1687468.889 | 5524073.6508 | 34401.3358 | 112615.7132 | 29.4036 | 1.0635 | 42.3377 | 31917.0191 | 0 | 42486.0927 | 0 | 0 | 0 | 0 | 29017.2136 | 75496.8375 | 51528.1429 | 230445.3059 | 961560.8286 | 5848359.5185 | 5848359.5185 | 6843374.6835 | 3315138.9113 | 0 | 7040365.653 | 23047238.7663 | 1000 | 0.0041721 | 1687468.889 | 5524073.6508 | 34401.3358 | 112615.7132
1 | 1600 | 707 | 0.03 | 15 | 15 | 7 | 1.3335e-12 | 5spot_SharedNeighbor | CO2 | Porous | Wet | R245fa | MinimizeLCOE_Brownfield | IgnoreSilica | 1.6 | 0.097354 | 0.001043 | 4 | 1687468.6694 | 5524072.9183 | 34401.3313 | 112615.6983 | 29.4036 | 1.0635 | 42.0621 | 31917.0222 | 0 | 42486.0976 | 0 | 0 | 0 | 0 | 29017.2167 | 75496.8457 | 51528.1485 | 230445.3307 | 961560.8286 | 5848359.5185 | 5848359.5185 | 6843374.6835 | 3315138.9113 | 0 | 7040365.6778 | 23047238.7911 | 1333.5214 | 0.0041721 | 1687468.6694 | 5524072.9183 | 34401.3313 | 112615.6983
1 | 1600 | 707 | 0.03 | 15 | 15 | 7 | 1.7783e-12 | 5spot_SharedNeighbor | CO2 | Porous | Wet | R245fa | MinimizeLCOE_Brownfield | IgnoreSilica | 1.6 | 0.097354 | 0.001043 | 4 | 1687473.4882 | 5524088.9898 | 34401.4295 | 112616.0259 | 29.4036 | 1.0635 | 41.2093 | 31916.9547 | 0 | 42485.9894 | 0 | 0 | 0 | 0 | 29017.1482 | 75496.6674 | 51528.0268 | 230444.7865 | 961560.8286 | 5848359.5185 | 5848359.5185 | 6843374.6835 | 3315138.9113 | 0 | 7040365.1337 | 23047238.247 | 1778.2794 | 0.0041721 | 1687473.4882 | 5524088.9898 | 34401.4295 | 112616.0259
1 | 1600 | 707 | 0.03 | 15 | 15 | 7 | 2.3714e-12 | 5spot_SharedNeighbor | CO2 | Porous | Wet | R245fa | MinimizeLCOE_Brownfield | IgnoreSilica | 1.6 | 0.097354 | 0.001043 | 4 | 1687480.5362 | 5524112.4954 | 34401.5732 | 112616.5051 | 29.4036 | 1.0635 | 41.1651 | 31916.8559 | 0 | 42485.8313 | 0 | 0 | 0 | 0 | 29017.048 | 75496.4067 | 51527.8488 | 230443.9907 | 961560.8286 | 5848359.5185 | 5848359.5185 | 6843374.6835 | 3315138.9113 | 0 | 7040364.3378 | 23047237.4511 | 2371.3737 | 0.0041721 | 1687480.5362 | 5524112.4954 | 34401.5732 | 112616.5051
1 | 1600 | 707 | 0.03 | 15 | 15 | 7 | 3.1623e-12 | 5spot_SharedNeighbor | CO2 | Porous | Wet | R245fa | MinimizeLCOE_Brownfield | IgnoreSilica | 1.6 | 0.097354 | 0.001043 | 4 | 1687488.0294 | 5524137.4865 | 34401.726 | 112617.0146 | 29.4036 | 1.0635 | 40.8404 | 31916.7509 | 0 | 42485.6631 | 0 | 0 | 0 | 0 | 29016.9415 | 75496.1295 | 51527.6596 | 230443.1445 | 961560.8286 | 5848359.5185 | 5848359.5185 | 6843374.6835 | 3315138.9113 | 0 | 7040363.4917 | 23047236.605 | 3162.2777 | 0.0041721 | 1687488.0294 | 5524137.4865 | 34401.726 | 112617.0146
1 | 1600 | 707 | 0.03 | 15 | 15 | 7 | 4.217e-12 | 5spot_SharedNeighbor | CO2 | Porous | Wet | R245fa | MinimizeLCOE_Brownfield | IgnoreSilica | 1.6 | 0.097354 | 0.001043 | 4 | 1687495.0105 | 5524160.7692 | 34401.8683 | 112617.4893 | 29.4035 | 1.0635 | 41.3405 | 31916.653 | 0 | 42485.5064 | 0 | 0 | 0 | 0 | 29016.8422 | 75495.8712 | 51527.4834 | 230442.3562 | 961560.8286 | 5848359.5185 | 5848359.5185 | 6843374.6835 | 3315138.9113 | 0 | 7040362.7034 | 23047235.8167 | 4216.965 | 0.0041721 | 1687495.0105 | 5524160.7692 | 34401.8683 | 112617.4893
1 | 1600 | 707 | 0.03 | 15 | 15 | 7 | 5.6234e-12 | 5spot_SharedNeighbor | CO2 | Porous | Wet | R245fa | MinimizeLCOE_Brownfield | IgnoreSilica | 1.6 | 0.097355 | 0.001043 | 4 | 1687501.0635 | 5524180.9565 | 34401.9917 | 112617.9008 | 29.4035 | 1.0635 | 41.0539 | 31916.5682 | 0 | 42485.3706 | 0 | 0 | 0 | 0 | 29016.7561 | 75495.6473 | 51527.3306 | 230441.6728 | 961560.8286 | 5848359.5185 | 5848359.5185 | 6843374.6835 | 3315138.9113 | 0 | 7040362.0199 | 23047235.1332 | 5623.4133 | 0.0041721 | 1687501.0635 | 5524180.9565 | 34401.9917 | 112617.9008
1 | 1600 | 707 | 0.03 | 15 | 15 | 7 | 7.4989e-12 | 5spot_SharedNeighbor | CO2 | Porous | Wet | R245fa | MinimizeLCOE_Brownfield | IgnoreSilica | 1.6 | 0.097355 | 0.001043 | 4 | 1687506.0844 | 5524197.7019 | 34402.0941 | 112618.2422 | 29.4035 | 1.0635 | 41.0644 | 31916.4978 | 0 | 42485.2579 | 0 | 0 | 0 | 0 | 29016.6847 | 75495.4616 | 51527.2038 | 230441.1058 | 961560.8286 | 5848359.5185 | 5848359.5185 | 6843374.6835 | 3315138.9113 | 0 | 7040361.453 | 23047234.5663 | 7498.9421 | 0.0041721 | 1687506.0844 | 5524197.7019 | 34402.0941 | 112618.2422
1 | 1600 | 707 | 0.03 | 15 | 15 | 7 | 1e-11 | 5spot_SharedNeighbor | CO2 | Porous | Wet | R245fa | MinimizeLCOE_Brownfield | IgnoreSilica | 1.6 | 0.097355 | 0.001043 | 4 | 1687510.1302 | 5524211.1951 | 34402.1765 | 112618.5173 | 29.4035 | 1.0635 | 41.1469 | 31916.4411 | 0 | 42485.1672 | 0 | 0 | 0 | 0 | 29016.6272 | 75495.3119 | 51527.1016 | 230440.649 | 961560.8286 | 5848359.5185 | 5848359.5185 | 6843374.6835 | 3315138.9113 | 0 | 7040360.9962 | 23047234.1095 | 10000 | 0.004172 | 1687510.1302 | 5524211.1951 | 34402.1765 | 112618.5173
1 | 1600 | 707 | 0.03 | 15 | 15 | 7 | 1.3335e-11 | 5spot_SharedNeighbor | CO2 | Porous | Wet | R245fa | MinimizeLCOE_Brownfield | IgnoreSilica | 1.6 | 0.097355 | 0.001043 | 4 | 1687513.326 | 5524221.8535 | 34402.2417 | 112618.7345 | 29.4035 | 1.0635 | 40.9776 | 31916.3963 | 0 | 42485.0954 | 0 | 0 | 0 | 0 | 29016.5818 | 75495.1937 | 51527.021 | 230440.2882 | 961560.8286 | 5848359.5185 | 5848359.5185 | 6843374.6835 | 3315138.9113 | 0 | 7040360.6353 | 23047233.7486 | 13335.2143 | 0.004172 | 1687513.326 | 5524221.8535 | 34402.2417 | 112618.7345
1 | 1600 | 707 | 0.03 | 15 | 15 | 7 | 1.7783e-11 | 5spot_SharedNeighbor | CO2 | Porous | Wet | R245fa | MinimizeLCOE_Brownfield | IgnoreSilica | 1.6 | 0.097355 | 0.001043 | 4 | 1687515.8151 | 5524230.1549 | 34402.2924 | 112618.9038 | 29.4035 | 1.0635 | 41.525 | 31916.3614 | 0 | 42485.0396 | 0 | 0 | 0 | 0 | 29016.5464 | 75495.1016 | 51526.9581 | 230440.0071 | 961560.8286 | 5848359.5185 | 5848359.5185 | 6843374.6835 | 3315138.9113 | 0 | 7040360.3543 | 23047233.4676 | 17782.7941 | 0.004172 | 1687515.8151 | 5524230.1549 | 34402.2924 | 112618.9038
1 | 1600 | 707 | 0.03 | 15 | 15 | 7 | 2.3714e-11 | 5spot_SharedNeighbor | CO2 | Porous | Wet | R245fa | MinimizeLCOE_Brownfield | IgnoreSilica | 1.6 | 0.097355 | 0.001043 | 4 | 1687517.7346 | 5524236.5568 | 34402.3316 | 112619.0343 | 29.4035 | 1.0635 | 41.8419 | 31916.3345 | 0 | 42484.9965 | 0 | 0 | 0 | 0 | 29016.5191 | 75495.0306 | 51526.9096 | 230439.7904 | 961560.8286 | 5848359.5185 | 5848359.5185 | 6843374.6835 | 3315138.9113 | 0 | 7040360.1375 | 23047233.2508 | 23713.7371 | 0.004172 | 1687517.7346 | 5524236.5568 | 34402.3316 | 112619.0343
1 | 1600 | 707 | 0.03 | 15 | 15 | 7 | 3.1623e-11 | 5spot_SharedNeighbor | CO2 | Porous | Wet | R245fa | MinimizeLCOE_Brownfield | IgnoreSilica | 1.6 | 0.097355 | 0.001043 | 4 | 1687519.204 | 5524241.4572 | 34402.3615 | 112619.1342 | 29.4035 | 1.0635 | 41.5818 | 31916.3139 | 0 | 42484.9635 | 0 | 0 | 0 | 0 | 29016.4982 | 75494.9762 | 51526.8725 | 230439.6245 | 961560.8286 | 5848359.5185 | 5848359.5185 | 6843374.6835 | 3315138.9113 | 0 | 7040359.9716 | 23047233.0849 | 31622.7766 | 0.004172 | 1687519.204 | 5524241.4572 | 34402.3615 | 112619.1342
1 | 1600 | 707 | 0.03 | 15 | 15 | 7 | 4.217e-11 | 5spot_SharedNeighbor | CO2 | Porous | Wet | R245fa | MinimizeLCOE_Brownfield | IgnoreSilica | 1.6 | 0.097355 | 0.001043 | 4 | 1687520.323 | 5524245.1892 | 34402.3843 | 112619.2103 | 29.4035 | 1.0635 | 41.8075 | 31916.2982 | 0 | 42484.9384 | 0 | 0 | 0 | 0 | 29016.4823 | 75494.9348 | 51526.8443 | 230439.4981 | 961560.8286 | 5848359.5185 | 5848359.5185 | 6843374.6835 | 3315138.9113 | 0 | 7040359.8453 | 23047232.9586 | 42169.6503 | 0.004172 | 1687520.323 | 5524245.1892 | 34402.3843 | 112619.2103
1 | 1600 | 707 | 0.03 | 15 | 15 | 7 | 5.6234e-11 | 5spot_SharedNeighbor | CO2 | Porous | Wet | R245fa | MinimizeLCOE_Brownfield | IgnoreSilica | 1.6 | 0.097355 | 0.001043 | 4 | 1687521.1717 | 5524248.0198 | 34402.4016 | 112619.268 | 29.4035 | 1.0635 | 42.2225 | 31916.2863 | 0 | 42484.9194 | 0 | 0 | 0 | 0 | 29016.4702 | 75494.9035 | 51526.8229 | 230439.4023 | 961560.8286 | 5848359.5185 | 5848359.5185 | 6843374.6835 | 3315138.9113 | 0 | 7040359.7494 | 23047232.8627 | 56234.1325 | 0.004172 | 1687521.1717 | 5524248.0198 | 34402.4016 | 112619.268
1 | 1600 | 707 | 0.03 | 15 | 15 | 7 | 7.4989e-11 | 5spot_SharedNeighbor | CO2 | Porous | Wet | R245fa | MinimizeLCOE_Brownfield | IgnoreSilica | 1.6 | 0.097355 | 0.001043 | 4 | 1687521.8135 | 5524250.1603 | 34402.4147 | 112619.3116 | 29.4035 | 1.0635 | 41.7933 | 31916.2773 | 0 | 42484.905 | 0 | 0 | 0 | 0 | 29016.4611 | 75494.8797 | 51526.8067 | 230439.3298 | 961560.8286 | 5848359.5185 | 5848359.5185 | 6843374.6835 | 3315138.9113 | 0 | 7040359.677 | 23047232.7903 | 74989.4209 | 0.004172 | 1687521.8135 | 5524250.1603 | 34402.4147 | 112619.3116
1 | 1600 | 707 | 0.03 | 15 | 15 | 7 | 1e-10 | 5spot_SharedNeighbor | CO2 | Porous | Wet | R245fa | MinimizeLCOE_Brownfield | IgnoreSilica | 1.6 | 0.097355 | 0.001043 | 4 | 1687522.2979 | 5524251.7759 | 34402.4246 | 112619.3446 | 29.4035 | 1.0635 | 41.6901 | 31916.2706 | 0 | 42484.8941 | 0 | 0 | 0 | 0 | 29016.4542 | 75494.8618 | 51526.7944 | 230439.2751 | 961560.8286 | 5848359.5185 | 5848359.5185 | 6843374.6835 | 3315138.9113 | 0 | 7040359.6223 | 23047232.7356 | 100000 | 0.004172 | 1687522.2979 | 5524251.7759 | 34402.4246 | 112619.3446
1 | 1600 | 707 | 0.03 | 15 | 15 | 7 | 1.3335e-10 | 5spot_SharedNeighbor | CO2 | Porous | Wet | R245fa | MinimizeLCOE_Brownfield | IgnoreSilica | 1.6 | 0.097355 | 0.001043 | 4 | 1687522.6629 | 5524252.9933 | 34402.432 | 112619.3694 | 29.4035 | 1.0635 | 41.667 | 31916.2654 | 0 | 42484.8859 | 0 | 0 | 0 | 0 | 29016.449 | 75494.8483 | 51526.7852 | 230439.2339 | 961560.8286 | 5848359.5185 | 5848359.5185 | 6843374.6835 | 3315138.9113 | 0 | 7040359.5811 | 23047232.6944 | 133352.1432 | 0.004172 | 1687522.6629 | 5524252.9933 | 34402.432 | 112619.3694
1 | 1600 | 707 | 0.03 | 15 | 15 | 7 | 1.7783e-10 | 5spot_SharedNeighbor | CO2 | Porous | Wet | R245fa | MinimizeLCOE_Brownfield | IgnoreSilica | 1.6 | 0.097355 | 0.001043 | 4 | 1687522.9375 | 5524253.9091 | 34402.4376 | 112619.388 | 29.4035 | 1.0635 | 41.7013 | 31916.2616 | 0 | 42484.8798 | 0 | 0 | 0 | 0 | 29016.4451 | 75494.8381 | 51526.7783 | 230439.2029 | 961560.8286 | 5848359.5185 | 5848359.5185 | 6843374.6835 | 3315138.9113 | 0 | 7040359.55 | 23047232.6634 | 177827.941 | 0.004172 | 1687522.9375 | 5524253.9091 | 34402.4376 | 112619.388
1 | 1600 | 707 | 0.03 | 15 | 15 | 7 | 2.3714e-10 | 5spot_SharedNeighbor | CO2 | Porous | Wet | R245fa | MinimizeLCOE_Brownfield | IgnoreSilica | 1.6 | 0.097355 | 0.001043 | 4 | 1687523.1442 | 5524254.5982 | 34402.4418 | 112619.4021 | 29.4035 | 1.0635 | 39.669 | 31916.2587 | 0 | 42484.8751 | 0 | 0 | 0 | 0 | 29016.4422 | 75494.8305 | 51526.7731 | 230439.1796 | 961560.8286 | 5848359.5185 | 5848359.5185 | 6843374.6835 | 3315138.9113 | 0 | 7040359.5267 | 23047232.64 | 237137.3706 | 0.004172 | 1687523.1442 | 5524254.5982 | 34402.4418 | 112619.4021
1 | 1600 | 707 | 0.03 | 15 | 15 | 7 | 3.1623e-10 | 5spot_SharedNeighbor | CO2 | Porous | Wet | R245fa | MinimizeLCOE_Brownfield | IgnoreSilica | 1.6 | 0.097355 | 0.001043 | 4 | 1687523.2993 | 5524255.1157 | 34402.445 | 112619.4126 | 29.4035 | 1.0635 | 35.6482 | 31916.2565 | 0 | 42484.8716 | 0 | 0 | 0 | 0 | 29016.44 | 75494.8247 | 51526.7692 | 230439.1621 | 961560.8286 | 5848359.5185 | 5848359.5185 | 6843374.6835 | 3315138.9113 | 0 | 7040359.5092 | 23047232.6225 | 316227.766 | 0.004172 | 1687523.2993 | 5524255.1157 | 34402.445 | 112619.4126
1 | 1600 | 707 | 0.03 | 15 | 15 | 7 | 4.217e-10 | 5spot_SharedNeighbor | CO2 | Porous | Wet | R245fa | MinimizeLCOE_Brownfield | IgnoreSilica | 1.6 | 0.097355 | 0.001043 | 4 | 1687523.4157 | 5524255.504 | 34402.4474 | 112619.4206 | 29.4035 | 1.0635 | 31.3789 | 31916.2549 | 0 | 42484.869 | 0 | 0 | 0 | 0 | 29016.4383 | 75494.8204 | 51526.7662 | 230439.1489 | 961560.8286 | 5848359.5185 | 5848359.5185 | 6843374.6835 | 3315138.9113 | 0 | 7040359.4961 | 23047232.6094 | 421696.5034 | 0.004172 | 1687523.4157 | 5524255.504 | 34402.4474 | 112619.4206
1 | 1600 | 707 | 0.03 | 15 | 15 | 7 | 5.6234e-10 | 5spot_SharedNeighbor | CO2 | Porous | Wet | R245fa | MinimizeLCOE_Brownfield | IgnoreSilica | 1.6 | 0.097355 | 0.001043 | 4 | 1687523.5033 | 5524255.7962 | 34402.4492 | 112619.4265 | 29.4035 | 1.0635 | 32.7567 | 31916.2537 | 0 | 42484.8671 | 0 | 0 | 0 | 0 | 29016.4371 | 75494.8172 | 51526.764 | 230439.139 | 961560.8286 | 5848359.5185 | 5848359.5185 | 6843374.6835 | 3315138.9113 | 0 | 7040359.4862 | 23047232.5995 | 562341.3252 | 0.004172 | 1687523.5033 | 5524255.7962 | 34402.4492 | 112619.4265
1 | 1600 | 707 | 0.03 | 15 | 15 | 7 | 7.4989e-10 | 5spot_SharedNeighbor | CO2 | Porous | Wet | R245fa | MinimizeLCOE_Brownfield | IgnoreSilica | 1.6 | 0.097355 | 0.001043 | 4 | 1687523.569 | 5524256.0151 | 34402.4505 | 112619.431 | 29.4035 | 1.0635 | 32.5921 | 31916.2527 | 0 | 42484.8656 | 0 | 0 | 0 | 0 | 29016.4362 | 75494.8148 | 51526.7623 | 230439.1316 | 961560.8286 | 5848359.5185 | 5848359.5185 | 6843374.6835 | 3315138.9113 | 0 | 7040359.4788 | 23047232.5921 | 749894.2093 | 0.004172 | 1687523.569 | 5524256.0151 | 34402.4505 | 112619.431
1 | 1600 | 707 | 0.03 | 15 | 15 | 7 | 1e-09 | 5spot_SharedNeighbor | CO2 | Porous | Wet | R245fa | MinimizeLCOE_Brownfield | IgnoreSilica | 1.6 | 0.097355 | 0.001043 | 4 | 1687523.6183 | 5524256.1795 | 34402.4515 | 112619.4343 | 29.4035 | 1.0635 | 35.4117 | 31916.2521 | 0 | 42484.8645 | 0 | 0 | 0 | 0 | 29016.4354 | 75494.813 | 51526.7611 | 230439.126 | 961560.8286 | 5848359.5185 | 5848359.5185 | 6843374.6835 | 3315138.9113 | 0 | 7040359.4732 | 23047232.5865 | 1000000 | 0.004172 | 1687523.6183 | 5524256.1795 | 34402.4515 | 112619.4343
1 | 1600 | 707 | 0.03 | 15 | 15 | 7 | 1.3335e-09 | 5spot_SharedNeighbor | CO2 | Porous | Wet | R245fa | MinimizeLCOE_Brownfield | IgnoreSilica | 1.6 | 0.097355 | 0.001043 | 4 | 1687523.6552 | 5524256.3025 | 34402.4523 | 112619.4368 | 29.4035 | 1.0635 | 35.8504 | 31916.2515 | 0 | 42484.8637 | 0 | 0 | 0 | 0 | 29016.4349 | 75494.8116 | 51526.7602 | 230439.1219 | 961560.8286 | 5848359.5185 | 5848359.5185 | 6843374.6835 | 3315138.9113 | 0 | 7040359.469 | 23047232.5823 | 1333521.4322 | 0.004172 | 1687523.6552 | 5524256.3025 | 34402.4523 | 112619.4368
1 | 1600 | 707 | 0.03 | 15 | 15 | 7 | 1.7783e-09 | 5spot_SharedNeighbor | CO2 | Porous | Wet | R245fa | MinimizeLCOE_Brownfield | IgnoreSilica | 1.6 | 0.097355 | 0.001043 | 4 | 1687523.683 | 5524256.3954 | 34402.4528 | 112619.4387 | 29.4035 | 1.0635 | 37.5483 | 31916.2511 | 0 | 42484.863 | 0 | 0 | 0 | 0 | 29016.4345 | 75494.8106 | 51526.7595 | 230439.1187 | 961560.8286 | 5848359.5185 | 5848359.5185 | 6843374.6835 | 3315138.9113 | 0 | 7040359.4659 | 23047232.5792 | 1778279.41 | 0.004172 | 1687523.683 | 5524256.3954 | 34402.4528 | 112619.4387
1 | 1600 | 707 | 0.03 | 15 | 15 | 7 | 2.3714e-09 | 5spot_SharedNeighbor | CO2 | Porous | Wet | R245fa | MinimizeLCOE_Brownfield | IgnoreSilica | 1.6 | 0.097355 | 0.001043 | 4 | 1687523.7038 | 5524256.4646 | 34402.4532 | 112619.4401 | 29.4035 | 1.0635 | 154.2515 | 31916.2509 | 0 | 42484.8626 | 0 | 0 | 0 | 0 | 29016.4342 | 75494.8098 | 51526.7589 | 230439.1164 | 961560.8286 | 5848359.5185 | 5848359.5185 | 6843374.6835 | 3315138.9113 | 0 | 7040359.4635 | 23047232.5768 | 2371373.7057 | 0.004172 | 1687523.7038 | 5524256.4646 | 34402.4532 | 112619.4401
1 | 1600 | 707 | 0.03 | 15 | 15 | 7 | 3.1623e-09 | 5spot_SharedNeighbor | CO2 | Porous | Wet | R245fa | MinimizeLCOE_Brownfield | IgnoreSilica | 1.6 | 0.097355 | 0.001043 | 4 | 1687523.7193 | 5524256.5165 | 34402.4536 | 112619.4412 | 29.4035 | 1.0635 | 41.375 | 31916.2506 | 0 | 42484.8622 | 0 | 0 | 0 | 0 | 29016.434 | 75494.8092 | 51526.7585 | 230439.1146 | 961560.8286 | 5848359.5185 | 5848359.5185 | 6843374.6835 | 3315138.9113 | 0 | 7040359.4618 | 23047232.5751 | 3162277.6602 | 0.004172 | 1687523.7193 | 5524256.5165 | 34402.4536 | 112619.4412
1 | 1600 | 707 | 0.03 | 15 | 15 | 7 | 4.217e-09 | 5spot_SharedNeighbor | CO2 | Porous | Wet | R245fa | MinimizeLCOE_Brownfield | IgnoreSilica | 1.6 | 0.097355 | 0.001043 | 4 | 1687523.731 | 5524256.5553 | 34402.4538 | 112619.442 | 29.4035 | 1.0635 | 42.0129 | 31916.2505 | 0 | 42484.862 | 0 | 0 | 0 | 0 | 29016.4338 | 75494.8088 | 51526.7583 | 230439.1133 | 961560.8286 | 5848359.5185 | 5848359.5185 | 6843374.6835 | 3315138.9113 | 0 | 7040359.4605 | 23047232.5738 | 4216965.0343 | 0.004172 | 1687523.731 | 5524256.5553 | 34402.4538 | 112619.442
1 | 1600 | 707 | 0.03 | 15 | 15 | 7 | 5.6234e-09 | 5spot_SharedNeighbor | CO2 | Porous | Wet | R245fa | MinimizeLCOE_Brownfield | IgnoreSilica | 1.6 | 0.097355 | 0.001043 | 4 | 1687523.7399 | 5524256.585 | 34402.454 | 112619.4426 | 29.4035 | 1.0635 | 40.4739 | 31916.2503 | 0 | 42484.8618 | 0 | 0 | 0 | 0 | 29016.4337 | 75494.8085 | 51526.758 | 230439.1123 | 961560.8286 | 5848359.5185 | 5848359.5185 | 6843374.6835 | 3315138.9113 | 0 | 7040359.4595 | 23047232.5728 | 5623413.2519 | 0.004172 | 1687523.7399 | 5524256.585 | 34402.454 | 112619.4426
1 | 1600 | 707 | 0.03 | 15 | 15 | 7 | 7.4989e-09 | 5spot_SharedNeighbor | CO2 | Porous | Wet | R245fa | MinimizeLCOE_Brownfield | IgnoreSilica | 1.6 | 0.097355 | 0.001043 | 4 | 1687523.7464 | 5524256.6067 | 34402.4541 | 112619.443 | 29.4035 | 1.0635 | 42.4923 | 31916.2503 | 0 | 42484.8616 | 0 | 0 | 0 | 0 | 29016.4336 | 75494.8082 | 51526.7579 | 230439.1116 | 961560.8286 | 5848359.5185 | 5848359.5185 | 6843374.6835 | 3315138.9113 | 0 | 7040359.4587 | 23047232.572 | 7498942.0933 | 0.004172 | 1687523.7464 | 5524256.6067 | 34402.4541 | 112619.443
1 | 1600 | 707 | 0.03 | 15 | 15 | 7 | 1e-08 | 5spot_SharedNeighbor | CO2 | Porous | Wet | R245fa | MinimizeLCOE_Brownfield | IgnoreSilica | 1.6 | 0.097355 | 0.001043 | 4 | 1687523.7514 | 5524256.6234 | 34402.4542 | 112619.4434 | 29.4035 | 1.0635 | 41.901 | 31916.2502 | 0 | 42484.8615 | 0 | 0 | 0 | 0 | 29016.4336 | 75494.808 | 51526.7577 | 230439.111 | 961560.8286 | 5848359.5185 | 5848359.5185 | 6843374.6835 | 3315138.9113 | 0 | 7040359.4582 | 23047232.5715 | 10000000 | 0.004172 | 1687523.7514 | 5524256.6234 | 34402.4542 | 112619.4434
1 | 1700 | 707 | 0.03 | 15 | 15 | 7 | 1e-13 | 5spot_SharedNeighbor | CO2 | Porous | Wet | R245fa | MinimizeLCOE_Brownfield | IgnoreSilica | 0.38931 | 0.0075947 | 0.00019315 | 4 | 9379224.5999 | 30978110.0981 | 191208.1798 | 631530.6753 | 28.374 | 0.89925 | 37.4085 | 10343.8837 | 0 | 11374.2408 | 0 | 0 | 0 | 664.1941 | 8729.1042 | 22711.3386 | 15500.9553 | 69323.7167 | 961560.8286 | 6215678.3853 | 6215678.3853 | 7036927.9594 | 3435093.2969 | 0 | 7246562.9307 | 23934262.5724 | 100 | 0.00077262 | 9379224.5999 | 30978110.0981 | 191208.1798 | 631530.6753
1 | 1700 | 707 | 0.03 | 15 | 15 | 7 | 1.3335e-13 | 5spot_SharedNeighbor | CO2 | Porous | Wet | R245fa | MinimizeLCOE_Brownfield | IgnoreSilica | 0.48192 | 0.014188 | 0.00029152 | 4 | 6231023.8514 | 20541883.7129 | 127027.8493 | 418774.0844 | 29.067 | 1.0087 | 36.6345 | 13319.671 | 0 | 15309.9549 | 0 | 0 | 0 | 0 | 11165.5541 | 29050.4814 | 19827.5505 | 88673.2119 | 961560.8286 | 6215678.3853 | 6215678.3853 | 7036927.9594 | 3435093.2969 | 0 | 7265912.4259 | 23953612.0676 | 133.3521 | 0.0011661 | 6231023.8514 | 20541883.7129 | 127027.8493 | 418774.0844
1 | 1700 | 707 | 0.03 | 15 | 15 | 7 | 1.7783e-13 | 5spot_SharedNeighbor | CO2 | Porous | Wet | R245fa | MinimizeLCOE_Brownfield | IgnoreSilica | 0.70141 | 0.030172 | 0.0005252 | 4 | 3483047.017 | 11426582.4776 | 71006.6246 | 232946.3394 | 30.0746 | 1.1733 | 24.8649 | 20131.2046 | 0 | 25041.4068 | 0 | 0 | 0 | 0 | 17617.3184 | 45836.6488 | 31284.4546 | 139911.0332 | 961560.8286 | 6215678.3853 | 6215678.3853 | 7036927.9594 | 3435093.2969 | 0 | 7317150.2472 | 24004849.8889 | 177.8279 | 0.0021008 | 3483047.017 | 11426582.4776 | 71006.6246 | 232946.3394
1 | 1700 | 707 | 0.03 | 15 | 15 | 7 | 2.3714e-13 | 5spot_SharedNeighbor | CO2 | Porous | Wet | R245fa | MinimizeLCOE_Brownfield | IgnoreSilica | 0.7792 | 0.035926 | 0.00060492 | 4 | 3031173.5766 | 9927855.439 | 61794.5733 | 202392.7615 | 30.2639 | 1.2044 | 33.3453 | 22331.3392 | 0 | 28424.2543 | 0 | 0 | 0 | 0 | 19794.6815 | 51501.7008 | 35150.969 | 157202.9448 | 961560.8286 | 6215678.3853 | 6215678.3853 | 7036927.9594 | 3435093.2969 | 0 | 7334442.1588 | 24022141.8005 | 237.1374 | 0.0024197 | 3031173.5766 | 9927855.439 | 61794.5733 | 202392.7615
1 | 1700 | 707 | 0.03 | 15 | 15 | 7 | 3.1623e-13 | 5spot_SharedNeighbor | CO2 | Porous | Wet | R245fa | MinimizeLCOE_Brownfield | IgnoreSilica | 0.7792 | 0.035926 | 0.00060492 | 4 | 3031148.0341 | 9927770.3766 | 61794.0526 | 202391.0274 | 30.2639 | 1.2044 | 34.6973 | 22331.515 | 0 | 28424.5607 | 0 | 0 | 0 | 0 | 19794.8696 | 51502.1901 | 35151.303 | 157204.4384 | 961560.8286 | 6215678.3853 | 6215678.3853 | 7036927.9594 | 3435093.2969 | 0 | 7334443.6524 | 24022143.2941 | 316.2278 | 0.0024197 | 3031148.0341 | 9927770.3766 | 61794.0526 | 202391.0274
1 | 1700 | 707 | 0.03 | 15 | 15 | 7 | 4.217e-13 | 5spot_SharedNeighbor | CO2 | Porous | Wet | R245fa | MinimizeLCOE_Brownfield | IgnoreSilica | 1.6 | 0.097254 | 0.0014538 | 4 | 1295329.374 | 4164955.4691 | 26407.0414 | 84908.2508 | 31.1972 | 1.3624 | 28.4404 | 45225.0939 | 0 | 69545.2943 | 0 | 0 | 0 | 0 | 44760.4514 | 116457.5129 | 79484.6455 | 355472.9981 | 961560.8286 | 6215678.3853 | 6215678.3853 | 7036927.9594 | 3435093.2969 | 0 | 7532712.212 | 24220411.8537 | 421.6965 | 0.0058153 | 1295329.374 | 4164955.4691 | 26407.0414 | 84908.2508
1 | 1700 | 707 | 0.03 | 15 | 15 | 7 | 5.6234e-13 | 5spot_SharedNeighbor | CO2 | Porous | Wet | R245fa | MinimizeLCOE_Brownfield | IgnoreSilica | 1.6 | 0.097253 | 0.0014538 | 4 | 1295311.8805 | 4164899.2605 | 26406.6847 | 84907.1049 | 31.1972 | 1.3624 | 28.7041 | 45225.1945 | 0 | 69545.1604 | 0 | 0 | 0 | 0 | 44760.4384 | 116457.4791 | 79484.6224 | 355472.8948 | 961560.8286 | 6215678.3853 | 6215678.3853 | 7036927.9594 | 3435093.2969 | 0 | 7532712.1088 | 24220411.7505 | 562.3413 | 0.0058154 | 1295311.8805 | 4164899.2605 | 26406.6847 | 84907.1049
1 | 1700 | 707 | 0.03 | 15 | 15 | 7 | 7.4989e-13 | 5spot_SharedNeighbor | CO2 | Porous | Wet | R245fa | MinimizeLCOE_Brownfield | IgnoreSilica | 1.6 | 0.097253 | 0.0014539 | 4 | 1295293.3898 | 4164839.8477 | 26406.3078 | 84905.8937 | 31.1973 | 1.3625 | 28.1778 | 45225.3009 | 0 | 69545.0188 | 0 | 0 | 0 | 0 | 44760.4247 | 116457.4434 | 79484.5981 | 355472.7859 | 961560.8286 | 6215678.3853 | 6215678.3853 | 7036927.9594 | 3435093.2969 | 0 | 7532711.9998 | 24220411.6415 | 749.8942 | 0.0058154 | 1295293.3898 | 4164839.8477 | 26406.3078 | 84905.8937
1 | 1700 | 707 | 0.03 | 15 | 15 | 7 | 1e-12 | 5spot_SharedNeighbor | CO2 | Porous | Wet | R245fa | MinimizeLCOE_Brownfield | IgnoreSilica | 4.0117 | 0.27871 | 0.0042969 | 4 | 462112.4951 | 1433021.2144 | 9420.7883 | 29214.0758 | 31.8423 | 1.4718 | 41.7185 | 92283.0439 | 0 | 154844.7199 | 0 | 0 | 0 | 0 | 96379.8279 | 250760.5419 | 171149.2225 | 765417.3562 | 961560.8286 | 6215678.3853 | 6215678.3853 | 7036927.9594 | 3435093.2969 | 0 | 7942656.5701 | 24630356.2118 | 1000 | 0.017188 | 462112.4951 | 1433021.2144 | 9420.7883 | 29214.0758
1 | 1700 | 707 | 0.03 | 15 | 15 | 7 | 1.3335e-12 | 5spot_SharedNeighbor | CO2 | Porous | Wet | R245fa | MinimizeLCOE_Brownfield | IgnoreSilica | 5.354 | 0.37984 | 0.0058863 | 4 | 345787.9641 | 1054538.2804 | 7049.3554 | 21498.1892 | 31.953 | 1.4899 | 38.127 | 114202.1671 | 0 | 197177.8961 | 0 | 0 | 0 | 0 | 121438.2246 | 315957.3501 | 215647.3837 | 964423.0217 | 961560.8286 | 6215678.3853 | 6215678.3853 | 7036927.9594 | 3435093.2969 | 0 | 8141662.2357 | 24829361.8774 | 1333.5214 | 0.023545 | 345787.9641 | 1054538.2804 | 7049.3554 | 21498.1892
1 | 1700 | 707 | 0.03 | 15 | 15 | 7 | 1.7783e-12 | 5spot_SharedNeighbor | CO2 | Porous | Wet | R245fa | MinimizeLCOE_Brownfield | IgnoreSilica | 7.1374 | 0.51422 | 0.0079988 | 4 | 262168.1612 | 783735.0692 | 5344.6526 | 15977.4995 | 32.0358 | 1.5033 | 46.7457 | 140802.0718 | 0 | 250161.9609 | 0 | 0 | 0 | 0 | 152475.9728 | 396711.204 | 270763.5483 | 1210914.7578 | 961560.8286 | 6215678.3853 | 6215678.3853 | 7036927.9594 | 3435093.2969 | 0 | 8388153.9717 | 25075853.6134 | 1778.2794 | 0.031995 | 262168.1612 | 783735.0692 | 5344.6526 | 15977.4995
1 | 1700 | 707 | 0.03 | 15 | 15 | 7 | 2.3714e-12 | 5spot_SharedNeighbor | CO2 | Porous | Wet | R245fa | MinimizeLCOE_Brownfield | IgnoreSilica | 9.5144 | 0.69343 | 0.010795 | 4 | 201364.0265 | 587841.6795 | 4105.078 | 11983.9478 | 32.0909 | 1.512 | 50.3779 | 173162.3554 | 0 | 316771.1204 | 0 | 0 | 0 | 0 | 191074.0556 | 497135.4979 | 339305.1924 | 1517448.2218 | 961560.8286 | 6215678.3853 | 6215678.3853 | 7036927.9594 | 3435093.2969 | 0 | 8694687.4357 | 25382387.0774 | 2371.3737 | 0.043179 | 201364.0265 | 587841.6795 | 4105.078 | 11983.9478
1 | 1700 | 707 | 0.03 | 15 | 15 | 7 | 3.1623e-12 | 5spot_SharedNeighbor | CO2 | Porous | Wet | R245fa | MinimizeLCOE_Brownfield | IgnoreSilica | 12.6816 | 0.93211 | 0.014503 | 4 | 156453.3431 | 444121.8909 | 3189.513 | 9054.0255 | 32.1276 | 1.5177 | 46.7166 | 212580.6134 | 0 | 400428.5621 | 0 | 0 | 0 | 0 | 239073.5784 | 622020.4104 | 424541.7113 | 1898644.8756 | 961560.8286 | 6215678.3853 | 6215678.3853 | 7036927.9594 | 3435093.2969 | 0 | 9075884.0896 | 25763583.7313 | 3162.2777 | 0.05801 | 156453.3431 | 444121.8909 | 3189.513 | 9054.0255
1 | 1700 | 707 | 0.03 | 15 | 15 | 7 | 4.217e-12 | 5spot_SharedNeighbor | CO2 | Porous | Wet | R245fa | MinimizeLCOE_Brownfield | IgnoreSilica | 16.9011 | 1.2503 | 0.019345 | 4 | 123415.1082 | 339071.6967 | 2515.9839 | 6912.4352 | 32.1359 | 1.5185 | 43.3871 | 260416.8436 | 0 | 505659.3358 | 0 | 0 | 0 | 0 | 298769.71 | 777337.4993 | 530548.8159 | 2372732.2046 | 961560.8286 | 6215678.3853 | 6215678.3853 | 7036927.9594 | 3435093.2969 | 0 | 9549971.4185 | 26237671.0603 | 4216.965 | 0.077381 | 123415.1082 | 339071.6967 | 2515.9839 | 6912.4352
1 | 1700 | 707 | 0.03 | 15 | 15 | 7 | 5.6234e-12 | 5spot_SharedNeighbor | CO2 | Porous | Wet | R245fa | MinimizeLCOE_Brownfield | IgnoreSilica | 22.4796 | 1.6709 | 0.025579 | 4 | 99053.2551 | 262150.8144 | 2019.3346 | 5344.2989 | 32.1171 | 1.5147 | 36.7144 | 317949.1118 | 0 | 636968.1845 | 0 | 0 | 0 | 0 | 372417.7456 | 968954.5805 | 661331.4112 | 2957621.0336 | 961560.8286 | 6215678.3853 | 6215678.3853 | 7036927.9594 | 3435093.2969 | 0 | 10134860.2476 | 26822559.8893 | 5623.4133 | 0.10232 | 99053.2551 | 262150.8144 | 2019.3346 | 5344.2989
1 | 1700 | 707 | 0.03 | 15 | 15 | 7 | 7.4989e-12 | 5spot_SharedNeighbor | CO2 | Porous | Wet | R245fa | MinimizeLCOE_Brownfield | IgnoreSilica | 29.8311 | 2.2252 | 0.033385 | 4 | 81274.9886 | 206238.4831 | 1656.9006 | 4204.4504 | 32.0573 | 1.5038 | 47.1927 | 386483.4721 | 0 | 800462.0465 | 0 | 0 | 0 | 0 | 462908.7522 | 1204393.6177 | 822023.3919 | 3676271.2804 | 961560.8286 | 6215678.3853 | 6215678.3853 | 7036927.9594 | 3435093.2969 | 0 | 10853510.4943 | 27541210.136 | 7498.9421 | 0.13354 | 81274.9886 | 206238.4831 | 1656.9006 | 4204.4504
1 | 1700 | 707 | 0.03 | 15 | 15 | 7 | 1e-11 | 5spot_SharedNeighbor | CO2 | Porous | Wet | R245fa | MinimizeLCOE_Brownfield | IgnoreSilica | 39.4439 | 2.9501 | 0.042616 | 4 | 68798.7125 | 166694.0466 | 1402.5548 | 3398.2836 | 31.93 | 1.4812 | 44.0834 | 466455.6182 | 0 | 1002753.5211 | 0 | 0 | 0 | 0 | 572991.5643 | 1490806.5136 | 1017506.0786 | 4550513.2958 | 961560.8286 | 6215678.3853 | 6215678.3853 | 7036927.9594 | 3435093.2969 | 0 | 11727752.5098 | 28415452.1515 | 10000 | 0.17046 | 68798.7125 | 166694.0466 | 1402.5548 | 3398.2836
1 | 1700 | 707 | 0.03 | 15 | 15 | 7 | 1.3335e-11 | 5spot_SharedNeighbor | CO2 | Porous | Wet | R245fa | MinimizeLCOE_Brownfield | IgnoreSilica | 51.8682 | 3.8862 | 0.052342 | 4 | 61010.2138 | 140715.4447 | 1243.7757 | 2868.6747 | 31.6929 | 1.4396 | 42.2075 | 556446.333 | 0 | 1250421.5256 | 0 | 0 | 0 | 0 | 704678.4648 | 1833428.8161 | 1251352.8402 | 5596327.9797 | 961560.8286 | 6215678.3853 | 6215678.3853 | 7036927.9594 | 3435093.2969 | 0 | 12773567.1937 | 29461266.8354 | 13335.2143 | 0.20937 | 61010.2138 | 140715.4447 | 1243.7757 | 2868.6747
1 | 1700 | 707 | 0.03 | 15 | 15 | 7 | 1.7783e-11 | 5spot_SharedNeighbor | CO2 | Porous | Wet | R245fa | MinimizeLCOE_Brownfield | IgnoreSilica | 65.5197 | 4.9121 | 0.059074 | 4 | 58536.0735 | 129158.3397 | 1193.337 | 2633.0675 | 31.3336 | 1.3772 | 44.3037 | 639201.3971 | 0 | 1509331.6097 | 0 | 0 | 0 | 0 | 837927.8726 | 2180116.4419 | 1487974.2685 | 6654551.5898 | 961560.8286 | 6215678.3853 | 6215678.3853 | 7036927.9594 | 3435093.2969 | 0 | 13831790.8038 | 30519490.4455 | 17782.7941 | 0.2363 | 58536.0735 | 129158.3397 | 1193.337 | 2633.0675
1 | 1700 | 707 | 0.03 | 15 | 15 | 7 | 2.3714e-11 | 5spot_SharedNeighbor | CO2 | Porous | Wet | R245fa | MinimizeLCOE_Brownfield | IgnoreSilica | 75.8 | 5.6801 | 0.06426 | 4 | 53659.8391 | 118582.1568 | 1093.9284 | 2417.4577 | 30.996 | 1.3197 | 194.7753 | 646827.8716 | 0 | 1489110.0106 | 0 | 0 | 0 | 0 | 833015.7741 | 2167336.1691 | 1479251.4697 | 6615541.295 | 961560.8286 | 6215678.3853 | 6215678.3853 | 7036927.9594 | 3435093.2969 | 0 | 13792780.5089 | 30480480.1506 | 23713.7371 | 0.25704 | 53659.8391 | 118582.1568 | 1093.9284 | 2417.4577
1 | 1700 | 707 | 0.03 | 15 | 15 | 7 | 3.1623e-11 | 5spot_SharedNeighbor | CO2 | Porous | Wet | R245fa | MinimizeLCOE_Brownfield | IgnoreSilica | 75.8 | 5.6794 | 0.063935 | 4 | 54175.356 | 119428.2482 | 1104.4379 | 2434.7064 | 30.9938 | 1.3193 | 196.608 | 650201.1849 | 0 | 1505742.4108 | 0 | 0 | 0 | 0 | 840818.0023 | 2187635.9666 | 1493106.4986 | 6677504.0633 | 961560.8286 | 6215678.3853 | 6215678.3853 | 7036927.9594 | 3435093.2969 | 0 | 13854743.2773 | 30542442.919 | 31622.7766 | 0.25574 | 54175.356 | 119428.2482 | 1104.4379 | 2434.7064
1 | 1700 | 707 | 0.03 | 15 | 15 | 7 | 4.217e-11 | 5spot_SharedNeighbor | CO2 | Porous | Wet | R245fa | MinimizeLCOE_Brownfield | IgnoreSilica | 75.8 | 5.6789 | 0.063657 | 4 | 54619.9899 | 120157.4333 | 1113.5024 | 2449.5718 | 30.9921 | 1.3189 | 194.6383 | 653094.9597 | 0 | 1519980.5089 | 0 | 0 | 0 | 0 | 847499.4327 | 2205019.6779 | 1504971.2388 | 6730565.818 | 961560.8286 | 6215678.3853 | 6215678.3853 | 7036927.9594 | 3435093.2969 | 0 | 13907805.0319 | 30595504.6736 | 42169.6503 | 0.25463 | 54619.9899 | 120157.4333 | 1113.5024 | 2449.5718
1 | 1700 | 707 | 0.03 | 15 | 15 | 7 | 5.6234e-11 | 5spot_SharedNeighbor | CO2 | Porous | Wet | R245fa | MinimizeLCOE_Brownfield | IgnoreSilica | 75.8 | 5.6785 | 0.063428 | 4 | 54989.6787 | 120763.6043 | 1121.039 | 2461.9294 | 30.9907 | 1.3186 | 200.016 | 655485.4261 | 0 | 1531728.7025 | 0 | 0 | 0 | 0 | 853013.5102 | 2219366.1763 | 1514763.0188 | 6774356.8339 | 961560.8286 | 6215678.3853 | 6215678.3853 | 7036927.9594 | 3435093.2969 | 0 | 13951596.0479 | 30639295.6896 | 56234.1325 | 0.25371 | 54989.6787 | 120763.6043 | 1121.039 | 2461.9294
1 | 1700 | 707 | 0.03 | 15 | 15 | 7 | 7.4989e-11 | 5spot_SharedNeighbor | CO2 | Porous | Wet | R245fa | MinimizeLCOE_Brownfield | IgnoreSilica | 75.8 | 5.6782 | 0.063244 | 4 | 55289.3267 | 121254.954 | 1127.1477 | 2471.9462 | 30.9896 | 1.3184 | 198.5006 | 657411.2578 | 0 | 1541186.8801 | 0 | 0 | 0 | 0 | 857453.2738 | 2230917.5306 | 1522647.0554 | 6809615.9977 | 961560.8286 | 6215678.3853 | 6215678.3853 | 7036927.9594 | 3435093.2969 | 0 | 13986855.2117 | 30674554.8534 | 74989.4209 | 0.25298 | 55289.3267 | 121254.954 | 1127.1477 | 2471.9462
1 | 1700 | 707 | 0.03 | 15 | 15 | 7 | 1e-10 | 5spot_SharedNeighbor | CO2 | Porous | Wet | R245fa | MinimizeLCOE_Brownfield | IgnoreSilica | 75.8 | 5.678 | 0.063098 | 4 | 55527.6314 | 121645.7644 | 1132.0059 | 2479.9134 | 30.9887 | 1.3183 | 193.4323 | 658934.8474 | 0 | 1548666.3128 | 0 | 0 | 0 | 0 | 860964.4525 | 2240052.8972 | 1528882.1308 | 6837500.6407 | 961560.8286 | 6215678.3853 | 6215678.3853 | 7036927.9594 | 3435093.2969 | 0 | 14014739.8547 | 30702439.4964 | 100000 | 0.25239 | 55527.6314 | 121645.7644 | 1132.0059 | 2479.9134
1 | 1700 | 707 | 0.03 | 15 | 15 | 7 | 1.3335e-10 | 5spot_SharedNeighbor | CO2 | Porous | Wet | R245fa | MinimizeLCOE_Brownfield | IgnoreSilica | 75.8 | 5.6778 | 0.062984 | 4 | 55714.4369 | 121952.1614 | 1135.8142 | 2486.1598 | 30.9881 | 1.3181 | 192.7538 | 660124.0535 | 0 | 1554502.5756 | 0 | 0 | 0 | 0 | 863704.3854 | 2247181.6406 | 1533747.6446 | 6859260.2997 | 961560.8286 | 6215678.3853 | 6215678.3853 | 7036927.9594 | 3435093.2969 | 0 | 14036499.5136 | 30724199.1553 | 133352.1432 | 0.25194 | 55714.4369 | 121952.1614 | 1135.8142 | 2486.1598
1 | 1700 | 707 | 0.03 | 15 | 15 | 7 | 1.7783e-10 | 5spot_SharedNeighbor | CO2 | Porous | Wet | R245fa | MinimizeLCOE_Brownfield | IgnoreSilica | 75.8 | 5.6777 | 0.062896 | 4 | 55859.2851 | 122189.7714 | 1138.7671 | 2491.0038 | 30.9876 | 1.318 | 192.6526 | 661042.9943 | 0 | 1559011.5962 | 0 | 0 | 0 | 0 | 865821.2903 | 2252689.393 | 1537506.7989 | 6876072.0727 | 961560.8286 | 6215678.3853 | 6215678.3853 | 7036927.9594 | 3435093.2969 | 0 | 14053311.2867 | 30741010.9284 | 177827.941 | 0.25158 | 55859.2851 | 122189.7714 | 1138.7671 | 2491.0038
1 | 1700 | 707 | 0.03 | 15 | 15 | 7 | 2.3714e-10 | 5spot_SharedNeighbor | CO2 | Porous | Wet | R245fa | MinimizeLCOE_Brownfield | IgnoreSilica | 75.8 | 5.6776 | 0.062828 | 4 | 55970.6673 | 122372.5042 | 1141.0378 | 2494.729 | 30.9872 | 1.3179 | 202.3044 | 661747.7107 | 0 | 1562469.0216 | 0 | 0 | 0 | 0 | 867444.5256 | 2256912.7183 | 1540389.3052 | 6888963.2814 | 961560.8286 | 6215678.3853 | 6215678.3853 | 7036927.9594 | 3435093.2969 | 0 | 14066202.4953 | 30753902.1371 | 237137.3706 | 0.25131 | 55970.6673 | 122372.5042 | 1141.0378 | 2494.729
1 | 1700 | 707 | 0.03 | 15 | 15 | 7 | 3.1623e-10 | 5spot_SharedNeighbor | CO2 | Porous | Wet | R245fa | MinimizeLCOE_Brownfield | IgnoreSilica | 75.8 | 5.6775 | 0.062777 | 4 | 56055.7873 | 122512.1643 | 1142.773 | 2497.5762 | 30.9869 | 1.3179 | 200.5505 | 662285.1394 | 0 | 1565105.4709 | 0 | 0 | 0 | 0 | 868682.338 | 2260133.2523 | 1542587.3858 | 6898793.5864 | 961560.8286 | 6215678.3853 | 6215678.3853 | 7036927.9594 | 3435093.2969 | 0 | 14076032.8004 | 30763732.4421 | 316227.766 | 0.25111 | 56055.7873 | 122512.1643 | 1142.773 | 2497.5762
1 | 1700 | 707 | 0.03 | 15 | 15 | 7 | 4.217e-10 | 5spot_SharedNeighbor | CO2 | Porous | Wet | R245fa | MinimizeLCOE_Brownfield | IgnoreSilica | 75.8 | 5.6774 | 0.062738 | 4 | 56120.5353 | 122618.4067 | 1144.093 | 2499.7421 | 30.9867 | 1.3178 | 200.18 | 662693.2874 | 0 | 1567107.5779 | 0 | 0 | 0 | 0 | 869622.3375 | 2262578.938 | 1544256.6165 | 6906258.7572 | 961560.8286 | 6215678.3853 | 6215678.3853 | 7036927.9594 | 3435093.2969 | 0 | 14083497.9712 | 30771197.6129 | 421696.5034 | 0.25095 | 56120.5353 | 122618.4067 | 1144.093 | 2499.7421
1 | 1700 | 707 | 0.03 | 15 | 15 | 7 | 5.6234e-10 | 5spot_SharedNeighbor | CO2 | Porous | Wet | R245fa | MinimizeLCOE_Brownfield | IgnoreSilica | 75.8 | 5.6774 | 0.062708 | 4 | 56169.6068 | 122698.9309 | 1145.0934 | 2501.3837 | 30.9865 | 1.3178 | 197.9366 | 663002.234 | 0 | 1568623 | 0 | 0 | 0 | 0 | 870333.8412 | 2264430.1249 | 1545520.0896 | 6911909.2898 | 961560.8286 | 6215678.3853 | 6215678.3853 | 7036927.9594 | 3435093.2969 | 0 | 14089148.5037 | 30776848.1454 | 562341.3252 | 0.25083 | 56169.6068 | 122698.9309 | 1145.0934 | 2501.3837
1 | 1700 | 707 | 0.03 | 15 | 15 | 7 | 7.4989e-10 | 5spot_SharedNeighbor | CO2 | Porous | Wet | R245fa | MinimizeLCOE_Brownfield | IgnoreSilica | 75.8 | 5.6773 | 0.062686 | 4 | 56206.7008 | 122759.8032 | 1145.8496 | 2502.6246 | 30.9864 | 1.3178 | 196.7196 | 663235.5531 | 0 | 1569767.4212 | 0 | 0 | 0 | 0 | 870871.16 | 2265828.118 | 1546474.2486 | 6916176.5009 | 961560.8286 | 6215678.3853 | 6215678.3853 | 7036927.9594 | 3435093.2969 | 0 | 14093415.7149 | 30781115.3566 | 749894.2093 | 0.25074 | 56206.7008 | 122759.8032 | 1145.8496 | 2502.6246
1 | 1700 | 707 | 0.03 | 15 | 15 | 7 | 1e-09 | 5spot_SharedNeighbor | CO2 | Porous | Wet | R245fa | MinimizeLCOE_Brownfield | IgnoreSilica | 75.8 | 5.6773 | 0.062669 | 4 | 56234.6847 | 122805.7273 | 1146.4201 | 2503.5609 | 30.9863 | 1.3178 | 196.178 | 663411.4461 | 0 | 1570630.1483 | 0 | 0 | 0 | 0 | 871276.2218 | 2266882.0058 | 1547193.5488 | 6919393.3708 | 961560.8286 | 6215678.3853 | 6215678.3853 | 7036927.9594 | 3435093.2969 | 0 | 14096632.5848 | 30784332.2265 | 1000000 | 0.25068 | 56234.6847 | 122805.7273 | 1146.4201 | 2503.5609
1 | 1700 | 707 | 0.03 | 15 | 15 | 7 | 1.3335e-09 | 5spot_SharedNeighbor | CO2 | Porous | Wet | R245fa | MinimizeLCOE_Brownfield | IgnoreSilica | 75.8 | 5.6773 | 0.062656 | 4 | 56255.7645 | 122840.3219 | 1146.8499 | 2504.2661 | 30.9862 | 1.3177 | 198.363 | 663543.8714 | 0 | 1571279.6618 | 0 | 0 | 0 | 0 | 871581.178 | 2267675.4392 | 1547735.0833 | 6921815.2337 | 961560.8286 | 6215678.3853 | 6215678.3853 | 7036927.9594 | 3435093.2969 | 0 | 14099054.4477 | 30786754.0894 | 1333521.4322 | 0.25062 | 56255.7645 | 122840.3219 | 1146.8499 | 2504.2661
1 | 1700 | 707 | 0.03 | 15 | 15 | 7 | 1.7783e-09 | 5spot_SharedNeighbor | CO2 | Porous | Wet | R245fa | MinimizeLCOE_Brownfield | IgnoreSilica | 75.8 | 5.6773 | 0.062646 | 4 | 56271.6255 | 122866.3524 | 1147.1732 | 2504.7968 | 30.9861 | 1.3177 | 196.1312 | 663643.4721 | 0 | 1571768.1717 | 0 | 0 | 0 | 0 | 871810.5411 | 2268272.1949 | 1548142.3814 | 6923636.7611 | 961560.8286 | 6215678.3853 | 6215678.3853 | 7036927.9594 | 3435093.2969 | 0 | 14100875.9751 | 30788575.6168 | 1778279.41 | 0.25059 | 56271.6255 | 122866.3524 | 1147.1732 | 2504.7968
1 | 1700 | 707 | 0.03 | 15 | 15 | 7 | 2.3714e-09 | 5spot_SharedNeighbor | CO2 | Porous | Wet | R245fa | MinimizeLCOE_Brownfield | IgnoreSilica | 75.8 | 5.6773 | 0.062639 | 4 | 56283.5498 | 122885.9223 | 1147.4163 | 2505.1957 | 30.9861 | 1.3177 | 194.5069 | 663718.3287 | 0 | 1572135.3161 | 0 | 0 | 0 | 0 | 871982.9215 | 2268720.6934 | 1548448.4908 | 6925005.7503 | 961560.8286 | 6215678.3853 | 6215678.3853 | 7036927.9594 | 3435093.2969 | 0 | 14102244.9643 | 30789944.606 | 2371373.7057 | 0.25056 | 56283.5498 | 122885.9223 | 1147.4163 | 2505.1957
1 | 1700 | 707 | 0.03 | 15 | 15 | 7 | 3.1623e-09 | 5spot_SharedNeighbor | CO2 | Porous | Wet | R245fa | MinimizeLCOE_Brownfield | IgnoreSilica | 75.8 | 5.6773 | 0.062634 | 4 | 56292.5087 | 122900.6258 | 1147.5989 | 2505.4955 | 30.9861 | 1.3177 | 196.6494 | 663774.557 | 0 | 1572411.0939 | 0 | 0 | 0 | 0 | 872112.4038 | 2269057.5799 | 1548678.4228 | 6926034.0574 | 961560.8286 | 6215678.3853 | 6215678.3853 | 7036927.9594 | 3435093.2969 | 0 | 14103273.2714 | 30790972.9131 | 3162277.6602 | 0.25054 | 56292.5087 | 122900.6258 | 1147.5989 | 2505.4955
1 | 1700 | 707 | 0.03 | 15 | 15 | 7 | 4.217e-09 | 5spot_SharedNeighbor | CO2 | Porous | Wet | R245fa | MinimizeLCOE_Brownfield | IgnoreSilica | 75.8 | 5.6773 | 0.06263 | 4 | 56299.2362 | 122911.6671 | 1147.7361 | 2505.7206 | 30.9861 | 1.3177 | 196.5854 | 663816.7729 | 0 | 1572618.145 | 0 | 0 | 0 | 0 | 872209.618 | 2269310.5111 | 1548851.0535 | 6926806.1004 | 961560.8286 | 6215678.3853 | 6215678.3853 | 7036927.9594 | 3435093.2969 | 0 | 14104045.3144 | 30791744.9561 | 4216965.0343 | 0.25052 | 56299.2362 | 122911.6671 | 1147.7361 | 2505.7206
1 | 1700 | 707 | 0.03 | 15 | 15 | 7 | 5.6234e-09 | 5spot_SharedNeighbor | CO2 | Porous | Wet | R245fa | MinimizeLCOE_Brownfield | IgnoreSilica | 75.8 | 5.6773 | 0.062627 | 4 | 56304.2871 | 122919.9567 | 1147.839 | 2505.8896 | 30.986 | 1.3177 | 197.7636 | 663848.4642 | 0 | 1572773.5763 | 0 | 0 | 0 | 0 | 872282.5958 | 2269500.3845 | 1548980.646 | 6927385.6668 | 961560.8286 | 6215678.3853 | 6215678.3853 | 7036927.9594 | 3435093.2969 | 0 | 14104624.8807 | 30792324.5224 | 5623413.2519 | 0.25051 | 56304.2871 | 122919.9567 | 1147.839 | 2505.8896
1 | 1700 | 707 | 0.03 | 15 | 15 | 7 | 7.4989e-09 | 5spot_SharedNeighbor | CO2 | Porous | Wet | R245fa | MinimizeLCOE_Brownfield | IgnoreSilica | 75.8 | 5.6773 | 0.062624 | 4 | 56308.0775 | 122926.1777 | 1147.9163 | 2506.0164 | 30.986 | 1.3177 | 196.2692 | 663872.2442 | 0 | 1572890.2065 | 0 | 0 | 0 | 0 | 872337.3558 | 2269642.8587 | 1549077.8875 | 6927820.5526 | 961560.8286 | 6215678.3853 | 6215678.3853 | 7036927.9594 | 3435093.2969 | 0 | 14105059.7666 | 30792759.4083 | 7498942.0933 | 0.2505 | 56308.0775 | 122926.1777 | 1147.9163 | 2506.0164
1 | 1700 | 707 | 0.03 | 15 | 15 | 7 | 1e-08 | 5spot_SharedNeighbor | CO2 | Porous | Wet | R245fa | MinimizeLCOE_Brownfield | IgnoreSilica | 75.8 | 5.6772 | 0.062623 | 4 | 56310.9216 | 122930.8456 | 1147.9743 | 2506.1116 | 30.986 | 1.3177 | 198.6669 | 663890.0862 | 0 | 1572977.7132 | 0 | 0 | 0 | 0 | 872378.4418 | 2269749.7561 | 1549150.8472 | 6928146.8446 | 961560.8286 | 6215678.3853 | 6215678.3853 | 7036927.9594 | 3435093.2969 | 0 | 14105386.0586 | 30793085.7003 | 10000000 | 0.25049 | 56310.9216 | 122930.8456 | 1147.9743 | 2506.1116
1 | 1800 | 707 | 0.03 | 15 | 15 | 7 | 1e-13 | 5spot_SharedNeighbor | CO2 | Porous | Wet | R245fa | MinimizeLCOE_Brownfield | IgnoreSilica | 0.35042 | 0.003193 | 0.00021597 | 4 | 8826627.5729 | 28947709.8288 | 179942.742 | 590138.2195 | 29.3025 | 1.0492 | 34.2929 | 11109.7761 | 0 | 12329.6947 | 0 | 0 | 0 | 701.7037 | 9415.058 | 24496.0497 | 16719.0573 | 74771.3394 | 961560.8286 | 6588857.343 | 6588857.343 | 7236048.3217 | 3557391.7189 | 0 | 7625189.511 | 25007486.8946 | 100 | 0.00086388 | 8826627.5729 | 28947709.8288 | 179942.742 | 590138.2195
1 | 1800 | 707 | 0.03 | 15 | 15 | 7 | 1.3335e-13 | 5spot_SharedNeighbor | CO2 | Porous | Wet | R245fa | MinimizeLCOE_Brownfield | IgnoreSilica | 0.47729 | 0.012021 | 0.00038143 | 4 | 5023423.1518 | 16416270.6396 | 102409.2756 | 334667.8816 | 30.4611 | 1.2429 | 27.1297 | 16386.4396 | 0 | 19586.8315 | 0 | 0 | 0 | 807.6796 | 14344.5708 | 37321.6306 | 25472.7798 | 113919.9318 | 961560.8286 | 6588857.343 | 6588857.343 | 7236048.3217 | 3557391.7189 | 0 | 7664338.1034 | 25046635.4871 | 133.3521 | 0.0015257 | 5023423.1518 | 16416270.6396 | 102409.2756 | 334667.8816
1 | 1800 | 707 | 0.03 | 15 | 15 | 7 | 1.7783e-13 | 5spot_SharedNeighbor | CO2 | Porous | Wet | R245fa | MinimizeLCOE_Brownfield | IgnoreSilica | 0.6477 | 0.024512 | 0.00063544 | 4 | 3033818.1127 | 9872532.5555 | 61848.4858 | 201264.9297 | 31.3217 | 1.3997 | 30.841 | 22695.5754 | 0 | 28079.4202 | 0 | 0 | 0 | 1137.6975 | 20245.9503 | 52675.8097 | 35952.3225 | 160786.7756 | 961560.8286 | 6588857.343 | 6588857.343 | 7236048.3217 | 3557391.7189 | 0 | 7711204.9472 | 25093502.3309 | 177.8279 | 0.0025417 | 3033818.1127 | 9872532.5555 | 61848.4858 | 201264.9297
1 | 1800 | 707 | 0.03 | 15 | 15 | 7 | 2.3714e-13 | 5spot_SharedNeighbor | CO2 | Porous | Wet | R245fa | MinimizeLCOE_Brownfield | IgnoreSilica | 0.86458 | 0.040962 | 0.0010087 | 4 | 1923812.257 | 6231961.6816 | 39219.515 | 127046.9682 | 31.99 | 1.5186 | 33.8577 | 30043.5763 | 0 | 38300.6928 | 0 | 0 | 0 | 0 | 26654.2649 | 69348.9298 | 47332.0696 | 211679.5333 | 961560.8286 | 6588857.343 | 6588857.343 | 7236048.3217 | 3557391.7189 | 0 | 7762097.705 | 25144395.0886 | 237.1374 | 0.0040347 | 1923812.257 | 6231961.6816 | 39219.515 | 127046.9682
1 | 1800 | 707 | 0.03 | 15 | 15 | 7 | 3.1623e-13 | 5spot_SharedNeighbor | CO2 | Porous | Wet | R245fa | MinimizeLCOE_Brownfield | IgnoreSilica | 1.1652 | 0.063913 | 0.0015151 | 4 | 1292631.92 | 4160844.6448 | 26352.0501 | 84824.446 | 32.5447 | 1.6144 | 84.7869 | 39305.2233 | 0 | 51654.9605 | 0 | 0 | 0 | 523.9658 | 35678.8184 | 92828.9667 | 63357.6772 | 283349.6119 | 961560.8286 | 6588857.343 | 6588857.343 | 7236048.3217 | 3557391.7189 | 0 | 7833767.7835 | 25216065.1672 | 316.2278 | 0.0060603 | 1292631.92 | 4160844.6448 | 26352.0501 | 84824.446
1 | 1800 | 707 | 0.03 | 15 | 15 | 7 | 4.217e-13 | 5spot_SharedNeighbor | CO2 | Porous | Wet | R245fa | MinimizeLCOE_Brownfield | IgnoreSilica | 1.5542 | 0.093867 | 0.0022009 | 4 | 899190.8873 | 2873632.1665 | 18331.2225 | 58582.8786 | 32.9738 | 1.6861 | 120.1796 | 50191.4537 | 0 | 67896.0871 | 0 | 0 | 0 | 0 | 46054.1409 | 119823.4276 | 81781.9515 | 365747.0608 | 961560.8286 | 6588857.343 | 6588857.343 | 7236048.3217 | 3557391.7189 | 0 | 7916165.2324 | 25298462.6161 | 421.6965 | 0.0088037 | 899190.8873 | 2873632.1665 | 18331.2225 | 58582.8786
1 | 1800 | 707 | 0.03 | 15 | 15 | 7 | 5.6234e-13 | 5spot_SharedNeighbor | CO2 | Porous | Wet | R245fa | MinimizeLCOE_Brownfield | IgnoreSilica | 2.0987 | 0.13584 | 0.0031362 | 4 | 640122.5627 | 2025719.9599 | 13049.7643 | 41297.0414 | 33.327 | 1.7433 | 167.5073 | 64019.4837 | 0 | 89250.4513 | 0 | 0 | 0 | 1676.7671 | 60429.2138 | 157224.4185 | 107308.8963 | 479909.2307 | 961560.8286 | 6588857.343 | 6588857.343 | 7236048.3217 | 3557391.7189 | 0 | 8030327.4023 | 25412624.7859 | 562.3413 | 0.012545 | 640122.5627 | 2025719.9599 | 13049.7643 | 41297.0414
1 | 1800 | 707 | 0.03 | 15 | 15 | 7 | 7.4989e-13 | 5spot_SharedNeighbor | CO2 | Porous | Wet | R245fa | MinimizeLCOE_Brownfield | IgnoreSilica | 2.7989 | 0.19011 | 0.0044038 | 4 | 463142.2533 | 1449921.6544 | 9441.7813 | 29558.6141 | 33.5907 | 1.7848 | 223.0448 | 80167.7965 | 0 | 115043.4256 | 0 | 0 | 0 | 1064.6894 | 76547.6055 | 199161.1674 | 135931.5891 | 607916.2736 | 961560.8286 | 6588857.343 | 6588857.343 | 7236048.3217 | 3557391.7189 | 0 | 8158334.4452 | 25540631.8288 | 749.8942 | 0.017615 | 463142.2533 | 1449921.6544 | 9441.7813 | 29558.6141
1 | 1800 | 707 | 0.03 | 15 | 15 | 7 | 1e-12 | 5spot_SharedNeighbor | CO2 | Porous | Wet | R245fa | MinimizeLCOE_Brownfield | IgnoreSilica | 3.7339 | 0.26266 | 0.0060997 | 4 | 340847.1063 | 1053270.1798 | 6948.6293 | 21472.3373 | 33.7942 | 1.8161 | 44.2041 | 99810.0054 | 0 | 147459.4538 | 0 | 0 | 0 | 0 | 96435.0891 | 250904.3203 | 171247.3542 | 765856.2228 | 961560.8286 | 6588857.343 | 6588857.343 | 7236048.3217 | 3557391.7189 | 0 | 8316274.3944 | 25698571.778 | 1000 | 0.024399 | 340847.1063 | 1053270.1798 | 6948.6293 | 21472.3373
1 | 1800 | 707 | 0.03 | 15 | 15 | 7 | 1.3335e-12 | 5spot_SharedNeighbor | CO2 | Porous | Wet | R245fa | MinimizeLCOE_Brownfield | IgnoreSilica | 4.9861 | 0.35983 | 0.008355 | 4 | 254852.6496 | 774971.3371 | 5195.516 | 15798.8389 | 33.9507 | 1.8397 | 31.7636 | 123801.7312 | 0 | 188321.0783 | 0 | 0 | 0 | 0 | 121727.8957 | 316711.0148 | 216161.7754 | 966723.4955 | 961560.8286 | 6588857.343 | 6588857.343 | 7236048.3217 | 3557391.7189 | 0 | 8517141.6671 | 25899439.0507 | 1333.5214 | 0.03342 | 254852.6496 | 774971.3371 | 5195.516 | 15798.8389
1 | 1800 | 707 | 0.03 | 15 | 15 | 7 | 1.7783e-12 | 5spot_SharedNeighbor | CO2 | Porous | Wet | R245fa | MinimizeLCOE_Brownfield | IgnoreSilica | 6.6445 | 0.48854 | 0.011344 | 4 | 193166.2206 | 576250.2182 | 3937.9547 | 11747.6401 | 34.0681 | 1.8572 | 47.0197 | 152815.3165 | 0 | 239283.3459 | 0 | 0 | 0 | 0 | 152918.4783 | 397862.5127 | 271549.3402 | 1214428.9936 | 961560.8286 | 6588857.343 | 6588857.343 | 7236048.3217 | 3557391.7189 | 0 | 8764847.1652 | 26147144.5488 | 1778.2794 | 0.045375 | 193166.2206 | 576250.2182 | 3937.9547 | 11747.6401
1 | 1800 | 707 | 0.03 | 15 | 15 | 7 | 2.3714e-12 | 5spot_SharedNeighbor | CO2 | Porous | Wet | R245fa | MinimizeLCOE_Brownfield | IgnoreSilica | 8.8714 | 0.66142 | 0.015351 | 4 | 147787.1994 | 430864.7775 | 3012.842 | 8783.7613 | 34.1546 | 1.8698 | 36.7919 | 188414.2715 | 0 | 303767.6932 | 0 | 0 | 0 | 0 | 191950.9662 | 499417.0396 | 340862.3915 | 1524412.3621 | 961560.8286 | 6588857.343 | 6588857.343 | 7236048.3217 | 3557391.7189 | 0 | 9074830.5337 | 26457127.9174 | 2371.3737 | 0.061405 | 147787.1994 | 430864.7775 | 3012.842 | 8783.7613
1 | 1800 | 707 | 0.03 | 15 | 15 | 7 | 3.1623e-12 | 5spot_SharedNeighbor | CO2 | Porous | Wet | R245fa | MinimizeLCOE_Brownfield | IgnoreSilica | 11.8385 | 0.89192 | 0.020643 | 4 | 114591.7334 | 325098.0737 | 2336.1075 | 6627.564 | 34.2089 | 1.8772 | 45.1259 | 231706.9186 | 0 | 384808.1188 | 0 | 0 | 0 | 757.8545 | 240736.4278 | 626346.8033 | 427494.5634 | 1911850.6864 | 961560.8286 | 6588857.343 | 6588857.343 | 7236048.3217 | 3557391.7189 | 0 | 9462268.8581 | 26844566.2417 | 3162.2777 | 0.082574 | 114591.7334 | 325098.0737 | 2336.1075 | 6627.564
1 | 1800 | 707 | 0.03 | 15 | 15 | 7 | 4.217e-12 | 5spot_SharedNeighbor | CO2 | Porous | Wet | R245fa | MinimizeLCOE_Brownfield | IgnoreSilica | 15.7561 | 1.1961 | 0.027611 | 4 | 89946.2897 | 247329.2498 | 1833.6768 | 5042.1413 | 34.2406 | 1.881 | 36.1632 | 283960.8564 | 0 | 485681.5558 | 0 | 0 | 0 | 0 | 300160.5407 | 780956.1556 | 533018.6232 | 2383777.7317 | 961560.8286 | 6588857.343 | 6588857.343 | 7236048.3217 | 3557391.7189 | 0 | 9934195.9033 | 27316493.287 | 4216.965 | 0.11045 | 89946.2897 | 247329.2498 | 1833.6768 | 5042.1413
1 | 1800 | 707 | 0.03 | 15 | 15 | 7 | 5.6234e-12 | 5spot_SharedNeighbor | CO2 | Porous | Wet | R245fa | MinimizeLCOE_Brownfield | IgnoreSilica | 20.9714 | 1.6013 | 0.036704 | 4 | 71675.8966 | 190070.0256 | 1461.2101 | 3874.8346 | 34.2379 | 1.8789 | 34.6516 | 347319.3 | 0 | 612511.0526 | 0 | 0 | 0 | 0 | 374333.8375 | 973939.8588 | 664733.9661 | 2972838.0149 | 961560.8286 | 6588857.343 | 6588857.343 | 7236048.3217 | 3557391.7189 | 0 | 10523256.1865 | 27905553.5702 | 5623.4133 | 0.14682 | 71675.8966 | 190070.0256 | 1461.2101 | 3874.8346
1 | 1800 | 707 | 0.03 | 15 | 15 | 7 | 7.4989e-12 | 5spot_SharedNeighbor | CO2 | Porous | Wet | R245fa | MinimizeLCOE_Brownfield | IgnoreSilica | 27.8313 | 2.1341 | 0.048339 | 4 | 58159.7174 | 148056.7064 | 1185.6645 | 3018.3362 | 34.1979 | 1.8703 | 50.7831 | 423018.0338 | 0 | 770047.1605 | 0 | 0 | 0 | 0 | 465295.4258 | 1210603.2526 | 826261.5953 | 3695225.468 | 961560.8286 | 6588857.343 | 6588857.343 | 7236048.3217 | 3557391.7189 | 0 | 11245643.6396 | 28627941.0233 | 7498.9421 | 0.19336 | 58159.7174 | 148056.7064 | 1185.6645 | 3018.3362
1 | 1800 | 707 | 0.03 | 15 | 15 | 7 | 1e-11 | 5spot_SharedNeighbor | CO2 | Porous | Wet | R245fa | MinimizeLCOE_Brownfield | IgnoreSilica | 36.8279 | 2.8332 | 0.062756 | 4 | 48313.1016 | 117558.776 | 984.9279 | 2396.5947 | 34.0932 | 1.8502 | 47.9135 | 512304.8325 | 0 | 965555.9955 | 0 | 0 | 0 | 0 | 576365.7229 | 1499585.3822 | 1023497.8367 | 4577309.7698 | 961560.8286 | 6588857.343 | 6588857.343 | 7236048.3217 | 3557391.7189 | 0 | 12127727.9414 | 29510025.325 | 10000 | 0.25102 | 48313.1016 | 117558.776 | 984.9279 | 2396.5947
1 | 1800 | 707 | 0.03 | 15 | 15 | 7 | 1.3335e-11 | 5spot_SharedNeighbor | CO2 | Porous | Wet | R245fa | MinimizeLCOE_Brownfield | IgnoreSilica | 48.4279 | 3.7341 | 0.079537 | 4 | 41436.6726 | 96072.7828 | 844.7426 | 1958.5736 | 33.8931 | 1.813 | 57.8617 | 614274.7402 | 0 | 1204278.9227 | 0 | 0 | 0 | 0 | 709235.9285 | 1845286.4017 | 1259445.886 | 5632521.879 | 961560.8286 | 6588857.343 | 6588857.343 | 7236048.3217 | 3557391.7189 | 0 | 13182940.0506 | 30565237.4342 | 13335.2143 | 0.31815 | 41436.6726 | 96072.7828 | 844.7426 | 1958.5736
1 | 1800 | 707 | 0.03 | 15 | 15 | 7 | 1.7783e-11 | 5spot_SharedNeighbor | CO2 | Porous | Wet | R245fa | MinimizeLCOE_Brownfield | IgnoreSilica | 63.0448 | 4.8667 | 0.096655 | 4 | 37264.3769 | 82223.9121 | 759.6847 | 1676.2457 | 33.5346 | 1.7479 | 47.8091 | 724284.8193 | 0 | 1489537.7556 | 0 | 0 | 0 | 0 | 863390.8042 | 2246365.7668 | 1533190.794 | 6856769.94 | 961560.8286 | 6588857.343 | 6588857.343 | 7236048.3217 | 3557391.7189 | 0 | 14407188.1116 | 31789485.4952 | 17782.7941 | 0.38662 | 37264.3769 | 82223.9121 | 759.6847 | 1676.2457
1 | 1800 | 707 | 0.03 | 15 | 15 | 7 | 2.3714e-11 | 5spot_SharedNeighbor | CO2 | Porous | Wet | R245fa | MinimizeLCOE_Brownfield | IgnoreSilica | 77.8749 | 6.0096 | 0.10778 | 4 | 36055.9353 | 76375.6618 | 735.049 | 1557.0212 | 33.0409 | 1.6599 | 64.819 | 815405.7876 | 0 | 1765496.7989 | 0 | 0 | 0 | 0 | 1006552.0088 | 2618841.8546 | 1787413.3776 | 7993709.8274 | 961560.8286 | 6588857.343 | 6588857.343 | 7236048.3217 | 3557391.7189 | 0 | 15544127.9991 | 32926425.3827 | 23713.7371 | 0.43111 | 36055.9353 | 76375.6618 | 735.049 | 1557.0212
1 | 1800 | 707 | 0.03 | 15 | 15 | 7 | 3.1623e-11 | 5spot_SharedNeighbor | CO2 | Porous | Wet | R245fa | MinimizeLCOE_Brownfield | IgnoreSilica | 77.777 | 6.0014 | 0.10768 | 4 | 36070.8594 | 76428.3062 | 735.3533 | 1558.0944 | 33.0422 | 1.6602 | 73.1184 | 814722.5542 | 0 | 1763564.6644 | 0 | 0 | 0 | 0 | 1005532.0153 | 2616188.0407 | 1785602.0951 | 7985609.3696 | 961560.8286 | 6588857.343 | 6588857.343 | 7236048.3217 | 3557391.7189 | 0 | 15536027.5413 | 32918324.9249 | 31622.7766 | 0.43071 | 36070.8594 | 76428.3062 | 735.3533 | 1558.0944
1 | 1800 | 707 | 0.03 | 15 | 15 | 7 | 4.217e-11 | 5spot_SharedNeighbor | CO2 | Porous | Wet | R245fa | MinimizeLCOE_Brownfield | IgnoreSilica | 77.7233 | 5.9968 | 0.10761 | 4 | 36082.6565 | 76465.4394 | 735.5938 | 1558.8514 | 33.0423 | 1.6602 | 78.8335 | 814311.6257 | 0 | 1762468.0272 | 0 | 0 | 0 | 0 | 1004944.0646 | 2614658.3138 | 1784558.025 | 7980940.0564 | 961560.8286 | 6588857.343 | 6588857.343 | 7236048.3217 | 3557391.7189 | 0 | 15531358.2281 | 32913655.6117 | 42169.6503 | 0.43044 | 36082.6565 | 76465.4394 | 735.5938 | 1558.8514
1 | 1800 | 707 | 0.03 | 15 | 15 | 7 | 5.6234e-11 | 5spot_SharedNeighbor | CO2 | Porous | Wet | R245fa | MinimizeLCOE_Brownfield | IgnoreSilica | 77.6675 | 5.9921 | 0.10755 | 4 | 36091.9583 | 76497.2697 | 735.7834 | 1559.5003 | 33.043 | 1.6604 | 63.1104 | 813914.938 | 0 | 1761360.7572 | 0 | 0 | 0 | 0 | 1004357.5212 | 2613132.248 | 1783516.4538 | 7976281.9182 | 961560.8286 | 6588857.343 | 6588857.343 | 7236048.3217 | 3557391.7189 | 0 | 15526700.0899 | 32908997.4735 | 56234.1325 | 0.4302 | 36091.9583 | 76497.2697 | 735.7834 | 1559.5003
1 | 1800 | 707 | 0.03 | 15 | 15 | 7 | 7.4989e-11 | 5spot_SharedNeighbor | CO2 | Porous | Wet | R245fa | MinimizeLCOE_Brownfield | IgnoreSilica | 77.6138 | 5.9877 | 0.1075 | 4 | 36099.2412 | 76524.1082 | 735.9319 | 1560.0475 | 33.0438 | 1.6605 | 67.126 | 813549.8326 | 0 | 1760311.8763 | 0 | 0 | 0 | 0 | 1003806.0665 | 2611697.476 | 1782537.1924 | 7971902.4438 | 961560.8286 | 6588857.343 | 6588857.343 | 7236048.3217 | 3557391.7189 | 0 | 15522320.6154 | 32904617.999 | 74989.4209 | 0.42999 | 36099.2412 | 76524.1082 | 735.9319 | 1560.0475
1 | 1800 | 707 | 0.03 | 15 | 15 | 7 | 1e-10 | 5spot_SharedNeighbor | CO2 | Porous | Wet | R245fa | MinimizeLCOE_Brownfield | IgnoreSilica | 77.5749 | 5.9844 | 0.10746 | 4 | 36104.8995 | 76544.415 | 736.0472 | 1560.4614 | 33.0444 | 1.6607 | 63.9042 | 813281.9661 | 0 | 1759549.6174 | 0 | 0 | 0 | 0 | 1003404.3176 | 2610652.2078 | 1781823.7753 | 7968711.8841 | 961560.8286 | 6588857.343 | 6588857.343 | 7236048.3217 | 3557391.7189 | 0 | 15519130.0558 | 32901427.4394 | 100000 | 0.42983 | 36104.8995 | 76544.415 | 736.0472 | 1560.4614
1 | 1800 | 707 | 0.03 | 15 | 15 | 7 | 1.3335e-10 | 5spot_SharedNeighbor | CO2 | Porous | Wet | R245fa | MinimizeLCOE_Brownfield | IgnoreSilica | 77.5601 | 5.9831 | 0.10744 | 4 | 36109.2626 | 76557.1727 | 736.1362 | 1560.7215 | 33.0443 | 1.6606 | 72.3106 | 813158.3997 | 0 | 1759238.6402 | 0 | 0 | 0 | 0 | 1003234.8456 | 2610211.2765 | 1781522.8307 | 7967365.9927 | 961560.8286 | 6588857.343 | 6588857.343 | 7236048.3217 | 3557391.7189 | 0 | 15517784.1643 | 32900081.5479 | 133352.1432 | 0.42975 | 36109.2626 | 76557.1727 | 736.1362 | 1560.7215
1 | 1800 | 707 | 0.03 | 15 | 15 | 7 | 1.7783e-10 | 5spot_SharedNeighbor | CO2 | Porous | Wet | R245fa | MinimizeLCOE_Brownfield | IgnoreSilica | 77.5406 | 5.9815 | 0.10742 | 4 | 36112.6068 | 76568.4932 | 736.2043 | 1560.9523 | 33.0445 | 1.6607 | 71.0364 | 813019.6863 | 0 | 1758853.4803 | 0 | 0 | 0 | 0 | 1003030.535 | 2609679.7021 | 1781160.0203 | 7965743.424 | 961560.8286 | 6588857.343 | 6588857.343 | 7236048.3217 | 3557391.7189 | 0 | 15516161.5956 | 32898458.9792 | 177827.941 | 0.42966 | 36112.6068 | 76568.4932 | 736.2043 | 1560.9523
1 | 1800 | 707 | 0.03 | 15 | 15 | 7 | 2.3714e-10 | 5spot_SharedNeighbor | CO2 | Porous | Wet | R245fa | MinimizeLCOE_Brownfield | IgnoreSilica | 77.5212 | 5.9799 | 0.1074 | 4 | 36115.1571 | 76578.0063 | 736.2563 | 1561.1462 | 33.0448 | 1.6608 | 68.8424 | 812888.8029 | 0 | 1758476.0159 | 0 | 0 | 0 | 0 | 1002832.2793 | 2609163.8816 | 1780807.9622 | 7964168.9419 | 961560.8286 | 6588857.343 | 6588857.343 | 7236048.3217 | 3557391.7189 | 0 | 15514587.1136 | 32896884.4972 | 237137.3706 | 0.42959 | 36115.1571 | 76578.0063 | 736.2563 | 1561.1462
1 | 1800 | 707 | 0.03 | 15 | 15 | 7 | 3.1623e-10 | 5spot_SharedNeighbor | CO2 | Porous | Wet | R245fa | MinimizeLCOE_Brownfield | IgnoreSilica | 77.5166 | 5.9795 | 0.10739 | 4 | 36117.0943 | 76583.2944 | 736.2958 | 1561.254 | 33.0447 | 1.6607 | 70.9031 | 812844.7441 | 0 | 1758373.9617 | 0 | 0 | 0 | 0 | 1002775.2952 | 2609015.6207 | 1780706.7711 | 7963716.3928 | 961560.8286 | 6588857.343 | 6588857.343 | 7236048.3217 | 3557391.7189 | 0 | 15514134.5644 | 32896431.948 | 316227.766 | 0.42955 | 36117.0943 | 76583.2944 | 736.2958 | 1561.254
1 | 1800 | 707 | 0.03 | 15 | 15 | 7 | 4.217e-10 | 5spot_SharedNeighbor | CO2 | Porous | Wet | R245fa | MinimizeLCOE_Brownfield | IgnoreSilica | 77.5017 | 5.9783 | 0.10738 | 4 | 36118.5611 | 76589.4586 | 736.3257 | 1561.3797 | 33.045 | 1.6608 | 66.378 | 812749.7225 | 0 | 1758090.9941 | 0 | 0 | 0 | 0 | 1002627.8795 | 2608632.0751 | 1780444.9933 | 7962545.6645 | 961560.8286 | 6588857.343 | 6588857.343 | 7236048.3217 | 3557391.7189 | 0 | 15512963.8361 | 32895261.2197 | 421696.5034 | 0.4295 | 36118.5611 | 76589.4586 | 736.3257 | 1561.3797
1 | 1800 | 707 | 0.03 | 15 | 15 | 7 | 5.6234e-10 | 5spot_SharedNeighbor | CO2 | Porous | Wet | R245fa | MinimizeLCOE_Brownfield | IgnoreSilica | 77.5017 | 5.9782 | 0.10737 | 4 | 36119.6694 | 76591.9768 | 736.3483 | 1561.431 | 33.0449 | 1.6608 | 55.5819 | 812738.9989 | 0 | 1758080.9138 | 0 | 0 | 0 | 0 | 1002619.766 | 2608610.9654 | 1780430.5855 | 7962481.2296 | 961560.8286 | 6588857.343 | 6588857.343 | 7236048.3217 | 3557391.7189 | 0 | 15512899.4012 | 32895196.7849 | 562341.3252 | 0.42949 | 36119.6694 | 76591.9768 | 736.3483 | 1561.431
1 | 1800 | 707 | 0.03 | 15 | 15 | 7 | 7.4989e-10 | 5spot_SharedNeighbor | CO2 | Porous | Wet | R245fa | MinimizeLCOE_Brownfield | IgnoreSilica | 77.5017 | 5.9782 | 0.10737 | 4 | 36120.5054 | 76593.8762 | 736.3654 | 1561.4698 | 33.0447 | 1.6607 | 55.113 | 812730.9178 | 0 | 1758073.3369 | 0 | 0 | 0 | 0 | 1002613.6593 | 2608595.0772 | 1780419.7415 | 7962432.7326 | 961560.8286 | 6588857.343 | 6588857.343 | 7236048.3217 | 3557391.7189 | 0 | 15512850.9043 | 32895148.2879 | 749894.2093 | 0.42947 | 36120.5054 | 76593.8762 | 736.3654 | 1561.4698
1 | 1800 | 707 | 0.03 | 15 | 15 | 7 | 1e-09 | 5spot_SharedNeighbor | CO2 | Porous | Wet | R245fa | MinimizeLCOE_Brownfield | IgnoreSilica | 77.4823 | 5.9767 | 0.10736 | 4 | 36121.1344 | 76599.0213 | 736.3782 | 1561.5747 | 33.0454 | 1.6609 | 56.1062 | 812618.7864 | 0 | 1757713.8706 | 0 | 0 | 0 | 0 | 1002429.7362 | 2608116.5471 | 1780093.1348 | 7960972.0751 | 961560.8286 | 6588857.343 | 6588857.343 | 7236048.3217 | 3557391.7189 | 0 | 15511390.2468 | 32893687.6304 | 1000000 | 0.42943 | 36121.1344 | 76599.0213 | 736.3782 | 1561.5747
1 | 1800 | 707 | 0.03 | 15 | 15 | 7 | 1.3335e-09 | 5spot_SharedNeighbor | CO2 | Porous | Wet | R245fa | MinimizeLCOE_Brownfield | IgnoreSilica | 77.4823 | 5.9767 | 0.10736 | 4 | 36121.6076 | 76600.0963 | 736.3878 | 1561.5966 | 33.0453 | 1.6609 | 57.7641 | 812614.2186 | 0 | 1757709.6026 | 0 | 0 | 0 | 0 | 1002426.2903 | 2608107.5814 | 1780087.0155 | 7960944.7084 | 961560.8286 | 6588857.343 | 6588857.343 | 7236048.3217 | 3557391.7189 | 0 | 15511362.8801 | 32893660.2637 | 1333521.4322 | 0.42942 | 36121.6076 | 76600.0963 | 736.3878 | 1561.5966
1 | 1800 | 707 | 0.03 | 15 | 15 | 7 | 1.7783e-09 | 5spot_SharedNeighbor | CO2 | Porous | Wet | R245fa | MinimizeLCOE_Brownfield | IgnoreSilica | 77.4823 | 5.9767 | 0.10735 | 4 | 36121.9634 | 76600.9044 | 736.3951 | 1561.613 | 33.0453 | 1.6608 | 155.6297 | 812610.7861 | 0 | 1757706.3989 | 0 | 0 | 0 | 0 | 1002423.7022 | 2608100.8476 | 1780082.4196 | 7960924.1544 | 961560.8286 | 6588857.343 | 6588857.343 | 7236048.3217 | 3557391.7189 | 0 | 15511342.326 | 32893639.7097 | 1778279.41 | 0.42942 | 36121.9634 | 76600.9044 | 736.3951 | 1561.613
1 | 1800 | 707 | 0.03 | 15 | 15 | 7 | 2.3714e-09 | 5spot_SharedNeighbor | CO2 | Porous | Wet | R245fa | MinimizeLCOE_Brownfield | IgnoreSilica | 77.4823 | 5.9766 | 0.10735 | 4 | 36122.2308 | 76601.5116 | 736.4005 | 1561.6254 | 33.0452 | 1.6608 | 63.9049 | 812608.2081 | 0 | 1757703.9947 | 0 | 0 | 0 | 0 | 1002421.7591 | 2608095.7922 | 1780078.9692 | 7960908.7232 | 961560.8286 | 6588857.343 | 6588857.343 | 7236048.3217 | 3557391.7189 | 0 | 15511326.8948 | 32893624.2785 | 2371373.7057 | 0.42941 | 36122.2308 | 76601.5116 | 736.4005 | 1561.6254
1 | 1800 | 707 | 0.03 | 15 | 15 | 7 | 3.1623e-09 | 5spot_SharedNeighbor | CO2 | Porous | Wet | R245fa | MinimizeLCOE_Brownfield | IgnoreSilica | 77.4823 | 5.9766 | 0.10735 | 4 | 36122.4315 | 76601.9675 | 736.4046 | 1561.6347 | 33.0452 | 1.6608 | 64.8 | 812606.2726 | 0 | 1757702.1908 | 0 | 0 | 0 | 0 | 1002420.3007 | 2608091.9978 | 1780076.3794 | 7960897.1413 | 961560.8286 | 6588857.343 | 6588857.343 | 7236048.3217 | 3557391.7189 | 0 | 15511315.313 | 32893612.6966 | 3162277.6602 | 0.42941 | 36122.4315 | 76601.9675 | 736.4046 | 1561.6347
1 | 1800 | 707 | 0.03 | 15 | 15 | 7 | 4.217e-09 | 5spot_SharedNeighbor | CO2 | Porous | Wet | R245fa | MinimizeLCOE_Brownfield | IgnoreSilica | 77.4823 | 5.9766 | 0.10735 | 4 | 36122.5822 | 76602.3097 | 736.4077 | 1561.6417 | 33.0452 | 1.6608 | 64.7753 | 812604.8199 | 0 | 1757700.8375 | 0 | 0 | 0 | 0 | 1002419.2064 | 2608089.1506 | 1780074.4361 | 7960888.4505 | 961560.8286 | 6588857.343 | 6588857.343 | 7236048.3217 | 3557391.7189 | 0 | 15511306.6221 | 32893604.0057 | 4216965.0343 | 0.42941 | 36122.5822 | 76602.3097 | 736.4077 | 1561.6417
1 | 1800 | 707 | 0.03 | 15 | 15 | 7 | 5.6234e-09 | 5spot_SharedNeighbor | CO2 | Porous | Wet | R245fa | MinimizeLCOE_Brownfield | IgnoreSilica | 77.4823 | 5.9766 | 0.10735 | 4 | 36122.6953 | 76602.5666 | 736.41 | 1561.6469 | 33.0451 | 1.6608 | 64.8364 | 812603.7298 | 0 | 1757699.8223 | 0 | 0 | 0 | 0 | 1002418.3853 | 2608087.0144 | 1780072.9781 | 7960881.93 | 961560.8286 | 6588857.343 | 6588857.343 | 7236048.3217 | 3557391.7189 | 0 | 15511300.1017 | 32893597.4853 | 5623413.2519 | 0.42941 | 36122.6953 | 76602.5666 | 736.41 | 1561.6469
1 | 1800 | 707 | 0.03 | 15 | 15 | 7 | 7.4989e-09 | 5spot_SharedNeighbor | CO2 | Porous | Wet | R245fa | MinimizeLCOE_Brownfield | IgnoreSilica | 77.4823 | 5.9766 | 0.10735 | 4 | 36122.7802 | 76602.7593 | 736.4117 | 1561.6509 | 33.0451 | 1.6608 | 64.9262 | 812602.9119 | 0 | 1757699.0609 | 0 | 0 | 0 | 0 | 1002417.7694 | 2608085.4119 | 1780071.8844 | 7960877.0386 | 961560.8286 | 6588857.343 | 6588857.343 | 7236048.3217 | 3557391.7189 | 0 | 15511295.2102 | 32893592.5939 | 7498942.0933 | 0.4294 | 36122.7802 | 76602.7593 | 736.4117 | 1561.6509
1 | 1800 | 707 | 0.03 | 15 | 15 | 7 | 1e-08 | 5spot_SharedNeighbor | CO2 | Porous | Wet | R245fa | MinimizeLCOE_Brownfield | IgnoreSilica | 77.4823 | 5.9766 | 0.10735 | 4 | 36122.8438 | 76602.9039 | 736.413 | 1561.6538 | 33.0451 | 1.6608 | 65.6965 | 812602.2984 | 0 | 1757698.4899 | 0 | 0 | 0 | 0 | 1002417.3074 | 2608084.2098 | 1780071.064 | 7960873.3695 | 961560.8286 | 6588857.343 | 6588857.343 | 7236048.3217 | 3557391.7189 | 0 | 15511291.5411 | 32893588.9248 | 10000000 | 0.4294 | 36122.8438 | 76602.9039 | 736.413 | 1561.6538
1 | 1900 | 707 | 0.03 | 15 | 15 | 7 | 1e-13 | 5spot_SharedNeighbor | CO2 | Porous | Wet | R245fa | MinimizeLCOE_Brownfield | IgnoreSilica | 0.31152 | -0.0007927 | 0.0002527 | 4 | 7912223.2029 | 25809324.666 | 161301.3721 | 526157.993 | 29.5775 | 1.2071 | 31.5197 | 10806.878 | 0 | 10128.9982 | 0 | 0 | 0 | 1128.8624 | 8605.2481 | 22389.0903 | 15281.0142 | 68340.0913 | 961560.8286 | 6967896.3915 | 6967896.3915 | 7440735.7703 | 3682034.1773 | 0 | 7997797.3115 | 26088463.6506 | 100 | 0.0010108 | 7912223.2029 | 25809324.666 | 161301.3721 | 526157.993
1 | 1900 | 707 | 0.03 | 15 | 15 | 7 | 1.3335e-13 | 5spot_SharedNeighbor | CO2 | Porous | Wet | R245fa | MinimizeLCOE_Brownfield | IgnoreSilica | 0.42358 | 0.0066759 | 0.00045737 | 4 | 4389255.2831 | 14277574.8012 | 89480.9059 | 291067.6742 | 31.0501 | 1.4336 | 31.7201 | 15828.1228 | 0 | 16104.5601 | 0 | 0 | 0 | 573.2148 | 12677.3001 | 32983.7344 | 22512.0765 | 100679.0086 | 961560.8286 | 6967896.3915 | 6967896.3915 | 7440735.7703 | 3682034.1773 | 0 | 8030136.2288 | 26120802.5679 | 133.3521 | 0.0018295 | 4389255.2831 | 14277574.8012 | 89480.9059 | 291067.6742
1 | 1900 | 707 | 0.03 | 15 | 15 | 7 | 1.7783e-13 | 5spot_SharedNeighbor | CO2 | Porous | Wet | R245fa | MinimizeLCOE_Brownfield | IgnoreSilica | 0.58935 | 0.018575 | 0.00076389 | 4 | 2644799.8442 | 8565364.7764 | 53917.8222 | 174616.5465 | 32.3116 | 1.6391 | 26.0267 | 22806.9526 | 0 | 24625.7111 | 0 | 0 | 0 | 1610.3141 | 19126.7613 | 49763.9096 | 33964.8908 | 151898.5396 | 961560.8286 | 6967896.3915 | 6967896.3915 | 7440735.7703 | 3682034.1773 | 0 | 8081355.7597 | 26172022.0988 | 177.8279 | 0.0030556 | 2644799.8442 | 8565364.7764 | 53917.8222 | 174616.5465
1 | 1900 | 707 | 0.03 | 15 | 15 | 7 | 2.3714e-13 | 5spot_SharedNeighbor | CO2 | Porous | Wet | R245fa | MinimizeLCOE_Brownfield | IgnoreSilica | 0.79142 | 0.034072 | 0.0012155 | 4 | 1673032.6979 | 5393924.7253 | 34107.0345 | 109962.4513 | 33.2203 | 1.7875 | 38.076 | 30644.3634 | 0 | 34491.7984 | 0 | 0 | 0 | 950.7925 | 25773.9122 | 67058.4325 | 45768.7581 | 204688.057 | 961560.8286 | 6967896.3915 | 6967896.3915 | 7440735.7703 | 3682034.1773 | 0 | 8134145.2771 | 26224811.6162 | 237.1374 | 0.0048619 | 1673032.6979 | 5393924.7253 | 34107.0345 | 109962.4513
1 | 1900 | 707 | 0.03 | 15 | 15 | 7 | 3.1623e-13 | 5spot_SharedNeighbor | CO2 | Porous | Wet | R245fa | MinimizeLCOE_Brownfield | IgnoreSilica | 1.068 | 0.055638 | 0.0018453 | 4 | 1111399.9347 | 3562256.249 | 22657.3909 | 72621.4119 | 33.9687 | 1.9075 | 75.7397 | 40452.4163 | 0 | 47241.2362 | 0 | 0 | 0 | 833.7959 | 34525.7049 | 89828.8019 | 61310.0031 | 274191.9582 | 961560.8286 | 6967896.3915 | 6967896.3915 | 7440735.7703 | 3682034.1773 | 0 | 8203649.1784 | 26294315.5175 | 316.2278 | 0.0073814 | 1111399.9347 | 3562256.249 | 22657.3909 | 72621.4119
1 | 1900 | 707 | 0.03 | 15 | 15 | 7 | 4.217e-13 | 5spot_SharedNeighbor | CO2 | Porous | Wet | R245fa | MinimizeLCOE_Brownfield | IgnoreSilica | 1.4375 | 0.08479 | 0.00271 | 4 | 764766.9537 | 2433626.5147 | 15590.8088 | 49612.7682 | 34.5633 | 2.0001 | 108.4093 | 52370.6397 | 0 | 63262.0424 | 0 | 0 | 0 | 832.2272 | 45421.3147 | 118176.9435 | 80658.1923 | 360721.3598 | 961560.8286 | 6967896.3915 | 6967896.3915 | 7440735.7703 | 3682034.1773 | 0 | 8290178.58 | 26380844.9191 | 421.6965 | 0.01084 | 764766.9537 | 2433626.5147 | 15590.8088 | 49612.7682
1 | 1900 | 707 | 0.03 | 15 | 15 | 7 | 5.6234e-13 | 5spot_SharedNeighbor | CO2 | Porous | Wet | R245fa | MinimizeLCOE_Brownfield | IgnoreSilica | 1.9237 | 0.12344 | 0.0038801 | 4 | 540778.4415 | 1706383.4108 | 11024.5 | 34786.9339 | 35.0271 | 2.07 | 148.8765 | 66623.8023 | 0 | 83071.9132 | 0 | 0 | 0 | 0 | 58381.3291 | 151896.2426 | 103672.3067 | 463645.5939 | 961560.8286 | 6967896.3915 | 6967896.3915 | 7440735.7703 | 3682034.1773 | 0 | 8393102.814 | 26483769.1531 | 562.3413 | 0.01552 | 540778.4415 | 1706383.4108 | 11024.5 | 34786.9339
1 | 1900 | 707 | 0.03 | 15 | 15 | 7 | 7.4989e-13 | 5spot_SharedNeighbor | CO2 | Porous | Wet | R245fa | MinimizeLCOE_Brownfield | IgnoreSilica | 2.5915 | 0.17659 | 0.0054609 | 4 | 390603.3165 | 1218794.2878 | 7962.9769 | 24846.7701 | 35.3998 | 2.1246 | 28.1195 | 84407.4149 | 0 | 108623.7479 | 0 | 0 | 0 | 1567.8755 | 75893.6249 | 197459.6442 | 134770.2645 | 602722.572 | 961560.8286 | 6967896.3915 | 6967896.3915 | 7440735.7703 | 3682034.1773 | 0 | 8532179.7921 | 26622846.1312 | 749.8942 | 0.021844 | 390603.3165 | 1218794.2878 | 7962.9769 | 24846.7701
1 | 1900 | 707 | 0.03 | 15 | 15 | 7 | 1e-12 | 5spot_SharedNeighbor | CO2 | Porous | Wet | R245fa | MinimizeLCOE_Brownfield | IgnoreSilica | 3.4586 | 0.24594 | 0.0075857 | 4 | 286400.6865 | 882611.81 | 5838.6654 | 17993.2356 | 35.6787 | 2.1642 | 38.708 | 105409.8468 | 0 | 139812.5598 | 0 | 0 | 0 | 388.1609 | 95788.1214 | 249221.0429 | 170098.4828 | 760718.2146 | 961560.8286 | 6967896.3915 | 6967896.3915 | 7440735.7703 | 3682034.1773 | 0 | 8690175.4348 | 26780841.7739 | 1000 | 0.030343 | 286400.6865 | 882611.81 | 5838.6654 | 17993.2356
1 | 1900 | 707 | 0.03 | 15 | 15 | 7 | 1.3335e-12 | 5spot_SharedNeighbor | CO2 | Porous | Wet | R245fa | MinimizeLCOE_Brownfield | IgnoreSilica | 4.6183 | 0.33865 | 0.010413 | 4 | 213424.45 | 647739.6703 | 4350.9461 | 13205.0493 | 35.898 | 2.1951 | 28.4452 | 131040.5544 | 0 | 179033.3352 | 0 | 0 | 0 | 0 | 120928.8169 | 314631.9758 | 214742.7885 | 960377.4709 | 961560.8286 | 6967896.3915 | 6967896.3915 | 7440735.7703 | 3682034.1773 | 0 | 8889834.691 | 26980501.0301 | 1333.5214 | 0.041653 | 213424.45 | 647739.6703 | 4350.9461 | 13205.0493
1 | 1900 | 707 | 0.03 | 15 | 15 | 7 | 1.7783e-12 | 5spot_SharedNeighbor | CO2 | Porous | Wet | R245fa | MinimizeLCOE_Brownfield | IgnoreSilica | 6.177 | 0.46346 | 0.014201 | 4 | 160919.7847 | 479395.4204 | 3280.5675 | 9773.1241 | 36.0589 | 2.2168 | 52.1368 | 162430.8893 | 0 | 228695.7121 | 0 | 0 | 0 | 0 | 152539.3746 | 396876.1625 | 270876.1359 | 1211418.2743 | 961560.8286 | 6967896.3915 | 6967896.3915 | 7440735.7703 | 3682034.1773 | 0 | 9140875.4945 | 27231541.8336 | 1778.2794 | 0.056804 | 160919.7847 | 479395.4204 | 3280.5675 | 9773.1241
1 | 1900 | 707 | 0.03 | 15 | 15 | 7 | 2.3714e-12 | 5spot_SharedNeighbor | CO2 | Porous | Wet | R245fa | MinimizeLCOE_Brownfield | IgnoreSilica | 8.2381 | 0.62843 | 0.019222 | 4 | 122901.2855 | 358181.2796 | 2505.5089 | 7302.0099 | 36.1832 | 2.2336 | 48.4035 | 200395.8982 | 0 | 290495.8201 | 0 | 0 | 0 | 0 | 191447.7701 | 498107.8266 | 339968.8267 | 1520416.1417 | 961560.8286 | 6967896.3915 | 6967896.3915 | 7440735.7703 | 3682034.1773 | 0 | 9449873.3619 | 27540539.701 | 2371.3737 | 0.07689 | 122901.2855 | 358181.2796 | 2505.5089 | 7302.0099
1 | 1900 | 707 | 0.03 | 15 | 15 | 7 | 3.1623e-12 | 5spot_SharedNeighbor | CO2 | Porous | Wet | R245fa | MinimizeLCOE_Brownfield | IgnoreSilica | 10.9908 | 0.84887 | 0.025904 | 4 | 94912.4698 | 269507.2775 | 1934.9191 | 5494.2704 | 36.2692 | 2.2446 | 35.447 | 246717.2239 | 0 | 368315.4312 | 0 | 0 | 0 | 0 | 239862.7355 | 624073.6351 | 425943.0794 | 1904912.1049 | 961560.8286 | 6967896.3915 | 6967896.3915 | 7440735.7703 | 3682034.1773 | 0 | 9834369.3251 | 27925035.6642 | 3162.2777 | 0.10362 | 94912.4698 | 269507.2775 | 1934.9191 | 5494.2704
1 | 1900 | 707 | 0.03 | 15 | 15 | 7 | 4.217e-12 | 5spot_SharedNeighbor | CO2 | Porous | Wet | R245fa | MinimizeLCOE_Brownfield | IgnoreSilica | 14.6501 | 1.142 | 0.034729 | 4 | 74223.6241 | 204451.4923 | 1513.149 | 4168.0202 | 36.3212 | 2.2502 | 40.5766 | 302968.6005 | 0 | 465890.9039 | 0 | 0 | 0 | 0 | 299855.2067 | 780161.7391 | 532476.4176 | 2381352.8677 | 961560.8286 | 6967896.3915 | 6967896.3915 | 7440735.7703 | 3682034.1773 | 0 | 10310810.0879 | 28401476.427 | 4216.965 | 0.13892 | 74223.6241 | 204451.4923 | 1513.149 | 4168.0202
1 | 1900 | 707 | 0.03 | 15 | 15 | 7 | 5.6234e-12 | 5spot_SharedNeighbor | CO2 | Porous | Wet | R245fa | MinimizeLCOE_Brownfield | IgnoreSilica | 19.5 | 1.5306 | 0.046302 | 4 | 58850.3127 | 156527.8248 | 1199.7432 | 3191.0314 | 36.3402 | 2.2506 | 45.8987 | 371020.6068 | 0 | 587924.8717 | 0 | 0 | 0 | 0 | 373988.7366 | 973041.977 | 664121.1433 | 2970097.3355 | 961560.8286 | 6967896.3915 | 6967896.3915 | 7440735.7703 | 3682034.1773 | 0 | 10899554.5557 | 28990220.8948 | 5623.4133 | 0.18521 | 58850.3127 | 156527.8248 | 1199.7432 | 3191.0314
1 | 1900 | 707 | 0.03 | 15 | 15 | 7 | 7.4989e-12 | 5spot_SharedNeighbor | CO2 | Porous | Wet | R245fa | MinimizeLCOE_Brownfield | IgnoreSilica | 25.9017 | 2.0436 | 0.061282 | 4 | 47419.9096 | 121220.4652 | 966.719 | 2471.2431 | 36.3181 | 2.2438 | 46.8165 | 452773.6445 | 0 | 740071.5921 | 0 | 0 | 0 | 0 | 465209.6423 | 1210380.0616 | 826109.2628 | 3694544.2033 | 961560.8286 | 6967896.3915 | 6967896.3915 | 7440735.7703 | 3682034.1773 | 0 | 11624001.4234 | 29714667.7625 | 7498.9421 | 0.24513 | 47419.9096 | 121220.4652 | 966.719 | 2471.2431
1 | 1900 | 707 | 0.03 | 15 | 15 | 7 | 1e-11 | 5spot_SharedNeighbor | CO2 | Porous | Wet | R245fa | MinimizeLCOE_Brownfield | IgnoreSilica | 34.2675 | 2.7139 | 0.080212 | 4 | 38977.0816 | 95360.7576 | 794.6005 | 1944.058 | 36.2418 | 2.2272 | 45.9984 | 549515.2754 | 0 | 928024.1971 | 0 | 0 | 0 | 0 | 576240.3943 | 1499259.3028 | 1023275.2808 | 4576314.4504 | 961560.8286 | 6967896.3915 | 6967896.3915 | 7440735.7703 | 3682034.1773 | 0 | 12505771.6706 | 30596438.0097 | 10000 | 0.32085 | 38977.0816 | 95360.7576 | 794.6005 | 1944.058
1 | 1900 | 707 | 0.03 | 15 | 15 | 7 | 1.3335e-11 | 5spot_SharedNeighbor | CO2 | Porous | Wet | R245fa | MinimizeLCOE_Brownfield | IgnoreSilica | 45.0717 | 3.5795 | 0.10316 | 4 | 32873.2945 | 76716.6402 | 670.1666 | 1563.9725 | 36.0788 | 2.1946 | 44.2078 | 661345.4939 | 0 | 1157924.4349 | 0 | 0 | 0 | 0 | 709515.2722 | 1846013.1968 | 1259941.9386 | 5634740.3364 | 961560.8286 | 6967896.3915 | 6967896.3915 | 7440735.7703 | 3682034.1773 | 0 | 13564197.5566 | 31654863.8957 | 13335.2143 | 0.41262 | 32873.2945 | 76716.6402 | 670.1666 | 1563.9725
1 | 1900 | 707 | 0.03 | 15 | 15 | 7 | 1.7783e-11 | 5spot_SharedNeighbor | CO2 | Porous | Wet | R245fa | MinimizeLCOE_Brownfield | IgnoreSilica | 58.7374 | 4.6729 | 0.12882 | 4 | 28725.2116 | 63832.8207 | 585.6023 | 1301.3184 | 35.7753 | 2.1363 | 58.9804 | 785068.0292 | 0 | 1433804.6574 | 0 | 0 | 0 | 0 | 865360.3478 | 2251490.1151 | 1536688.2671 | 6872411.4166 | 961560.8286 | 6967896.3915 | 6967896.3915 | 7440735.7703 | 3682034.1773 | 0 | 14801868.6367 | 32892534.9758 | 17782.7941 | 0.51529 | 28725.2116 | 63832.8207 | 585.6023 | 1301.3184
1 | 1900 | 707 | 0.03 | 15 | 15 | 7 | 2.3714e-11 | 5spot_SharedNeighbor | CO2 | Porous | Wet | R245fa | MinimizeLCOE_Brownfield | IgnoreSilica | 75.4032 | 5.9999 | 0.15324 | 4 | 26401.0137 | 55915.1754 | 538.2204 | 1139.9065 | 35.2575 | 2.0394 | 39.9752 | 911312.4155 | 0 | 1753309.2817 | 0 | 0 | 0 | 0 | 1039202.4619 | 2703791.6362 | 1845393.3491 | 8253009.1444 | 961560.8286 | 6967896.3915 | 6967896.3915 | 7440735.7703 | 3682034.1773 | 0 | 16182466.3645 | 34273132.7036 | 23713.7371 | 0.61295 | 26401.0137 | 55915.1754 | 538.2204 | 1139.9065
1 | 1900 | 707 | 0.03 | 15 | 15 | 7 | 3.1623e-11 | 5spot_SharedNeighbor | CO2 | Porous | Wet | R245fa | MinimizeLCOE_Brownfield | IgnoreSilica | 87.8554 | 6.9841 | 0.16503 | 4 | 25948.0695 | 53352.8914 | 528.9865 | 1087.6709 | 34.7578 | 1.948 | 63.1947 | 987830.0272 | 0 | 1982403.7935 | 0 | 0 | 0 | 0 | 1158391.1901 | 3013896.2579 | 2057046.1254 | 9199567.394 | 961560.8286 | 6967896.3915 | 6967896.3915 | 7440735.7703 | 3682034.1773 | 0 | 17129024.6142 | 35219690.9533 | 31622.7766 | 0.66013 | 25948.0695 | 53352.8914 | 528.9865 | 1087.6709
1 | 1900 | 707 | 0.03 | 15 | 15 | 7 | 4.217e-11 | 5spot_SharedNeighbor | CO2 | Porous | Wet | R245fa | MinimizeLCOE_Brownfield | IgnoreSilica | 87.7723 | 6.9766 | 0.1649 | 4 | 25957.7794 | 53384.5246 | 529.1844 | 1088.3157 | 34.7585 | 1.9482 | 74.1357 | 987174.8752 | 0 | 1980706.1273 | 0 | 0 | 0 | 0 | 1157473.591 | 3011508.8532 | 2055416.6726 | 9192280.1193 | 961560.8286 | 6967896.3915 | 6967896.3915 | 7440735.7703 | 3682034.1773 | 0 | 17121737.3394 | 35212403.6785 | 42169.6503 | 0.6596 | 25957.7794 | 53384.5246 | 529.1844 | 1088.3157
1 | 1900 | 707 | 0.03 | 15 | 15 | 7 | 5.6234e-11 | 5spot_SharedNeighbor | CO2 | Porous | Wet | R245fa | MinimizeLCOE_Brownfield | IgnoreSilica | 87.7038 | 6.9706 | 0.16479 | 4 | 25965.3865 | 53409.7225 | 529.3395 | 1088.8294 | 34.7592 | 1.9483 | 76.1697 | 986642.6743 | 0 | 1979314.0498 | 0 | 0 | 0 | 0 | 1156723.1224 | 3009556.288 | 2054084.0068 | 9186320.1413 | 961560.8286 | 6967896.3915 | 6967896.3915 | 7440735.7703 | 3682034.1773 | 0 | 17115777.3615 | 35206443.7006 | 56234.1325 | 0.65918 | 25965.3865 | 53409.7225 | 529.3395 | 1088.8294
1 | 1900 | 707 | 0.03 | 15 | 15 | 7 | 7.4989e-11 | 5spot_SharedNeighbor | CO2 | Porous | Wet | R245fa | MinimizeLCOE_Brownfield | IgnoreSilica | 87.6527 | 6.966 | 0.16471 | 4 | 25971.3107 | 53429.082 | 529.4603 | 1089.2241 | 34.7597 | 1.9485 | 70.697 | 986241.0964 | 0 | 1978271.8454 | 0 | 0 | 0 | 0 | 1156160.0473 | 3008091.2821 | 2053084.1101 | 9181848.3814 | 961560.8286 | 6967896.3915 | 6967896.3915 | 7440735.7703 | 3682034.1773 | 0 | 17111305.6016 | 35201971.9407 | 74989.4209 | 0.65885 | 25971.3107 | 53429.082 | 529.4603 | 1089.2241
1 | 1900 | 707 | 0.03 | 15 | 15 | 7 | 1e-10 | 5spot_SharedNeighbor | CO2 | Porous | Wet | R245fa | MinimizeLCOE_Brownfield | IgnoreSilica | 87.6092 | 6.9622 | 0.16465 | 4 | 25975.893 | 53444.5242 | 529.5537 | 1089.5389 | 34.7602 | 1.9486 | 67.7961 | 985908.6685 | 0 | 1977394.4096 | 0 | 0 | 0 | 0 | 1155688.2004 | 3006863.6333 | 2052246.2146 | 9178101.1264 | 961560.8286 | 6967896.3915 | 6967896.3915 | 7440735.7703 | 3682034.1773 | 0 | 17107558.3466 | 35198224.6857 | 100000 | 0.65859 | 25975.893 | 53444.5242 | 529.5537 | 1089.5389
1 | 1900 | 707 | 0.03 | 15 | 15 | 7 | 1.3335e-10 | 5spot_SharedNeighbor | CO2 | Porous | Wet | R245fa | MinimizeLCOE_Brownfield | IgnoreSilica | 87.5749 | 6.9592 | 0.1646 | 4 | 25979.4151 | 53456.4875 | 529.6255 | 1089.7828 | 34.7607 | 1.9487 | 63.699 | 985648.8959 | 0 | 1976706.0297 | 0 | 0 | 0 | 0 | 1155318.421 | 3005901.5429 | 2051589.5681 | 9175164.4575 | 961560.8286 | 6967896.3915 | 6967896.3915 | 7440735.7703 | 3682034.1773 | 0 | 17104621.6777 | 35195288.0168 | 133352.1432 | 0.65839 | 25979.4151 | 53456.4875 | 529.6255 | 1089.7828
1 | 1900 | 707 | 0.03 | 15 | 15 | 7 | 1.7783e-10 | 5spot_SharedNeighbor | CO2 | Porous | Wet | R245fa | MinimizeLCOE_Brownfield | IgnoreSilica | 87.5601 | 6.9578 | 0.16457 | 4 | 25982.1076 | 53464.2939 | 529.6804 | 1089.9419 | 34.7605 | 1.9487 | 72.8482 | 985513.5002 | 0 | 1976386.0473 | 0 | 0 | 0 | 0 | 1155140.8236 | 3005439.4709 | 2051274.1945 | 9173754.0366 | 961560.8286 | 6967896.3915 | 6967896.3915 | 7440735.7703 | 3682034.1773 | 0 | 17103211.2567 | 35193877.5958 | 177827.941 | 0.65827 | 25982.1076 | 53464.2939 | 529.6804 | 1089.9419
1 | 1900 | 707 | 0.03 | 15 | 15 | 7 | 2.3714e-10 | 5spot_SharedNeighbor | CO2 | Porous | Wet | R245fa | MinimizeLCOE_Brownfield | IgnoreSilica | 87.5406 | 6.9561 | 0.16454 | 4 | 25984.1569 | 53471.1954 | 529.7222 | 1090.0826 | 34.7607 | 1.9487 | 69.8918 | 985365.2643 | 0 | 1975994.9784 | 0 | 0 | 0 | 0 | 1154930.4947 | 3004892.2383 | 2050900.697 | 9172083.6727 | 961560.8286 | 6967896.3915 | 6967896.3915 | 7440735.7703 | 3682034.1773 | 0 | 17101540.8929 | 35192207.232 | 237137.3706 | 0.65815 | 25984.1569 | 53471.1954 | 529.7222 | 1090.0826
1 | 1900 | 707 | 0.03 | 15 | 15 | 7 | 3.1623e-10 | 5spot_SharedNeighbor | CO2 | Porous | Wet | R245fa | MinimizeLCOE_Brownfield | IgnoreSilica | 87.5212 | 6.9544 | 0.16451 | 4 | 25985.7114 | 53476.9823 | 529.7539 | 1090.2006 | 34.7611 | 1.9488 | 68.9255 | 985226.8616 | 0 | 1975613.5753 | 0 | 0 | 0 | 0 | 1154727.7704 | 3004364.7913 | 2050540.7036 | 9170473.7022 | 961560.8286 | 6967896.3915 | 6967896.3915 | 7440735.7703 | 3682034.1773 | 0 | 17099930.9224 | 35190597.2615 | 316227.766 | 0.65805 | 25985.7114 | 53476.9823 | 529.7539 | 1090.2006
1 | 1900 | 707 | 0.03 | 15 | 15 | 7 | 4.217e-10 | 5spot_SharedNeighbor | CO2 | Porous | Wet | R245fa | MinimizeLCOE_Brownfield | IgnoreSilica | 87.5166 | 6.954 | 0.1645 | 4 | 25986.8871 | 53480.1732 | 529.7778 | 1090.2657 | 34.761 | 1.9488 | 68.476 | 985178.0523 | 0 | 1975507.4932 | 0 | 0 | 0 | 0 | 1154667.3627 | 3004207.623 | 2050433.433 | 9169993.9641 | 961560.8286 | 6967896.3915 | 6967896.3915 | 7440735.7703 | 3682034.1773 | 0 | 17099451.1843 | 35190117.5234 | 421696.5034 | 0.658 | 25986.8871 | 53480.1732 | 529.7778 | 1090.2657
1 | 1900 | 707 | 0.03 | 15 | 15 | 7 | 5.6234e-10 | 5spot_SharedNeighbor | CO2 | Porous | Wet | R245fa | MinimizeLCOE_Brownfield | IgnoreSilica | 87.5017 | 6.9527 | 0.16448 | 4 | 25987.7747 | 53483.914 | 529.7959 | 1090.3419 | 34.7614 | 1.9489 | 66.7538 | 985078.5005 | 0 | 1975222.7036 | 0 | 0 | 0 | 0 | 1154517.4696 | 3003817.6318 | 2050167.256 | 9168803.5616 | 961560.8286 | 6967896.3915 | 6967896.3915 | 7440735.7703 | 3682034.1773 | 0 | 17098260.7818 | 35188927.1209 | 562341.3252 | 0.65793 | 25987.7747 | 53483.914 | 529.7959 | 1090.3419
1 | 1900 | 707 | 0.03 | 15 | 15 | 7 | 7.4989e-10 | 5spot_SharedNeighbor | CO2 | Porous | Wet | R245fa | MinimizeLCOE_Brownfield | IgnoreSilica | 87.5017 | 6.9527 | 0.16448 | 4 | 25988.4435 | 53485.4188 | 529.8096 | 1090.3726 | 34.7612 | 1.9488 | 66.8265 | 985065.352 | 0 | 1975210.0682 | 0 | 0 | 0 | 0 | 1154507.4139 | 3003791.4689 | 2050149.3993 | 9168723.7024 | 961560.8286 | 6967896.3915 | 6967896.3915 | 7440735.7703 | 3682034.1773 | 0 | 17098180.9226 | 35188847.2616 | 749894.2093 | 0.65791 | 25988.4435 | 53485.4188 | 529.8096 | 1090.3726
1 | 1900 | 707 | 0.03 | 15 | 15 | 7 | 1e-09 | 5spot_SharedNeighbor | CO2 | Porous | Wet | R245fa | MinimizeLCOE_Brownfield | IgnoreSilica | 87.5017 | 6.9526 | 0.16447 | 4 | 25988.947 | 53486.5517 | 529.8198 | 1090.3957 | 34.761 | 1.9488 | 66.8691 | 985055.4579 | 0 | 1975200.5718 | 0 | 0 | 0 | 0 | 1154499.8516 | 3003771.7934 | 2050135.9703 | 9168663.645 | 961560.8286 | 6967896.3915 | 6967896.3915 | 7440735.7703 | 3682034.1773 | 0 | 17098120.8652 | 35188787.2043 | 1000000 | 0.6579 | 25988.947 | 53486.5517 | 529.8198 | 1090.3957
1 | 1900 | 707 | 0.03 | 15 | 15 | 7 | 1.3335e-09 | 5spot_SharedNeighbor | CO2 | Porous | Wet | R245fa | MinimizeLCOE_Brownfield | IgnoreSilica | 87.5017 | 6.9526 | 0.16447 | 4 | 25989.3257 | 53487.4038 | 529.8276 | 1090.4131 | 34.7609 | 1.9488 | 68.2874 | 985048.019 | 0 | 1975193.4386 | 0 | 0 | 0 | 0 | 1154494.1685 | 3003757.0071 | 2050125.8784 | 9168618.5117 | 961560.8286 | 6967896.3915 | 6967896.3915 | 7440735.7703 | 3682034.1773 | 0 | 17098075.7318 | 35188742.0709 | 1333521.4322 | 0.65789 | 25989.3257 | 53487.4038 | 529.8276 | 1090.4131
1 | 1900 | 707 | 0.03 | 15 | 15 | 7 | 1.7783e-09 | 5spot_SharedNeighbor | CO2 | Porous | Wet | R245fa | MinimizeLCOE_Brownfield | IgnoreSilica | 87.4823 | 6.951 | 0.16446 | 4 | 25989.6103 | 53490.3322 | 529.8334 | 1090.4728 | 34.7617 | 1.9489 | 65.1511 | 984934.7164 | 0 | 1974836.4442 | 0 | 0 | 0 | 0 | 1154310.7526 | 3003279.7966 | 2049800.1724 | 9167161.8823 | 961560.8286 | 6967896.3915 | 6967896.3915 | 7440735.7703 | 3682034.1773 | 0 | 17096619.1024 | 35187285.4415 | 1778279.41 | 0.65783 | 25989.6103 | 53490.3322 | 529.8334 | 1090.4728
1 | 1900 | 707 | 0.03 | 15 | 15 | 7 | 2.3714e-09 | 5spot_SharedNeighbor | CO2 | Porous | Wet | R245fa | MinimizeLCOE_Brownfield | IgnoreSilica | 87.4823 | 6.951 | 0.16445 | 4 | 25989.8239 | 53490.8129 | 529.8377 | 1090.4826 | 34.7616 | 1.9489 | 65.716 | 984930.5193 | 0 | 1974832.4153 | 0 | 0 | 0 | 0 | 1154307.5445 | 3003271.4497 | 2049794.4755 | 9167136.4043 | 961560.8286 | 6967896.3915 | 6967896.3915 | 7440735.7703 | 3682034.1773 | 0 | 17096593.6245 | 35187259.9636 | 2371373.7057 | 0.65782 | 25989.8239 | 53490.8129 | 529.8377 | 1090.4826
1 | 1900 | 707 | 0.03 | 15 | 15 | 7 | 3.1623e-09 | 5spot_SharedNeighbor | CO2 | Porous | Wet | R245fa | MinimizeLCOE_Brownfield | IgnoreSilica | 87.4823 | 6.951 | 0.16445 | 4 | 25989.9843 | 53491.1737 | 529.841 | 1090.4899 | 34.7616 | 1.9489 | 65.5574 | 984927.3686 | 0 | 1974829.392 | 0 | 0 | 0 | 0 | 1154305.1366 | 3003265.1849 | 2049790.1996 | 9167117.2816 | 961560.8286 | 6967896.3915 | 6967896.3915 | 7440735.7703 | 3682034.1773 | 0 | 17096574.5018 | 35187240.8409 | 3162277.6602 | 0.65781 | 25989.9843 | 53491.1737 | 529.841 | 1090.4899
1 | 1900 | 707 | 0.03 | 15 | 15 | 7 | 4.217e-09 | 5spot_SharedNeighbor | CO2 | Porous | Wet | R245fa | MinimizeLCOE_Brownfield | IgnoreSilica | 87.4823 | 6.951 | 0.16445 | 4 | 25990.1047 | 53491.4446 | 529.8434 | 1090.4955 | 34.7615 | 1.9489 | 65.1541 | 984925.0039 | 0 | 1974827.1237 | 0 | 0 | 0 | 0 | 1154303.3297 | 3003260.4838 | 2049786.991 | 9167102.9321 | 961560.8286 | 6967896.3915 | 6967896.3915 | 7440735.7703 | 3682034.1773 | 0 | 17096560.1522 | 35187226.4913 | 4216965.0343 | 0.65781 | 25990.1047 | 53491.4446 | 529.8434 | 1090.4955
1 | 1900 | 707 | 0.03 | 15 | 15 | 7 | 5.6234e-09 | 5spot_SharedNeighbor | CO2 | Porous | Wet | R245fa | MinimizeLCOE_Brownfield | IgnoreSilica | 87.4823 | 6.951 | 0.16445 | 4 | 25990.195 | 53491.6478 | 529.8453 | 1090.4996 | 34.7615 | 1.9489 | 65.11 | 984923.2295 | 0 | 1974825.422 | 0 | 0 | 0 | 0 | 1154301.9741 | 3003256.9567 | 2049784.5837 | 9167092.166 | 961560.8286 | 6967896.3915 | 6967896.3915 | 7440735.7703 | 3682034.1773 | 0 | 17096549.3862 | 35187215.7253 | 5623413.2519 | 0.65781 | 25990.195 | 53491.6478 | 529.8453 | 1090.4996
1 | 1900 | 707 | 0.03 | 15 | 15 | 7 | 7.4989e-09 | 5spot_SharedNeighbor | CO2 | Porous | Wet | R245fa | MinimizeLCOE_Brownfield | IgnoreSilica | 87.4823 | 6.951 | 0.16445 | 4 | 25990.2628 | 53491.8003 | 529.8467 | 1090.5027 | 34.7615 | 1.9489 | 65.5788 | 984921.8983 | 0 | 1974824.1456 | 0 | 0 | 0 | 0 | 1154300.9571 | 3003254.3108 | 2049782.7778 | 9167084.0897 | 961560.8286 | 6967896.3915 | 6967896.3915 | 7440735.7703 | 3682034.1773 | 0 | 17096541.3098 | 35187207.6489 | 7498942.0933 | 0.65781 | 25990.2628 | 53491.8003 | 529.8467 | 1090.5027
1 | 1900 | 707 | 0.03 | 15 | 15 | 7 | 1e-08 | 5spot_SharedNeighbor | CO2 | Porous | Wet | R245fa | MinimizeLCOE_Brownfield | IgnoreSilica | 87.4823 | 6.951 | 0.16445 | 4 | 25990.3137 | 53491.9148 | 529.8477 | 1090.505 | 34.7615 | 1.9489 | 65.0267 | 984920.8997 | 0 | 1974823.1883 | 0 | 0 | 0 | 0 | 1154300.1943 | 3003252.3261 | 2049781.4232 | 9167078.0316 | 961560.8286 | 6967896.3915 | 6967896.3915 | 7440735.7703 | 3682034.1773 | 0 | 17096535.2517 | 35187201.5908 | 10000000 | 0.6578 | 25990.3137 | 53491.9148 | 529.8477 | 1090.505
1 | 2000 | 707 | 0.03 | 15 | 15 | 7 | 1e-13 | 5spot_SharedNeighbor | CO2 | Porous | Wet | R245fa | MinimizeLCOE_Brownfield | IgnoreSilica | 0.27263 | -0.0042355 | 0.0002601 | 4 | 8048471.6013 | 26131078.8798 | 164078.98 | 532717.3879 | 29.1967 | 1.3351 | 27.7413 | 9982.5856 | 0 | 7366.5871 | 0 | 0 | 0 | 1739.6762 | 7444.6511 | 19369.455 | 13220.051 | 59123.006 | 961560.8286 | 7352795.5309 | 7352795.5309 | 7650990.3052 | 3809020.6719 | 0 | 8373479.3655 | 27186285.8736 | 100 | 0.0010404 | 8048471.6013 | 26131078.8798 | 164078.98 | 532717.3879
1 | 2000 | 707 | 0.03 | 15 | 15 | 7 | 1.3335e-13 | 5spot_SharedNeighbor | CO2 | Porous | Wet | R245fa | MinimizeLCOE_Brownfield | IgnoreSilica | 0.40413 | 0.0033637 | 0.00048008 | 4 | 4384696.9676 | 14181475.2781 | 89387.9784 | 289108.5554 | 31.6112 | 1.6609 | 30.2032 | 16349.2167 | 0 | 14407.6111 | 0 | 0 | 0 | 3338.2173 | 13297.0676 | 34596.2423 | 23612.6462 | 105601.0012 | 961560.8286 | 7352795.5309 | 7352795.5309 | 7650990.3052 | 3809020.6719 | 0 | 8419957.3608 | 27232763.8688 | 133.3521 | 0.0019203 | 4384696.9676 | 14181475.2781 | 89387.9784 | 289108.5554
1 | 2000 | 707 | 0.03 | 15 | 15 | 7 | 1.7783e-13 | 5spot_SharedNeighbor | CO2 | Porous | Wet | R245fa | MinimizeLCOE_Brownfield | IgnoreSilica | 0.5699 | 0.014981 | 0.00082883 | 4 | 2556298.5929 | 8230774.6962 | 52113.6045 | 167795.4751 | 33.2643 | 1.9037 | 26.0162 | 24002.6755 | 0 | 23066.7867 | 0 | 0 | 0 | 4795.0731 | 20227.1688 | 52626.944 | 35918.9707 | 160637.6188 | 961560.8286 | 7352795.5309 | 7352795.5309 | 7650990.3052 | 3809020.6719 | 0 | 8474993.9784 | 27287800.4865 | 177.8279 | 0.0033153 | 2556298.5929 | 8230774.6962 | 52113.6045 | 167795.4751
1 | 2000 | 707 | 0.03 | 15 | 15 | 7 | 2.3714e-13 | 5spot_SharedNeighbor | CO2 | Porous | Wet | R245fa | MinimizeLCOE_Brownfield | IgnoreSilica | 0.77197 | 0.030481 | 0.0013419 | 4 | 1590085.3237 | 5094859.8241 | 32416.0401 | 103865.6088 | 34.4385 | 2.0795 | 36.5034 | 32666.611 | 0 | 33144.9847 | 0 | 0 | 0 | 5492.9516 | 27808.7734 | 72352.7241 | 49382.2209 | 220848.2657 | 961560.8286 | 7352795.5309 | 7352795.5309 | 7650990.3052 | 3809020.6719 | 0 | 8535204.6252 | 27348011.1333 | 237.1374 | 0.0053678 | 1590085.3237 | 5094859.8241 | 32416.0401 | 103865.6088
1 | 2000 | 707 | 0.03 | 15 | 15 | 7 | 3.1623e-13 | 5spot_SharedNeighbor | CO2 | Porous | Wet | R245fa | MinimizeLCOE_Brownfield | IgnoreSilica | 1.0485 | 0.052328 | 0.0020694 | 4 | 1040533.1006 | 3313224.5445 | 21212.6747 | 67544.5638 | 35.3971 | 2.2213 | 75.8602 | 43547.9301 | 0 | 46193.199 | 0 | 0 | 0 | 6774.2147 | 37640.9841 | 97934.1194 | 66842.0488 | 298932.4962 | 961560.8286 | 7352795.5309 | 7352795.5309 | 7650990.3052 | 3809020.6719 | 0 | 8613288.8557 | 27426095.3638 | 316.2278 | 0.0082778 | 1040533.1006 | 3313224.5445 | 21212.6747 | 67544.5638
1 | 2000 | 707 | 0.03 | 15 | 15 | 7 | 4.217e-13 | 5spot_SharedNeighbor | CO2 | Porous | Wet | R245fa | MinimizeLCOE_Brownfield | IgnoreSilica | 1.3986 | 0.080699 | 0.0030735 | 4 | 707836.5726 | 2238088.3807 | 14430.206 | 45626.4589 | 36.123 | 2.3263 | 104.2292 | 56123.1262 | 0 | 61757.0889 | 0 | 0 | 0 | 7306.8029 | 48822.937 | 127027.2671 | 86698.72 | 387735.942 | 961560.8286 | 7352795.5309 | 7352795.5309 | 7650990.3052 | 3809020.6719 | 0 | 8702092.3016 | 27514898.8097 | 421.6965 | 0.012294 | 707836.5726 | 2238088.3807 | 14430.206 | 45626.4589
1 | 2000 | 707 | 0.03 | 15 | 15 | 7 | 5.6234e-13 | 5spot_SharedNeighbor | CO2 | Porous | Wet | R245fa | MinimizeLCOE_Brownfield | IgnoreSilica | 1.8459 | 0.11744 | 0.0044388 | 4 | 495862.7227 | 1555420.1876 | 10108.8323 | 31709.3444 | 36.6867 | 2.4055 | 142.8183 | 70808.5121 | 0 | 80504.5923 | 0 | 0 | 0 | 6845.2389 | 61681.7539 | 160483.2709 | 109533.13 | 489856.498 | 961560.8286 | 7352795.5309 | 7352795.5309 | 7650990.3052 | 3809020.6719 | 0 | 8804212.8576 | 27617019.3657 | 562.3413 | 0.017755 | 495862.7227 | 1555420.1876 | 10108.8323 | 31709.3444
1 | 2000 | 707 | 0.03 | 15 | 15 | 7 | 7.4989e-13 | 5spot_SharedNeighbor | CO2 | Porous | Wet | R245fa | MinimizeLCOE_Brownfield | IgnoreSilica | 2.4062 | 0.16391 | 0.0062727 | 4 | 355333.8492 | 1105121.7138 | 7243.9611 | 22529.4009 | 37.1201 | 2.4647 | 30.8253 | 87666.8714 | 0 | 102678.3336 | 0 | 0 | 0 | 3784.2011 | 75710.4684 | 196983.1084 | 134445.0191 | 601268.002 | 961560.8286 | 7352795.5309 | 7352795.5309 | 7650990.3052 | 3809020.6719 | 0 | 8915624.3616 | 27728430.8697 | 749.8942 | 0.025091 | 355333.8492 | 1105121.7138 | 7243.9611 | 22529.4009
1 | 2000 | 707 | 0.03 | 15 | 15 | 7 | 1e-12 | 5spot_SharedNeighbor | CO2 | Porous | Wet | R245fa | MinimizeLCOE_Brownfield | IgnoreSilica | 3.1956 | 0.22906 | 0.0087473 | 4 | 259188.226 | 796865.9029 | 5283.9026 | 16245.1893 | 37.4886 | 2.5137 | 35.6323 | 109402.9314 | 0 | 132141.3934 | 0 | 0 | 0 | 2020.3526 | 94990.2242 | 247145.0782 | 168681.5942 | 754381.5741 | 961560.8286 | 7352795.5309 | 7352795.5309 | 7650990.3052 | 3809020.6719 | 0 | 9068737.9337 | 27881544.4418 | 1000 | 0.034989 | 259188.226 | 796865.9029 | 5283.9026 | 16245.1893
1 | 2000 | 707 | 0.03 | 15 | 15 | 7 | 1.3335e-12 | 5spot_SharedNeighbor | CO2 | Porous | Wet | R245fa | MinimizeLCOE_Brownfield | IgnoreSilica | 4.2628 | 0.31716 | 0.012067 | 4 | 191880.6877 | 581639.0957 | 3911.7474 | 11857.4997 | 37.7788 | 2.5514 | 33.1389 | 136216.7957 | 0 | 169639.6279 | 0 | 0 | 0 | 0 | 119284.0052 | 310352.513 | 211821.9672 | 947314.909 | 961560.8286 | 7352795.5309 | 7352795.5309 | 7650990.3052 | 3809020.6719 | 0 | 9261671.2686 | 28074477.7767 | 1333.5214 | 0.048268 | 191880.6877 | 581639.0957 | 3911.7474 | 11857.4997
1 | 2000 | 707 | 0.03 | 15 | 15 | 7 | 1.7783e-12 | 5spot_SharedNeighbor | CO2 | Porous | Wet | R245fa | MinimizeLCOE_Brownfield | IgnoreSilica | 5.6971 | 0.4355 | 0.01649 | 4 | 144184.0948 | 429398.6357 | 2939.3878 | 8753.872 | 38.0059 | 2.5805 | 49.8219 | 169123.9164 | 0 | 217042.2444 | 0 | 0 | 0 | 0 | 150604.8027 | 391842.8033 | 267440.7648 | 1196054.5315 | 961560.8286 | 7352795.5309 | 7352795.5309 | 7650990.3052 | 3809020.6719 | 0 | 9510410.8911 | 28323217.3992 | 1778.2794 | 0.06596 | 144184.0948 | 429398.6357 | 2939.3878 | 8753.872
1 | 2000 | 707 | 0.03 | 15 | 15 | 7 | 2.3714e-12 | 5spot_SharedNeighbor | CO2 | Porous | Wet | R245fa | MinimizeLCOE_Brownfield | IgnoreSilica | 7.6313 | 0.59524 | 0.022417 | 4 | 109599.2471 | 319408.1432 | 2234.3289 | 6511.567 | 38.1738 | 2.6011 | 53.6722 | 209599.1603 | 0 | 277246.2713 | 0 | 0 | 0 | 1655.9229 | 190515.5283 | 495682.3244 | 338313.3717 | 1513012.5789 | 961560.8286 | 7352795.5309 | 7352795.5309 | 7650990.3052 | 3809020.6719 | 0 | 9827368.9385 | 28640175.4466 | 2371.3737 | 0.089666 | 109599.2471 | 319408.1432 | 2234.3289 | 6511.567
1 | 2000 | 707 | 0.03 | 15 | 15 | 7 | 3.1623e-12 | 5spot_SharedNeighbor | CO2 | Porous | Wet | R245fa | MinimizeLCOE_Brownfield | IgnoreSilica | 10.1747 | 0.80547 | 0.030272 | 4 | 84268.4033 | 239634.2193 | 1717.9254 | 4885.2677 | 38.295 | 2.6155 | 39.3366 | 258238.3022 | 0 | 351807.275 | 0 | 0 | 0 | 0 | 237917.7751 | 619013.2472 | 422489.2606 | 1889465.8601 | 961560.8286 | 7352795.5309 | 7352795.5309 | 7650990.3052 | 3809020.6719 | 0 | 10203822.2197 | 29016628.7278 | 3162.2777 | 0.12109 | 84268.4033 | 239634.2193 | 1717.9254 | 4885.2677
1 | 2000 | 707 | 0.03 | 15 | 15 | 7 | 4.217e-12 | 5spot_SharedNeighbor | CO2 | Porous | Wet | R245fa | MinimizeLCOE_Brownfield | IgnoreSilica | 13.5635 | 1.0855 | 0.040667 | 4 | 65639.4449 | 181290.9617 | 1338.1489 | 3695.8615 | 38.3789 | 2.6247 | 39.582 | 317511.7564 | 0 | 445449.346 | 0 | 0 | 0 | 0 | 297554.8299 | 774176.6306 | 528391.4581 | 2363084.0211 | 961560.8286 | 7352795.5309 | 7352795.5309 | 7650990.3052 | 3809020.6719 | 0 | 10677440.3807 | 29490246.8888 | 4216.965 | 0.16267 | 65639.4449 | 181290.9617 | 1338.1489 | 3695.8615
1 | 2000 | 707 | 0.03 | 15 | 15 | 7 | 5.6234e-12 | 5spot_SharedNeighbor | CO2 | Porous | Wet | R245fa | MinimizeLCOE_Brownfield | IgnoreSilica | 18.0749 | 1.4585 | 0.054371 | 4 | 51812.2505 | 138314.941 | 1056.2628 | 2819.7372 | 38.4215 | 2.6273 | 42.2869 | 389554.6055 | 0 | 563103.1867 | 0 | 0 | 0 | 1055.6888 | 371948.2576 | 967733.0692 | 660497.7047 | 2953892.5125 | 961560.8286 | 7352795.5309 | 7352795.5309 | 7650990.3052 | 3809020.6719 | 0 | 11268248.8721 | 30081055.3802 | 5623.4133 | 0.21748 | 51812.2505 | 138314.941 | 1056.2628 | 2819.7372
1 | 2000 | 707 | 0.03 | 15 | 15 | 7 | 7.4989e-12 | 5spot_SharedNeighbor | CO2 | Porous | Wet | R245fa | MinimizeLCOE_Brownfield | IgnoreSilica | 24.0038 | 1.9487 | 0.072197 | 4 | 41499.8013 | 106644.2029 | 846.0296 | 2174.0863 | 38.4248 | 2.6235 | 59.4246 | 475943.298 | 0 | 709046.8651 | 0 | 0 | 0 | 0 | 462146.1636 | 1202409.5186 | 820669.2035 | 3670215.0488 | 961560.8286 | 7352795.5309 | 7352795.5309 | 7650990.3052 | 3809020.6719 | 0 | 11984571.4084 | 30797377.9164 | 7498.9421 | 0.28879 | 41499.8013 | 106644.2029 | 846.0296 | 2174.0863
1 | 2000 | 707 | 0.03 | 15 | 15 | 7 | 1e-11 | 5spot_SharedNeighbor | CO2 | Porous | Wet | R245fa | MinimizeLCOE_Brownfield | IgnoreSilica | 31.7802 | 2.5917 | 0.095 | 4 | 33852.253 | 83359.5274 | 690.124 | 1699.3967 | 38.3733 | 2.6097 | 41.0406 | 578873.3039 | 0 | 890017.9215 | 0 | 0 | 0 | 0 | 572867.5779 | 1490483.9264 | 1017285.9062 | 4549528.6359 | 961560.8286 | 7352795.5309 | 7352795.5309 | 7650990.3052 | 3809020.6719 | 0 | 12863884.9955 | 31676691.5036 | 10000 | 0.38 | 33852.253 | 83359.5274 | 690.124 | 1699.3967
1 | 2000 | 707 | 0.03 | 15 | 15 | 7 | 1.3335e-11 | 5spot_SharedNeighbor | CO2 | Porous | Wet | R245fa | MinimizeLCOE_Brownfield | IgnoreSilica | 41.8385 | 3.4236 | 0.12325 | 4 | 28240.2267 | 66401.2164 | 575.7152 | 1353.6786 | 38.2425 | 2.5811 | 47.2848 | 698863.9844 | 0 | 1111662.5735 | 0 | 0 | 0 | 0 | 706105.3576 | 1837141.2982 | 1253886.6855 | 5607659.8992 | 961560.8286 | 7352795.5309 | 7352795.5309 | 7650990.3052 | 3809020.6719 | 0 | 13922016.2587 | 32734822.7668 | 13335.2143 | 0.49299 | 28240.2267 | 66401.2164 | 575.7152 | 1353.6786
1 | 2000 | 707 | 0.03 | 15 | 15 | 7 | 1.7783e-11 | 5spot_SharedNeighbor | CO2 | Porous | Wet | R245fa | MinimizeLCOE_Brownfield | IgnoreSilica | 54.5259 | 4.4716 | 0.15622 | 4 | 24259.2124 | 54364.552 | 494.5569 | 1108.2949 | 37.9947 | 2.5304 | 42.5391 | 833332.018 | 0 | 1376757.9666 | 0 | 0 | 0 | 0 | 861935.094 | 2242578.3074 | 1530605.7752 | 6845209.1613 | 961560.8286 | 7352795.5309 | 7352795.5309 | 7650990.3052 | 3809020.6719 | 0 | 15159565.5209 | 33972372.029 | 17782.7941 | 0.6249 | 24259.2124 | 54364.552 | 494.5569 | 1108.2949
1 | 2000 | 707 | 0.03 | 15 | 15 | 7 | 2.3714e-11 | 5spot_SharedNeighbor | CO2 | Porous | Wet | R245fa | MinimizeLCOE_Brownfield | IgnoreSilica | 70.1017 | 5.7543 | 0.19097 | 4 | 21675.8922 | 46303.8647 | 441.8924 | 943.9669 | 37.555 | 2.4438 | 47.7169 | 975395.1111 | 0 | 1686129.3275 | 0 | 0 | 0 | 0 | 1037994.5311 | 2700648.8479 | 1843248.3314 | 8243416.149 | 961560.8286 | 7352795.5309 | 7352795.5309 | 7650990.3052 | 3809020.6719 | 0 | 16557772.5085 | 35370579.0166 | 23713.7371 | 0.76388 | 21675.8922 | 46303.8647 | 441.8924 | 943.9669
1 | 2000 | 707 | 0.03 | 15 | 15 | 7 | 3.1623e-11 | 5spot_SharedNeighbor | CO2 | Porous | Wet | R245fa | MinimizeLCOE_Brownfield | IgnoreSilica | 88.2212 | 7.2349 | 0.22092 | 4 | 20410.4502 | 41699.9888 | 416.0946 | 850.1107 | 36.8599 | 2.311 | 45.0926 | 1110152.4564 | 0 | 2028638.3383 | 0 | 0 | 0 | 0 | 1224128.4099 | 3184931.0194 | 2173780.8645 | 9721631.0885 | 961560.8286 | 7352795.5309 | 7352795.5309 | 7650990.3052 | 3809020.6719 | 0 | 18035987.4481 | 36848793.9562 | 31622.7766 | 0.88366 | 20410.4502 | 41699.9888 | 416.0946 | 850.1107
1 | 2000 | 707 | 0.03 | 15 | 15 | 7 | 4.217e-11 | 5spot_SharedNeighbor | CO2 | Porous | Wet | R245fa | MinimizeLCOE_Brownfield | IgnoreSilica | 96.3233 | 7.8914 | 0.22968 | 4 | 20296.8943 | 40774.0188 | 413.7796 | 831.2335 | 36.4784 | 2.2396 | 60.14 | 1159318.7352 | 0 | 2176820.2721 | 0 | 0 | 0 | 0 | 1301094.2129 | 3385180.2507 | 2310455.0796 | 10332868.5506 | 961560.8286 | 7352795.5309 | 7352795.5309 | 7650990.3052 | 3809020.6719 | 0 | 18647224.9101 | 37460031.4182 | 42169.6503 | 0.91872 | 20296.8943 | 40774.0188 | 413.7796 | 831.2335
1 | 2000 | 707 | 0.03 | 15 | 15 | 7 | 5.6234e-11 | 5spot_SharedNeighbor | CO2 | Porous | Wet | R245fa | MinimizeLCOE_Brownfield | IgnoreSilica | 96.2519 | 7.8847 | 0.22953 | 4 | 20303.1717 | 40793.8547 | 413.9076 | 831.6379 | 36.4787 | 2.2397 | 57.7575 | 1158699.8398 | 0 | 2175316.1722 | 0 | 0 | 0 | 0 | 1300266.2447 | 3383026.0474 | 2308984.7916 | 10326293.0958 | 961560.8286 | 7352795.5309 | 7352795.5309 | 7650990.3052 | 3809020.6719 | 0 | 18640649.4553 | 37453455.9634 | 56234.1325 | 0.91812 | 20303.1717 | 40793.8547 | 413.9076 | 831.6379
1 | 2000 | 707 | 0.03 | 15 | 15 | 7 | 7.4989e-11 | 5spot_SharedNeighbor | CO2 | Porous | Wet | R245fa | MinimizeLCOE_Brownfield | IgnoreSilica | 96.1982 | 7.8796 | 0.22941 | 4 | 20308.0456 | 40809.1207 | 414.007 | 831.9491 | 36.479 | 2.2398 | 64.5245 | 1158229.2969 | 0 | 2174179.9644 | 0 | 0 | 0 | 0 | 1299639.6119 | 3381395.6774 | 2307872.0306 | 10321316.5812 | 961560.8286 | 7352795.5309 | 7352795.5309 | 7650990.3052 | 3809020.6719 | 0 | 18635672.9408 | 37448479.4489 | 74989.4209 | 0.91765 | 20308.0456 | 40809.1207 | 414.007 | 831.9491
1 | 2000 | 707 | 0.03 | 15 | 15 | 7 | 1e-10 | 5spot_SharedNeighbor | CO2 | Porous | Wet | R245fa | MinimizeLCOE_Brownfield | IgnoreSilica | 96.1593 | 7.8759 | 0.22933 | 4 | 20311.8063 | 40820.6937 | 414.0836 | 832.1851 | 36.479 | 2.2399 | 61.2584 | 1157880.9693 | 0 | 2173350.1742 | 0 | 0 | 0 | 0 | 1299180.146 | 3380200.2413 | 2307056.1209 | 10317667.6517 | 961560.8286 | 7352795.5309 | 7352795.5309 | 7650990.3052 | 3809020.6719 | 0 | 18632024.0113 | 37444830.5194 | 100000 | 0.9173 | 20311.8063 | 40820.6937 | 414.0836 | 832.1851
1 | 2000 | 707 | 0.03 | 15 | 15 | 7 | 1.3335e-10 | 5spot_SharedNeighbor | CO2 | Porous | Wet | R245fa | MinimizeLCOE_Brownfield | IgnoreSilica | 96.123 | 7.8725 | 0.22925 | 4 | 20314.6913 | 40830.0948 | 414.1425 | 832.3767 | 36.4794 | 2.24 | 67.6717 | 1157577.3207 | 0 | 2172597.256 | 0 | 0 | 0 | 0 | 1298768.0849 | 3379128.143 | 2306324.3917 | 10314395.1963 | 961560.8286 | 7352795.5309 | 7352795.5309 | 7650990.3052 | 3809020.6719 | 0 | 18628751.5559 | 37441558.064 | 133352.1432 | 0.91701 | 20314.6913 | 40830.0948 | 414.1425 | 832.3767
1 | 2000 | 707 | 0.03 | 15 | 15 | 7 | 1.7783e-10 | 5spot_SharedNeighbor | CO2 | Porous | Wet | R245fa | MinimizeLCOE_Brownfield | IgnoreSilica | 96.0861 | 7.8692 | 0.22919 | 4 | 20316.8936 | 40838.0146 | 414.1874 | 832.5382 | 36.4801 | 2.2402 | 64.5147 | 1157293.677 | 0 | 2171857.0062 | 0 | 0 | 0 | 0 | 1298368.7665 | 3378089.1983 | 2305615.2906 | 10311223.9386 | 961560.8286 | 7352795.5309 | 7352795.5309 | 7650990.3052 | 3809020.6719 | 0 | 18625580.2981 | 37438386.8062 | 177827.941 | 0.91675 | 20316.8936 | 40838.0146 | 414.1874 | 832.5382
1 | 2000 | 707 | 0.03 | 15 | 15 | 7 | 2.3714e-10 | 5spot_SharedNeighbor | CO2 | Porous | Wet | R245fa | MinimizeLCOE_Brownfield | IgnoreSilica | 96.0667 | 7.8673 | 0.22915 | 4 | 20318.5679 | 40843.3389 | 414.2215 | 832.6467 | 36.4802 | 2.2402 | 62.703 | 1157126.8356 | 0 | 2171449.9214 | 0 | 0 | 0 | 0 | 1298144.9352 | 3377506.8353 | 2305217.8159 | 10309446.3435 | 961560.8286 | 7352795.5309 | 7352795.5309 | 7650990.3052 | 3809020.6719 | 0 | 18623802.7031 | 37436609.2111 | 237137.3706 | 0.91659 | 20318.5679 | 40843.3389 | 414.2215 | 832.6467
1 | 2000 | 707 | 0.03 | 15 | 15 | 7 | 3.1623e-10 | 5spot_SharedNeighbor | CO2 | Porous | Wet | R245fa | MinimizeLCOE_Brownfield | IgnoreSilica | 96.0667 | 7.8672 | 0.22913 | 4 | 20319.8368 | 40846.1771 | 414.2474 | 832.7046 | 36.4796 | 2.2401 | 62.8437 | 1157084.0868 | 0 | 2171408.4629 | 0 | 0 | 0 | 0 | 1298112.0944 | 3377421.3902 | 2305159.4979 | 10309185.5321 | 961560.8286 | 7352795.5309 | 7352795.5309 | 7650990.3052 | 3809020.6719 | 0 | 18623541.8916 | 37436348.3997 | 316227.766 | 0.91652 | 20319.8368 | 40846.1771 | 414.2474 | 832.7046
1 | 2000 | 707 | 0.03 | 15 | 15 | 7 | 4.217e-10 | 5spot_SharedNeighbor | CO2 | Porous | Wet | R245fa | MinimizeLCOE_Brownfield | IgnoreSilica | 96.0519 | 7.8658 | 0.2291 | 4 | 20320.7959 | 40849.525 | 414.2669 | 832.7728 | 36.4799 | 2.2402 | 71.1571 | 1156967.7224 | 0 | 2171108.8982 | 0 | 0 | 0 | 0 | 1297949.882 | 3376999.3469 | 2304871.4447 | 10307897.2942 | 961560.8286 | 7352795.5309 | 7352795.5309 | 7650990.3052 | 3809020.6719 | 0 | 18622253.6537 | 37435060.1618 | 421696.5034 | 0.91641 | 20320.7959 | 40849.525 | 414.2669 | 832.7728
1 | 2000 | 707 | 0.03 | 15 | 15 | 7 | 5.6234e-10 | 5spot_SharedNeighbor | CO2 | Porous | Wet | R245fa | MinimizeLCOE_Brownfield | IgnoreSilica | 96.0324 | 7.8641 | 0.22908 | 4 | 20321.5195 | 40852.7225 | 414.2817 | 832.838 | 36.4805 | 2.2403 | 71.2458 | 1156833.032 | 0 | 2170733.2363 | 0 | 0 | 0 | 0 | 1297750.8446 | 3376481.4924 | 2304517.9983 | 10306316.6036 | 961560.8286 | 7352795.5309 | 7352795.5309 | 7650990.3052 | 3809020.6719 | 0 | 18620672.9632 | 37433479.4713 | 562341.3252 | 0.9163 | 20321.5195 | 40852.7225 | 414.2817 | 832.838
1 | 2000 | 707 | 0.03 | 15 | 15 | 7 | 7.4989e-10 | 5spot_SharedNeighbor | CO2 | Porous | Wet | R245fa | MinimizeLCOE_Brownfield | IgnoreSilica | 96.0324 | 7.8641 | 0.22907 | 4 | 20322.0646 | 40853.9413 | 414.2928 | 832.8629 | 36.4802 | 2.2403 | 72.1758 | 1156814.7081 | 0 | 2170715.5421 | 0 | 0 | 0 | 0 | 1297736.7976 | 3376444.9449 | 2304493.0539 | 10306205.0467 | 961560.8286 | 7352795.5309 | 7352795.5309 | 7650990.3052 | 3809020.6719 | 0 | 18620561.4063 | 37433367.9144 | 749894.2093 | 0.91627 | 20322.0646 | 40853.9413 | 414.2928 | 832.8629
1 | 2000 | 707 | 0.03 | 15 | 15 | 7 | 1e-09 | 5spot_SharedNeighbor | CO2 | Porous | Wet | R245fa | MinimizeLCOE_Brownfield | IgnoreSilica | 96.0324 | 7.864 | 0.22906 | 4 | 20322.4749 | 40854.8586 | 414.3011 | 832.8816 | 36.48 | 2.2403 | 72.1516 | 1156800.9216 | 0 | 2170702.2404 | 0 | 0 | 0 | 0 | 1297726.2332 | 3376417.4585 | 2304474.2939 | 10306121.1477 | 961560.8286 | 7352795.5309 | 7352795.5309 | 7650990.3052 | 3809020.6719 | 0 | 18620477.5073 | 37433284.0153 | 1000000 | 0.91625 | 20322.4749 | 40854.8586 | 414.3011 | 832.8816
1 | 2000 | 707 | 0.03 | 15 | 15 | 7 | 1.3335e-09 | 5spot_SharedNeighbor | CO2 | Porous | Wet | R245fa | MinimizeLCOE_Brownfield | IgnoreSilica | 96.0324 | 7.8639 | 0.22906 | 4 | 20322.7835 | 40855.5484 | 414.3074 | 832.8956 | 36.4799 | 2.2402 | 72.605 | 1156790.5574 | 0 | 2170692.2471 | 0 | 0 | 0 | 0 | 1297718.2937 | 3376396.8017 | 2304460.1952 | 10306058.0951 | 961560.8286 | 7352795.5309 | 7352795.5309 | 7650990.3052 | 3809020.6719 | 0 | 18620414.4547 | 37433220.9628 | 1333521.4322 | 0.91623 | 20322.7835 | 40855.5484 | 414.3074 | 832.8956
1 | 2000 | 707 | 0.03 | 15 | 15 | 7 | 1.7783e-09 | 5spot_SharedNeighbor | CO2 | Porous | Wet | R245fa | MinimizeLCOE_Brownfield | IgnoreSilica | 96.013 | 7.8623 | 0.22904 | 4 | 20323.0152 | 40857.646 | 414.3122 | 832.9384 | 36.4807 | 2.2404 | 70.7254 | 1156672.4368 | 0 | 2170332.6514 | 0 | 0 | 0 | 0 | 1297531.9844 | 3375912.063 | 2304129.3511 | 10304578.4867 | 961560.8286 | 7352795.5309 | 7352795.5309 | 7650990.3052 | 3809020.6719 | 0 | 18618934.8463 | 37431741.3544 | 1778279.41 | 0.91615 | 20323.0152 | 40857.646 | 414.3122 | 832.9384
1 | 2000 | 707 | 0.03 | 15 | 15 | 7 | 2.3714e-09 | 5spot_SharedNeighbor | CO2 | Porous | Wet | R245fa | MinimizeLCOE_Brownfield | IgnoreSilica | 96.013 | 7.8623 | 0.22904 | 4 | 20323.1892 | 40858.035 | 414.3157 | 832.9463 | 36.4806 | 2.2404 | 71.2841 | 1156666.5948 | 0 | 2170327.0234 | 0 | 0 | 0 | 0 | 1297527.5111 | 3375900.4244 | 2304121.4075 | 10304542.9613 | 961560.8286 | 7352795.5309 | 7352795.5309 | 7650990.3052 | 3809020.6719 | 0 | 18618899.3208 | 37431705.8289 | 2371373.7057 | 0.91614 | 20323.1892 | 40858.035 | 414.3157 | 832.9463
1 | 2000 | 707 | 0.03 | 15 | 15 | 7 | 3.1623e-09 | 5spot_SharedNeighbor | CO2 | Porous | Wet | R245fa | MinimizeLCOE_Brownfield | IgnoreSilica | 96.013 | 7.8623 | 0.22903 | 4 | 20323.3198 | 40858.327 | 414.3184 | 832.9523 | 36.4805 | 2.2404 | 67.7552 | 1156662.2093 | 0 | 2170322.7997 | 0 | 0 | 0 | 0 | 1297524.1535 | 3375891.6887 | 2304115.4452 | 10304516.2964 | 961560.8286 | 7352795.5309 | 7352795.5309 | 7650990.3052 | 3809020.6719 | 0 | 18618872.656 | 37431679.164 | 3162277.6602 | 0.91613 | 20323.3198 | 40858.327 | 414.3184 | 832.9523
1 | 2000 | 707 | 0.03 | 15 | 15 | 7 | 4.217e-09 | 5spot_SharedNeighbor | CO2 | Porous | Wet | R245fa | MinimizeLCOE_Brownfield | IgnoreSilica | 96.013 | 7.8623 | 0.22903 | 4 | 20323.4179 | 40858.5462 | 414.3204 | 832.9567 | 36.4805 | 2.2404 | 58.9535 | 1156658.918 | 0 | 2170319.6306 | 0 | 0 | 0 | 0 | 1297521.634 | 3375885.1333 | 2304110.971 | 10304496.2868 | 961560.8286 | 7352795.5309 | 7352795.5309 | 7650990.3052 | 3809020.6719 | 0 | 18618852.6464 | 37431659.1544 | 4216965.0343 | 0.91613 | 20323.4179 | 40858.5462 | 414.3204 | 832.9567
1 | 2000 | 707 | 0.03 | 15 | 15 | 7 | 5.6234e-09 | 5spot_SharedNeighbor | CO2 | Porous | Wet | R245fa | MinimizeLCOE_Brownfield | IgnoreSilica | 96.013 | 7.8623 | 0.22903 | 4 | 20323.4915 | 40858.7107 | 414.3219 | 832.9601 | 36.4805 | 2.2404 | 55.9811 | 1156656.4484 | 0 | 2170317.253 | 0 | 0 | 0 | 0 | 1297519.7436 | 3375880.2148 | 2304107.614 | 10304481.2739 | 961560.8286 | 7352795.5309 | 7352795.5309 | 7650990.3052 | 3809020.6719 | 0 | 18618837.6334 | 37431644.1415 | 5623413.2519 | 0.91612 | 20323.4915 | 40858.7107 | 414.3219 | 832.9601
1 | 2000 | 707 | 0.03 | 15 | 15 | 7 | 7.4989e-09 | 5spot_SharedNeighbor | CO2 | Porous | Wet | R245fa | MinimizeLCOE_Brownfield | IgnoreSilica | 96.013 | 7.8623 | 0.22903 | 4 | 20323.5467 | 40858.8341 | 414.323 | 832.9626 | 36.4804 | 2.2403 | 59.9795 | 1156654.5957 | 0 | 2170315.4695 | 0 | 0 | 0 | 0 | 1297518.3254 | 3375876.5251 | 2304105.0957 | 10304470.0114 | 961560.8286 | 7352795.5309 | 7352795.5309 | 7650990.3052 | 3809020.6719 | 0 | 18618826.371 | 37431632.8791 | 7498942.0933 | 0.91612 | 20323.5467 | 40858.8341 | 414.323 | 832.9626
1 | 2000 | 707 | 0.03 | 15 | 15 | 7 | 1e-08 | 5spot_SharedNeighbor | CO2 | Porous | Wet | R245fa | MinimizeLCOE_Brownfield | IgnoreSilica | 96.013 | 7.8623 | 0.22903 | 4 | 20323.5881 | 40858.9266 | 414.3238 | 832.9645 | 36.4804 | 2.2403 | 62.1846 | 1156653.2059 | 0 | 2170314.1317 | 0 | 0 | 0 | 0 | 1297517.2616 | 3375873.7574 | 2304103.2067 | 10304461.5633 | 961560.8286 | 7352795.5309 | 7352795.5309 | 7650990.3052 | 3809020.6719 | 0 | 18618817.9229 | 37431624.431 | 10000000 | 0.91612 | 20323.5881 | 40858.9266 | 414.3238 | 832.9645
1 | 2100 | 707 | 0.03 | 15 | 15 | 7 | 1e-13 | 5spot_SharedNeighbor | CO2 | Porous | Wet | R245fa | MinimizeLCOE_Brownfield | IgnoreSilica | 0.29207 | -0.0052775 | 0.00025727 | 4 | 8534001.0959 | 27530232.8499 | 173977.1554 | 561241.034 | 29.9945 | 1.6348 | 29.7887 | 11887.8664 | 0 | 7771.877 | 0 | 0 | 0 | 5229.4918 | 9706.8018 | 25255.107 | 17237.1295 | 77088.2736 | 961560.8286 | 7743554.7612 | 7743554.7612 | 7866811.9264 | 3938351.203 | 0 | 8782203.8634 | 28330921.754 | 100 | 0.0010291 | 8534001.0959 | 27530232.8499 | 173977.1554 | 561241.034
1 | 2100 | 707 | 0.03 | 15 | 15 | 7 | 1.3335e-13 | 5spot_SharedNeighbor | CO2 | Porous | Wet | R245fa | MinimizeLCOE_Brownfield | IgnoreSilica | 0.42358 | 0.0021735 | 0.00049776 | 4 | 4435321.0899 | 14253568.6845 | 90420.0196 | 290578.277 | 32.5477 | 1.9602 | 132.5915 | 18624.7997 | 0 | 14805.9399 | 0 | 0 | 0 | 7209.7302 | 15849.7832 | 41237.8847 | 28145.7037 | 125873.8414 | 961560.8286 | 7743554.7612 | 7743554.7612 | 7866811.9264 | 3938351.203 | 0 | 8830989.4312 | 28379707.3218 | 133.3521 | 0.0019911 | 4435321.0899 | 14253568.6845 | 90420.0196 | 290578.277
1 | 2100 | 707 | 0.03 | 15 | 15 | 7 | 1.7783e-13 | 5spot_SharedNeighbor | CO2 | Porous | Wet | R245fa | MinimizeLCOE_Brownfield | IgnoreSilica | 0.6088 | 0.014907 | 0.00088937 | 4 | 2501348.2722 | 7996443.4499 | 50993.3679 | 163018.3157 | 34.5465 | 2.2333 | 29.4772 | 27722.937 | 0 | 24514.2131 | 0 | 0 | 0 | 10203.0111 | 24351.6629 | 63358.0316 | 43243.1585 | 193393.0143 | 961560.8286 | 7743554.7612 | 7743554.7612 | 7866811.9264 | 3938351.203 | 0 | 8898508.6041 | 28447226.4947 | 177.8279 | 0.0035575 | 2501348.2722 | 7996443.4499 | 50993.3679 | 163018.3157
1 | 2100 | 707 | 0.03 | 15 | 15 | 7 | 2.3714e-13 | 5spot_SharedNeighbor | CO2 | Porous | Wet | R245fa | MinimizeLCOE_Brownfield | IgnoreSilica | 0.82568 | 0.03164 | 0.0014717 | 4 | 1523613.3306 | 4844277.0219 | 31060.9186 | 98757.1395 | 35.9001 | 2.4214 | 34.0724 | 37637.922 | 0 | 35381.7875 | 0 | 0 | 0 | 12340.644 | 33290.5379 | 86615.1507 | 59116.6201 | 264382.6622 | 961560.8286 | 7743554.7612 | 7743554.7612 | 7866811.9264 | 3938351.203 | 0 | 8969498.252 | 28518216.1426 | 237.1374 | 0.005887 | 1523613.3306 | 4844277.0219 | 31060.9186 | 98757.1395
1 | 2100 | 707 | 0.03 | 15 | 15 | 7 | 3.1623e-13 | 5spot_SharedNeighbor | CO2 | Porous | Wet | R245fa | MinimizeLCOE_Brownfield | IgnoreSilica | 1.1263 | 0.055667 | 0.002303 | 4 | 983794.9776 | 3105891.3654 | 20055.9913 | 63317.7965 | 37.0175 | 2.5751 | 82.7952 | 50270.5953 | 0 | 49641.4503 | 0 | 0 | 0 | 15541.1955 | 45026.764 | 117150.4037 | 79957.5577 | 357587.9666 | 961560.8286 | 7743554.7612 | 7743554.7612 | 7866811.9264 | 3938351.203 | 0 | 9062703.5564 | 28611421.447 | 316.2278 | 0.009212 | 983794.9776 | 3105891.3654 | 20055.9913 | 63317.7965
1 | 2100 | 707 | 0.03 | 15 | 15 | 7 | 4.217e-13 | 5spot_SharedNeighbor | CO2 | Porous | Wet | R245fa | MinimizeLCOE_Brownfield | IgnoreSilica | 1.4958 | 0.086255 | 0.0034537 | 4 | 663455.9298 | 2078531.0396 | 13525.4465 | 42373.6667 | 37.8414 | 2.6858 | 111.8988 | 64472.6553 | 0 | 66168.5493 | 0 | 0 | 0 | 17965.508 | 57956.6179 | 150791.2313 | 102918.1138 | 460272.6756 | 961560.8286 | 7743554.7612 | 7743554.7612 | 7866811.9264 | 3938351.203 | 0 | 9165388.2655 | 28714106.1561 | 421.6965 | 0.013815 | 663455.9298 | 2078531.0396 | 13525.4465 | 42373.6667
1 | 2100 | 707 | 0.03 | 15 | 15 | 7 | 5.6234e-13 | 5spot_SharedNeighbor | CO2 | Porous | Wet | R245fa | MinimizeLCOE_Brownfield | IgnoreSilica | 1.982 | 0.12699 | 0.0050238 | 4 | 462311.6686 | 1435114.4436 | 9424.8487 | 29256.7491 | 38.5013 | 2.7719 | 152.4379 | 81569.9996 | 0 | 86674.1149 | 0 | 0 | 0 | 20682.733 | 73681.4705 | 191704.0721 | 130841.9683 | 585154.3584 | 961560.8286 | 7743554.7612 | 7743554.7612 | 7866811.9264 | 3938351.203 | 0 | 9290269.9483 | 28838987.8389 | 562.3413 | 0.020095 | 462311.6686 | 1435114.4436 | 9424.8487 | 29256.7491
1 | 2100 | 707 | 0.03 | 15 | 15 | 7 | 7.4989e-13 | 5spot_SharedNeighbor | CO2 | Porous | Wet | R245fa | MinimizeLCOE_Brownfield | IgnoreSilica | 2.6109 | 0.18014 | 0.0071429 | 4 | 330341.3268 | 1014545.7704 | 6734.4548 | 20682.8878 | 39.0191 | 2.8377 | 29.3424 | 101803.534 | 0 | 111679.7682 | 0 | 0 | 0 | 23248.1843 | 92325.2797 | 240211.4393 | 163949.2432 | 733217.4487 | 961560.8286 | 7743554.7612 | 7743554.7612 | 7866811.9264 | 3938351.203 | 0 | 9438333.0386 | 28987050.9291 | 749.8942 | 0.028571 | 330341.3268 | 1014545.7704 | 6734.4548 | 20682.8878
1 | 2100 | 707 | 0.03 | 15 | 15 | 7 | 1e-12 | 5spot_SharedNeighbor | CO2 | Porous | Wet | R245fa | MinimizeLCOE_Brownfield | IgnoreSilica | 3.4392 | 0.25039 | 0.0099875 | 4 | 240772.8587 | 730100.9398 | 4908.4804 | 14884.0952 | 39.4304 | 2.8885 | 37.0833 | 126205.3379 | 0 | 142742.9229 | 0 | 0 | 0 | 26084.1365 | 115062.635 | 299369.3736 | 204325.7489 | 913790.1549 | 961560.8286 | 7743554.7612 | 7743554.7612 | 7866811.9264 | 3938351.203 | 0 | 9618905.7447 | 29167623.6353 | 1000 | 0.03995 | 240772.8587 | 730100.9398 | 4908.4804 | 14884.0952
1 | 2100 | 707 | 0.03 | 15 | 15 | 7 | 1.3335e-12 | 5spot_SharedNeighbor | CO2 | Porous | Wet | R245fa | MinimizeLCOE_Brownfield | IgnoreSilica | 4.5233 | 0.34257 | 0.013788 | 4 | 178361.2106 | 532805.9026 | 3636.1345 | 10861.969 | 39.7519 | 2.9274 | 49.7503 | 155471.9963 | 0 | 181103.8192 | 0 | 0 | 0 | 28927.1101 | 142546.141 | 370875.8187 | 253130.367 | 1132055.2524 | 961560.8286 | 7743554.7612 | 7743554.7612 | 7866811.9264 | 3938351.203 | 0 | 9837170.8422 | 29385888.7328 | 1333.5214 | 0.055153 | 178361.2106 | 532805.9026 | 3636.1345 | 10861.969
1 | 2100 | 707 | 0.03 | 15 | 15 | 7 | 1.7783e-12 | 5spot_SharedNeighbor | CO2 | Porous | Wet | R245fa | MinimizeLCOE_Brownfield | IgnoreSilica | 5.9017 | 0.46019 | 0.01883 | 4 | 133961.4043 | 393507.297 | 2730.9844 | 8022.1785 | 39.9954 | 2.9561 | 48.6809 | 189653.8228 | 0 | 227196.7063 | 0 | 0 | 0 | 30227.3285 | 174360.3645 | 453649.9021 | 309625.3798 | 1384713.504 | 961560.8286 | 7743554.7612 | 7743554.7612 | 7866811.9264 | 3938351.203 | 0 | 10089829.0938 | 29638546.9844 | 1778.2794 | 0.075319 | 133961.4043 | 393507.297 | 2730.9844 | 8022.1785
1 | 2100 | 707 | 0.03 | 15 | 15 | 7 | 2.3714e-12 | 5spot_SharedNeighbor | CO2 | Porous | Wet | R245fa | MinimizeLCOE_Brownfield | IgnoreSilica | 7.6728 | 0.61156 | 0.025497 | 4 | 101849.8449 | 293527.2039 | 2076.3469 | 5983.9491 | 40.1814 | 2.9775 | 44.7735 | 230089.9486 | 0 | 283246.3788 | 0 | 0 | 0 | 29824.8208 | 211832.8478 | 551145.6171 | 376168.2086 | 1682307.8217 | 961560.8286 | 7743554.7612 | 7743554.7612 | 7866811.9264 | 3938351.203 | 0 | 10387423.4115 | 29936141.3021 | 2371.3737 | 0.10199 | 101849.8449 | 293527.2039 | 2076.3469 | 5983.9491
1 | 2100 | 707 | 0.03 | 15 | 15 | 7 | 3.1623e-12 | 5spot_SharedNeighbor | CO2 | Porous | Wet | R245fa | MinimizeLCOE_Brownfield | IgnoreSilica | 9.8823 | 0.80094 | 0.034225 | 4 | 78307.3246 | 221101.0731 | 1596.4007 | 4507.4444 | 40.3178 | 2.9926 | 52.7759 | 276654.5918 | 0 | 349546.4932 | 0 | 0 | 0 | 24470.9472 | 253762.0926 | 660236.9111 | 450625.2583 | 2015296.2942 | 961560.8286 | 7743554.7612 | 7743554.7612 | 7866811.9264 | 3938351.203 | 0 | 10720411.884 | 30269129.7746 | 3162.2777 | 0.1369 | 78307.3246 | 221101.0731 | 1596.4007 | 4507.4444
1 | 2100 | 707 | 0.03 | 15 | 15 | 7 | 4.217e-12 | 5spot_SharedNeighbor | CO2 | Porous | Wet | R245fa | MinimizeLCOE_Brownfield | IgnoreSilica | 12.4988 | 1.0263 | 0.045416 | 4 | 60740.6661 | 168350.4982 | 1238.2806 | 3432.0526 | 40.413 | 3.0025 | 28.6755 | 327799.6158 | 0 | 424225.363 | 0 | 0 | 0 | 0 | 293289.7417 | 763079.746 | 520817.6064 | 2329212.0729 | 961560.8286 | 7743554.7612 | 7743554.7612 | 7866811.9264 | 3938351.203 | 0 | 11034327.6627 | 30583045.5533 | 4216.965 | 0.18166 | 60740.6661 | 168350.4982 | 1238.2806 | 3432.0526
1 | 2100 | 707 | 0.03 | 15 | 15 | 7 | 5.6234e-12 | 5spot_SharedNeighbor | CO2 | Porous | Wet | R245fa | MinimizeLCOE_Brownfield | IgnoreSilica | 16.6593 | 1.3812 | 0.060866 | 4 | 47706.5317 | 127999.9697 | 972.5622 | 2609.4525 | 40.4874 | 3.0084 | 38.6406 | 402679.3264 | 0 | 536798.247 | 0 | 0 | 0 | 0 | 366396.2536 | 953287.8937 | 650638.5755 | 2909800.2961 | 961560.8286 | 7743554.7612 | 7743554.7612 | 7866811.9264 | 3938351.203 | 0 | 11614915.886 | 31163633.7766 | 5623.4133 | 0.24347 | 47706.5317 | 127999.9697 | 972.5622 | 2609.4525
1 | 2100 | 707 | 0.03 | 15 | 15 | 7 | 7.4989e-12 | 5spot_SharedNeighbor | CO2 | Porous | Wet | R245fa | MinimizeLCOE_Brownfield | IgnoreSilica | 22.1505 | 1.8497 | 0.08107 | 4 | 38019.0602 | 98302.7664 | 775.07 | 2004.0349 | 40.5171 | 3.0073 | 25.7425 | 492931.1584 | 0 | 677025.776 | 0 | 0 | 0 | 0 | 456283.2044 | 1187155.3013 | 810257.8867 | 3623653.3268 | 961560.8286 | 7743554.7612 | 7743554.7612 | 7866811.9264 | 3938351.203 | 0 | 12328768.9167 | 31877486.8072 | 7498.9421 | 0.32428 | 38019.0602 | 98302.7664 | 775.07 | 2004.0349
1 | 2100 | 707 | 0.03 | 15 | 15 | 7 | 1e-11 | 5spot_SharedNeighbor | CO2 | Porous | Wet | R245fa | MinimizeLCOE_Brownfield | IgnoreSilica | 29.3486 | 2.464 | 0.1071 | 4 | 30812.4611 | 76442.8734 | 628.1537 | 1558.3914 | 40.4931 | 2.9968 | 53.1111 | 600679.9083 | 0 | 850728.9088 | 0 | 0 | 0 | 0 | 566049.4387 | 1472744.5268 | 1005178.4014 | 4495381.184 | 961560.8286 | 7743554.7612 | 7743554.7612 | 7866811.9264 | 3938351.203 | 0 | 13200496.7739 | 32749214.6644 | 10000 | 0.42841 | 30812.4611 | 76442.8734 | 628.1537 | 1558.3914
1 | 2100 | 707 | 0.03 | 15 | 15 | 7 | 1.3335e-11 | 5spot_SharedNeighbor | CO2 | Porous | Wet | R245fa | MinimizeLCOE_Brownfield | IgnoreSilica | 38.6519 | 3.2579 | 0.13976 | 4 | 25488.7893 | 60456.8044 | 519.6234 | 1232.4937 | 40.398 | 2.973 | 47.6046 | 726877.7964 | 0 | 1063186.1536 | 0 | 0 | 0 | 0 | 698124.9405 | 1816377.8901 | 1239715.2328 | 5544282.0135 | 961560.8286 | 7743554.7612 | 7743554.7612 | 7866811.9264 | 3938351.203 | 0 | 14249397.6033 | 33798115.4939 | 13335.2143 | 0.55905 | 25488.7893 | 60456.8044 | 519.6234 | 1232.4937
1 | 2100 | 707 | 0.03 | 15 | 15 | 7 | 1.7783e-11 | 5spot_SharedNeighbor | CO2 | Porous | Wet | R245fa | MinimizeLCOE_Brownfield | IgnoreSilica | 50.465 | 4.2659 | 0.17899 | 4 | 21630.6147 | 48934.5964 | 440.9693 | 997.5979 | 40.1931 | 2.9278 | 47.402 | 870465.2034 | 0 | 1319108.639 | 0 | 0 | 0 | 0 | 853933.7985 | 2221760.5779 | 1516397.247 | 6781665.4658 | 961560.8286 | 7743554.7612 | 7743554.7612 | 7866811.9264 | 3938351.203 | 0 | 15486781.0556 | 35035498.9462 | 17782.7941 | 0.71597 | 21630.6147 | 48934.5964 | 440.9693 | 997.5979
1 | 2100 | 707 | 0.03 | 15 | 15 | 7 | 2.3714e-11 | 5spot_SharedNeighbor | CO2 | Porous | Wet | R245fa | MinimizeLCOE_Brownfield | IgnoreSilica | 64.942 | 5.4983 | 0.22249 | 4 | 18976.9752 | 40943.1277 | 386.8713 | 834.681 | 39.8273 | 2.8517 | 48.1513 | 1025008.4422 | 0 | 1617136.2151 | 0 | 0 | 0 | 0 | 1030436.4163 | 2680984.1837 | 1829826.7941 | 8183392.0515 | 961560.8286 | 7743554.7612 | 7743554.7612 | 7866811.9264 | 3938351.203 | 0 | 16888507.6413 | 36437225.5319 | 23713.7371 | 0.88995 | 18976.9752 | 40943.1277 | 386.8713 | 834.681
1 | 2100 | 707 | 0.03 | 15 | 15 | 7 | 3.1623e-11 | 5spot_SharedNeighbor | CO2 | Porous | Wet | R245fa | MinimizeLCOE_Brownfield | IgnoreSilica | 81.8339 | 6.9275 | 0.2647 | 4 | 17365.7515 | 35828.6142 | 354.0243 | 730.4148 | 39.2404 | 2.7342 | 42.6644 | 1177771.3916 | 0 | 1948213.1008 | 0 | 0 | 0 | 0 | 1219133.952 | 3171936.4644 | 2164911.8137 | 9681966.7225 | 961560.8286 | 7743554.7612 | 7743554.7612 | 7866811.9264 | 3938351.203 | 0 | 18387082.3123 | 37935800.2029 | 31622.7766 | 1.0588 | 17365.7515 | 35828.6142 | 354.0243 | 730.4148
1 | 2100 | 707 | 0.03 | 15 | 15 | 7 | 4.217e-11 | 5spot_SharedNeighbor | CO2 | Porous | Wet | R245fa | MinimizeLCOE_Brownfield | IgnoreSilica | 100.4501 | 8.4873 | 0.29721 | 4 | 16723.8033 | 33167.1733 | 340.9374 | 676.1577 | 38.3829 | 2.5677 | 56.429 | 1311627.7044 | 0 | 2297051.8605 | 0 | 0 | 0 | 0 | 1407385.0303 | 3661727.1546 | 2499204.024 | 11176995.7739 | 961560.8286 | 7743554.7612 | 7743554.7612 | 7866811.9264 | 3938351.203 | 0 | 19882111.3637 | 39430829.2543 | 42169.6503 | 1.1889 | 16723.8033 | 33167.1733 | 340.9374 | 676.1577
1 | 2100 | 707 | 0.03 | 15 | 15 | 7 | 5.6234e-11 | 5spot_SharedNeighbor | CO2 | Porous | Wet | R245fa | MinimizeLCOE_Brownfield | IgnoreSilica | 103.7427 | 8.7606 | 0.30099 | 4 | 16718.4095 | 32955.1647 | 340.8274 | 671.8356 | 38.2027 | 2.5334 | 75.2392 | 1331103.8866 | 0 | 2357165.0334 | 0 | 0 | 0 | 0 | 1438424.8788 | 3742486.4732 | 2554323.9183 | 11423504.1903 | 961560.8286 | 7743554.7612 | 7743554.7612 | 7866811.9264 | 3938351.203 | 0 | 20128619.7802 | 39677337.6708 | 56234.1325 | 1.204 | 16718.4095 | 32955.1647 | 340.8274 | 671.8356
1 | 2100 | 707 | 0.03 | 15 | 15 | 7 | 7.4989e-11 | 5spot_SharedNeighbor | CO2 | Porous | Wet | R245fa | MinimizeLCOE_Brownfield | IgnoreSilica | 103.6696 | 8.7535 | 0.30082 | 4 | 16722.4845 | 32968.6435 | 340.9105 | 672.1104 | 38.2036 | 2.5337 | 78.2385 | 1330464.7042 | 0 | 2355625.5735 | 0 | 0 | 0 | 0 | 1437575.2083 | 3740275.8048 | 2552815.0918 | 11416756.3826 | 961560.8286 | 7743554.7612 | 7743554.7612 | 7866811.9264 | 3938351.203 | 0 | 20121871.9725 | 39670589.863 | 74989.4209 | 1.2033 | 16722.4845 | 32968.6435 | 340.9105 | 672.1104
1 | 2100 | 707 | 0.03 | 15 | 15 | 7 | 1e-10 | 5spot_SharedNeighbor | CO2 | Porous | Wet | R245fa | MinimizeLCOE_Brownfield | IgnoreSilica | 103.6307 | 8.7495 | 0.30071 | 4 | 16725.6235 | 32977.9772 | 340.9745 | 672.3007 | 38.2034 | 2.5337 | 74.8146 | 1330074.5665 | 0 | 2354758.495 | 0 | 0 | 0 | 0 | 1437084.894 | 3739000.1075 | 2551944.4021 | 11412862.465 | 961560.8286 | 7743554.7612 | 7743554.7612 | 7866811.9264 | 3938351.203 | 0 | 20117978.0549 | 39666695.9454 | 100000 | 1.2028 | 16725.6235 | 32977.9772 | 340.9745 | 672.3007
1 | 2100 | 707 | 0.03 | 15 | 15 | 7 | 1.3335e-10 | 5spot_SharedNeighbor | CO2 | Porous | Wet | R245fa | MinimizeLCOE_Brownfield | IgnoreSilica | 103.5964 | 8.7461 | 0.30061 | 4 | 16728.0284 | 32985.3971 | 341.0235 | 672.4519 | 38.2035 | 2.5338 | 81.2672 | 1329749.7695 | 0 | 2354013.2771 | 0 | 0 | 0 | 0 | 1436667.5882 | 3737914.3634 | 2551203.3595 | 11409548.3576 | 961560.8286 | 7743554.7612 | 7743554.7612 | 7866811.9264 | 3938351.203 | 0 | 20114663.9474 | 39663381.838 | 133352.1432 | 1.2025 | 16728.0284 | 32985.3971 | 341.0235 | 672.4519
1 | 2100 | 707 | 0.03 | 15 | 15 | 7 | 1.7783e-10 | 5spot_SharedNeighbor | CO2 | Porous | Wet | R245fa | MinimizeLCOE_Brownfield | IgnoreSilica | 103.5723 | 8.7437 | 0.30054 | 4 | 16729.8623 | 32990.9316 | 341.0609 | 672.5648 | 38.2034 | 2.5338 | 77.3892 | 1329514.2002 | 0 | 2353482.7216 | 0 | 0 | 0 | 0 | 1436368.7995 | 3737136.9766 | 2550672.777 | 11407175.4749 | 961560.8286 | 7743554.7612 | 7743554.7612 | 7866811.9264 | 3938351.203 | 0 | 20112291.0647 | 39661008.9553 | 177827.941 | 1.2022 | 16729.8623 | 32990.9316 | 341.0609 | 672.5648
1 | 2100 | 707 | 0.03 | 15 | 15 | 7 | 2.3714e-10 | 5spot_SharedNeighbor | CO2 | Porous | Wet | R245fa | MinimizeLCOE_Brownfield | IgnoreSilica | 103.5381 | 8.7405 | 0.30048 | 4 | 16731.2555 | 32996.0981 | 341.0893 | 672.6701 | 38.2043 | 2.534 | 76.2272 | 1329242.0925 | 0 | 2352788.98 | 0 | 0 | 0 | 0 | 1435992.1183 | 3736156.9293 | 2550003.8746 | 11404183.9948 | 961560.8286 | 7743554.7612 | 7743554.7612 | 7866811.9264 | 3938351.203 | 0 | 20109299.5846 | 39658017.4752 | 237137.3706 | 1.2019 | 16731.2555 | 32996.0981 | 341.0893 | 672.6701
1 | 2100 | 707 | 0.03 | 15 | 15 | 7 | 3.1623e-10 | 5spot_SharedNeighbor | CO2 | Porous | Wet | R245fa | MinimizeLCOE_Brownfield | IgnoreSilica | 103.5381 | 8.7403 | 0.30045 | 4 | 16732.3107 | 32998.4476 | 341.1108 | 672.718 | 38.2035 | 2.5339 | 75.7477 | 1329187.5419 | 0 | 2352736.3612 | 0 | 0 | 0 | 0 | 1435950.3222 | 3736048.1844 | 2549929.654 | 11403852.0637 | 961560.8286 | 7743554.7612 | 7743554.7612 | 7866811.9264 | 3938351.203 | 0 | 20108967.6535 | 39657685.5441 | 316227.766 | 1.2018 | 16732.3107 | 32998.4476 | 341.1108 | 672.718
1 | 2100 | 707 | 0.03 | 15 | 15 | 7 | 4.217e-10 | 5spot_SharedNeighbor | CO2 | Porous | Wet | R245fa | MinimizeLCOE_Brownfield | IgnoreSilica | 103.5233 | 8.7388 | 0.30042 | 4 | 16733.1078 | 33001.1152 | 341.127 | 672.7724 | 38.2037 | 2.534 | 84.2603 | 1329059.8733 | 0 | 2352426.8388 | 0 | 0 | 0 | 0 | 1435779.8177 | 3735604.5668 | 2549626.8758 | 11402497.9724 | 961560.8286 | 7743554.7612 | 7743554.7612 | 7866811.9264 | 3938351.203 | 0 | 20107613.5623 | 39656331.4528 | 421696.5034 | 1.2017 | 16733.1078 | 33001.1152 | 341.127 | 672.7724
1 | 2100 | 707 | 0.03 | 15 | 15 | 7 | 5.6234e-10 | 5spot_SharedNeighbor | CO2 | Porous | Wet | R245fa | MinimizeLCOE_Brownfield | IgnoreSilica | 103.5038 | 8.7371 | 0.30038 | 4 | 16733.7091 | 33003.6256 | 341.1393 | 672.8235 | 38.2043 | 2.5341 | 82.007 | 1328915.3285 | 0 | 2352042.8218 | 0 | 0 | 0 | 0 | 1435573.6786 | 3735068.2351 | 2549260.8184 | 11400860.8823 | 961560.8286 | 7743554.7612 | 7743554.7612 | 7866811.9264 | 3938351.203 | 0 | 20105976.4722 | 39654694.3628 | 562341.3252 | 1.2015 | 16733.7091 | 33003.6256 | 341.1393 | 672.8235
1 | 2100 | 707 | 0.03 | 15 | 15 | 7 | 7.4989e-10 | 5spot_SharedNeighbor | CO2 | Porous | Wet | R245fa | MinimizeLCOE_Brownfield | IgnoreSilica | 103.5038 | 8.737 | 0.30037 | 4 | 16734.1619 | 33004.6336 | 341.1485 | 672.8441 | 38.204 | 2.5341 | 82.3675 | 1328891.956 | 0 | 2352020.3437 | 0 | 0 | 0 | 0 | 1435555.7969 | 3735021.7105 | 2549229.0644 | 11400718.8716 | 961560.8286 | 7743554.7612 | 7743554.7612 | 7866811.9264 | 3938351.203 | 0 | 20105834.4614 | 39654552.352 | 749894.2093 | 1.2015 | 16734.1619 | 33004.6336 | 341.1485 | 672.8441
1 | 2100 | 707 | 0.03 | 15 | 15 | 7 | 1e-09 | 5spot_SharedNeighbor | CO2 | Porous | Wet | R245fa | MinimizeLCOE_Brownfield | IgnoreSilica | 103.5038 | 8.7369 | 0.30036 | 4 | 16734.5027 | 33005.3922 | 341.1555 | 672.8596 | 38.2037 | 2.534 | 82.6288 | 1328874.3729 | 0 | 2352003.4435 | 0 | 0 | 0 | 0 | 1435542.3484 | 3734986.7203 | 2549205.1829 | 11400612.0679 | 961560.8286 | 7743554.7612 | 7743554.7612 | 7866811.9264 | 3938351.203 | 0 | 20105727.6577 | 39654445.5483 | 1000000 | 1.2015 | 16734.5027 | 33005.3922 | 341.1555 | 672.8596
1 | 2100 | 707 | 0.03 | 15 | 15 | 7 | 1.3335e-09 | 5spot_SharedNeighbor | CO2 | Porous | Wet | R245fa | MinimizeLCOE_Brownfield | IgnoreSilica | 103.4844 | 8.7352 | 0.30034 | 4 | 16734.7588 | 33007.1344 | 341.1607 | 672.8951 | 38.2046 | 2.5342 | 81.4527 | 1328747.6742 | 0 | 2351636.6534 | 0 | 0 | 0 | 0 | 1435349.8878 | 3734485.9773 | 2548863.4155 | 11399083.6082 | 961560.8286 | 7743554.7612 | 7743554.7612 | 7866811.9264 | 3938351.203 | 0 | 20104199.1981 | 39652917.0886 | 1333521.4322 | 1.2013 | 16734.7588 | 33007.1344 | 341.1607 | 672.8951
1 | 2100 | 707 | 0.03 | 15 | 15 | 7 | 1.7783e-09 | 5spot_SharedNeighbor | CO2 | Porous | Wet | R245fa | MinimizeLCOE_Brownfield | IgnoreSilica | 103.4844 | 8.7352 | 0.30033 | 4 | 16734.9512 | 33007.5626 | 341.1646 | 672.9038 | 38.2044 | 2.5342 | 82.21 | 1328737.7528 | 0 | 2351627.1251 | 0 | 0 | 0 | 0 | 1435342.3024 | 3734466.2417 | 2548849.9456 | 11399023.3677 | 961560.8286 | 7743554.7612 | 7743554.7612 | 7866811.9264 | 3938351.203 | 0 | 20104138.9575 | 39652856.8481 | 1778279.41 | 1.2013 | 16734.9512 | 33007.5626 | 341.1646 | 672.9038
1 | 2100 | 707 | 0.03 | 15 | 15 | 7 | 2.3714e-09 | 5spot_SharedNeighbor | CO2 | Porous | Wet | R245fa | MinimizeLCOE_Brownfield | IgnoreSilica | 103.4844 | 8.7351 | 0.30033 | 4 | 16735.0957 | 33007.8842 | 341.1676 | 672.9104 | 38.2043 | 2.5342 | 80.6627 | 1328730.3027 | 0 | 2351619.9721 | 0 | 0 | 0 | 0 | 1435336.6072 | 3734451.4239 | 2548839.8321 | 11398978.138 | 961560.8286 | 7743554.7612 | 7743554.7612 | 7866811.9264 | 3938351.203 | 0 | 20104093.7278 | 39652811.6184 | 2371373.7057 | 1.2013 | 16735.0957 | 33007.8842 | 341.1676 | 672.9104
1 | 2100 | 707 | 0.03 | 15 | 15 | 7 | 3.1623e-09 | 5spot_SharedNeighbor | CO2 | Porous | Wet | R245fa | MinimizeLCOE_Brownfield | IgnoreSilica | 103.4844 | 8.7351 | 0.30033 | 4 | 16735.2042 | 33008.1256 | 341.1698 | 672.9153 | 38.2043 | 2.5342 | 81.8009 | 1328724.7103 | 0 | 2351614.6036 | 0 | 0 | 0 | 0 | 1435332.3324 | 3734440.3018 | 2548832.2411 | 11398944.1892 | 961560.8286 | 7743554.7612 | 7743554.7612 | 7866811.9264 | 3938351.203 | 0 | 20104059.779 | 39652777.6696 | 3162277.6602 | 1.2013 | 16735.2042 | 33008.1256 | 341.1698 | 672.9153
1 | 2100 | 707 | 0.03 | 15 | 15 | 7 | 4.217e-09 | 5spot_SharedNeighbor | CO2 | Porous | Wet | R245fa | MinimizeLCOE_Brownfield | IgnoreSilica | 103.4844 | 8.7351 | 0.30032 | 4 | 16735.2856 | 33008.3068 | 341.1714 | 672.919 | 38.2042 | 2.5341 | 80.9574 | 1328720.5133 | 0 | 2351610.5754 | 0 | 0 | 0 | 0 | 1435329.1246 | 3734431.9556 | 2548826.5446 | 11398918.7135 | 961560.8286 | 7743554.7612 | 7743554.7612 | 7866811.9264 | 3938351.203 | 0 | 20104034.3033 | 39652752.1939 | 4216965.0343 | 1.2013 | 16735.2856 | 33008.3068 | 341.1714 | 672.919
1 | 2100 | 707 | 0.03 | 15 | 15 | 7 | 5.6234e-09 | 5spot_SharedNeighbor | CO2 | Porous | Wet | R245fa | MinimizeLCOE_Brownfield | IgnoreSilica | 103.4844 | 8.7351 | 0.30032 | 4 | 16735.3467 | 33008.4427 | 341.1727 | 672.9218 | 38.2042 | 2.5341 | 79.7895 | 1328717.3642 | 0 | 2351607.5532 | 0 | 0 | 0 | 0 | 1435326.7178 | 3734425.6936 | 2548822.2707 | 11398899.5995 | 961560.8286 | 7743554.7612 | 7743554.7612 | 7866811.9264 | 3938351.203 | 0 | 20104015.1893 | 39652733.0799 | 5623413.2519 | 1.2013 | 16735.3467 | 33008.4427 | 341.1727 | 672.9218
1 | 2100 | 707 | 0.03 | 15 | 15 | 7 | 7.4989e-09 | 5spot_SharedNeighbor | CO2 | Porous | Wet | R245fa | MinimizeLCOE_Brownfield | IgnoreSilica | 103.4844 | 8.7351 | 0.30032 | 4 | 16735.3925 | 33008.5447 | 341.1736 | 672.9238 | 38.2041 | 2.5341 | 82.0437 | 1328715.0016 | 0 | 2351605.2861 | 0 | 0 | 0 | 0 | 1435324.9122 | 3734420.996 | 2548819.0644 | 11398885.2604 | 961560.8286 | 7743554.7612 | 7743554.7612 | 7866811.9264 | 3938351.203 | 0 | 20104000.8502 | 39652718.7408 | 7498942.0933 | 1.2013 | 16735.3925 | 33008.5447 | 341.1736 | 672.9238
1 | 2100 | 707 | 0.03 | 15 | 15 | 7 | 1e-08 | 5spot_SharedNeighbor | CO2 | Porous | Wet | R245fa | MinimizeLCOE_Brownfield | IgnoreSilica | 103.4797 | 8.7347 | 0.30032 | 4 | 16735.4269 | 33008.9003 | 341.1743 | 672.9311 | 38.2043 | 2.5342 | 81.8411 | 1328686.2106 | 0 | 2351519.2826 | 0 | 0 | 0 | 0 | 1435280.1423 | 3734304.5139 | 2548739.563 | 11398529.7124 | 961560.8286 | 7743554.7612 | 7743554.7612 | 7866811.9264 | 3938351.203 | 0 | 20103645.3022 | 39652363.1928 | 10000000 | 1.2013 | 16735.4269 | 33008.9003 | 341.1743 | 672.9311
1 | 2200 | 707 | 0.03 | 15 | 15 | 7 | 1e-13 | 5spot_SharedNeighbor | CO2 | Porous | Wet | R245fa | MinimizeLCOE_Brownfield | IgnoreSilica | 0.29207 | -0.0069008 | 0.00025219 | 4 | 9106160.9292 | 29228651.4373 | 185641.4075 | 595865.5942 | 30.2465 | 1.8763 | 32.0365 | 12802.9032 | 0 | 7165.3146 | 0 | 0 | 0 | 7162.8186 | 10581.1042 | 27529.8626 | 18789.6969 | 84031.6999 | 961560.8286 | 8140174.0823 | 8140174.0823 | 8088200.634 | 4070025.7703 | 0 | 9185766.6109 | 29484167.0975 | 100 | 0.0010087 | 9106160.9292 | 29228651.4373 | 185641.4075 | 595865.5942
1 | 2200 | 707 | 0.03 | 15 | 15 | 7 | 1.3335e-13 | 5spot_SharedNeighbor | CO2 | Porous | Wet | R245fa | MinimizeLCOE_Brownfield | IgnoreSilica | 0.46248 | 0.0019516 | 0.00051638 | 4 | 4481321.3152 | 14308633.7522 | 91357.7964 | 291700.8529 | 33.7414 | 2.3009 | 39.2269 | 21981.2655 | 0 | 16269.6803 | 0 | 0 | 0 | 11623.4906 | 19451.0302 | 50607.5906 | 34540.7205 | 154473.7777 | 961560.8286 | 8140174.0823 | 8140174.0823 | 8088200.634 | 4070025.7703 | 0 | 9256208.6886 | 29554609.1753 | 133.3521 | 0.0020655 | 4481321.3152 | 14308633.7522 | 91357.7964 | 291700.8529
1 | 2200 | 707 | 0.03 | 15 | 15 | 7 | 1.7783e-13 | 5spot_SharedNeighbor | CO2 | Porous | Wet | R245fa | MinimizeLCOE_Brownfield | IgnoreSilica | 0.6477 | 0.014872 | 0.00095415 | 4 | 2443695.0855 | 7762144.3767 | 49818.0297 | 158241.8122 | 35.803 | 2.5675 | 36.2861 | 31575.4716 | 0 | 26003.544 | 0 | 0 | 0 | 15025.6083 | 28315.8033 | 73671.9119 | 50282.5937 | 224874.9327 | 961560.8286 | 8140174.0823 | 8140174.0823 | 8088200.634 | 4070025.7703 | 0 | 9326609.8437 | 29625010.3303 | 177.8279 | 0.0038166 | 2443695.0855 | 7762144.3767 | 49818.0297 | 158241.8122
1 | 2200 | 707 | 0.03 | 15 | 15 | 7 | 2.3714e-13 | 5spot_SharedNeighbor | CO2 | Porous | Wet | R245fa | MinimizeLCOE_Brownfield | IgnoreSilica | 0.88403 | 0.033187 | 0.0016138 | 4 | 1457762.4361 | 4602293.6647 | 29718.459 | 93823.9814 | 37.361 | 2.7711 | 42.4097 | 43013.0157 | 0 | 37906.5622 | 0 | 0 | 0 | 18630.191 | 38824.4099 | 101013.1506 | 68943.5509 | 308330.8803 | 961560.8286 | 8140174.0823 | 8140174.0823 | 8088200.634 | 4070025.7703 | 0 | 9410065.7912 | 29708466.2779 | 237.1374 | 0.0064551 | 1457762.4361 | 4602293.6647 | 29718.459 | 93823.9814
1 | 2200 | 707 | 0.03 | 15 | 15 | 7 | 3.1623e-13 | 5spot_SharedNeighbor | CO2 | Porous | Wet | R245fa | MinimizeLCOE_Brownfield | IgnoreSilica | 1.1847 | 0.057837 | 0.0025579 | 4 | 929248.1171 | 2913168.5003 | 18943.9798 | 59388.8802 | 38.559 | 2.9258 | 90.2918 | 56440.8083 | 0 | 52273.3392 | 0 | 0 | 0 | 22314.6131 | 51101.2166 | 132954.8834 | 90744.4398 | 405829.3004 | 961560.8286 | 8140174.0823 | 8140174.0823 | 8088200.634 | 4070025.7703 | 0 | 9507564.2114 | 29805964.698 | 316.2278 | 0.010231 | 929248.1171 | 2913168.5003 | 18943.9798 | 59388.8802
1 | 2200 | 707 | 0.03 | 15 | 15 | 7 | 4.217e-13 | 5spot_SharedNeighbor | CO2 | Porous | Wet | R245fa | MinimizeLCOE_Brownfield | IgnoreSilica | 1.5931 | 0.092095 | 0.0038743 | 4 | 621508.0015 | 1931332.7184 | 12670.2813 | 39372.8298 | 39.5426 | 3.0498 | 125.5701 | 73157.7881 | 0 | 70694.4655 | 0 | 0 | 0 | 27201.4883 | 66710.9594 | 173568.232 | 118463.8848 | 529796.8181 | 961560.8286 | 8140174.0823 | 8140174.0823 | 8088200.634 | 4070025.7703 | 0 | 9631531.729 | 29929932.2156 | 421.6965 | 0.015497 | 621508.0015 | 1931332.7184 | 12670.2813 | 39372.8298
1 | 2200 | 707 | 0.03 | 15 | 15 | 7 | 5.6234e-13 | 5spot_SharedNeighbor | CO2 | Porous | Wet | R245fa | MinimizeLCOE_Brownfield | IgnoreSilica | 2.1182 | 0.13702 | 0.0056732 | 4 | 430858.6333 | 1325348.9493 | 8783.636 | 27019.031 | 40.3039 | 3.143 | 168.4089 | 92796.9987 | 0 | 93000.0396 | 0 | 0 | 0 | 32335.1944 | 85071.5707 | 221338.7764 | 151068.263 | 675610.8428 | 961560.8286 | 8140174.0823 | 8140174.0823 | 8088200.634 | 4070025.7703 | 0 | 9777345.7537 | 30075746.2403 | 562.3413 | 0.022693 | 430858.6333 | 1325348.9493 | 8783.636 | 27019.031
1 | 2200 | 707 | 0.03 | 15 | 15 | 7 | 7.4989e-13 | 5spot_SharedNeighbor | CO2 | Porous | Wet | R245fa | MinimizeLCOE_Brownfield | IgnoreSilica | 2.7935 | 0.19548 | 0.0081054 | 4 | 306864.3608 | 932940.5572 | 6255.8451 | 19019.2552 | 40.8948 | 3.2129 | 41.3333 | 115900.8039 | 0 | 120045.3946 | 0 | 0 | 0 | 37619.648 | 106690.6802 | 277587.2645 | 189459.0119 | 847302.8031 | 961560.8286 | 8140174.0823 | 8140174.0823 | 8088200.634 | 4070025.7703 | 0 | 9949037.7141 | 30247438.2007 | 749.8942 | 0.032422 | 306864.3608 | 932940.5572 | 6255.8451 | 19019.2552
1 | 2200 | 707 | 0.03 | 15 | 15 | 7 | 1e-12 | 5spot_SharedNeighbor | CO2 | Porous | Wet | R245fa | MinimizeLCOE_Brownfield | IgnoreSilica | 3.6903 | 0.27339 | 0.011373 | 4 | 223349.0349 | 669527.9413 | 4553.2722 | 13649.2327 | 41.3684 | 3.2677 | 42.576 | 143997.3222 | 0 | 153897.3242 | 0 | 0 | 0 | 44109.8655 | 133381.7597 | 347031.9783 | 236856.456 | 1059274.7059 | 961560.8286 | 8140174.0823 | 8140174.0823 | 8088200.634 | 4070025.7703 | 0 | 10161009.6168 | 30459410.1035 | 1000 | 0.045494 | 223349.0349 | 669527.9413 | 4553.2722 | 13649.2327
1 | 2200 | 707 | 0.03 | 15 | 15 | 7 | 1.3335e-12 | 5spot_SharedNeighbor | CO2 | Porous | Wet | R245fa | MinimizeLCOE_Brownfield | IgnoreSilica | 4.8345 | 0.37333 | 0.01573 | 4 | 165422.7488 | 488027.1547 | 3372.3665 | 9949.0937 | 41.7302 | 3.3085 | 50.9518 | 176867.7746 | 0 | 194656.1148 | 0 | 0 | 0 | 50376.2594 | 164541.0581 | 428102.0811 | 292188.4669 | 1306731.7549 | 961560.8286 | 8140174.0823 | 8140174.0823 | 8088200.634 | 4070025.7703 | 0 | 10408466.6659 | 30706867.1525 | 1333.5214 | 0.06292 | 165422.7488 | 488027.1547 | 3372.3665 | 9949.0937
1 | 2200 | 707 | 0.03 | 15 | 15 | 7 | 1.7783e-12 | 5spot_SharedNeighbor | CO2 | Porous | Wet | R245fa | MinimizeLCOE_Brownfield | IgnoreSilica | 6.3233 | 0.50364 | 0.021525 | 4 | 124349.8776 | 360108.231 | 2535.0404 | 7341.2934 | 42.0112 | 3.3395 | 48.9943 | 216169.6111 | 0 | 244774.4741 | 0 | 0 | 0 | 57121.9421 | 202045.7506 | 525681.5979 | 358788.4922 | 1604581.8679 | 961560.8286 | 8140174.0823 | 8140174.0823 | 8088200.634 | 4070025.7703 | 0 | 10706316.7789 | 31004717.2655 | 1778.2794 | 0.086098 | 124349.8776 | 360108.231 | 2535.0404 | 7341.2934
1 | 2200 | 707 | 0.03 | 15 | 15 | 7 | 2.3714e-12 | 5spot_SharedNeighbor | CO2 | Porous | Wet | R245fa | MinimizeLCOE_Brownfield | IgnoreSilica | 8.2381 | 0.67158 | 0.029192 | 4 | 94712.4898 | 268546.09 | 1930.8422 | 5474.6753 | 42.2251 | 3.3624 | 50.3292 | 262690.955 | 0 | 305754.8825 | 0 | 0 | 0 | 63650.0758 | 246517.4062 | 641387.7233 | 437760.3003 | 1957761.3431 | 961560.8286 | 8140174.0823 | 8140174.0823 | 8088200.634 | 4070025.7703 | 0 | 11059496.2541 | 31357896.7407 | 2371.3737 | 0.11677 | 94712.4898 | 268546.09 | 1930.8422 | 5474.6753
1 | 2200 | 707 | 0.03 | 15 | 15 | 7 | 3.1623e-12 | 5spot_SharedNeighbor | CO2 | Porous | Wet | R245fa | MinimizeLCOE_Brownfield | IgnoreSilica | 10.6935 | 0.88727 | 0.039291 | 4 | 73027.0908 | 202179.8713 | 1488.756 | 4121.7101 | 42.3848 | 3.3787 | 40.3151 | 317680.7608 | 0 | 379821.942 | 0 | 0 | 0 | 69507.9364 | 299134.1493 | 778285.6955 | 531195.9794 | 2375626.4634 | 961560.8286 | 8140174.0823 | 8140174.0823 | 8088200.634 | 4070025.7703 | 0 | 11477361.3743 | 31775761.8609 | 3162.2777 | 0.15717 | 73027.0908 | 202179.8713 | 1488.756 | 4121.7101
1 | 2200 | 707 | 0.03 | 15 | 15 | 7 | 4.217e-12 | 5spot_SharedNeighbor | CO2 | Porous | Wet | R245fa | MinimizeLCOE_Brownfield | IgnoreSilica | 13.7823 | 1.1592 | 0.052472 | 4 | 56978.5529 | 153689.6207 | 1161.5849 | 3133.1708 | 42.4978 | 3.3891 | 49.8335 | 381554.4342 | 0 | 468206.5516 | 0 | 0 | 0 | 72774.1701 | 359788.7108 | 936096.4228 | 638905.0434 | 2857325.3329 | 961560.8286 | 8140174.0823 | 8140174.0823 | 8088200.634 | 4070025.7703 | 0 | 11959060.2439 | 32257460.7305 | 4216.965 | 0.20989 | 56978.5529 | 153689.6207 | 1161.5849 | 3133.1708
1 | 2200 | 707 | 0.03 | 15 | 15 | 7 | 5.6234e-12 | 5spot_SharedNeighbor | CO2 | Porous | Wet | R245fa | MinimizeLCOE_Brownfield | IgnoreSilica | 17.6191 | 1.4978 | 0.069489 | 4 | 44989.2802 | 118016.2994 | 917.1673 | 2405.9219 | 42.5703 | 3.394 | 50.394 | 454955.8586 | 0 | 572559.2199 | 0 | 0 | 0 | 71319.2312 | 428545.3808 | 1114987.174 | 761001.6569 | 3403368.5213 | 961560.8286 | 8140174.0823 | 8140174.0823 | 8088200.634 | 4070025.7703 | 0 | 12505103.4322 | 32803503.9188 | 5623.4133 | 0.27796 | 44989.2802 | 118016.2994 | 917.1673 | 2405.9219
1 | 2200 | 707 | 0.03 | 15 | 15 | 7 | 7.4989e-12 | 5spot_SharedNeighbor | CO2 | Porous | Wet | R245fa | MinimizeLCOE_Brownfield | IgnoreSilica | 22.1675 | 1.9007 | 0.090938 | 4 | 35957.7809 | 91760.8395 | 733.048 | 1870.6688 | 42.6042 | 3.3932 | 49.2066 | 535668.0527 | 0 | 690478.2291 | 0 | 0 | 0 | 58195.5388 | 500893.31 | 1303221.6454 | 889475.5515 | 3977932.3275 | 961560.8286 | 8140174.0823 | 8140174.0823 | 8088200.634 | 4070025.7703 | 0 | 13079667.2384 | 33378067.725 | 7498.9421 | 0.36375 | 35957.7809 | 91760.8395 | 733.048 | 1870.6688
1 | 2200 | 707 | 0.03 | 15 | 15 | 7 | 1e-11 | 5spot_SharedNeighbor | CO2 | Porous | Wet | R245fa | MinimizeLCOE_Brownfield | IgnoreSilica | 26.9734 | 2.3301 | 0.11651 | 4 | 29000.1028 | 72553.3353 | 591.2063 | 1479.0979 | 42.602 | 3.3871 | 46.8758 | 615226.6136 | 0 | 809919.9357 | 0 | 0 | 0 | 0 | 555807.1542 | 1446096.2036 | 986990.3732 | 4414040.2803 | 961560.8286 | 8140174.0823 | 8140174.0823 | 8088200.634 | 4070025.7703 | 0 | 13515775.1913 | 33814175.6779 | 10000 | 0.46606 | 29000.1028 | 72553.3353 | 591.2063 | 1479.0979
1 | 2200 | 707 | 0.03 | 15 | 15 | 7 | 1.3335e-11 | 5spot_SharedNeighbor | CO2 | Porous | Wet | R245fa | MinimizeLCOE_Brownfield | IgnoreSilica | 35.5508 | 3.0853 | 0.15274 | 4 | 23815.996 | 57039.7641 | 485.5213 | 1162.8327 | 42.5421 | 3.3679 | 54.1048 | 746106.422 | 0 | 1013158.9879 | 0 | 0 | 0 | 0 | 686113.5099 | 1785126.6115 | 1218385.593 | 5448891.1244 | 961560.8286 | 8140174.0823 | 8140174.0823 | 8088200.634 | 4070025.7703 | 0 | 14550626.0353 | 34849026.522 | 13335.2143 | 0.61096 | 23815.996 | 57039.7641 | 485.5213 | 1162.8327
1 | 2200 | 707 | 0.03 | 15 | 15 | 7 | 1.7783e-11 | 5spot_SharedNeighbor | CO2 | Porous | Wet | R245fa | MinimizeLCOE_Brownfield | IgnoreSilica | 46.4593 | 4.0459 | 0.19703 | 4 | 20016.5087 | 45772.5074 | 408.0636 | 933.1345 | 42.3843 | 3.3295 | 51.1306 | 896330.2516 | 0 | 1258272.6713 | 0 | 0 | 0 | 0 | 840295.1399 | 2186275.5859 | 1492178.0108 | 6673351.6596 | 961560.8286 | 8140174.0823 | 8140174.0823 | 8088200.634 | 4070025.7703 | 0 | 15775086.5706 | 36073487.0572 | 17782.7941 | 0.7881 | 20016.5087 | 45772.5074 | 408.0636 | 933.1345
1 | 2200 | 707 | 0.03 | 15 | 15 | 7 | 2.3714e-11 | 5spot_SharedNeighbor | CO2 | Porous | Wet | R245fa | MinimizeLCOE_Brownfield | IgnoreSilica | 59.8654 | 5.2248 | 0.24779 | 4 | 17323.7836 | 37802.979 | 353.1688 | 770.6649 | 42.0865 | 3.2635 | 42.2473 | 1060703.5437 | 0 | 1544543.4321 | 0 | 0 | 0 | 0 | 1016046.3206 | 2643544.1063 | 1804273.172 | 8069110.5747 | 961560.8286 | 8140174.0823 | 8140174.0823 | 8088200.634 | 4070025.7703 | 0 | 17170845.4856 | 37469245.9722 | 23713.7371 | 0.99117 | 17323.7836 | 37802.979 | 353.1688 | 770.6649
1 | 2200 | 707 | 0.03 | 15 | 15 | 7 | 3.1623e-11 | 5spot_SharedNeighbor | CO2 | Porous | Wet | R245fa | MinimizeLCOE_Brownfield | IgnoreSilica | 75.6311 | 6.6057 | 0.30046 | 4 | 15546.165 | 32435.6305 | 316.9296 | 661.2442 | 41.5903 | 3.1591 | 53.4603 | 1228452.6717 | 0 | 1865332.0809 | 0 | 0 | 0 | 0 | 1206576.0535 | 3139263.3885 | 2142611.7681 | 9582235.9628 | 961560.8286 | 8140174.0823 | 8140174.0823 | 8088200.634 | 4070025.7703 | 0 | 18683970.8737 | 38982371.3603 | 31622.7766 | 1.2018 | 15546.165 | 32435.6305 | 316.9296 | 661.2442
1 | 2200 | 707 | 0.03 | 15 | 15 | 7 | 4.217e-11 | 5spot_SharedNeighbor | CO2 | Porous | Wet | R245fa | MinimizeLCOE_Brownfield | IgnoreSilica | 93.006 | 8.1148 | 0.34714 | 4 | 14553.3069 | 29171.6081 | 296.6888 | 594.7027 | 40.864 | 3.0118 | 54.8868 | 1382743.3301 | 0 | 2203148.7054 | 0 | 0 | 0 | 0 | 1398497.8939 | 3638604.6484 | 2483422.4384 | 11106417.0162 | 961560.8286 | 8140174.0823 | 8140174.0823 | 8088200.634 | 4070025.7703 | 0 | 20208151.9272 | 40506552.4138 | 42169.6503 | 1.3886 | 14553.3069 | 29171.6081 | 296.6888 | 594.7027
1 | 2200 | 707 | 0.03 | 15 | 15 | 7 | 5.6234e-11 | 5spot_SharedNeighbor | CO2 | Porous | Wet | R245fa | MinimizeLCOE_Brownfield | IgnoreSilica | 110.3964 | 9.6096 | 0.3786 | 4 | 14257.6517 | 27661.3535 | 290.6615 | 563.9141 | 39.9358 | 2.8289 | 66.4673 | 1504067.2764 | 0 | 2528497.7734 | 0 | 0 | 0 | 0 | 1572700.3694 | 4091843.756 | 2792767.4424 | 12489876.6176 | 961560.8286 | 8140174.0823 | 8140174.0823 | 8088200.634 | 4070025.7703 | 0 | 21591611.5285 | 41890012.0151 | 56234.1325 | 1.5144 | 14257.6517 | 27661.3535 | 290.6615 | 563.9141
1 | 2200 | 707 | 0.03 | 15 | 15 | 7 | 7.4989e-11 | 5spot_SharedNeighbor | CO2 | Porous | Wet | R245fa | MinimizeLCOE_Brownfield | IgnoreSilica | 110.3445 | 9.604 | 0.37841 | 4 | 14261.1129 | 27671.4723 | 290.7321 | 564.1204 | 39.9353 | 2.8289 | 67.5076 | 1503498.4423 | 0 | 2527297.2544 | 0 | 0 | 0 | 0 | 1572010.3217 | 4090048.3935 | 2791542.0706 | 12484396.4826 | 961560.8286 | 8140174.0823 | 8140174.0823 | 8088200.634 | 4070025.7703 | 0 | 21586131.3935 | 41884531.8801 | 74989.4209 | 1.5136 | 14261.1129 | 27671.4723 | 290.7321 | 564.1204
1 | 2200 | 707 | 0.03 | 15 | 15 | 7 | 1e-10 | 5spot_SharedNeighbor | CO2 | Porous | Wet | R245fa | MinimizeLCOE_Brownfield | IgnoreSilica | 110.2855 | 9.598 | 0.37824 | 4 | 14263.7757 | 27680.1534 | 290.7864 | 564.2974 | 39.936 | 2.8292 | 79.9242 | 1502946.3207 | 0 | 2526023.7818 | 0 | 0 | 0 | 0 | 1571298.34 | 4088195.963 | 2790277.7488 | 12478742.1543 | 961560.8286 | 8140174.0823 | 8140174.0823 | 8088200.634 | 4070025.7703 | 0 | 21580477.0652 | 41878877.5519 | 100000 | 1.513 | 14263.7757 | 27680.1534 | 290.7864 | 564.2974
1 | 2200 | 707 | 0.03 | 15 | 15 | 7 | 1.3335e-10 | 5spot_SharedNeighbor | CO2 | Porous | Wet | R245fa | MinimizeLCOE_Brownfield | IgnoreSilica | 110.2466 | 9.594 | 0.37812 | 4 | 14265.8137 | 27686.5043 | 290.8279 | 564.4268 | 39.9362 | 2.8293 | 75.8463 | 1502561.6105 | 0 | 2525164.6058 | 0 | 0 | 0 | 0 | 1570813.2244 | 4086933.7917 | 2789416.2909 | 12474889.5233 | 961560.8286 | 8140174.0823 | 8140174.0823 | 8088200.634 | 4070025.7703 | 0 | 21576624.4342 | 41875024.9209 | 133352.1432 | 1.5125 | 14265.8137 | 27686.5043 | 290.8279 | 564.4268
1 | 2200 | 707 | 0.03 | 15 | 15 | 7 | 1.7783e-10 | 5spot_SharedNeighbor | CO2 | Porous | Wet | R245fa | MinimizeLCOE_Brownfield | IgnoreSilica | 110.2271 | 9.5918 | 0.37804 | 4 | 14267.3667 | 27690.8647 | 290.8596 | 564.5157 | 39.9357 | 2.8293 | 73.831 | 1502329.9164 | 0 | 2524697.4863 | 0 | 0 | 0 | 0 | 1570540.687 | 4086224.7055 | 2788932.325 | 12472725.1201 | 961560.8286 | 8140174.0823 | 8140174.0823 | 8088200.634 | 4070025.7703 | 0 | 21574460.0311 | 41872860.5177 | 177827.941 | 1.5122 | 14267.3667 | 27690.8647 | 290.8596 | 564.5157
1 | 2200 | 707 | 0.03 | 15 | 15 | 7 | 2.3714e-10 | 5spot_SharedNeighbor | CO2 | Porous | Wet | R245fa | MinimizeLCOE_Brownfield | IgnoreSilica | 110.2077 | 9.5897 | 0.37797 | 4 | 14268.5457 | 27694.3953 | 290.8836 | 564.5877 | 39.9356 | 2.8294 | 74.0811 | 1502125.9079 | 0 | 2524256.9783 | 0 | 0 | 0 | 0 | 1570289.3256 | 4085570.7146 | 2788485.9628 | 12470728.8892 | 961560.8286 | 8140174.0823 | 8140174.0823 | 8088200.634 | 4070025.7703 | 0 | 21572463.8001 | 41870864.2868 | 237137.3706 | 1.5119 | 14268.5457 | 27694.3953 | 290.8836 | 564.5877
1 | 2200 | 707 | 0.03 | 15 | 15 | 7 | 3.1623e-10 | 5spot_SharedNeighbor | CO2 | Porous | Wet | R245fa | MinimizeLCOE_Brownfield | IgnoreSilica | 110.1929 | 9.5882 | 0.37792 | 4 | 14269.4382 | 27697.0723 | 290.9018 | 564.6423 | 39.9356 | 2.8294 | 82.3932 | 1501970.9487 | 0 | 2523921.8885 | 0 | 0 | 0 | 0 | 1570098.2065 | 4085073.4619 | 2788146.5776 | 12469211.0831 | 961560.8286 | 8140174.0823 | 8140174.0823 | 8088200.634 | 4070025.7703 | 0 | 21570945.994 | 41869346.4806 | 316227.766 | 1.5117 | 14269.4382 | 27697.0723 | 290.9018 | 564.6423
1 | 2200 | 707 | 0.03 | 15 | 15 | 7 | 4.217e-10 | 5spot_SharedNeighbor | CO2 | Porous | Wet | R245fa | MinimizeLCOE_Brownfield | IgnoreSilica | 110.1734 | 9.5863 | 0.37787 | 4 | 14270.1122 | 27699.4824 | 290.9155 | 564.6914 | 39.936 | 2.8295 | 80.2637 | 1501804.2775 | 0 | 2523517.2118 | 0 | 0 | 0 | 0 | 1569875.3808 | 4084493.7152 | 2787750.8886 | 12467441.4738 | 961560.8286 | 8140174.0823 | 8140174.0823 | 8088200.634 | 4070025.7703 | 0 | 21569176.3848 | 41867576.8714 | 421696.5034 | 1.5115 | 14270.1122 | 27699.4824 | 290.9155 | 564.6914
1 | 2200 | 707 | 0.03 | 15 | 15 | 7 | 5.6234e-10 | 5spot_SharedNeighbor | CO2 | Porous | Wet | R245fa | MinimizeLCOE_Brownfield | IgnoreSilica | 110.154 | 9.5844 | 0.37783 | 4 | 14270.6206 | 27701.5248 | 290.9259 | 564.7331 | 39.9366 | 2.8297 | 78.5104 | 1501649.8461 | 0 | 2523124.2688 | 0 | 0 | 0 | 0 | 1569661.9048 | 4083938.2945 | 2787371.8025 | 12465746.1168 | 961560.8286 | 8140174.0823 | 8140174.0823 | 8088200.634 | 4070025.7703 | 0 | 21567481.0277 | 41865881.5144 | 562341.3252 | 1.5113 | 14270.6206 | 27701.5248 | 290.9259 | 564.7331
1 | 2200 | 707 | 0.03 | 15 | 15 | 7 | 7.4989e-10 | 5spot_SharedNeighbor | CO2 | Porous | Wet | R245fa | MinimizeLCOE_Brownfield | IgnoreSilica | 110.154 | 9.5843 | 0.37782 | 4 | 14271.0033 | 27702.3738 | 290.9337 | 564.7504 | 39.9362 | 2.8296 | 78.8004 | 1501621.6662 | 0 | 2523097.4095 | 0 | 0 | 0 | 0 | 1569640.4395 | 4083882.4461 | 2787333.6848 | 12465575.6461 | 961560.8286 | 8140174.0823 | 8140174.0823 | 8088200.634 | 4070025.7703 | 0 | 21567310.5571 | 41865711.0437 | 749894.2093 | 1.5113 | 14271.0033 | 27702.3738 | 290.9337 | 564.7504
1 | 2200 | 707 | 0.03 | 15 | 15 | 7 | 1e-09 | 5spot_SharedNeighbor | CO2 | Porous | Wet | R245fa | MinimizeLCOE_Brownfield | IgnoreSilica | 110.1493 | 9.5838 | 0.3778 | 4 | 14271.2912 | 27703.2303 | 290.9396 | 564.7678 | 39.9362 | 2.8296 | 77.2041 | 1501572.6186 | 0 | 2522992.166 | 0 | 0 | 0 | 0 | 1569580.266 | 4083725.8869 | 2787226.83 | 12465097.7675 | 961560.8286 | 8140174.0823 | 8140174.0823 | 8088200.634 | 4070025.7703 | 0 | 21566832.6785 | 41865233.1651 | 1000000 | 1.5112 | 14271.2912 | 27703.2303 | 290.9396 | 564.7678
1 | 2200 | 707 | 0.03 | 15 | 15 | 7 | 1.3335e-09 | 5spot_SharedNeighbor | CO2 | Porous | Wet | R245fa | MinimizeLCOE_Brownfield | IgnoreSilica | 110.1493 | 9.5837 | 0.37779 | 4 | 14271.5076 | 27703.7104 | 290.944 | 564.7776 | 39.936 | 2.8296 | 78.6242 | 1501556.6883 | 0 | 2522976.9933 | 0 | 0 | 0 | 0 | 1569568.1358 | 4083694.3267 | 2787205.2895 | 12465001.4336 | 961560.8286 | 8140174.0823 | 8140174.0823 | 8088200.634 | 4070025.7703 | 0 | 21566736.3445 | 41865136.8311 | 1333521.4322 | 1.5112 | 14271.5076 | 27703.7104 | 290.944 | 564.7776
1 | 2200 | 707 | 0.03 | 15 | 15 | 7 | 1.7783e-09 | 5spot_SharedNeighbor | CO2 | Porous | Wet | R245fa | MinimizeLCOE_Brownfield | IgnoreSilica | 110.1493 | 9.5837 | 0.37779 | 4 | 14271.6702 | 27704.0711 | 290.9473 | 564.785 | 39.9358 | 2.8295 | 75.4804 | 1501544.7212 | 0 | 2522965.5982 | 0 | 0 | 0 | 0 | 1569559.0246 | 4083670.6211 | 2787189.1099 | 12464929.075 | 961560.8286 | 8140174.0823 | 8140174.0823 | 8088200.634 | 4070025.7703 | 0 | 21566663.9859 | 41865064.4726 | 1778279.41 | 1.5112 | 14271.6702 | 27704.0711 | 290.9473 | 564.785
1 | 2200 | 707 | 0.03 | 15 | 15 | 7 | 2.3714e-09 | 5spot_SharedNeighbor | CO2 | Porous | Wet | R245fa | MinimizeLCOE_Brownfield | IgnoreSilica | 110.1345 | 9.5824 | 0.37776 | 4 | 14271.7923 | 27705.0389 | 290.9498 | 564.8047 | 39.9366 | 2.8297 | 76.4073 | 1501446.6196 | 0 | 2522684.907 | 0 | 0 | 0 | 0 | 1569411.2954 | 4083286.2601 | 2786926.7756 | 12463755.8577 | 961560.8286 | 8140174.0823 | 8140174.0823 | 8088200.634 | 4070025.7703 | 0 | 21565490.7686 | 41863891.2552 | 2371373.7057 | 1.5111 | 14271.7923 | 27705.0389 | 290.9498 | 564.8047
1 | 2200 | 707 | 0.03 | 15 | 15 | 7 | 3.1623e-09 | 5spot_SharedNeighbor | CO2 | Porous | Wet | R245fa | MinimizeLCOE_Brownfield | IgnoreSilica | 110.1345 | 9.5824 | 0.37776 | 4 | 14271.8839 | 27705.2421 | 290.9517 | 564.8088 | 39.9365 | 2.8297 | 77.3169 | 1501439.8783 | 0 | 2522678.4901 | 0 | 0 | 0 | 0 | 1569406.1637 | 4083272.9084 | 2786917.6628 | 12463715.1032 | 961560.8286 | 8140174.0823 | 8140174.0823 | 8088200.634 | 4070025.7703 | 0 | 21565450.0142 | 41863850.5008 | 3162277.6602 | 1.511 | 14271.8839 | 27705.2421 | 290.9517 | 564.8088
1 | 2200 | 707 | 0.03 | 15 | 15 | 7 | 4.217e-09 | 5spot_SharedNeighbor | CO2 | Porous | Wet | R245fa | MinimizeLCOE_Brownfield | IgnoreSilica | 110.1345 | 9.5823 | 0.37776 | 4 | 14271.9526 | 27705.3946 | 290.9531 | 564.8119 | 39.9364 | 2.8297 | 76.6393 | 1501434.8193 | 0 | 2522673.675 | 0 | 0 | 0 | 0 | 1569402.3128 | 4083262.8891 | 2786910.8245 | 12463684.5206 | 961560.8286 | 8140174.0823 | 8140174.0823 | 8088200.634 | 4070025.7703 | 0 | 21565419.4315 | 41863819.9181 | 4216965.0343 | 1.511 | 14271.9526 | 27705.3946 | 290.9531 | 564.8119
1 | 2200 | 707 | 0.03 | 15 | 15 | 7 | 5.6234e-09 | 5spot_SharedNeighbor | CO2 | Porous | Wet | R245fa | MinimizeLCOE_Brownfield | IgnoreSilica | 110.1345 | 9.5823 | 0.37776 | 4 | 14272.0042 | 27705.5091 | 290.9541 | 564.8143 | 39.9363 | 2.8297 | 76.5203 | 1501431.0234 | 0 | 2522670.0624 | 0 | 0 | 0 | 0 | 1569399.4235 | 4083255.3718 | 2786905.6938 | 12463661.5749 | 961560.8286 | 8140174.0823 | 8140174.0823 | 8088200.634 | 4070025.7703 | 0 | 21565396.4859 | 41863796.9725 | 5623413.2519 | 1.511 | 14272.0042 | 27705.5091 | 290.9541 | 564.8143
1 | 2200 | 707 | 0.03 | 15 | 15 | 7 | 7.4989e-09 | 5spot_SharedNeighbor | CO2 | Porous | Wet | R245fa | MinimizeLCOE_Brownfield | IgnoreSilica | 110.1345 | 9.5823 | 0.37776 | 4 | 14272.0429 | 27705.5949 | 290.9549 | 564.816 | 39.9363 | 2.8297 | 76.4441 | 1501428.1757 | 0 | 2522667.3524 | 0 | 0 | 0 | 0 | 1569397.256 | 4083249.7325 | 2786901.8448 | 12463644.3614 | 961560.8286 | 8140174.0823 | 8140174.0823 | 8088200.634 | 4070025.7703 | 0 | 21565379.2724 | 41863779.759 | 7498942.0933 | 1.511 | 14272.0429 | 27705.5949 | 290.9549 | 564.816
1 | 2200 | 707 | 0.03 | 15 | 15 | 7 | 1e-08 | 5spot_SharedNeighbor | CO2 | Porous | Wet | R245fa | MinimizeLCOE_Brownfield | IgnoreSilica | 110.1345 | 9.5823 | 0.37775 | 4 | 14272.072 | 27705.6593 | 290.9555 | 564.8173 | 39.9363 | 2.8297 | 76.9038 | 1501426.0396 | 0 | 2522665.3197 | 0 | 0 | 0 | 0 | 1569395.6301 | 4083245.5023 | 2786898.9576 | 12463631.4494 | 961560.8286 | 8140174.0823 | 8140174.0823 | 8088200.634 | 4070025.7703 | 0 | 21565366.3603 | 41863766.847 | 10000000 | 1.511 | 14272.072 | 27705.6593 | 290.9555 | 564.8173
1 | 2300 | 707 | 0.03 | 15 | 15 | 7 | 1e-13 | 5spot_SharedNeighbor | CO2 | Porous | Wet | R245fa | MinimizeLCOE_Brownfield | IgnoreSilica | 0.31152 | -0.0079103 | 0.00024729 | 4 | 9709286.464 | 31001597.9754 | 197936.9374 | 632009.5075 | 31.0176 | 2.1832 | 34.7595 | 14767.5331 | 0 | 7608.0161 | 0 | 0 | 0 | 9905.8671 | 12589.7524 | 32755.9532 | 22356.6111 | 99983.7331 | 961560.8286 | 8542653.4943 | 8542653.4943 | 8315156.4279 | 4204044.374 | 0 | 9604198.056 | 30666052.3522 | 100 | 0.00098918 | 9709286.464 | 31001597.9754 | 197936.9374 | 632009.5075
1 | 2300 | 707 | 0.03 | 15 | 15 | 7 | 1.3335e-13 | 5spot_SharedNeighbor | CO2 | Porous | Wet | R245fa | MinimizeLCOE_Brownfield | IgnoreSilica | 0.47729 | 0.00060124 | 0.00053569 | 4 | 4515231.9796 | 14344622.7122 | 92049.1112 | 292434.5365 | 34.557 | 2.5986 | 30.166 | 24133.4079 | 0 | 16478.4128 | 0 | 0 | 0 | 14522.7048 | 21502.465 | 55945.003 | 38183.6141 | 170765.6076 | 961560.8286 | 8542653.4943 | 8542653.4943 | 8315156.4279 | 4204044.374 | 0 | 9674979.9306 | 30736834.2268 | 133.3521 | 0.0021427 | 4515231.9796 | 14344622.7122 | 92049.1112 | 292434.5365
1 | 2300 | 707 | 0.03 | 15 | 15 | 7 | 1.7783e-13 | 5spot_SharedNeighbor | CO2 | Porous | Wet | R245fa | MinimizeLCOE_Brownfield | IgnoreSilica | 0.67936 | 0.014483 | 0.0010246 | 4 | 2380687.4198 | 7519816.7784 | 48533.5332 | 153301.6363 | 36.9712 | 2.8964 | 44.583 | 35167.8017 | 0 | 27163.2118 | 0 | 0 | 0 | 19235.2022 | 31810.8241 | 82765.2391 | 56488.9764 | 252631.2554 | 961560.8286 | 8542653.4943 | 8542653.4943 | 8315156.4279 | 4204044.374 | 0 | 9756845.5783 | 30818699.8745 | 177.8279 | 0.0040983 | 2380687.4198 | 7519816.7784 | 48533.5332 | 153301.6363
1 | 2300 | 707 | 0.03 | 15 | 15 | 7 | 2.3714e-13 | 5spot_SharedNeighbor | CO2 | Porous | Wet | R245fa | MinimizeLCOE_Brownfield | IgnoreSilica | 0.93774 | 0.034553 | 0.0017697 | 4 | 1392098.7421 | 4367454.2662 | 28379.8158 | 89036.4626 | 38.7777 | 3.1207 | 37.0666 | 48361.2594 | 0 | 40268.8259 | 0 | 0 | 0 | 24415.5583 | 44087.801 | 114707.4145 | 78290.1674 | 350131.0265 | 961560.8286 | 8542653.4943 | 8542653.4943 | 8315156.4279 | 4204044.374 | 0 | 9854345.3494 | 30916199.6456 | 237.1374 | 0.0070788 | 1392098.7421 | 4367454.2662 | 28379.8158 | 89036.4626
1 | 2300 | 707 | 0.03 | 15 | 15 | 7 | 3.1623e-13 | 5spot_SharedNeighbor | CO2 | Porous | Wet | R245fa | MinimizeLCOE_Brownfield | IgnoreSilica | 1.2819 | 0.062907 | 0.0028446 | 4 | 876680.0924 | 2727716.7868 | 17872.3095 | 55608.1962 | 40.2028 | 3.2949 | 105.1135 | 64541.0682 | 0 | 56802.8359 | 0 | 0 | 0 | 30729.9018 | 59308.7843 | 154309.2909 | 105319.2618 | 471011.1428 | 961560.8286 | 8542653.4943 | 8542653.4943 | 8315156.4279 | 4204044.374 | 0 | 9975225.4658 | 31037079.762 | 316.2278 | 0.011378 | 876680.0924 | 2727716.7868 | 17872.3095 | 55608.1962
1 | 2300 | 707 | 0.03 | 15 | 15 | 7 | 4.217e-13 | 5spot_SharedNeighbor | CO2 | Porous | Wet | R245fa | MinimizeLCOE_Brownfield | IgnoreSilica | 1.7098 | 0.099686 | 0.0043435 | 4 | 581990.3566 | 1794244.6222 | 11864.6606 | 36578.1035 | 41.2675 | 3.4216 | 142.9046 | 82969.6202 | 0 | 76194.3891 | 0 | 0 | 0 | 36931.4975 | 76477.2477 | 198978.1108 | 135806.6492 | 607357.5144 | 961560.8286 | 8542653.4943 | 8542653.4943 | 8315156.4279 | 4204044.374 | 0 | 10111571.8373 | 31173426.1335 | 421.6965 | 0.017374 | 581990.3566 | 1794244.6222 | 11864.6606 | 36578.1035
1 | 2300 | 707 | 0.03 | 15 | 15 | 7 | 5.6234e-13 | 5spot_SharedNeighbor | CO2 | Porous | Wet | R245fa | MinimizeLCOE_Brownfield | IgnoreSilica | 2.2543 | 0.14753 | 0.0063935 | 4 | 401590.3215 | 1225152.2632 | 8186.9619 | 24976.386 | 42.0972 | 3.5173 | 185.7986 | 104472.9453 | 0 | 99482.8317 | 0 | 0 | 0 | 43391.1483 | 96465.3008 | 250982.925 | 171301.0035 | 766096.1547 | 961560.8286 | 8542653.4943 | 8542653.4943 | 8315156.4279 | 4204044.374 | 0 | 10270310.4776 | 31332164.7738 | 562.3413 | 0.025574 | 401590.3215 | 1225152.2632 | 8186.9619 | 24976.386
1 | 2300 | 707 | 0.03 | 15 | 15 | 7 | 7.4989e-13 | 5spot_SharedNeighbor | CO2 | Porous | Wet | R245fa | MinimizeLCOE_Brownfield | IgnoreSilica | 2.9787 | 0.21171 | 0.0091709 | 4 | 285322.7734 | 859473.9738 | 5816.6907 | 17521.5395 | 42.7702 | 3.5926 | 34.1057 | 130686.4433 | 0 | 128704.5278 | 0 | 0 | 0 | 51340.1445 | 121185.1351 | 315298.863 | 215197.9527 | 962413.0664 | 961560.8286 | 8542653.4943 | 8542653.4943 | 8315156.4279 | 4204044.374 | 0 | 10466627.3893 | 31528481.6855 | 749.8942 | 0.036683 | 285322.7734 | 859473.9738 | 5816.6907 | 17521.5395
1 | 2300 | 707 | 0.03 | 15 | 15 | 7 | 1e-12 | 5spot_SharedNeighbor | CO2 | Porous | Wet | R245fa | MinimizeLCOE_Brownfield | IgnoreSilica | 3.9339 | 0.29681 | 0.012906 | 4 | 207394.3543 | 615386.2026 | 4228.0144 | 12545.4801 | 43.3039 | 3.6507 | 29.5883 | 162336.3142 | 0 | 165026.2128 | 0 | 0 | 0 | 60771.8966 | 151372.4252 | 393839.9996 | 268803.8923 | 1202150.7407 | 961560.8286 | 8542653.4943 | 8542653.4943 | 8315156.4279 | 4204044.374 | 0 | 10706365.0636 | 31768219.3598 | 1000 | 0.051623 | 207394.3543 | 615386.2026 | 4228.0144 | 12545.4801
1 | 2300 | 707 | 0.03 | 15 | 15 | 7 | 1.3335e-12 | 5spot_SharedNeighbor | CO2 | Porous | Wet | R245fa | MinimizeLCOE_Brownfield | IgnoreSilica | 5.1512 | 0.40594 | 0.017885 | 4 | 153570.6611 | 447979.4722 | 3130.7456 | 9132.6675 | 43.7117 | 3.694 | 203.3894 | 199341.8077 | 0 | 208717.6821 | 0 | 0 | 0 | 70477.8376 | 186629.5577 | 485571.8261 | 331412.7488 | 1482151.4598 | 961560.8286 | 8542653.4943 | 8542653.4943 | 8315156.4279 | 4204044.374 | 0 | 10986365.7828 | 32048220.079 | 1333.5214 | 0.071539 | 153570.6611 | 447979.4722 | 3130.7456 | 9132.6675
1 | 2300 | 707 | 0.03 | 15 | 15 | 7 | 1.7783e-12 | 5spot_SharedNeighbor | CO2 | Porous | Wet | R245fa | MinimizeLCOE_Brownfield | IgnoreSilica | 6.7519 | 0.54966 | 0.024517 | 4 | 115515.1126 | 330280.5602 | 2354.9318 | 6733.216 | 44.0316 | 3.727 | 44.2624 | 244053.2387 | 0 | 262998.16 | 0 | 0 | 0 | 81937.7906 | 229705.7838 | 597647.3303 | 407906.5834 | 1824248.8867 | 961560.8286 | 8542653.4943 | 8542653.4943 | 8315156.4279 | 4204044.374 | 0 | 11328463.2096 | 32390317.5058 | 1778.2794 | 0.098069 | 115515.1126 | 330280.5602 | 2354.9318 | 6733.216
1 | 2300 | 707 | 0.03 | 15 | 15 | 7 | 2.3714e-12 | 5spot_SharedNeighbor | CO2 | Porous | Wet | R245fa | MinimizeLCOE_Brownfield | IgnoreSilica | 8.7936 | 0.73353 | 0.033283 | 4 | 88108.0972 | 246311.6044 | 1796.2027 | 5021.3952 | 44.2725 | 3.7511 | 47.0833 | 296536.0306 | 0 | 328484.5955 | 0 | 0 | 0 | 93596.6497 | 280260.7375 | 729180.9497 | 497680.9813 | 2225739.9443 | 961560.8286 | 8542653.4943 | 8542653.4943 | 8315156.4279 | 4204044.374 | 0 | 11729954.2672 | 32791808.5634 | 2371.3737 | 0.13313 | 88108.0972 | 246311.6044 | 1796.2027 | 5021.3952
1 | 2300 | 707 | 0.03 | 15 | 15 | 7 | 3.1623e-12 | 5spot_SharedNeighbor | CO2 | Porous | Wet | R245fa | MinimizeLCOE_Brownfield | IgnoreSilica | 11.4124 | 0.96985 | 0.044831 | 4 | 68065.8875 | 185517.225 | 1387.6152 | 3782.0196 | 44.4509 | 3.7676 | 38.3463 | 358584.6981 | 0 | 408065.0072 | 0 | 0 | 0 | 105619.542 | 340185.0064 | 885091.6052 | 604093.2074 | 2701639.0663 | 961560.8286 | 8542653.4943 | 8542653.4943 | 8315156.4279 | 4204044.374 | 0 | 12205853.3892 | 33267707.6854 | 3162.2777 | 0.17932 | 68065.8875 | 185517.225 | 1387.6152 | 3782.0196
1 | 2300 | 707 | 0.03 | 15 | 15 | 7 | 4.217e-12 | 5spot_SharedNeighbor | CO2 | Porous | Wet | R245fa | MinimizeLCOE_Brownfield | IgnoreSilica | 14.7297 | 1.2697 | 0.059909 | 4 | 53257.3229 | 141148.8139 | 1085.7226 | 2877.5095 | 44.5792 | 3.7783 | 48.0979 | 431175.3794 | 0 | 503663.022 | 0 | 0 | 0 | 117090.3822 | 410252.2256 | 1067392.1366 | 728517.066 | 3258090.2117 | 961560.8286 | 8542653.4943 | 8542653.4943 | 8315156.4279 | 4204044.374 | 0 | 12762304.5346 | 33824158.8308 | 4216.965 | 0.23963 | 53257.3229 | 141148.8139 | 1085.7226 | 2877.5095
1 | 2300 | 707 | 0.03 | 15 | 15 | 7 | 5.6234e-12 | 5spot_SharedNeighbor | CO2 | Porous | Wet | R245fa | MinimizeLCOE_Brownfield | IgnoreSilica | 18.8519 | 1.6432 | 0.079367 | 4 | 42200.5204 | 108543.401 | 860.3147 | 2212.804 | 44.6609 | 3.7828 | 37.71 | 514592.253 | 0 | 616545.9171 | 0 | 0 | 0 | 125837.4181 | 490220.4794 | 1275453.1293 | 870522.9687 | 3893172.1656 | 961560.8286 | 8542653.4943 | 8542653.4943 | 8315156.4279 | 4204044.374 | 0 | 13397386.4886 | 34459240.7848 | 5623.4133 | 0.31747 | 42200.5204 | 108543.401 | 860.3147 | 2212.804
1 | 2300 | 707 | 0.03 | 15 | 15 | 7 | 7.4989e-12 | 5spot_SharedNeighbor | CO2 | Porous | Wet | R245fa | MinimizeLCOE_Brownfield | IgnoreSilica | 23.8749 | 2.0996 | 0.10407 | 4 | 33882.2235 | 84475.3331 | 690.735 | 1722.1439 | 44.6988 | 3.7808 | 50.2151 | 608742.5711 | 0 | 747560.1507 | 0 | 0 | 0 | 129180.0887 | 579338.2961 | 1507319.4079 | 1028776.4682 | 4600916.9829 | 961560.8286 | 8542653.4943 | 8542653.4943 | 8315156.4279 | 4204044.374 | 0 | 14105131.3058 | 35166985.602 | 7498.9421 | 0.4163 | 33882.2235 | 84475.3331 | 690.735 | 1722.1439
1 | 2300 | 707 | 0.03 | 15 | 15 | 7 | 1e-11 | 5spot_SharedNeighbor | CO2 | Porous | Wet | R245fa | MinimizeLCOE_Brownfield | IgnoreSilica | 29.8265 | 2.6422 | 0.13471 | 4 | 27587.1395 | 66673.7487 | 562.4012 | 1359.2346 | 44.6926 | 3.7715 | 39.2297 | 712225.6718 | 0 | 895845.4875 | 0 | 0 | 0 | 122862.4759 | 675064.1178 | 1756378.3597 | 1198764.3205 | 5361140.4332 | 961560.8286 | 8542653.4943 | 8542653.4943 | 8315156.4279 | 4204044.374 | 0 | 14865354.7561 | 35927209.0523 | 10000 | 0.53885 | 27587.1395 | 66673.7487 | 562.4012 | 1359.2346
1 | 2300 | 707 | 0.03 | 15 | 15 | 7 | 1.3335e-11 | 5spot_SharedNeighbor | CO2 | Porous | Wet | R245fa | MinimizeLCOE_Brownfield | IgnoreSilica | 36.3887 | 3.2437 | 0.17102 | 4 | 22798.1425 | 53586.4346 | 464.771 | 1092.4319 | 44.6433 | 3.7548 | 46.1515 | 818347.6099 | 0 | 1052685.975 | 0 | 0 | 0 | 95769.0897 | 767053.0431 | 1995714.674 | 1362116.2728 | 6091686.6645 | 961560.8286 | 8542653.4943 | 8542653.4943 | 8315156.4279 | 4204044.374 | 0 | 15595900.9874 | 36657755.2836 | 13335.2143 | 0.68409 | 22798.1425 | 53586.4346 | 464.771 | 1092.4319
1 | 2300 | 707 | 0.03 | 15 | 15 | 7 | 1.7783e-11 | 5spot_SharedNeighbor | CO2 | Porous | Wet | R245fa | MinimizeLCOE_Brownfield | IgnoreSilica | 42.5371 | 3.8139 | 0.21034 | 4 | 19049.046 | 44081.6097 | 388.3406 | 898.6632 | 44.5653 | 3.7337 | 49.5044 | 911481.5924 | 0 | 1194654.7614 | 0 | 0 | 0 | 0 | 821393.178 | 2137096.5582 | 1458612.3139 | 6523238.404 | 961560.8286 | 8542653.4943 | 8542653.4943 | 8315156.4279 | 4204044.374 | 0 | 16027452.727 | 37089307.0231 | 17782.7941 | 0.84138 | 19049.046 | 44081.6097 | 388.3406 | 898.6632
1 | 2300 | 707 | 0.03 | 15 | 15 | 7 | 2.3714e-11 | 5spot_SharedNeighbor | CO2 | Porous | Wet | R245fa | MinimizeLCOE_Brownfield | IgnoreSilica | 54.9271 | 4.9388 | 0.267 | 4 | 16302.4159 | 36023.1148 | 332.3468 | 734.3799 | 44.3284 | 3.6769 | 45.6888 | 1083525.0522 | 0 | 1469345.7194 | 0 | 0 | 0 | 0 | 995619.6009 | 2590397.972 | 1767999.8432 | 7906888.1878 | 961560.8286 | 8542653.4943 | 8542653.4943 | 8315156.4279 | 4204044.374 | 0 | 17411102.5107 | 38472956.8069 | 23713.7371 | 1.068 | 16302.4159 | 36023.1148 | 332.3468 | 734.3799
1 | 2300 | 707 | 0.03 | 15 | 15 | 7 | 3.1623e-11 | 5spot_SharedNeighbor | CO2 | Porous | Wet | R245fa | MinimizeLCOE_Brownfield | IgnoreSilica | 69.5144 | 6.2593 | 0.32817 | 4 | 14413.0461 | 30457.7556 | 293.8294 | 620.9225 | 43.9233 | 3.5868 | 51.0774 | 1262574.4232 | 0 | 1777460.4798 | 0 | 0 | 0 | 0 | 1185613.6122 | 3084723.4161 | 2105387.1162 | 9415759.0474 | 961560.8286 | 8542653.4943 | 8542653.4943 | 8315156.4279 | 4204044.374 | 0 | 18919973.3703 | 39981827.6665 | 31622.7766 | 1.3127 | 14413.0461 | 30457.7556 | 293.8294 | 620.9225
1 | 2300 | 707 | 0.03 | 15 | 15 | 7 | 4.217e-11 | 5spot_SharedNeighbor | CO2 | Porous | Wet | R245fa | MinimizeLCOE_Brownfield | IgnoreSilica | 85.7775 | 7.7229 | 0.38696 | 4 | 13224.2627 | 26831.5989 | 269.5945 | 546.9984 | 43.3067 | 3.4557 | 49.8241 | 1434154.3142 | 0 | 2105984.283 | 0 | 0 | 0 | 0 | 1380654.0529 | 3592178.6346 | 2451735.73 | 10964707.0146 | 961560.8286 | 8542653.4943 | 8542653.4943 | 8315156.4279 | 4204044.374 | 0 | 20468921.3376 | 41530775.6338 | 42169.6503 | 1.5478 | 13224.2627 | 26831.5989 | 269.5945 | 546.9984
1 | 2300 | 707 | 0.03 | 15 | 15 | 7 | 5.6234e-11 | 5spot_SharedNeighbor | CO2 | Porous | Wet | R245fa | MinimizeLCOE_Brownfield | IgnoreSilica | 102.587 | 9.2213 | 0.43473 | 4 | 12613.4475 | 24725.341 | 257.1422 | 504.0595 | 42.4916 | 3.2883 | 54.3606 | 1581083.6452 | 0 | 2432088.6597 | 0 | 0 | 0 | 0 | 1565137.1989 | 4072165.9378 | 2779336.9272 | 12429812.3687 | 961560.8286 | 8542653.4943 | 8542653.4943 | 8315156.4279 | 4204044.374 | 0 | 21934026.6916 | 42995880.9878 | 56234.1325 | 1.7389 | 12613.4475 | 24725.341 | 257.1422 | 504.0595
1 | 2300 | 707 | 0.03 | 15 | 15 | 7 | 7.4989e-11 | 5spot_SharedNeighbor | CO2 | Porous | Wet | R245fa | MinimizeLCOE_Brownfield | IgnoreSilica | 116.3427 | 10.4355 | 0.46169 | 4 | 12472.2868 | 23876.9558 | 254.2644 | 486.764 | 41.6792 | 3.1256 | 65.2908 | 1677234.2472 | 0 | 2690922.5781 | 0 | 0 | 0 | 0 | 1703581.1619 | 4432368.7307 | 3025182.7347 | 13529289.4526 | 961560.8286 | 8542653.4943 | 8542653.4943 | 8315156.4279 | 4204044.374 | 0 | 23033503.7755 | 44095358.0717 | 74989.4209 | 1.8468 | 12472.2868 | 23876.9558 | 254.2644 | 486.764
1 | 2300 | 707 | 0.03 | 15 | 15 | 7 | 1e-10 | 5spot_SharedNeighbor | CO2 | Porous | Wet | R245fa | MinimizeLCOE_Brownfield | IgnoreSilica | 116.2908 | 10.4299 | 0.4615 | 4 | 12474.5787 | 23884.0026 | 254.3112 | 486.9077 | 41.6793 | 3.1258 | 66.1109 | 1676682.6021 | 0 | 2689740.9034 | 0 | 0 | 0 | 0 | 1702905.1671 | 4430609.931 | 3023982.3179 | 13523920.9215 | 961560.8286 | 8542653.4943 | 8542653.4943 | 8315156.4279 | 4204044.374 | 0 | 23028135.2445 | 44089989.5407 | 100000 | 1.846 | 12474.5787 | 23884.0026 | 254.3112 | 486.9077
1 | 2300 | 707 | 0.03 | 15 | 15 | 7 | 1.3335e-10 | 5spot_SharedNeighbor | CO2 | Porous | Wet | R245fa | MinimizeLCOE_Brownfield | IgnoreSilica | 116.2519 | 10.4256 | 0.46136 | 4 | 12476.3314 | 23889.3612 | 254.3469 | 487.0169 | 41.6794 | 3.1259 | 63.2674 | 1676265.9973 | 0 | 2688852.815 | 0 | 0 | 0 | 0 | 1702396.3368 | 4429286.0589 | 3023078.7479 | 13519879.956 | 961560.8286 | 8542653.4943 | 8542653.4943 | 8315156.4279 | 4204044.374 | 0 | 23024094.2789 | 44085948.5751 | 133352.1432 | 1.8454 | 12476.3314 | 23889.3612 | 254.3469 | 487.0169
1 | 2300 | 707 | 0.03 | 15 | 15 | 7 | 1.7783e-10 | 5spot_SharedNeighbor | CO2 | Porous | Wet | R245fa | MinimizeLCOE_Brownfield | IgnoreSilica | 116.2371 | 10.4237 | 0.46127 | 4 | 12477.666 | 23892.8785 | 254.3741 | 487.0886 | 41.6784 | 3.1258 | 69.6889 | 1676040.7552 | 0 | 2688451.733 | 0 | 0 | 0 | 0 | 1702152.0704 | 4428650.5277 | 3022644.9848 | 13517940.071 | 961560.8286 | 8542653.4943 | 8542653.4943 | 8315156.4279 | 4204044.374 | 0 | 23022154.3939 | 44084008.6901 | 177827.941 | 1.8451 | 12477.666 | 23892.8785 | 254.3741 | 487.0886
1 | 2300 | 707 | 0.03 | 15 | 15 | 7 | 2.3714e-10 | 5spot_SharedNeighbor | CO2 | Porous | Wet | R245fa | MinimizeLCOE_Brownfield | IgnoreSilica | 116.1982 | 10.4198 | 0.46116 | 4 | 12478.6788 | 23896.6002 | 254.3947 | 487.1645 | 41.6795 | 3.1261 | 68.208 | 1675698.2474 | 0 | 2687633.8882 | 0 | 0 | 0 | 0 | 1701699.5329 | 4427473.1179 | 3021841.3785 | 13514346.1648 | 961560.8286 | 8542653.4943 | 8542653.4943 | 8315156.4279 | 4204044.374 | 0 | 23018560.4877 | 44080414.7839 | 237137.3706 | 1.8446 | 12478.6788 | 23896.6002 | 254.3947 | 487.1645
1 | 2300 | 707 | 0.03 | 15 | 15 | 7 | 3.1623e-10 | 5spot_SharedNeighbor | CO2 | Porous | Wet | R245fa | MinimizeLCOE_Brownfield | IgnoreSilica | 116.1936 | 10.419 | 0.46111 | 4 | 12479.4451 | 23898.4721 | 254.4104 | 487.2027 | 41.6787 | 3.126 | 67.4408 | 1675593.0769 | 0 | 2687475.811 | 0 | 0 | 0 | 0 | 1701596.8663 | 4427206.0006 | 3021659.0654 | 13513530.8201 | 961560.8286 | 8542653.4943 | 8542653.4943 | 8315156.4279 | 4204044.374 | 0 | 23017745.1431 | 44079599.4392 | 316227.766 | 1.8445 | 12479.4451 | 23898.4721 | 254.4104 | 487.2027
1 | 2300 | 707 | 0.03 | 15 | 15 | 7 | 4.217e-10 | 5spot_SharedNeighbor | CO2 | Porous | Wet | R245fa | MinimizeLCOE_Brownfield | IgnoreSilica | 116.1787 | 10.4175 | 0.46106 | 4 | 12480.0237 | 23900.3167 | 254.4222 | 487.2403 | 41.6789 | 3.1261 | 66.6091 | 1675443.4215 | 0 | 2687146.255 | 0 | 0 | 0 | 0 | 1701409.9738 | 4426719.7448 | 3021327.1858 | 13512046.5809 | 961560.8286 | 8542653.4943 | 8542653.4943 | 8315156.4279 | 4204044.374 | 0 | 23016260.9039 | 44078115.2001 | 421696.5034 | 1.8442 | 12480.0237 | 23900.3167 | 254.4222 | 487.2403
1 | 2300 | 707 | 0.03 | 15 | 15 | 7 | 5.6234e-10 | 5spot_SharedNeighbor | CO2 | Porous | Wet | R245fa | MinimizeLCOE_Brownfield | IgnoreSilica | 116.1593 | 10.4156 | 0.46101 | 4 | 12480.46 | 23902.0225 | 254.4311 | 487.2751 | 41.6795 | 3.1262 | 64.8411 | 1675279.2503 | 0 | 2686744.1584 | 0 | 0 | 0 | 0 | 1701189.1294 | 4426145.1528 | 3020935.015 | 13510292.7058 | 961560.8286 | 8542653.4943 | 8542653.4943 | 8315156.4279 | 4204044.374 | 0 | 23014507.0287 | 44076361.3249 | 562341.3252 | 1.844 | 12480.46 | 23902.0225 | 254.4311 | 487.2751
1 | 2300 | 707 | 0.03 | 15 | 15 | 7 | 7.4989e-10 | 5spot_SharedNeighbor | CO2 | Porous | Wet | R245fa | MinimizeLCOE_Brownfield | IgnoreSilica | 116.1593 | 10.4154 | 0.46099 | 4 | 12480.7884 | 23902.7491 | 254.4378 | 487.2899 | 41.679 | 3.1262 | 64.1103 | 1675246.5314 | 0 | 2686713.3428 | 0 | 0 | 0 | 0 | 1701164.351 | 4426080.6844 | 3020891.014 | 13510095.9237 | 961560.8286 | 8542653.4943 | 8542653.4943 | 8315156.4279 | 4204044.374 | 0 | 23014310.2466 | 44076164.5428 | 749894.2093 | 1.844 | 12480.7884 | 23902.7491 | 254.4378 | 487.2899
1 | 2300 | 707 | 0.03 | 15 | 15 | 7 | 1e-09 | 5spot_SharedNeighbor | CO2 | Porous | Wet | R245fa | MinimizeLCOE_Brownfield | IgnoreSilica | 116.1593 | 10.4153 | 0.46098 | 4 | 12481.0354 | 23903.2956 | 254.4428 | 487.301 | 41.6787 | 3.1261 | 63.8763 | 1675221.9217 | 0 | 2686690.171 | 0 | 0 | 0 | 0 | 1701145.7162 | 4426032.2005 | 3020857.9227 | 13509947.9322 | 961560.8286 | 8542653.4943 | 8542653.4943 | 8315156.4279 | 4204044.374 | 0 | 23014162.2551 | 44076016.5513 | 1000000 | 1.8439 | 12481.0354 | 23903.2956 | 254.4428 | 487.301
1 | 2300 | 707 | 0.03 | 15 | 15 | 7 | 1.3335e-09 | 5spot_SharedNeighbor | CO2 | Porous | Wet | R245fa | MinimizeLCOE_Brownfield | IgnoreSilica | 116.1593 | 10.4152 | 0.46097 | 4 | 12481.2211 | 23903.7064 | 254.4466 | 487.3094 | 41.6784 | 3.1261 | 64.9744 | 1675203.4251 | 0 | 2686672.7589 | 0 | 0 | 0 | 0 | 1701131.7118 | 4425995.764 | 3020833.054 | 13509836.7139 | 961560.8286 | 8542653.4943 | 8542653.4943 | 8315156.4279 | 4204044.374 | 0 | 23014051.0368 | 44075905.333 | 1333521.4322 | 1.8439 | 12481.2211 | 23903.7064 | 254.4466 | 487.3094
1 | 2300 | 707 | 0.03 | 15 | 15 | 7 | 1.7783e-09 | 5spot_SharedNeighbor | CO2 | Porous | Wet | R245fa | MinimizeLCOE_Brownfield | IgnoreSilica | 116.1398 | 10.4134 | 0.46094 | 4 | 12481.3606 | 23904.7556 | 254.4494 | 487.3308 | 41.6795 | 3.1263 | 63.3596 | 1675068.8619 | 0 | 2686298.6041 | 0 | 0 | 0 | 0 | 1700933.3117 | 4425479.5678 | 3020480.7395 | 13508261.085 | 961560.8286 | 8542653.4943 | 8542653.4943 | 8315156.4279 | 4204044.374 | 0 | 23012475.408 | 44074329.7041 | 1778279.41 | 1.8437 | 12481.3606 | 23904.7556 | 254.4494 | 487.3308
1 | 2300 | 707 | 0.03 | 15 | 15 | 7 | 2.3714e-09 | 5spot_SharedNeighbor | CO2 | Porous | Wet | R245fa | MinimizeLCOE_Brownfield | IgnoreSilica | 116.1445 | 10.4138 | 0.46094 | 4 | 12481.4652 | 23904.8108 | 254.4516 | 487.3319 | 41.679 | 3.1262 | 73.1463 | 1675087.1696 | 0 | 2686374.7633 | 0 | 0 | 0 | 0 | 1700970.1539 | 4425575.4234 | 3020546.1629 | 13508553.6732 | 961560.8286 | 8542653.4943 | 8542653.4943 | 8315156.4279 | 4204044.374 | 0 | 23012767.9961 | 44074622.2923 | 2371373.7057 | 1.8438 | 12481.4652 | 23904.8108 | 254.4516 | 487.3319
1 | 2300 | 707 | 0.03 | 15 | 15 | 7 | 3.1623e-09 | 5spot_SharedNeighbor | CO2 | Porous | Wet | R245fa | MinimizeLCOE_Brownfield | IgnoreSilica | 116.1445 | 10.4138 | 0.46093 | 4 | 12481.5438 | 23904.9847 | 254.4532 | 487.3354 | 41.6789 | 3.1262 | 72.0358 | 1675079.3429 | 0 | 2686367.3985 | 0 | 0 | 0 | 0 | 1700964.2292 | 4425560.0085 | 3020535.642 | 13508506.621 | 961560.8286 | 8542653.4943 | 8542653.4943 | 8315156.4279 | 4204044.374 | 0 | 23012720.944 | 44074575.2402 | 3162277.6602 | 1.8437 | 12481.5438 | 23904.9847 | 254.4532 | 487.3354
1 | 2300 | 707 | 0.03 | 15 | 15 | 7 | 4.217e-09 | 5spot_SharedNeighbor | CO2 | Porous | Wet | R245fa | MinimizeLCOE_Brownfield | IgnoreSilica | 116.1445 | 10.4137 | 0.46093 | 4 | 12481.6028 | 23905.1152 | 254.4544 | 487.3381 | 41.6788 | 3.1262 | 72.0813 | 1675073.4694 | 0 | 2686361.8721 | 0 | 0 | 0 | 0 | 1700959.7832 | 4425548.441 | 3020527.7469 | 13508471.3127 | 961560.8286 | 8542653.4943 | 8542653.4943 | 8315156.4279 | 4204044.374 | 0 | 23012685.6356 | 44074539.9318 | 4216965.0343 | 1.8437 | 12481.6028 | 23905.1152 | 254.4544 | 487.3381
1 | 2300 | 707 | 0.03 | 15 | 15 | 7 | 5.6234e-09 | 5spot_SharedNeighbor | CO2 | Porous | Wet | R245fa | MinimizeLCOE_Brownfield | IgnoreSilica | 116.1445 | 10.4137 | 0.46093 | 4 | 12481.6471 | 23905.2131 | 254.4553 | 487.3401 | 41.6788 | 3.1262 | 72.8748 | 1675069.0626 | 0 | 2686357.7259 | 0 | 0 | 0 | 0 | 1700956.4475 | 4425539.7622 | 3020521.8235 | 13508444.8216 | 961560.8286 | 8542653.4943 | 8542653.4943 | 8315156.4279 | 4204044.374 | 0 | 23012659.1445 | 44074513.4407 | 5623413.2519 | 1.8437 | 12481.6471 | 23905.2131 | 254.4553 | 487.3401
1 | 2300 | 707 | 0.03 | 15 | 15 | 7 | 7.4989e-09 | 5spot_SharedNeighbor | CO2 | Porous | Wet | R245fa | MinimizeLCOE_Brownfield | IgnoreSilica | 116.1445 | 10.4137 | 0.46093 | 4 | 12481.6803 | 23905.2866 | 254.4559 | 487.3416 | 41.6787 | 3.1262 | 72.8417 | 1675065.7565 | 0 | 2686354.6155 | 0 | 0 | 0 | 0 | 1700953.9451 | 4425533.2515 | 3020517.3798 | 13508424.9483 | 961560.8286 | 8542653.4943 | 8542653.4943 | 8315156.4279 | 4204044.374 | 0 | 23012639.2713 | 44074493.5675 | 7498942.0933 | 1.8437 | 12481.6803 | 23905.2866 | 254.4559 | 487.3416
1 | 2300 | 707 | 0.03 | 15 | 15 | 7 | 1e-08 | 5spot_SharedNeighbor | CO2 | Porous | Wet | R245fa | MinimizeLCOE_Brownfield | IgnoreSilica | 116.1445 | 10.4137 | 0.46093 | 4 | 12481.7052 | 23905.3417 | 254.4564 | 487.3427 | 41.6787 | 3.1262 | 72.8254 | 1675063.2766 | 0 | 2686352.2824 | 0 | 0 | 0 | 0 | 1700952.068 | 4425528.3677 | 3020514.0465 | 13508410.0412 | 961560.8286 | 8542653.4943 | 8542653.4943 | 8315156.4279 | 4204044.374 | 0 | 23012624.3641 | 44074478.6603 | 10000000 | 1.8437 | 12481.7052 | 23905.3417 | 254.4564 | 487.3427
1 | 2400 | 707 | 0.03 | 15 | 15 | 7 | 1e-13 | 5spot_SharedNeighbor | CO2 | Porous | Wet | R245fa | MinimizeLCOE_Brownfield | IgnoreSilica | 0.32634 | -0.0090383 | 0.00024093 | 4 | 10403694.8712 | 33065174.8538 | 212093.392 | 674078.3134 | 31.6466 | 2.477 | 37.9036 | 16515.4495 | 0 | 7822.5609 | 0 | 0 | 0 | 12334.4201 | 14302.2479 | 37211.5153 | 25397.6238 | 113583.8175 | 961560.8286 | 8950992.9972 | 8950992.9972 | 8547679.308 | 4340407.0141 | 0 | 10026137.6432 | 31865216.9625 | 100 | 0.00096371 | 10403694.8712 | 33065174.8538 | 212093.392 | 674078.3134
1 | 2400 | 707 | 0.03 | 15 | 15 | 7 | 1.3335e-13 | 5spot_SharedNeighbor | CO2 | Porous | Wet | R245fa | MinimizeLCOE_Brownfield | IgnoreSilica | 0.49674 | -0.00048871 | 0.00055574 | 4 | 4544335.2442 | 14368680.4764 | 92642.4206 | 292924.9866 | 35.4151 | 2.9073 | 31.6621 | 26572.0251 | 0 | 16958.0107 | 0 | 0 | 0 | 17588.5744 | 23836.258 | 62017.0537 | 42327.9135 | 189299.8354 | 961560.8286 | 8950992.9972 | 8950992.9972 | 8547679.308 | 4340407.0141 | 0 | 10101853.6612 | 31940932.9804 | 133.3521 | 0.002223 | 4544335.2442 | 14368680.4764 | 92642.4206 | 292924.9866
1 | 2400 | 707 | 0.03 | 15 | 15 | 7 | 1.7783e-13 | 5spot_SharedNeighbor | CO2 | Porous | Wet | R245fa | MinimizeLCOE_Brownfield | IgnoreSilica | 0.73307 | 0.015429 | 0.0011022 | 4 | 2314453.6204 | 7267767.9698 | 47183.2676 | 148163.2804 | 38.3221 | 3.2524 | 37.4514 | 40069.2573 | 0 | 29511.028 | 0 | 0 | 0 | 24642.9008 | 36747.0426 | 95608.2669 | 65254.6067 | 291833.1023 | 961560.8286 | 8950992.9972 | 8950992.9972 | 8547679.308 | 4340407.0141 | 0 | 10204386.9281 | 32043466.2473 | 177.8279 | 0.004409 | 2314453.6204 | 7267767.9698 | 47183.2676 | 148163.2804
1 | 2400 | 707 | 0.03 | 15 | 15 | 7 | 2.3714e-13 | 5spot_SharedNeighbor | CO2 | Porous | Wet | R245fa | MinimizeLCOE_Brownfield | IgnoreSilica | 0.99146 | 0.036024 | 0.0019406 | 4 | 1327523.6734 | 4140919.8553 | 27063.3657 | 84418.2523 | 40.178 | 3.473 | 30.5002 | 53884.2123 | 0 | 42689.2982 | 0 | 0 | 0 | 30116.7431 | 49409.1989 | 128552.6003 | 87739.7912 | 392391.8441 | 961560.8286 | 8950992.9972 | 8950992.9972 | 8547679.308 | 4340407.0141 | 0 | 10304945.6698 | 32144024.9891 | 237.1374 | 0.0077625 | 1327523.6734 | 4140919.8553 | 27063.3657 | 84418.2523
1 | 2400 | 707 | 0.03 | 15 | 15 | 7 | 3.1623e-13 | 5spot_SharedNeighbor | CO2 | Porous | Wet | R245fa | MinimizeLCOE_Brownfield | IgnoreSilica | 1.3597 | 0.066827 | 0.0031581 | 4 | 826540.4989 | 2555364.4361 | 16850.146 | 52094.5604 | 41.7752 | 3.6591 | 112.7882 | 72070.9462 | 0 | 60513.5333 | 0 | 0 | 0 | 38076.6588 | 66557.844 | 173169.8571 | 118191.9857 | 528580.8251 | 961560.8286 | 8950992.9972 | 8950992.9972 | 8547679.308 | 4340407.0141 | 0 | 10441134.6509 | 32280213.9702 | 316.2278 | 0.012632 | 826540.4989 | 2555364.4361 | 16850.146 | 52094.5604
1 | 2400 | 707 | 0.03 | 15 | 15 | 7 | 4.217e-13 | 5spot_SharedNeighbor | CO2 | Porous | Wet | R245fa | MinimizeLCOE_Brownfield | IgnoreSilica | 1.807 | 0.10616 | 0.0048581 | 4 | 544986.2334 | 1668823.9196 | 11110.2815 | 34021.2329 | 42.9468 | 3.7917 | 149.3691 | 92337.4074 | 0 | 80952.5065 | 0 | 0 | 0 | 45594.7573 | 85365.0218 | 222102.2759 | 151589.367 | 677941.3359 | 961560.8286 | 8950992.9972 | 8950992.9972 | 8547679.308 | 4340407.0141 | 0 | 10590495.1616 | 32429574.4809 | 421.6965 | 0.019433 | 544986.2334 | 1668823.9196 | 11110.2815 | 34021.2329
1 | 2400 | 707 | 0.03 | 15 | 15 | 7 | 5.6234e-13 | 5spot_SharedNeighbor | CO2 | Porous | Wet | R245fa | MinimizeLCOE_Brownfield | IgnoreSilica | 2.4099 | 0.16006 | 0.0071947 | 4 | 374514.2387 | 1133373.5448 | 7634.9793 | 23105.3527 | 43.9096 | 3.8971 | 203.0418 | 117365.1371 | 0 | 106929.7784 | 0 | 0 | 0 | 55154.5886 | 108985.3066 | 283557.4119 | 193533.7601 | 865525.9828 | 961560.8286 | 8950992.9972 | 8950992.9972 | 8547679.308 | 4340407.0141 | 0 | 10778079.8086 | 32617159.1279 | 562.3413 | 0.028779 | 374514.2387 | 1133373.5448 | 7634.9793 | 23105.3527
1 | 2400 | 707 | 0.03 | 15 | 15 | 7 | 7.4989e-13 | 5spot_SharedNeighbor | CO2 | Porous | Wet | R245fa | MinimizeLCOE_Brownfield | IgnoreSilica | 3.1808 | 0.23006 | 0.010357 | 4 | 265464.3464 | 792616.7417 | 5411.8498 | 16158.5644 | 44.6547 | 3.9761 | 52.6083 | 146663.7311 | 0 | 138233.5843 | 0 | 0 | 0 | 65480.4559 | 136647.3308 | 355528.3246 | 242655.3869 | 1085208.8136 | 961560.8286 | 8950992.9972 | 8950992.9972 | 8547679.308 | 4340407.0141 | 0 | 10997762.6394 | 32836841.9587 | 749.8942 | 0.041428 | 265464.3464 | 792616.7417 | 5411.8498 | 16158.5644
1 | 2400 | 707 | 0.03 | 15 | 15 | 7 | 1e-12 | 5spot_SharedNeighbor | CO2 | Porous | Wet | R245fa | MinimizeLCOE_Brownfield | IgnoreSilica | 4.1897 | 0.32231 | 0.014608 | 4 | 192757.0083 | 566497.0801 | 3929.6123 | 11548.8092 | 45.2438 | 4.0368 | 44.9833 | 181810.6088 | 0 | 176871.7549 | 0 | 0 | 0 | 77505.4982 | 170113.2661 | 442599.8235 | 302083.474 | 1350984.4255 | 961560.8286 | 8950992.9972 | 8950992.9972 | 8547679.308 | 4340407.0141 | 0 | 11263538.2513 | 33102617.5706 | 1000 | 0.058434 | 192757.0083 | 566497.0801 | 3929.6123 | 11548.8092
1 | 2400 | 707 | 0.03 | 15 | 15 | 7 | 1.3335e-12 | 5spot_SharedNeighbor | CO2 | Porous | Wet | R245fa | MinimizeLCOE_Brownfield | IgnoreSilica | 5.4996 | 0.4427 | 0.020288 | 4 | 142720.2229 | 411830.9812 | 2909.5448 | 8395.7316 | 45.7026 | 4.0829 | 57.6558 | 223688.3532 | 0 | 224223.0482 | 0 | 0 | 0 | 91142.1011 | 210230.866 | 546977.589 | 373323.4437 | 1669585.4012 | 961560.8286 | 8950992.9972 | 8950992.9972 | 8547679.308 | 4340407.0141 | 0 | 11582139.227 | 33421218.5462 | 1333.5214 | 0.081153 | 142720.2229 | 411830.9812 | 2909.5448 | 8395.7316
1 | 2400 | 707 | 0.03 | 15 | 15 | 7 | 1.7783e-12 | 5spot_SharedNeighbor | CO2 | Porous | Wet | R245fa | MinimizeLCOE_Brownfield | IgnoreSilica | 7.1781 | 0.59757 | 0.027828 | 4 | 107428.0166 | 303622.6571 | 2190.0654 | 6189.7585 | 46.054 | 4.1171 | 56.0673 | 273024.0225 | 0 | 281562.9115 | 0 | 0 | 0 | 105874.5594 | 257579.9825 | 670170.2775 | 457404.985 | 2045616.7384 | 961560.8286 | 8950992.9972 | 8950992.9972 | 8547679.308 | 4340407.0141 | 0 | 11958170.5642 | 33797249.8835 | 1778.2794 | 0.11131 | 107428.0166 | 303622.6571 | 2190.0654 | 6189.7585
1 | 2400 | 707 | 0.03 | 15 | 15 | 7 | 2.3714e-12 | 5spot_SharedNeighbor | CO2 | Porous | Wet | R245fa | MinimizeLCOE_Brownfield | IgnoreSilica | 9.3512 | 0.79848 | 0.03781 | 4 | 82051.0217 | 226452.3271 | 1672.7211 | 4616.537 | 46.3238 | 4.1425 | 49.4925 | 331851.3803 | 0 | 351809.8977 | 0 | 0 | 0 | 122454.0995 | 314384.9972 | 817965.2736 | 558278.1067 | 2496743.7551 | 961560.8286 | 8950992.9972 | 8950992.9972 | 8547679.308 | 4340407.0141 | 0 | 12409297.5808 | 34248376.9001 | 2371.3737 | 0.15124 | 82051.0217 | 226452.3271 | 1672.7211 | 4616.537
1 | 2400 | 707 | 0.03 | 15 | 15 | 7 | 3.1623e-12 | 5spot_SharedNeighbor | CO2 | Porous | Wet | R245fa | MinimizeLCOE_Brownfield | IgnoreSilica | 12.124 | 1.0554 | 0.050932 | 4 | 63520.9961 | 170717.9206 | 1294.9614 | 3480.3157 | 46.5244 | 4.1601 | 53.2578 | 401069.5771 | 0 | 436713.5891 | 0 | 0 | 0 | 140015.281 | 381341.3944 | 992172.0844 | 677177.8347 | 3028489.7606 | 961560.8286 | 8950992.9972 | 8950992.9972 | 8547679.308 | 4340407.0141 | 0 | 12941043.5864 | 34780122.9057 | 3162.2777 | 0.20373 | 63520.9961 | 170717.9206 | 1294.9614 | 3480.3157
1 | 2400 | 707 | 0.03 | 15 | 15 | 7 | 4.217e-12 | 5spot_SharedNeighbor | CO2 | Porous | Wet | R245fa | MinimizeLCOE_Brownfield | IgnoreSilica | 15.6239 | 1.3804 | 0.068044 | 4 | 49823.0424 | 130061.7323 | 1015.7101 | 2651.4843 | 46.6668 | 4.1708 | 62.7819 | 481776.8639 | 0 | 538396.576 | 0 | 0 | 0 | 157677.6356 | 459361.9195 | 1195165.4864 | 815725.0026 | 3648103.4841 | 961560.8286 | 8950992.9972 | 8950992.9972 | 8547679.308 | 4340407.0141 | 0 | 13560657.3098 | 35399736.6291 | 4216.965 | 0.27218 | 49823.0424 | 130061.7323 | 1015.7101 | 2651.4843
1 | 2400 | 707 | 0.03 | 15 | 15 | 7 | 5.6234e-12 | 5spot_SharedNeighbor | CO2 | Porous | Wet | R245fa | MinimizeLCOE_Brownfield | IgnoreSilica | 20 | 1.7876 | 0.090131 | 4 | 39597.3937 | 100173.0475 | 807.2464 | 2042.1631 | 46.758 | 4.1748 | 51.4327 | 575111.7704 | 0 | 659227.9881 | 0 | 0 | 0 | 174432.1256 | 549421.0348 | 1429480.8308 | 975650.0399 | 4363323.7896 | 961560.8286 | 8950992.9972 | 8950992.9972 | 8547679.308 | 4340407.0141 | 0 | 14275877.6154 | 36114956.9346 | 5623.4133 | 0.36053 | 39597.3937 | 100173.0475 | 807.2464 | 2042.1631
1 | 2400 | 707 | 0.03 | 15 | 15 | 7 | 7.4989e-12 | 5spot_SharedNeighbor | CO2 | Porous | Wet | R245fa | MinimizeLCOE_Brownfield | IgnoreSilica | 25.3487 | 2.2869 | 0.11817 | 4 | 31900.6066 | 78102.117 | 650.337 | 1592.2173 | 46.7981 | 4.171 | 50.0161 | 680717.4112 | 0 | 799917.8606 | 0 | 0 | 0 | 187489.1094 | 650568.5087 | 1692645.8096 | 1155265.5455 | 5166604.2449 | 961560.8286 | 8950992.9972 | 8950992.9972 | 8547679.308 | 4340407.0141 | 0 | 15079158.0707 | 36918237.39 | 7498.9421 | 0.47269 | 31900.6066 | 78102.117 | 650.337 | 1592.2173
1 | 2400 | 707 | 0.03 | 15 | 15 | 7 | 1e-11 | 5spot_SharedNeighbor | CO2 | Porous | Wet | R245fa | MinimizeLCOE_Brownfield | IgnoreSilica | 31.6829 | 2.88 | 0.15285 | 4 | 26085.5907 | 61805.3901 | 531.79 | 1259.9865 | 46.7903 | 4.1594 | 45.8578 | 796716.3805 | 0 | 959030.8822 | 0 | 0 | 0 | 193131.5382 | 760062.7323 | 1977527.3193 | 1349703.0295 | 6036171.882 | 961560.8286 | 8950992.9972 | 8950992.9972 | 8547679.308 | 4340407.0141 | 0 | 15948725.7078 | 37787805.0271 | 10000 | 0.6114 | 26085.5907 | 61805.3901 | 531.79 | 1259.9865
1 | 2400 | 707 | 0.03 | 15 | 15 | 7 | 1.3335e-11 | 5spot_SharedNeighbor | CO2 | Porous | Wet | R245fa | MinimizeLCOE_Brownfield | IgnoreSilica | 38.8862 | 3.5573 | 0.19429 | 4 | 21672.5184 | 49774.2832 | 441.8236 | 1014.7161 | 46.731 | 4.1385 | 41.049 | 919194.2381 | 0 | 1132504.6999 | 0 | 0 | 0 | 185794.3163 | 872622.3692 | 2270384.4052 | 1549584.0083 | 6930084.037 | 961560.8286 | 8950992.9972 | 8950992.9972 | 8547679.308 | 4340407.0141 | 0 | 16842637.8627 | 38681717.182 | 13335.2143 | 0.77714 | 21672.5184 | 49774.2832 | 441.8236 | 1014.7161
1 | 2400 | 707 | 0.03 | 15 | 15 | 7 | 1.7783e-11 | 5spot_SharedNeighbor | CO2 | Porous | Wet | R245fa | MinimizeLCOE_Brownfield | IgnoreSilica | 46.5324 | 4.2804 | 0.24125 | 4 | 18316.2475 | 40947.0587 | 373.4015 | 834.7612 | 46.6225 | 4.1086 | 52.7508 | 1040156.6122 | 0 | 1309880.8037 | 0 | 0 | 0 | 156346.1577 | 977489.5937 | 2543227.4122 | 1735804.9669 | 7762905.5464 | 961560.8286 | 8950992.9972 | 8950992.9972 | 8547679.308 | 4340407.0141 | 0 | 17675459.3721 | 39514538.6914 | 17782.7941 | 0.96502 | 18316.2475 | 40947.0587 | 373.4015 | 834.7612
1 | 2400 | 707 | 0.03 | 15 | 15 | 7 | 2.3714e-11 | 5spot_SharedNeighbor | CO2 | Porous | Wet | R245fa | MinimizeLCOE_Brownfield | IgnoreSilica | 50.0833 | 4.6357 | 0.28005 | 4 | 15716.24 | 35211.7559 | 320.3968 | 717.8393 | 46.5562 | 4.0917 | 62.0824 | 1093473.3176 | 0 | 1390321.1277 | 0 | 0 | 0 | 0 | 968679.8337 | 2520306.2236 | 1720160.7847 | 7692941.2872 | 961560.8286 | 8950992.9972 | 8950992.9972 | 8547679.308 | 4340407.0141 | 0 | 17605495.113 | 39444574.4323 | 23713.7371 | 1.1202 | 15716.24 | 35211.7559 | 320.3968 | 717.8393
1 | 2400 | 707 | 0.03 | 15 | 15 | 7 | 3.1623e-11 | 5spot_SharedNeighbor | CO2 | Porous | Wet | R245fa | MinimizeLCOE_Brownfield | IgnoreSilica | 63.5434 | 5.894 | 0.34798 | 4 | 13723.4316 | 29413.4497 | 279.7707 | 599.633 | 46.2334 | 4.0148 | 56.8554 | 1281190.388 | 0 | 1685701.2366 | 0 | 0 | 0 | 0 | 1157087.7336 | 3010504.9315 | 2054731.4755 | 9189215.7653 | 961560.8286 | 8950992.9972 | 8950992.9972 | 8547679.308 | 4340407.0141 | 0 | 19101769.5911 | 40940848.9103 | 31622.7766 | 1.3919 | 13723.4316 | 29413.4497 | 279.7707 | 599.633
1 | 2400 | 707 | 0.03 | 15 | 15 | 7 | 4.217e-11 | 5spot_SharedNeighbor | CO2 | Porous | Wet | R245fa | MinimizeLCOE_Brownfield | IgnoreSilica | 78.6324 | 7.2987 | 0.41664 | 4 | 12394.0841 | 25498.4467 | 252.6702 | 519.8203 | 45.7263 | 3.9013 | 48.7221 | 1466109.9817 | 0 | 2002385.6957 | 0 | 0 | 0 | 0 | 1352713.3142 | 3519482.5639 | 2402119.168 | 10742810.7234 | 961560.8286 | 8950992.9972 | 8950992.9972 | 8547679.308 | 4340407.0141 | 0 | 20655364.5492 | 42494443.8684 | 42169.6503 | 1.6666 | 12394.0841 | 25498.4467 | 252.6702 | 519.8203
1 | 2400 | 707 | 0.03 | 15 | 15 | 7 | 5.6234e-11 | 5spot_SharedNeighbor | CO2 | Porous | Wet | R245fa | MinimizeLCOE_Brownfield | IgnoreSilica | 94.4326 | 8.759 | 0.47773 | 4 | 11594.4918 | 23023.1143 | 236.3694 | 469.3573 | 45.0318 | 3.752 | 61.575 | 1632020.3935 | 0 | 2320993.6089 | 0 | 0 | 0 | 0 | 1541675.4609 | 4011123.3082 | 2737674.0782 | 12243486.8498 | 961560.8286 | 8950992.9972 | 8950992.9972 | 8547679.308 | 4340407.0141 | 0 | 22156040.6755 | 43995119.9948 | 56234.1325 | 1.9109 | 11594.4918 | 23023.1143 | 236.3694 | 469.3573
1 | 2400 | 707 | 0.03 | 15 | 15 | 7 | 7.4989e-11 | 5spot_SharedNeighbor | CO2 | Porous | Wet | R245fa | MinimizeLCOE_Brownfield | IgnoreSilica | 109.7682 | 10.1627 | 0.52424 | 4 | 11204.9331 | 21619.5397 | 228.4277 | 440.7436 | 44.2005 | 3.5788 | 46.9424 | 1766006.8074 | 0 | 2619754.042 | 0 | 0 | 0 | 0 | 1710446.7313 | 4450231.5339 | 3037374.465 | 13583813.5797 | 961560.8286 | 8950992.9972 | 8950992.9972 | 8547679.308 | 4340407.0141 | 0 | 23496367.4055 | 45335446.7248 | 74989.4209 | 2.097 | 11204.9331 | 21619.5397 | 228.4277 | 440.7436
1 | 2400 | 707 | 0.03 | 15 | 15 | 7 | 1e-10 | 5spot_SharedNeighbor | CO2 | Porous | Wet | R245fa | MinimizeLCOE_Brownfield | IgnoreSilica | 121.7756 | 11.2516 | 0.55018 | 4 | 11117.8825 | 21041.4832 | 226.6531 | 428.9591 | 43.4344 | 3.4229 | 57.0774 | 1851444.9475 | 0 | 2847817.3647 | 0 | 0 | 0 | 0 | 1832712.3018 | 4768341.4682 | 3254491.0317 | 14554807.1138 | 961560.8286 | 8950992.9972 | 8950992.9972 | 8547679.308 | 4340407.0141 | 0 | 24467360.9396 | 46306440.2589 | 100000 | 2.2007 | 11117.8825 | 21041.4832 | 226.6531 | 428.9591
1 | 2400 | 707 | 0.03 | 15 | 15 | 7 | 1.3335e-10 | 5spot_SharedNeighbor | CO2 | Porous | Wet | R245fa | MinimizeLCOE_Brownfield | IgnoreSilica | 121.7212 | 11.2458 | 0.54998 | 4 | 11119.4093 | 21046.5763 | 226.6842 | 429.0629 | 43.4353 | 3.4232 | 68.9741 | 1850898.4455 | 0 | 2846610.277 | 0 | 0 | 0 | 0 | 1832028.4018 | 4766562.1007 | 3253276.5768 | 14549375.8018 | 961560.8286 | 8950992.9972 | 8950992.9972 | 8547679.308 | 4340407.0141 | 0 | 24461929.6276 | 46301008.9469 | 133352.1432 | 2.1999 | 11119.4093 | 21046.5763 | 226.6842 | 429.0629
1 | 2400 | 707 | 0.03 | 15 | 15 | 7 | 1.7783e-10 | 5spot_SharedNeighbor | CO2 | Porous | Wet | R245fa | MinimizeLCOE_Brownfield | IgnoreSilica | 121.7035 | 11.2435 | 0.54987 | 4 | 11120.5712 | 21049.7015 | 226.7079 | 429.1266 | 43.4344 | 3.4232 | 64.55 | 1850634.4997 | 0 | 2846137.6521 | 0 | 0 | 0 | 0 | 1831741.1392 | 4765814.7025 | 3252766.4621 | 14547094.4556 | 961560.8286 | 8950992.9972 | 8950992.9972 | 8547679.308 | 4340407.0141 | 0 | 24459648.2814 | 46298727.6007 | 177827.941 | 2.1995 | 11120.5712 | 21049.7015 | 226.7079 | 429.1266
1 | 2400 | 707 | 0.03 | 15 | 15 | 7 | 2.3714e-10 | 5spot_SharedNeighbor | CO2 | Porous | Wet | R245fa | MinimizeLCOE_Brownfield | IgnoreSilica | 121.6887 | 11.2416 | 0.54979 | 4 | 11121.4525 | 21052.117 | 226.7259 | 429.1759 | 43.4339 | 3.4231 | 72.5438 | 1850425.2991 | 0 | 2845752.7164 | 0 | 0 | 0 | 0 | 1831509.426 | 4765211.8323 | 3252354.9909 | 14545254.2647 | 961560.8286 | 8950992.9972 | 8950992.9972 | 8547679.308 | 4340407.0141 | 0 | 24457808.0904 | 46296887.4097 | 237137.3706 | 2.1992 | 11121.4525 | 21052.117 | 226.7259 | 429.1759
1 | 2400 | 707 | 0.03 | 15 | 15 | 7 | 3.1623e-10 | 5spot_SharedNeighbor | CO2 | Porous | Wet | R245fa | MinimizeLCOE_Brownfield | IgnoreSilica | 121.6692 | 11.2394 | 0.54971 | 4 | 11122.1192 | 21054.2053 | 226.7394 | 429.2185 | 43.434 | 3.4232 | 71.8411 | 1850214.3153 | 0 | 2845306.6741 | 0 | 0 | 0 | 0 | 1831253.1859 | 4764545.1479 | 3251899.9651 | 14543219.2883 | 961560.8286 | 8950992.9972 | 8950992.9972 | 8547679.308 | 4340407.0141 | 0 | 24455773.1141 | 46294852.4334 | 316227.766 | 2.1988 | 11122.1192 | 21054.2053 | 226.7394 | 429.2185
1 | 2400 | 707 | 0.03 | 15 | 15 | 7 | 4.217e-10 | 5spot_SharedNeighbor | CO2 | Porous | Wet | R245fa | MinimizeLCOE_Brownfield | IgnoreSilica | 121.6498 | 11.2374 | 0.54964 | 4 | 11122.6225 | 21055.933 | 226.7497 | 429.2537 | 43.4344 | 3.4234 | 70.3709 | 1850024.5466 | 0 | 2844880.4055 | 0 | 0 | 0 | 0 | 1831012.9313 | 4763920.0549 | 3251473.3263 | 14541311.2647 | 961560.8286 | 8950992.9972 | 8950992.9972 | 8547679.308 | 4340407.0141 | 0 | 24453865.0905 | 46292944.4097 | 421696.5034 | 2.1986 | 11122.6225 | 21055.933 | 226.7497 | 429.2537
1 | 2400 | 707 | 0.03 | 15 | 15 | 7 | 5.6234e-10 | 5spot_SharedNeighbor | CO2 | Porous | Wet | R245fa | MinimizeLCOE_Brownfield | IgnoreSilica | 121.6427 | 11.2365 | 0.5496 | 4 | 11123.0018 | 21056.9942 | 226.7574 | 429.2753 | 43.4342 | 3.4234 | 78.8324 | 1849930.2057 | 0 | 2844702.0539 | 0 | 0 | 0 | 0 | 1830906.5812 | 4763643.3537 | 3251284.472 | 14540466.6665 | 961560.8286 | 8950992.9972 | 8950992.9972 | 8547679.308 | 4340407.0141 | 0 | 24453020.4923 | 46292099.8116 | 562341.3252 | 2.1984 | 11123.0018 | 21056.9942 | 226.7574 | 429.2753
1 | 2400 | 707 | 0.03 | 15 | 15 | 7 | 7.4989e-10 | 5spot_SharedNeighbor | CO2 | Porous | Wet | R245fa | MinimizeLCOE_Brownfield | IgnoreSilica | 121.6427 | 11.2363 | 0.54959 | 4 | 11123.2874 | 21057.6246 | 226.7633 | 429.2882 | 43.4337 | 3.4233 | 79.3818 | 1849893.2146 | 0 | 2844667.6927 | 0 | 0 | 0 | 0 | 1830878.7538 | 4763570.9526 | 3251235.0567 | 14540245.6704 | 961560.8286 | 8950992.9972 | 8950992.9972 | 8547679.308 | 4340407.0141 | 0 | 24452799.4962 | 46291878.8154 | 749894.2093 | 2.1983 | 11123.2874 | 21057.6246 | 226.7633 | 429.2882
1 | 2400 | 707 | 0.03 | 15 | 15 | 7 | 1e-09 | 5spot_SharedNeighbor | CO2 | Porous | Wet | R245fa | MinimizeLCOE_Brownfield | IgnoreSilica | 121.6233 | 11.2344 | 0.54954 | 4 | 11123.5021 | 21058.7154 | 226.7676 | 429.3104 | 43.4346 | 3.4235 | 78.0586 | 1849740.8759 | 0 | 2844276.2734 | 0 | 0 | 0 | 0 | 1830666.6882 | 4763019.2014 | 3250858.4752 | 14538561.5143 | 961560.8286 | 8950992.9972 | 8950992.9972 | 8547679.308 | 4340407.0141 | 0 | 24451115.34 | 46290194.6593 | 1000000 | 2.1981 | 11123.5021 | 21058.7154 | 226.7676 | 429.3104
1 | 2400 | 707 | 0.03 | 15 | 15 | 7 | 1.3335e-09 | 5spot_SharedNeighbor | CO2 | Porous | Wet | R245fa | MinimizeLCOE_Brownfield | IgnoreSilica | 121.6233 | 11.2343 | 0.54953 | 4 | 11123.6635 | 21059.0716 | 226.7709 | 429.3177 | 43.4343 | 3.4235 | 78.1619 | 1849719.9803 | 0 | 2844256.8698 | 0 | 0 | 0 | 0 | 1830650.9715 | 4762978.3098 | 3250830.5658 | 14538436.6972 | 961560.8286 | 8950992.9972 | 8950992.9972 | 8547679.308 | 4340407.0141 | 0 | 24450990.5229 | 46290069.8422 | 1333521.4322 | 2.1981 | 11123.6635 | 21059.0716 | 226.7709 | 429.3177
1 | 2400 | 707 | 0.03 | 15 | 15 | 7 | 1.7783e-09 | 5spot_SharedNeighbor | CO2 | Porous | Wet | R245fa | MinimizeLCOE_Brownfield | IgnoreSilica | 121.6233 | 11.2343 | 0.54952 | 4 | 11123.7847 | 21059.3392 | 226.7734 | 429.3231 | 43.4341 | 3.4234 | 77.3168 | 1849704.2847 | 0 | 2844242.2966 | 0 | 0 | 0 | 0 | 1830639.1667 | 4762947.596 | 3250809.6031 | 14538342.9471 | 961560.8286 | 8950992.9972 | 8950992.9972 | 8547679.308 | 4340407.0141 | 0 | 24450896.7728 | 46289976.0921 | 1778279.41 | 2.1981 | 11123.7847 | 21059.3392 | 226.7734 | 429.3231
1 | 2400 | 707 | 0.03 | 15 | 15 | 7 | 2.3714e-09 | 5spot_SharedNeighbor | CO2 | Porous | Wet | R245fa | MinimizeLCOE_Brownfield | IgnoreSilica | 121.6233 | 11.2342 | 0.54951 | 4 | 11123.8757 | 21059.5401 | 226.7753 | 429.3272 | 43.434 | 3.4234 | 77.7226 | 1849692.5 | 0 | 2844231.3555 | 0 | 0 | 0 | 0 | 1830630.3036 | 4762924.5362 | 3250793.8642 | 14538272.5596 | 961560.8286 | 8950992.9972 | 8950992.9972 | 8547679.308 | 4340407.0141 | 0 | 24450826.3853 | 46289905.7046 | 2371373.7057 | 2.198 | 11123.8757 | 21059.5401 | 226.7753 | 429.3272
1 | 2400 | 707 | 0.03 | 15 | 15 | 7 | 3.1623e-09 | 5spot_SharedNeighbor | CO2 | Porous | Wet | R245fa | MinimizeLCOE_Brownfield | IgnoreSilica | 121.6233 | 11.2342 | 0.54951 | 4 | 11123.944 | 21059.6909 | 226.7766 | 429.3303 | 43.4338 | 3.4234 | 78.0648 | 1849683.6544 | 0 | 2844223.1437 | 0 | 0 | 0 | 0 | 1830623.6513 | 4762907.2281 | 3250782.0511 | 14538219.7286 | 961560.8286 | 8950992.9972 | 8950992.9972 | 8547679.308 | 4340407.0141 | 0 | 24450773.5544 | 46289852.8736 | 3162277.6602 | 2.198 | 11123.944 | 21059.6909 | 226.7766 | 429.3303
1 | 2400 | 707 | 0.03 | 15 | 15 | 7 | 4.217e-09 | 5spot_SharedNeighbor | CO2 | Porous | Wet | R245fa | MinimizeLCOE_Brownfield | IgnoreSilica | 121.6233 | 11.2341 | 0.5495 | 4 | 11123.9953 | 21059.8041 | 226.7777 | 429.3326 | 43.4337 | 3.4234 | 77.9392 | 1849677.0165 | 0 | 2844216.9817 | 0 | 0 | 0 | 0 | 1830618.6593 | 4762894.24 | 3250773.1865 | 14538180.0841 | 961560.8286 | 8950992.9972 | 8950992.9972 | 8547679.308 | 4340407.0141 | 0 | 24450733.9098 | 46289813.2291 | 4216965.0343 | 2.198 | 11123.9953 | 21059.8041 | 226.7777 | 429.3326
1 | 2400 | 707 | 0.03 | 15 | 15 | 7 | 5.6234e-09 | 5spot_SharedNeighbor | CO2 | Porous | Wet | R245fa | MinimizeLCOE_Brownfield | IgnoreSilica | 121.6233 | 11.2341 | 0.5495 | 4 | 11124.0338 | 21059.889 | 226.7785 | 429.3343 | 43.4337 | 3.4234 | 78.0602 | 1849672.0362 | 0 | 2844212.3586 | 0 | 0 | 0 | 0 | 1830614.914 | 4762884.4954 | 3250766.5356 | 14538150.3397 | 961560.8286 | 8950992.9972 | 8950992.9972 | 8547679.308 | 4340407.0141 | 0 | 24450704.1655 | 46289783.4848 | 5623413.2519 | 2.198 | 11124.0338 | 21059.889 | 226.7785 | 429.3343
1 | 2400 | 707 | 0.03 | 15 | 15 | 7 | 7.4989e-09 | 5spot_SharedNeighbor | CO2 | Porous | Wet | R245fa | MinimizeLCOE_Brownfield | IgnoreSilica | 121.6233 | 11.2341 | 0.5495 | 4 | 11124.0626 | 21059.9527 | 226.7791 | 429.3356 | 43.4336 | 3.4234 | 78.343 | 1849668.3 | 0 | 2844208.8905 | 0 | 0 | 0 | 0 | 1830612.1043 | 4762877.1851 | 3250761.5462 | 14538128.0261 | 961560.8286 | 8950992.9972 | 8950992.9972 | 8547679.308 | 4340407.0141 | 0 | 24450681.8518 | 46289761.1711 | 7498942.0933 | 2.198 | 11124.0626 | 21059.9527 | 226.7791 | 429.3356
1 | 2400 | 707 | 0.03 | 15 | 15 | 7 | 1e-08 | 5spot_SharedNeighbor | CO2 | Porous | Wet | R245fa | MinimizeLCOE_Brownfield | IgnoreSilica | 121.6233 | 11.2341 | 0.5495 | 4 | 11124.0843 | 21060.0005 | 226.7795 | 429.3366 | 43.4336 | 3.4234 | 78.3239 | 1849665.4974 | 0 | 2844206.289 | 0 | 0 | 0 | 0 | 1830609.9967 | 4762871.7017 | 3250757.8036 | 14538111.2884 | 961560.8286 | 8950992.9972 | 8950992.9972 | 8547679.308 | 4340407.0141 | 0 | 24450665.1142 | 46289744.4335 | 10000000 | 2.198 | 11124.0843 | 21060.0005 | 226.7795 | 429.3366
1 | 2500 | 707 | 0.03 | 15 | 15 | 7 | 1e-13 | 5spot_SharedNeighbor | CO2 | Porous | Wet | R245fa | MinimizeLCOE_Brownfield | IgnoreSilica | 0.33097 | -0.010378 | 0.00023353 | 4 | 11185350.0933 | 35411210.7015 | 228028.491 | 721905.4274 | 31.958 | 2.7389 | 38.8607 | 17675.5917 | 0 | 7516.3003 | 0 | 0 | 0 | 14134.8566 | 15337.4319 | 39904.8518 | 27235.8813 | 121804.9135 | 961560.8286 | 9365192.5909 | 9365192.5909 | 8785769.2746 | 4479113.6905 | 0 | 10448558.333 | 33078633.8889 | 100 | 0.00093413 | 11185350.0933 | 35411210.7015 | 228028.491 | 721905.4274
1 | 2500 | 707 | 0.03 | 15 | 15 | 7 | 1.3335e-13 | 5spot_SharedNeighbor | CO2 | Porous | Wet | R245fa | MinimizeLCOE_Brownfield | IgnoreSilica | 0.53564 | -0.00066444 | 0.00057801 | 4 | 4561017.0048 | 14348940.7288 | 92982.5009 | 292522.5651 | 36.5799 | 3.2551 | 36.0639 | 30239.1062 | 0 | 18510.7827 | 0 | 0 | 0 | 21797.2506 | 27513.3844 | 71584.1824 | 48857.6754 | 218502.3816 | 961560.8286 | 9365192.5909 | 9365192.5909 | 8785769.2746 | 4479113.6905 | 0 | 10545255.8011 | 33175331.357 | 133.3521 | 0.002312 | 4561017.0048 | 14348940.7288 | 92982.5009 | 292522.5651
1 | 2500 | 707 | 0.03 | 15 | 15 | 7 | 1.7783e-13 | 5spot_SharedNeighbor | CO2 | Porous | Wet | R245fa | MinimizeLCOE_Brownfield | IgnoreSilica | 0.76734 | 0.015297 | 0.0011864 | 4 | 2243809.3466 | 7012384.2681 | 45743.0885 | 142956.9383 | 39.4819 | 3.589 | 40.993 | 44036.8974 | 0 | 30885.2882 | 0 | 0 | 0 | 28918.7798 | 40497.9765 | 105367.4276 | 71915.4344 | 321621.8039 | 961560.8286 | 9365192.5909 | 9365192.5909 | 8785769.2746 | 4479113.6905 | 0 | 10648375.2234 | 33278450.7793 | 177.8279 | 0.0047457 | 2243809.3466 | 7012384.2681 | 45743.0885 | 142956.9383
1 | 2500 | 707 | 0.03 | 15 | 15 | 7 | 2.3714e-13 | 5spot_SharedNeighbor | CO2 | Porous | Wet | R245fa | MinimizeLCOE_Brownfield | IgnoreSilica | 1.068 | 0.039119 | 0.0021307 | 4 | 1264102.671 | 3919377.8908 | 25770.4428 | 79901.8197 | 41.6973 | 3.8424 | 91.5402 | 60806.4537 | 0 | 46309.0968 | 0 | 0 | 0 | 37140.011 | 56259.669 | 146376.1183 | 99904.7085 | 446796.0574 | 961560.8286 | 9365192.5909 | 9365192.5909 | 8785769.2746 | 4479113.6905 | 0 | 10773549.4769 | 33403625.0328 | 237.1374 | 0.0085227 | 1264102.671 | 3919377.8908 | 25770.4428 | 79901.8197
1 | 2500 | 707 | 0.03 | 15 | 15 | 7 | 3.1623e-13 | 5spot_SharedNeighbor | CO2 | Porous | Wet | R245fa | MinimizeLCOE_Brownfield | IgnoreSilica | 1.4375 | 0.070943 | 0.0035027 | 4 | 778973.1401 | 2394174.1807 | 15880.4211 | 48808.479 | 43.3391 | 4.0258 | 123.6201 | 79856.6915 | 0 | 64305.9618 | 0 | 0 | 0 | 45423.084 | 73938.4376 | 192372.6477 | 131298.2849 | 587195.1076 | 961560.8286 | 9365192.5909 | 9365192.5909 | 8785769.2746 | 4479113.6905 | 0 | 10913948.5271 | 33544024.083 | 316.2278 | 0.014011 | 778973.1401 | 2394174.1807 | 15880.4211 | 48808.479
1 | 2500 | 707 | 0.03 | 15 | 15 | 7 | 4.217e-13 | 5spot_SharedNeighbor | CO2 | Porous | Wet | R245fa | MinimizeLCOE_Brownfield | IgnoreSilica | 1.9237 | 0.11444 | 0.0054287 | 4 | 510482.8465 | 1552634.0371 | 10406.8833 | 31652.5449 | 44.6609 | 4.1687 | 167.5866 | 102901.3648 | 0 | 86687.215 | 0 | 0 | 0 | 55230.0012 | 95479.2466 | 248417.4143 | 169549.9897 | 758265.2317 | 961560.8286 | 9365192.5909 | 9365192.5909 | 8785769.2746 | 4479113.6905 | 0 | 11085018.6512 | 33715094.2071 | 421.6965 | 0.021715 | 510482.8465 | 1552634.0371 | 10406.8833 | 31652.5449
1 | 2500 | 707 | 0.03 | 15 | 15 | 7 | 5.6234e-13 | 5spot_SharedNeighbor | CO2 | Porous | Wet | R245fa | MinimizeLCOE_Brownfield | IgnoreSilica | 2.5655 | 0.17314 | 0.0080778 | 4 | 349535.537 | 1049918.2778 | 7125.7547 | 21404.0042 | 45.721 | 4.2794 | 223.8417 | 130763.9343 | 0 | 114534.0692 | 0 | 0 | 0 | 66944.338 | 121774.5132 | 316832.304 | 216244.5577 | 967093.7165 | 961560.8286 | 9365192.5909 | 9365192.5909 | 8785769.2746 | 4479113.6905 | 0 | 11293847.136 | 33923922.6919 | 562.3413 | 0.032311 | 349535.537 | 1049918.2778 | 7125.7547 | 21404.0042
1 | 2500 | 707 | 0.03 | 15 | 15 | 7 | 7.4989e-13 | 5spot_SharedNeighbor | CO2 | Porous | Wet | R245fa | MinimizeLCOE_Brownfield | IgnoreSilica | 3.3855 | 0.24942 | 0.011666 | 4 | 247264.4807 | 732223.5378 | 5040.8209 | 14927.3672 | 46.542 | 4.3623 | 49.9568 | 163371.8052 | 0 | 148068.8141 | 0 | 0 | 0 | 79734.5914 | 152558.3322 | 396925.4863 | 270909.8004 | 1211568.8295 | 961560.8286 | 9365192.5909 | 9365192.5909 | 8785769.2746 | 4479113.6905 | 0 | 11538322.249 | 34168397.8049 | 749.8942 | 0.046664 | 247264.4807 | 732223.5378 | 5040.8209 | 14927.3672
1 | 2500 | 707 | 0.03 | 15 | 15 | 7 | 1e-12 | 5spot_SharedNeighbor | CO2 | Porous | Wet | R245fa | MinimizeLCOE_Brownfield | IgnoreSilica | 4.4527 | 0.34954 | 0.016489 | 4 | 179392.091 | 522498.1163 | 3657.1504 | 10651.8308 | 47.189 | 4.4258 | 49.7347 | 202298.5752 | 0 | 189243.7831 | 0 | 0 | 0 | 94476.1587 | 189547.2217 | 493162.9893 | 336593.8737 | 1505322.6017 | 961560.8286 | 9365192.5909 | 9365192.5909 | 8785769.2746 | 4479113.6905 | 0 | 11832076.0211 | 34462151.577 | 1000 | 0.065957 | 179392.091 | 522498.1163 | 3657.1504 | 10651.8308
1 | 2500 | 707 | 0.03 | 15 | 15 | 7 | 1.3335e-12 | 5spot_SharedNeighbor | CO2 | Porous | Wet | R245fa | MinimizeLCOE_Brownfield | IgnoreSilica | 5.8286 | 0.47936 | 0.022926 | 4 | 132830.4025 | 379599.658 | 2707.9274 | 7738.6525 | 47.6916 | 4.4737 | 62.3535 | 248395.1492 | 0 | 239370.6987 | 0 | 0 | 0 | 110994.6155 | 233516.5807 | 607562.2422 | 414673.7144 | 1854513.0007 | 961560.8286 | 9365192.5909 | 9365192.5909 | 8785769.2746 | 4479113.6905 | 0 | 12181266.4202 | 34811341.9761 | 1333.5214 | 0.091705 | 132830.4025 | 379599.658 | 2707.9274 | 7738.6525
1 | 2500 | 707 | 0.03 | 15 | 15 | 7 | 1.7783e-12 | 5spot_SharedNeighbor | CO2 | Porous | Wet | R245fa | MinimizeLCOE_Brownfield | IgnoreSilica | 7.6191 | 0.64882 | 0.031487 | 4 | 100058.5769 | 279735.0393 | 2039.8294 | 5702.7771 | 48.0831 | 4.51 | 58.7863 | 303570.0682 | 0 | 301028.1343 | 0 | 0 | 0 | 130093.6423 | 286529.8195 | 745491.8149 | 508813.482 | 2275526.9612 | 961560.8286 | 9365192.5909 | 9365192.5909 | 8785769.2746 | 4479113.6905 | 0 | 12602280.3807 | 35232355.9366 | 1778.2794 | 0.12595 | 100058.5769 | 279735.0393 | 2039.8294 | 5702.7771
1 | 2500 | 707 | 0.03 | 15 | 15 | 7 | 2.3714e-12 | 5spot_SharedNeighbor | CO2 | Porous | Wet | R245fa | MinimizeLCOE_Brownfield | IgnoreSilica | 9.9165 | 0.86688 | 0.042801 | 4 | 76524.4797 | 208705.041 | 1560.055 | 4254.7346 | 48.3809 | 4.5364 | 56.9361 | 368775.0384 | 0 | 375883.5891 | 0 | 0 | 0 | 151192.9429 | 349382.1124 | 909020.5884 | 620425.2301 | 2774679.5013 | 961560.8286 | 9365192.5909 | 9365192.5909 | 8785769.2746 | 4479113.6905 | 0 | 13101432.9207 | 35731508.4766 | 2371.3737 | 0.17121 | 76524.4797 | 208705.041 | 1560.055 | 4254.7346
1 | 2500 | 707 | 0.03 | 15 | 15 | 7 | 3.1623e-12 | 5spot_SharedNeighbor | CO2 | Porous | Wet | R245fa | MinimizeLCOE_Brownfield | IgnoreSilica | 12.8519 | 1.1461 | 0.05767 | 4 | 59352.3111 | 157453.924 | 1209.9771 | 3209.9112 | 48.6028 | 4.5547 | 52.4807 | 445627.1387 | 0 | 466495.9219 | 0 | 0 | 0 | 174205.483 | 423668.132 | 1102297.5731 | 752340.7436 | 3364634.9923 | 961560.8286 | 9365192.5909 | 9365192.5909 | 8785769.2746 | 4479113.6905 | 0 | 13691388.4117 | 36321463.9676 | 3162.2777 | 0.23068 | 59352.3111 | 157453.924 | 1209.9771 | 3209.9112
1 | 2500 | 707 | 0.03 | 15 | 15 | 7 | 4.217e-12 | 5spot_SharedNeighbor | CO2 | Porous | Wet | R245fa | MinimizeLCOE_Brownfield | IgnoreSilica | 16.5519 | 1.4989 | 0.077035 | 4 | 46661.7469 | 120102.8752 | 951.2628 | 2448.4596 | 48.76 | 4.5654 | 60.8595 | 535125.7468 | 0 | 574874.4451 | 0 | 0 | 0 | 198110.4639 | 510163.1558 | 1327339.8824 | 905936.7439 | 4051550.4379 | 961560.8286 | 9365192.5909 | 9365192.5909 | 8785769.2746 | 4479113.6905 | 0 | 14378303.8574 | 37008379.4133 | 4216.965 | 0.30814 | 46661.7469 | 120102.8752 | 951.2628 | 2448.4596
1 | 2500 | 707 | 0.03 | 15 | 15 | 7 | 5.6234e-12 | 5spot_SharedNeighbor | CO2 | Porous | Wet | R245fa | MinimizeLCOE_Brownfield | IgnoreSilica | 21.154 | 1.9388 | 0.10196 | 4 | 37188.2624 | 92675.299 | 758.133 | 1889.3113 | 48.8601 | 4.5688 | 54.2946 | 638121.3946 | 0 | 703025.0599 | 0 | 0 | 0 | 221615.495 | 609477.1603 | 1585734.5501 | 1082296.4141 | 4840270.074 | 961560.8286 | 9365192.5909 | 9365192.5909 | 8785769.2746 | 4479113.6905 | 0 | 15167023.4935 | 37797099.0494 | 5623.4133 | 0.40784 | 37188.2624 | 92675.299 | 758.133 | 1889.3113
1 | 2500 | 707 | 0.03 | 15 | 15 | 7 | 7.4989e-12 | 5spot_SharedNeighbor | CO2 | Porous | Wet | R245fa | MinimizeLCOE_Brownfield | IgnoreSilica | 26.7714 | 2.4773 | 0.13351 | 4 | 30061.9822 | 72437.3645 | 612.8542 | 1476.7337 | 48.9058 | 4.564 | 50.115 | 754577.6586 | 0 | 852061.3666 | 0 | 0 | 0 | 242578.4098 | 721194.7997 | 1876400.9313 | 1280682.1918 | 5727495.3579 | 961560.8286 | 9365192.5909 | 9365192.5909 | 8785769.2746 | 4479113.6905 | 0 | 16054248.7774 | 38684324.3333 | 7498.9421 | 0.53404 | 30061.9822 | 72437.3645 | 612.8542 | 1476.7337
1 | 2500 | 707 | 0.03 | 15 | 15 | 7 | 1e-11 | 5spot_SharedNeighbor | CO2 | Porous | Wet | R245fa | MinimizeLCOE_Brownfield | IgnoreSilica | 33.4191 | 3.1168 | 0.17243 | 4 | 24673.1164 | 57484.1471 | 502.9949 | 1171.8921 | 48.8962 | 4.5499 | 69.1833 | 882382.2595 | 0 | 1020591.0242 | 0 | 0 | 0 | 257174.7651 | 842457.739 | 2191902.2251 | 1496018.3077 | 6690526.3207 | 961560.8286 | 9365192.5909 | 9365192.5909 | 8785769.2746 | 4479113.6905 | 0 | 17017279.7401 | 39647355.296 | 10000 | 0.68971 | 24673.1164 | 57484.1471 | 502.9949 | 1171.8921
1 | 2500 | 707 | 0.03 | 15 | 15 | 7 | 1.3335e-11 | 5spot_SharedNeighbor | CO2 | Porous | Wet | R245fa | MinimizeLCOE_Brownfield | IgnoreSilica | 41.0024 | 3.8494 | 0.21884 | 4 | 20583.7581 | 46435.967 | 419.6278 | 946.66 | 48.8273 | 4.5248 | 296.0168 | 1017671.1197 | 0 | 1204990.0921 | 0 | 0 | 0 | 260672.272 | 968500.0587 | 2519838.486 | 1719841.5442 | 7691513.5728 | 961560.8286 | 9365192.5909 | 9365192.5909 | 8785769.2746 | 4479113.6905 | 0 | 18018266.9923 | 40648342.5482 | 13335.2143 | 0.87536 | 20583.7581 | 46435.967 | 419.6278 | 946.66
1 | 2500 | 707 | 0.03 | 15 | 15 | 7 | 1.7783e-11 | 5spot_SharedNeighbor | CO2 | Porous | Wet | R245fa | MinimizeLCOE_Brownfield | IgnoreSilica | 49.107 | 4.6363 | 0.27133 | 4 | 17484.998 | 38335.929 | 356.4553 | 781.5298 | 48.7044 | 4.4897 | 64.9287 | 1152128.306 | 0 | 1394779.7975 | 0 | 0 | 0 | 245948.3346 | 1089214.0109 | 2833911.4278 | 1934202.7805 | 8650184.6573 | 961560.8286 | 9365192.5909 | 9365192.5909 | 8785769.2746 | 4479113.6905 | 0 | 18976938.0768 | 41607013.6327 | 17782.7941 | 1.0853 | 17484.998 | 38335.929 | 356.4553 | 781.5298
1 | 2500 | 707 | 0.03 | 15 | 15 | 7 | 2.3714e-11 | 5spot_SharedNeighbor | CO2 | Porous | Wet | R245fa | MinimizeLCOE_Brownfield | IgnoreSilica | 57.1682 | 5.4239 | 0.32715 | 4 | 15134.3493 | 32427.4514 | 308.5342 | 661.0775 | 48.5348 | 4.4461 | 62.9608 | 1276739.616 | 0 | 1577558.7617 | 0 | 0 | 0 | 205941.1664 | 1193493.4222 | 3105225.0654 | 2119379.9131 | 9478337.9447 | 961560.8286 | 9365192.5909 | 9365192.5909 | 8785769.2746 | 4479113.6905 | 0 | 19805091.3642 | 42435166.9201 | 23713.7371 | 1.3086 | 15134.3493 | 32427.4514 | 308.5342 | 661.0775
1 | 2500 | 707 | 0.03 | 15 | 15 | 7 | 3.1623e-11 | 5spot_SharedNeighbor | CO2 | Porous | Wet | R245fa | MinimizeLCOE_Brownfield | IgnoreSilica | 64.0381 | 6.1023 | 0.38098 | 4 | 13342.8017 | 28192.7262 | 272.0111 | 574.7469 | 48.3543 | 4.4022 | 60.193 | 1376330.5568 | 0 | 1729341.3087 | 0 | 0 | 0 | 125122.5678 | 1260009.829 | 3278287.1115 | 2237498.3157 | 10006589.6896 | 961560.8286 | 9365192.5909 | 9365192.5909 | 8785769.2746 | 4479113.6905 | 0 | 20333343.1091 | 42963418.665 | 31622.7766 | 1.5239 | 13342.8017 | 28192.7262 | 272.0111 | 574.7469
1 | 2500 | 707 | 0.03 | 15 | 15 | 7 | 4.217e-11 | 5spot_SharedNeighbor | CO2 | Porous | Wet | R245fa | MinimizeLCOE_Brownfield | IgnoreSilica | 71.6286 | 6.8479 | 0.43629 | 4 | 11903.5809 | 24870.8872 | 242.6706 | 507.0267 | 48.1149 | 4.3459 | 56.8609 | 1479580.8324 | 0 | 1893390.3021 | 0 | 0 | 0 | 0 | 1315458.7424 | 3422553.8101 | 2335963.3019 | 10446946.9889 | 961560.8286 | 9365192.5909 | 9365192.5909 | 8785769.2746 | 4479113.6905 | 0 | 20773700.4084 | 43403775.9643 | 42169.6503 | 1.7452 | 11903.5809 | 24870.8872 | 242.6706 | 507.0267
1 | 2500 | 707 | 0.03 | 15 | 15 | 7 | 5.6234e-11 | 5spot_SharedNeighbor | CO2 | Porous | Wet | R245fa | MinimizeLCOE_Brownfield | IgnoreSilica | 86.3279 | 8.2539 | 0.50827 | 4 | 10962.564 | 22093.4586 | 223.4867 | 450.405 | 47.5426 | 4.2166 | 61.4622 | 1660335.6583 | 0 | 2201502.2168 | 0 | 0 | 0 | 0 | 1506116.7713 | 3918606.8918 | 2674529.723 | 11961091.2612 | 961560.8286 | 9365192.5909 | 9365192.5909 | 8785769.2746 | 4479113.6905 | 0 | 22287844.6807 | 44917920.2365 | 56234.1325 | 2.0331 | 10962.564 | 22093.4586 | 223.4867 | 450.405
1 | 2500 | 707 | 0.03 | 15 | 15 | 7 | 7.4989e-11 | 5spot_SharedNeighbor | CO2 | Porous | Wet | R245fa | MinimizeLCOE_Brownfield | IgnoreSilica | 100.7863 | 9.6264 | 0.56843 | 4 | 10410.0046 | 20362.9158 | 212.222 | 415.1256 | 46.8354 | 4.0624 | 53.8498 | 1813595.9208 | 0 | 2494292.1039 | 0 | 0 | 0 | 0 | 1680076.3296 | 4371213.9787 | 2983443.3599 | 13342621.693 | 961560.8286 | 9365192.5909 | 9365192.5909 | 8785769.2746 | 4479113.6905 | 0 | 23669375.1125 | 46299450.6684 | 74989.4209 | 2.2737 | 10410.0046 | 20362.9158 | 212.222 | 415.1256
1 | 2500 | 707 | 0.03 | 15 | 15 | 7 | 1e-10 | 5spot_SharedNeighbor | CO2 | Porous | Wet | R245fa | MinimizeLCOE_Brownfield | IgnoreSilica | 113.9922 | 10.8687 | 0.61263 | 4 | 10137.3318 | 19372.0842 | 206.6632 | 394.9261 | 46.0678 | 3.8997 | 51.7264 | 1932311.5659 | 0 | 2754138.3345 | 0 | 0 | 0 | 0 | 1827715.4612 | 4755340.7139 | 3245617.7497 | 14515123.8252 | 961560.8286 | 9365192.5909 | 9365192.5909 | 8785769.2746 | 4479113.6905 | 0 | 24841877.2447 | 47471952.8006 | 100000 | 2.4505 | 10137.3318 | 19372.0842 | 206.6632 | 394.9261
1 | 2500 | 707 | 0.03 | 15 | 15 | 7 | 1.3335e-10 | 5spot_SharedNeighbor | CO2 | Porous | Wet | R245fa | MinimizeLCOE_Brownfield | IgnoreSilica | 125.547 | 11.9468 | 0.6414 | 4 | 10055.6067 | 18876.2042 | 204.9971 | 384.817 | 45.2923 | 3.7389 | 63.2021 | 2018626.8166 | 0 | 2976719.7093 | 0 | 0 | 0 | 0 | 1948185.1451 | 5068778.1199 | 3459545.2198 | 15471855.0108 | 961560.8286 | 9365192.5909 | 9365192.5909 | 8785769.2746 | 4479113.6905 | 0 | 25798608.4303 | 48428683.9862 | 133352.1432 | 2.5656 | 10055.6067 | 18876.2042 | 204.9971 | 384.817
1 | 2500 | 707 | 0.03 | 15 | 15 | 7 | 1.7783e-10 | 5spot_SharedNeighbor | CO2 | Porous | Wet | R245fa | MinimizeLCOE_Brownfield | IgnoreSilica | 126.7371 | 12.057 | 0.64363 | 4 | 10057.1937 | 18847.1814 | 205.0295 | 384.2253 | 45.203 | 3.7206 | 64.6675 | 2026305.1965 | 0 | 2999366.7441 | 0 | 0 | 0 | 0 | 1960012.0569 | 5099549.3182 | 3480547.1949 | 15565780.5107 | 961560.8286 | 9365192.5909 | 9365192.5909 | 8785769.2746 | 4479113.6905 | 0 | 25892533.9301 | 48522609.486 | 177827.941 | 2.5745 | 10057.1937 | 18847.1814 | 205.0295 | 384.2253
1 | 2500 | 707 | 0.03 | 15 | 15 | 7 | 2.3714e-10 | 5spot_SharedNeighbor | CO2 | Porous | Wet | R245fa | MinimizeLCOE_Brownfield | IgnoreSilica | 126.7124 | 12.0541 | 0.64351 | 4 | 10057.9694 | 18849.5579 | 205.0453 | 384.2737 | 45.203 | 3.7207 | 70.2033 | 2026015.0528 | 0 | 2998779.3306 | 0 | 0 | 0 | 0 | 1959669.8095 | 5098658.8608 | 3479939.4394 | 15563062.4931 | 961560.8286 | 9365192.5909 | 9365192.5909 | 8785769.2746 | 4479113.6905 | 0 | 25889815.9125 | 48519891.4684 | 237137.3706 | 2.5741 | 10057.9694 | 18849.5579 | 205.0453 | 384.2737
1 | 2500 | 707 | 0.03 | 15 | 15 | 7 | 3.1623e-10 | 5spot_SharedNeighbor | CO2 | Porous | Wet | R245fa | MinimizeLCOE_Brownfield | IgnoreSilica | 126.6929 | 12.0518 | 0.64342 | 4 | 10058.556 | 18851.3753 | 205.0573 | 384.3108 | 45.2031 | 3.7208 | 68.0797 | 2025790.7613 | 0 | 2998321.0221 | 0 | 0 | 0 | 0 | 1959403.5955 | 5097966.2266 | 3479466.7024 | 15560948.308 | 961560.8286 | 9365192.5909 | 9365192.5909 | 8785769.2746 | 4479113.6905 | 0 | 25887701.7275 | 48517777.2834 | 316227.766 | 2.5737 | 10058.556 | 18851.3753 | 205.0573 | 384.3108
1 | 2500 | 707 | 0.03 | 15 | 15 | 7 | 4.217e-10 | 5spot_SharedNeighbor | CO2 | Porous | Wet | R245fa | MinimizeLCOE_Brownfield | IgnoreSilica | 126.6728 | 12.0496 | 0.64335 | 4 | 10058.9988 | 18852.8936 | 205.0663 | 384.3417 | 45.2035 | 3.721 | 82.6516 | 2025585.6549 | 0 | 2997871.7898 | 0 | 0 | 0 | 0 | 1959148.4034 | 5097302.2691 | 3479013.5378 | 15558921.655 | 961560.8286 | 9365192.5909 | 9365192.5909 | 8785769.2746 | 4479113.6905 | 0 | 25885675.0745 | 48515750.6304 | 421696.5034 | 2.5734 | 10058.9988 | 18852.8936 | 205.0663 | 384.3417
1 | 2500 | 707 | 0.03 | 15 | 15 | 7 | 5.6234e-10 | 5spot_SharedNeighbor | CO2 | Porous | Wet | R245fa | MinimizeLCOE_Brownfield | IgnoreSilica | 126.6728 | 12.0493 | 0.64332 | 4 | 10059.3324 | 18853.6286 | 205.0731 | 384.3567 | 45.2028 | 3.7209 | 83.5556 | 2025531.2083 | 0 | 2997821.9644 | 0 | 0 | 0 | 0 | 1959107.7373 | 5097196.4643 | 3478941.3238 | 15558598.6982 | 961560.8286 | 9365192.5909 | 9365192.5909 | 8785769.2746 | 4479113.6905 | 0 | 25885352.1176 | 48515427.6735 | 562341.3252 | 2.5733 | 10059.3324 | 18853.6286 | 205.0731 | 384.3567
1 | 2500 | 707 | 0.03 | 15 | 15 | 7 | 7.4989e-10 | 5spot_SharedNeighbor | CO2 | Porous | Wet | R245fa | MinimizeLCOE_Brownfield | IgnoreSilica | 126.6682 | 12.0487 | 0.64329 | 4 | 10059.5835 | 18854.3069 | 205.0782 | 384.3705 | 45.2026 | 3.7209 | 84.126 | 2025459.637 | 0 | 2997696.2404 | 0 | 0 | 0 | 0 | 1959030.7922 | 5096996.2688 | 3478804.6862 | 15557987.6245 | 961560.8286 | 9365192.5909 | 9365192.5909 | 8785769.2746 | 4479113.6905 | 0 | 25884741.044 | 48514816.5999 | 749894.2093 | 2.5731 | 10059.5835 | 18854.3069 | 205.0782 | 384.3705
1 | 2500 | 707 | 0.03 | 15 | 15 | 7 | 1e-09 | 5spot_SharedNeighbor | CO2 | Porous | Wet | R245fa | MinimizeLCOE_Brownfield | IgnoreSilica | 126.6534 | 12.0472 | 0.64324 | 4 | 10059.7724 | 18855.123 | 205.0821 | 384.3872 | 45.2032 | 3.721 | 81.5034 | 2025330.9373 | 0 | 2997385.7428 | 0 | 0 | 0 | 0 | 1958859.5052 | 5096550.6153 | 3478500.5186 | 15556627.3191 | 961560.8286 | 9365192.5909 | 9365192.5909 | 8785769.2746 | 4479113.6905 | 0 | 25883380.7386 | 48513456.2945 | 1000000 | 2.573 | 10059.7724 | 18855.123 | 205.0821 | 384.3872
1 | 2500 | 707 | 0.03 | 15 | 15 | 7 | 1.3335e-09 | 5spot_SharedNeighbor | CO2 | Porous | Wet | R245fa | MinimizeLCOE_Brownfield | IgnoreSilica | 126.6534 | 12.0471 | 0.64323 | 4 | 10059.9143 | 18855.4356 | 205.085 | 384.3936 | 45.2029 | 3.721 | 81.1058 | 2025307.7877 | 0 | 2997364.5646 | 0 | 0 | 0 | 0 | 1958842.2174 | 5096505.636 | 3478469.8193 | 15556490.025 | 961560.8286 | 9365192.5909 | 9365192.5909 | 8785769.2746 | 4479113.6905 | 0 | 25883243.4445 | 48513319.0004 | 1333521.4322 | 2.5729 | 10059.9143 | 18855.4356 | 205.085 | 384.3936
1 | 2500 | 707 | 0.03 | 15 | 15 | 7 | 1.7783e-09 | 5spot_SharedNeighbor | CO2 | Porous | Wet | R245fa | MinimizeLCOE_Brownfield | IgnoreSilica | 126.6534 | 12.047 | 0.64322 | 4 | 10060.0209 | 18855.6704 | 205.0871 | 384.3983 | 45.2026 | 3.721 | 81.9352 | 2025290.3999 | 0 | 2997348.6586 | 0 | 0 | 0 | 0 | 1958829.2328 | 5096471.8527 | 3478446.7615 | 15556386.9054 | 961560.8286 | 9365192.5909 | 9365192.5909 | 8785769.2746 | 4479113.6905 | 0 | 25883140.3249 | 48513215.8808 | 1778279.41 | 2.5729 | 10060.0209 | 18855.6704 | 205.0871 | 384.3983
1 | 2500 | 707 | 0.03 | 15 | 15 | 7 | 2.3714e-09 | 5spot_SharedNeighbor | CO2 | Porous | Wet | R245fa | MinimizeLCOE_Brownfield | IgnoreSilica | 126.6534 | 12.0469 | 0.64321 | 4 | 10060.1009 | 18855.8467 | 205.0888 | 384.4019 | 45.2025 | 3.7209 | 80.994 | 2025277.3451 | 0 | 2997336.7168 | 0 | 0 | 0 | 0 | 1958819.4841 | 5096446.4886 | 3478429.4499 | 15556309.4845 | 961560.8286 | 9365192.5909 | 9365192.5909 | 8785769.2746 | 4479113.6905 | 0 | 25883062.904 | 48513138.4599 | 2371373.7057 | 2.5728 | 10060.1009 | 18855.8467 | 205.0888 | 384.4019
1 | 2500 | 707 | 0.03 | 15 | 15 | 7 | 3.1623e-09 | 5spot_SharedNeighbor | CO2 | Porous | Wet | R245fa | MinimizeLCOE_Brownfield | IgnoreSilica | 126.6534 | 12.0469 | 0.64321 | 4 | 10060.1609 | 18855.9791 | 205.09 | 384.4046 | 45.2023 | 3.7209 | 81.7278 | 2025267.5464 | 0 | 2997327.7539 | 0 | 0 | 0 | 0 | 1958812.1671 | 5096427.4512 | 3478416.4565 | 15556251.3751 | 961560.8286 | 9365192.5909 | 9365192.5909 | 8785769.2746 | 4479113.6905 | 0 | 25883004.7945 | 48513080.3504 | 3162277.6602 | 2.5728 | 10060.1609 | 18855.9791 | 205.09 | 384.4046
1 | 2500 | 707 | 0.03 | 15 | 15 | 7 | 4.217e-09 | 5spot_SharedNeighbor | CO2 | Porous | Wet | R245fa | MinimizeLCOE_Brownfield | IgnoreSilica | 126.6534 | 12.0469 | 0.6432 | 4 | 10060.206 | 18856.0784 | 205.0909 | 384.4067 | 45.2022 | 3.7209 | 81.8036 | 2025260.1933 | 0 | 2997321.0283 | 0 | 0 | 0 | 0 | 1958806.6764 | 5096413.1656 | 3478406.7063 | 15556207.7699 | 961560.8286 | 9365192.5909 | 9365192.5909 | 8785769.2746 | 4479113.6905 | 0 | 25882961.1894 | 48513036.7453 | 4216965.0343 | 2.5728 | 10060.206 | 18856.0784 | 205.0909 | 384.4067
1 | 2500 | 707 | 0.03 | 15 | 15 | 7 | 5.6234e-09 | 5spot_SharedNeighbor | CO2 | Porous | Wet | R245fa | MinimizeLCOE_Brownfield | IgnoreSilica | 126.6534 | 12.0468 | 0.6432 | 4 | 10060.2398 | 18856.1529 | 205.0916 | 384.4082 | 45.2021 | 3.7209 | 80.3951 | 2025254.6765 | 0 | 2997315.9823 | 0 | 0 | 0 | 0 | 1958802.5569 | 5096402.4475 | 3478399.391 | 15556175.0542 | 961560.8286 | 9365192.5909 | 9365192.5909 | 8785769.2746 | 4479113.6905 | 0 | 25882928.4737 | 48513004.0296 | 5623413.2519 | 2.5728 | 10060.2398 | 18856.1529 | 205.0916 | 384.4082
1 | 2500 | 707 | 0.03 | 15 | 15 | 7 | 7.4989e-09 | 5spot_SharedNeighbor | CO2 | Porous | Wet | R245fa | MinimizeLCOE_Brownfield | IgnoreSilica | 126.6534 | 12.0468 | 0.6432 | 4 | 10060.2652 | 18856.2088 | 205.0921 | 384.4093 | 45.2021 | 3.7209 | 81.4286 | 2025250.5379 | 0 | 2997312.1969 | 0 | 0 | 0 | 0 | 1958799.4666 | 5096394.407 | 3478393.9032 | 15556150.5116 | 961560.8286 | 9365192.5909 | 9365192.5909 | 8785769.2746 | 4479113.6905 | 0 | 25882903.9311 | 48512979.487 | 7498942.0933 | 2.5728 | 10060.2652 | 18856.2088 | 205.0921 | 384.4093
1 | 2500 | 707 | 0.03 | 15 | 15 | 7 | 1e-08 | 5spot_SharedNeighbor | CO2 | Porous | Wet | R245fa | MinimizeLCOE_Brownfield | IgnoreSilica | 126.6534 | 12.0468 | 0.64319 | 4 | 10060.2842 | 18856.2507 | 205.0925 | 384.4102 | 45.202 | 3.7209 | 77.1886 | 2025247.4334 | 0 | 2997309.3576 | 0 | 0 | 0 | 0 | 1958797.1485 | 5096388.3758 | 3478389.7868 | 15556132.1021 | 961560.8286 | 9365192.5909 | 9365192.5909 | 8785769.2746 | 4479113.6905 | 0 | 25882885.5216 | 48512961.0775 | 10000000 | 2.5728 | 10060.2842 | 18856.2507 | 205.0925 | 384.4102
1 | 2600 | 707 | 0.03 | 15 | 15 | 7 | 1e-13 | 5spot_SharedNeighbor | CO2 | Porous | Wet | R245fa | MinimizeLCOE_Brownfield | IgnoreSilica | 0.35042 | -0.011378 | 0.00022535 | 4 | 12075277.0348 | 38073343.941 | 246170.8554 | 776176.6142 | 32.7108 | 3.0513 | 39.3919 | 19757.0351 | 0 | 8001.8006 | 0 | 0 | 0 | 16773.4468 | 17367.5902 | 45186.9071 | 30840.9926 | 137927.7724 | 961560.8286 | 9785252.2754 | 9785252.2754 | 9029426.3274 | 4620164.4032 | 0 | 10884740.8765 | 34319583.8825 | 100 | 0.00090141 | 12075277.0348 | 38073343.941 | 246170.8554 | 776176.6142
1 | 2600 | 707 | 0.03 | 15 | 15 | 7 | 1.3335e-13 | 5spot_SharedNeighbor | CO2 | Porous | Wet | R245fa | MinimizeLCOE_Brownfield | IgnoreSilica | 0.55509 | -0.0017079 | 0.00060135 | 4 | 4566532.3561 | 14309164.587 | 93094.9388 | 291711.6747 | 37.4126 | 3.5675 | 37.6993 | 32805.7507 | 0 | 19036.8899 | 0 | 0 | 0 | 24833.0922 | 29903.5358 | 77802.8661 | 53102.0548 | 237484.1895 | 961560.8286 | 9785252.2754 | 9785252.2754 | 9029426.3274 | 4620164.4032 | 0 | 10984297.2936 | 34419140.2996 | 133.3521 | 0.0024054 | 4566532.3561 | 14309164.587 | 93094.9388 | 291711.6747
1 | 2600 | 707 | 0.03 | 15 | 15 | 7 | 1.7783e-13 | 5spot_SharedNeighbor | CO2 | Porous | Wet | R245fa | MinimizeLCOE_Brownfield | IgnoreSilica | 0.81087 | 0.015759 | 0.0012785 | 4 | 2171261.3547 | 6753810.5331 | 44264.0996 | 137685.5629 | 40.7182 | 3.9376 | 45.3583 | 48656.562 | 0 | 32783.3299 | 0 | 0 | 0 | 33781.1955 | 44936.2241 | 116914.8374 | 79796.7789 | 356868.9279 | 961560.8286 | 9785252.2754 | 9785252.2754 | 9029426.3274 | 4620164.4032 | 0 | 11103682.0319 | 34538525.0379 | 177.8279 | 0.0051139 | 2171261.3547 | 6753810.5331 | 44264.0996 | 137685.5629
1 | 2600 | 707 | 0.03 | 15 | 15 | 7 | 2.3714e-13 | 5spot_SharedNeighbor | CO2 | Porous | Wet | R245fa | MinimizeLCOE_Brownfield | IgnoreSilica | 1.1263 | 0.041129 | 0.0023371 | 4 | 1202363.2901 | 3709226.1228 | 24511.802 | 75617.5916 | 43.1073 | 4.2019 | 95.0109 | 66979.8032 | 0 | 49081.8854 | 0 | 0 | 0 | 43179.2319 | 62103.959 | 161581.7621 | 110282.8728 | 493209.5144 | 961560.8286 | 9785252.2754 | 9785252.2754 | 9029426.3274 | 4620164.4032 | 0 | 11240022.6185 | 34674865.6245 | 237.1374 | 0.0093483 | 1202363.2901 | 3709226.1228 | 24511.802 | 75617.5916
1 | 2600 | 707 | 0.03 | 15 | 15 | 7 | 3.1623e-13 | 5spot_SharedNeighbor | CO2 | Porous | Wet | R245fa | MinimizeLCOE_Brownfield | IgnoreSilica | 1.5347 | 0.076691 | 0.0038837 | 4 | 734044.7125 | 2242583.2272 | 14964.4943 | 45718.0924 | 44.9664 | 4.4017 | 138.5821 | 88896.7598 | 0 | 69106.62 | 0 | 0 | 0 | 53934.11 | 82655.6211 | 215052.971 | 146778.0716 | 656424.1535 | 961560.8286 | 9785252.2754 | 9785252.2754 | 9029426.3274 | 4620164.4032 | 0 | 11403237.2576 | 34838080.2636 | 316.2278 | 0.015535 | 734044.7125 | 2242583.2272 | 14964.4943 | 45718.0924
1 | 2600 | 707 | 0.03 | 15 | 15 | 7 | 4.217e-13 | 5spot_SharedNeighbor | CO2 | Porous | Wet | R245fa | MinimizeLCOE_Brownfield | IgnoreSilica | 2.0404 | 0.12307 | 0.0060554 | 4 | 478385.6386 | 1445906.2777 | 9752.5383 | 29476.7552 | 46.3733 | 4.5477 | 179.8827 | 113848.1098 | 0 | 92537.9981 | 0 | 0 | 0 | 64959.2317 | 105824.6825 | 275334.1161 | 187921.1918 | 840425.33 | 961560.8286 | 9785252.2754 | 9785252.2754 | 9029426.3274 | 4620164.4032 | 0 | 11587238.434 | 35022081.4401 | 421.6965 | 0.024222 | 478385.6386 | 1445906.2777 | 9752.5383 | 29476.7552
1 | 2600 | 707 | 0.03 | 15 | 15 | 7 | 5.6234e-13 | 5spot_SharedNeighbor | CO2 | Porous | Wet | R245fa | MinimizeLCOE_Brownfield | IgnoreSilica | 2.7157 | 0.18634 | 0.0090466 | 4 | 326519.7459 | 974134.1577 | 6656.5467 | 19859.0424 | 47.5255 | 4.663 | 47.5943 | 144427.367 | 0 | 122066.1198 | 0 | 0 | 0 | 78575.2841 | 134576.8206 | 350141.2818 | 238978.6195 | 1068765.4929 | 961560.8286 | 9785252.2754 | 9785252.2754 | 9029426.3274 | 4620164.4032 | 0 | 11815578.5969 | 35250421.603 | 562.3413 | 0.036186 | 326519.7459 | 974134.1577 | 6656.5467 | 19859.0424
1 | 2600 | 707 | 0.03 | 15 | 15 | 7 | 7.4989e-13 | 5spot_SharedNeighbor | CO2 | Porous | Wet | R245fa | MinimizeLCOE_Brownfield | IgnoreSilica | 3.5829 | 0.26899 | 0.013101 | 4 | 230600.4908 | 677779.6165 | 4701.1029 | 13817.4542 | 48.4251 | 4.75 | 48.4028 | 180419.6482 | 0 | 157814.1588 | 0 | 0 | 0 | 93769.1373 | 168481.1483 | 438353.3876 | 299185.1943 | 1338022.6745 | 961560.8286 | 9785252.2754 | 9785252.2754 | 9029426.3274 | 4620164.4032 | 0 | 12084835.7786 | 35519678.7846 | 749.8942 | 0.052406 | 230600.4908 | 677779.6165 | 4701.1029 | 13817.4542
1 | 2600 | 707 | 0.03 | 15 | 15 | 7 | 1e-12 | 5spot_SharedNeighbor | CO2 | Porous | Wet | R245fa | MinimizeLCOE_Brownfield | IgnoreSilica | 4.7233 | 0.37855 | 0.01856 | 4 | 167199.5459 | 482868.1513 | 3408.5889 | 9843.9204 | 49.1405 | 4.8172 | 43.7486 | 223832.838 | 0 | 202155.9978 | 0 | 0 | 0 | 111865.8471 | 209763.3263 | 545761.1467 | 372493.1969 | 1665872.3529 | 961560.8286 | 9785252.2754 | 9785252.2754 | 9029426.3274 | 4620164.4032 | 0 | 12412685.4569 | 35847528.463 | 1000 | 0.074239 | 167199.5459 | 482868.1513 | 3408.5889 | 9843.9204
1 | 2600 | 707 | 0.03 | 15 | 15 | 7 | 1.3335e-12 | 5spot_SharedNeighbor | CO2 | Porous | Wet | R245fa | MinimizeLCOE_Brownfield | IgnoreSilica | 6.177 | 0.51927 | 0.025836 | 4 | 123824.4428 | 350586.2548 | 2524.3288 | 7147.175 | 49.6896 | 4.8673 | 63.0372 | 274667.482 | 0 | 255526.7242 | 0 | 0 | 0 | 131650.9562 | 258119.6133 | 671574.2862 | 458363.2498 | 2049902.3116 | 961560.8286 | 9785252.2754 | 9785252.2754 | 9029426.3274 | 4620164.4032 | 0 | 12796715.4157 | 36231558.4217 | 1333.5214 | 0.10335 | 123824.4428 | 350586.2548 | 2524.3288 | 7147.175
1 | 2600 | 707 | 0.03 | 15 | 15 | 7 | 1.7783e-12 | 5spot_SharedNeighbor | CO2 | Porous | Wet | R245fa | MinimizeLCOE_Brownfield | IgnoreSilica | 8.0749 | 0.70353 | 0.035517 | 4 | 93349.5784 | 258306.669 | 1903.0574 | 5265.9308 | 50.1192 | 4.9052 | 49.4867 | 335731.965 | 0 | 321395.8523 | 0 | 0 | 0 | 154886.9991 | 316685.7784 | 823951.4343 | 562363.7844 | 2515015.8137 | 961560.8286 | 9785252.2754 | 9785252.2754 | 9029426.3274 | 4620164.4032 | 0 | 13261828.9177 | 36696671.9238 | 1778.2794 | 0.14207 | 93349.5784 | 258306.669 | 1903.0574 | 5265.9308
1 | 2600 | 707 | 0.03 | 15 | 15 | 7 | 2.3714e-12 | 5spot_SharedNeighbor | CO2 | Porous | Wet | R245fa | MinimizeLCOE_Brownfield | IgnoreSilica | 10.5085 | 0.94053 | 0.048305 | 4 | 71488.807 | 192775.7934 | 1457.396 | 3929.9953 | 50.4457 | 4.9327 | 60.9106 | 407857.1381 | 0 | 401310.0597 | 0 | 0 | 0 | 180780.6405 | 386079.6569 | 1004500.0715 | 685591.9392 | 3066119.506 | 961560.8286 | 9785252.2754 | 9785252.2754 | 9029426.3274 | 4620164.4032 | 0 | 13812932.61 | 37247775.616 | 2371.3737 | 0.19322 | 71488.807 | 192775.7934 | 1457.396 | 3929.9953
1 | 2600 | 707 | 0.03 | 15 | 15 | 7 | 3.1623e-12 | 5spot_SharedNeighbor | CO2 | Porous | Wet | R245fa | MinimizeLCOE_Brownfield | IgnoreSilica | 13.5977 | 1.2422 | 0.065077 | 4 | 55546.417 | 145573.4404 | 1132.3888 | 2967.7115 | 50.6876 | 4.9514 | 53.6538 | 492348.3326 | 0 | 497442.0215 | 0 | 0 | 0 | 208825.8295 | 467460.3116 | 1216235.8414 | 830105.9529 | 3712418.2894 | 961560.8286 | 9785252.2754 | 9785252.2754 | 9029426.3274 | 4620164.4032 | 0 | 14459231.3935 | 37894074.3995 | 3162.2777 | 0.26031 | 55546.417 | 145573.4404 | 1132.3888 | 2967.7115
1 | 2600 | 707 | 0.03 | 15 | 15 | 7 | 4.217e-12 | 5spot_SharedNeighbor | CO2 | Porous | Wet | R245fa | MinimizeLCOE_Brownfield | IgnoreSilica | 17.4876 | 1.623 | 0.08689 | 4 | 43766.7198 | 111193.3464 | 892.2438 | 2266.8268 | 50.8592 | 4.9621 | 56.7722 | 590685.4647 | 0 | 612337.1732 | 0 | 0 | 0 | 238505.1161 | 562195.8241 | 1462718.212 | 998335.2355 | 4464777.0256 | 961560.8286 | 9785252.2754 | 9785252.2754 | 9029426.3274 | 4620164.4032 | 0 | 15211590.1297 | 38646433.1357 | 4216.965 | 0.34756 | 43766.7198 | 111193.3464 | 892.2438 | 2266.8268
1 | 2600 | 707 | 0.03 | 15 | 15 | 7 | 5.6234e-12 | 5spot_SharedNeighbor | CO2 | Porous | Wet | R245fa | MinimizeLCOE_Brownfield | IgnoreSilica | 22.3332 | 2.0986 | 0.11494 | 4 | 34972.676 | 85946.6838 | 712.9653 | 1752.1394 | 50.9685 | 4.9647 | 53.4436 | 704057.0836 | 0 | 748435.8063 | 0 | 0 | 0 | 268890.558 | 671339.5447 | 1746687.7845 | 1192150.3038 | 5331561.0808 | 961560.8286 | 9785252.2754 | 9785252.2754 | 9029426.3274 | 4620164.4032 | 0 | 16078374.1849 | 39513217.1909 | 5623.4133 | 0.45974 | 34972.676 | 85946.6838 | 712.9653 | 1752.1394
1 | 2600 | 707 | 0.03 | 15 | 15 | 7 | 7.4989e-12 | 5spot_SharedNeighbor | CO2 | Porous | Wet | R245fa | MinimizeLCOE_Brownfield | IgnoreSilica | 28.2233 | 2.6784 | 0.15032 | 4 | 28356.7049 | 67332.7718 | 578.0898 | 1372.6696 | 51.0176 | 4.9583 | 70.2747 | 831734.8292 | 0 | 906099.7766 | 0 | 0 | 0 | 297196.3554 | 793662.0748 | 2064945.9162 | 1409368.0182 | 6303006.9703 | 961560.8286 | 9785252.2754 | 9785252.2754 | 9029426.3274 | 4620164.4032 | 0 | 17049820.0744 | 40484663.0804 | 7498.9421 | 0.60126 | 28356.7049 | 67332.7718 | 578.0898 | 1372.6696
1 | 2600 | 707 | 0.03 | 15 | 15 | 7 | 1e-11 | 5spot_SharedNeighbor | CO2 | Porous | Wet | R245fa | MinimizeLCOE_Brownfield | IgnoreSilica | 35.1512 | 3.363 | 0.19375 | 4 | 23353.8567 | 53592.8805 | 476.1 | 1092.5634 | 51.0063 | 4.9416 | 58.5566 | 971046.3253 | 0 | 1083383.3281 | 0 | 0 | 0 | 319323.8598 | 925763.8702 | 2408647.6899 | 1643951.5411 | 7352116.6143 | 961560.8286 | 9785252.2754 | 9785252.2754 | 9029426.3274 | 4620164.4032 | 0 | 18098929.7184 | 41533772.7244 | 10000 | 0.77499 | 23353.8567 | 53592.8805 | 476.1 | 1092.5634
1 | 2600 | 707 | 0.03 | 15 | 15 | 7 | 1.3335e-11 | 5spot_SharedNeighbor | CO2 | Porous | Wet | R245fa | MinimizeLCOE_Brownfield | IgnoreSilica | 43.0124 | 4.143 | 0.24522 | 4 | 19561.9464 | 43454.0653 | 398.7967 | 885.8699 | 50.9322 | 4.9133 | 58.3469 | 1117835.3971 | 0 | 1276406.2704 | 0 | 0 | 0 | 330989.9127 | 1062840.3163 | 2765292.4845 | 1887368.9417 | 8440733.3228 | 961560.8286 | 9785252.2754 | 9785252.2754 | 9029426.3274 | 4620164.4032 | 0 | 19187546.4269 | 42622389.4329 | 13335.2143 | 0.98086 | 19561.9464 | 43454.0653 | 398.7967 | 885.8699
1 | 2600 | 707 | 0.03 | 15 | 15 | 7 | 1.7783e-11 | 5spot_SharedNeighbor | CO2 | Porous | Wet | R245fa | MinimizeLCOE_Brownfield | IgnoreSilica | 51.3922 | 4.979 | 0.30312 | 4 | 16688.7968 | 36017.0909 | 340.2237 | 734.2571 | 50.797 | 4.8734 | 66.2651 | 1263310.3322 | 0 | 1474720.0355 | 0 | 0 | 0 | 325243.7878 | 1194676.9206 | 3108304.2855 | 2121481.5441 | 9487736.9057 | 961560.8286 | 9785252.2754 | 9785252.2754 | 9029426.3274 | 4620164.4032 | 0 | 20234550.0097 | 43669393.0158 | 17782.7941 | 1.2125 | 16688.7968 | 36017.0909 | 340.2237 | 734.2571
1 | 2600 | 707 | 0.03 | 15 | 15 | 7 | 2.3714e-11 | 5spot_SharedNeighbor | CO2 | Porous | Wet | R245fa | MinimizeLCOE_Brownfield | IgnoreSilica | 59.8233 | 5.8248 | 0.36465 | 4 | 14514.2861 | 30581.017 | 295.8934 | 623.4354 | 50.6071 | 4.8231 | 72.9075 | 1399567.2819 | 0 | 1667992.3853 | 0 | 0 | 0 | 297887.3086 | 1312524.3206 | 3414919.0463 | 2330752.4187 | 10423642.7613 | 961560.8286 | 9785252.2754 | 9785252.2754 | 9029426.3274 | 4620164.4032 | 0 | 21170455.8654 | 44605298.8714 | 23713.7371 | 1.4586 | 14514.2861 | 30581.017 | 295.8934 | 623.4354
1 | 2600 | 707 | 0.03 | 15 | 15 | 7 | 3.1623e-11 | 5spot_SharedNeighbor | CO2 | Porous | Wet | R245fa | MinimizeLCOE_Brownfield | IgnoreSilica | 67.5749 | 6.6074 | 0.42539 | 4 | 12872.3572 | 26644.9985 | 262.4204 | 543.1943 | 50.3892 | 4.7688 | 59.8312 | 1516689.6912 | 0 | 1840949.0004 | 0 | 0 | 0 | 244310.8767 | 1404760.3316 | 3654898.2269 | 2494543.1405 | 11156151.2674 | 961560.8286 | 9785252.2754 | 9785252.2754 | 9029426.3274 | 4620164.4032 | 0 | 21902964.3714 | 45337807.3775 | 31622.7766 | 1.7016 | 12872.3572 | 26644.9985 | 262.4204 | 543.1943
1 | 2600 | 707 | 0.03 | 15 | 15 | 7 | 4.217e-11 | 5spot_SharedNeighbor | CO2 | Porous | Wet | R245fa | MinimizeLCOE_Brownfield | IgnoreSilica | 73.8741 | 7.2497 | 0.48048 | 4 | 11623.9076 | 23817.3856 | 236.9691 | 485.5496 | 50.1804 | 4.7186 | 62.7542 | 1606323.544 | 0 | 1978588.9196 | 0 | 0 | 0 | 158198.3607 | 1459813.2215 | 3798134.5535 | 2592304.8766 | 11593363.476 | 961560.8286 | 9785252.2754 | 9785252.2754 | 9029426.3274 | 4620164.4032 | 0 | 22340176.58 | 45775019.586 | 42169.6503 | 1.9219 | 11623.9076 | 23817.3856 | 236.9691 | 485.5496
1 | 2600 | 707 | 0.03 | 15 | 15 | 7 | 5.6234e-11 | 5spot_SharedNeighbor | CO2 | Porous | Wet | R245fa | MinimizeLCOE_Brownfield | IgnoreSilica | 78.3565 | 7.7145 | 0.52649 | 4 | 10606.8202 | 21734.7696 | 216.2344 | 443.0927 | 50.0125 | 4.679 | 56.3764 | 1667059.2115 | 0 | 2075146.6662 | 0 | 0 | 0 | 0 | 1459460.2923 | 3797216.304 | 2591678.1525 | 11590560.6264 | 961560.8286 | 9785252.2754 | 9785252.2754 | 9029426.3274 | 4620164.4032 | 0 | 22337373.7305 | 45772216.7365 | 56234.1325 | 2.1059 | 10606.8202 | 21734.7696 | 216.2344 | 443.0927
1 | 2600 | 707 | 0.03 | 15 | 15 | 7 | 7.4989e-11 | 5spot_SharedNeighbor | CO2 | Porous | Wet | R245fa | MinimizeLCOE_Brownfield | IgnoreSilica | 91.8721 | 9.0427 | 0.59792 | 4 | 9926.7769 | 19725.1879 | 202.3708 | 402.1246 | 49.4281 | 4.5451 | 58.746 | 1835902.1535 | 0 | 2359764.0399 | 0 | 0 | 0 | 0 | 1636309.8154 | 4257342.4865 | 2905723.7267 | 12995042.2221 | 961560.8286 | 9785252.2754 | 9785252.2754 | 9029426.3274 | 4620164.4032 | 0 | 23741855.3261 | 47176698.3322 | 74989.4209 | 2.3917 | 9926.7769 | 19725.1879 | 202.3708 | 402.1246
1 | 2600 | 707 | 0.03 | 15 | 15 | 7 | 1e-10 | 5spot_SharedNeighbor | CO2 | Porous | Wet | R245fa | MinimizeLCOE_Brownfield | IgnoreSilica | 104.4131 | 10.2665 | 0.65514 | 4 | 9525.1442 | 18467.7711 | 194.1829 | 376.4905 | 48.7721 | 4.3995 | 60.2905 | 1973078.5966 | 0 | 2616329.777 | 0 | 0 | 0 | 0 | 1789869.2657 | 4656872.6767 | 3178411.291 | 14214561.6069 | 961560.8286 | 9785252.2754 | 9785252.2754 | 9029426.3274 | 4620164.4032 | 0 | 24961374.7109 | 48396217.717 | 100000 | 2.6206 | 9525.1442 | 18467.7711 | 194.1829 | 376.4905
1 | 2600 | 707 | 0.03 | 15 | 15 | 7 | 1.3335e-10 | 5spot_SharedNeighbor | CO2 | Porous | Wet | R245fa | MinimizeLCOE_Brownfield | IgnoreSilica | 115.3292 | 11.3233 | 0.69691 | 4 | 9312.4172 | 17719.1581 | 189.8462 | 361.229 | 48.1144 | 4.257 | 53.3273 | 2077182.7803 | 0 | 2834496.3602 | 0 | 0 | 0 | 0 | 1915554.8648 | 4983880.8239 | 3401601.0708 | 15212715.9001 | 961560.8286 | 9785252.2754 | 9785252.2754 | 9029426.3274 | 4620164.4032 | 0 | 25959529.0042 | 49394372.0102 | 133352.1432 | 2.7876 | 9312.4172 | 17719.1581 | 189.8462 | 361.229
1 | 2600 | 707 | 0.03 | 15 | 15 | 7 | 1.7783e-10 | 5spot_SharedNeighbor | CO2 | Porous | Wet | R245fa | MinimizeLCOE_Brownfield | IgnoreSilica | 124.606 | 12.2158 | 0.72556 | 4 | 9221.0165 | 17295.7158 | 187.9829 | 352.5966 | 47.4848 | 4.123 | 60.7477 | 2153836.8295 | 0 | 3016852.3204 | 0 | 0 | 0 | 0 | 2016568.7685 | 5246698.2804 | 3580979.3853 | 16014935.5841 | 961560.8286 | 9785252.2754 | 9785252.2754 | 9029426.3274 | 4620164.4032 | 0 | 26761748.6882 | 50196591.6942 | 177827.941 | 2.9023 | 9221.0165 | 17295.7158 | 187.9829 | 352.5966
1 | 2600 | 707 | 0.03 | 15 | 15 | 7 | 2.3714e-10 | 5spot_SharedNeighbor | CO2 | Porous | Wet | R245fa | MinimizeLCOE_Brownfield | IgnoreSilica | 131.3586 | 12.8619 | 0.74215 | 4 | 9202.6059 | 17096.8046 | 187.6076 | 348.5415 | 46.9856 | 4.0184 | 58.2551 | 2202631.2574 | 0 | 3147976.3111 | 0 | 0 | 0 | 0 | 2086736.9517 | 5429261.4998 | 3705582.5338 | 16572188.5538 | 961560.8286 | 9785252.2754 | 9785252.2754 | 9029426.3274 | 4620164.4032 | 0 | 27319001.6578 | 50753844.6639 | 237137.3706 | 2.9686 | 9202.6059 | 17096.8046 | 187.6076 | 348.5415
1 | 2600 | 707 | 0.03 | 15 | 15 | 7 | 3.1623e-10 | 5spot_SharedNeighbor | CO2 | Porous | Wet | R245fa | MinimizeLCOE_Brownfield | IgnoreSilica | 131.3534 | 12.8609 | 0.74208 | 4 | 9203.1272 | 17098.0747 | 187.6182 | 348.5674 | 46.9846 | 4.0183 | 64.3572 | 2202490.6767 | 0 | 3147779.9549 | 0 | 0 | 0 | 0 | 2086605.5463 | 5428919.6099 | 3705349.1869 | 16571144.9747 | 961560.8286 | 9785252.2754 | 9785252.2754 | 9029426.3274 | 4620164.4032 | 0 | 27317958.0787 | 50752801.0848 | 316227.766 | 2.9683 | 9203.1272 | 17098.0747 | 187.6182 | 348.5674
1 | 2600 | 707 | 0.03 | 15 | 15 | 7 | 4.217e-10 | 5spot_SharedNeighbor | CO2 | Porous | Wet | R245fa | MinimizeLCOE_Brownfield | IgnoreSilica | 131.3339 | 12.8586 | 0.742 | 4 | 9203.5206 | 17099.3948 | 187.6262 | 348.5943 | 46.985 | 4.0184 | 63.4721 | 2202279.2766 | 0 | 3147333.0102 | 0 | 0 | 0 | 0 | 2086348.7918 | 5428251.5873 | 3704893.2478 | 16569105.9137 | 961560.8286 | 9785252.2754 | 9785252.2754 | 9029426.3274 | 4620164.4032 | 0 | 27315919.0177 | 50750762.0238 | 421696.5034 | 2.968 | 9203.5206 | 17099.3948 | 187.6262 | 348.5943
1 | 2600 | 707 | 0.03 | 15 | 15 | 7 | 5.6234e-10 | 5spot_SharedNeighbor | CO2 | Porous | Wet | R245fa | MinimizeLCOE_Brownfield | IgnoreSilica | 131.3339 | 12.8584 | 0.74196 | 4 | 9203.817 | 17100.0467 | 187.6323 | 348.6076 | 46.9842 | 4.0183 | 63.3499 | 2202219.8395 | 0 | 3147279.476 | 0 | 0 | 0 | 0 | 2086304.7331 | 5428136.9555 | 3704815.0092 | 16568756.0132 | 961560.8286 | 9785252.2754 | 9785252.2754 | 9029426.3274 | 4620164.4032 | 0 | 27315569.1172 | 50750412.1233 | 562341.3252 | 2.9679 | 9203.817 | 17100.0467 | 187.6323 | 348.6076
1 | 2600 | 707 | 0.03 | 15 | 15 | 7 | 7.4989e-10 | 5spot_SharedNeighbor | CO2 | Porous | Wet | R245fa | MinimizeLCOE_Brownfield | IgnoreSilica | 131.3138 | 12.8562 | 0.74189 | 4 | 9204.04 | 17101.0077 | 187.6368 | 348.6272 | 46.9851 | 4.0186 | 78.3192 | 2202038.1583 | 0 | 3146850.6921 | 0 | 0 | 0 | 0 | 2086066.6517 | 5427517.5165 | 3704392.2294 | 16566865.2479 | 961560.8286 | 9785252.2754 | 9785252.2754 | 9029426.3274 | 4620164.4032 | 0 | 27313678.352 | 50748521.358 | 749894.2093 | 2.9676 | 9204.04 | 17101.0077 | 187.6368 | 348.6272
1 | 2600 | 707 | 0.03 | 15 | 15 | 7 | 1e-09 | 5spot_SharedNeighbor | CO2 | Porous | Wet | R245fa | MinimizeLCOE_Brownfield | IgnoreSilica | 131.3138 | 12.8561 | 0.74187 | 4 | 9204.2077 | 17101.3765 | 187.6402 | 348.6347 | 46.9846 | 4.0185 | 77.3352 | 2202004.5356 | 0 | 3146820.4114 | 0 | 0 | 0 | 0 | 2086041.7293 | 5427452.6737 | 3704347.9728 | 16566667.3229 | 961560.8286 | 9785252.2754 | 9785252.2754 | 9029426.3274 | 4620164.4032 | 0 | 27313480.4269 | 50748323.433 | 1000000 | 2.9675 | 9204.2077 | 17101.3765 | 187.6402 | 348.6347
1 | 2600 | 707 | 0.03 | 15 | 15 | 7 | 1.3335e-09 | 5spot_SharedNeighbor | CO2 | Porous | Wet | R245fa | MinimizeLCOE_Brownfield | IgnoreSilica | 131.3092 | 12.8555 | 0.74185 | 4 | 9204.3338 | 17101.762 | 187.6428 | 348.6426 | 46.9846 | 4.0185 | 76.3303 | 2201947.7272 | 0 | 3146708.1819 | 0 | 0 | 0 | 0 | 2085975.8045 | 5427281.151 | 3704230.905 | 16566143.7696 | 961560.8286 | 9785252.2754 | 9785252.2754 | 9029426.3274 | 4620164.4032 | 0 | 27312956.8737 | 50747799.8797 | 1333521.4322 | 2.9674 | 9204.3338 | 17101.762 | 187.6428 | 348.6426
1 | 2600 | 707 | 0.03 | 15 | 15 | 7 | 1.7783e-09 | 5spot_SharedNeighbor | CO2 | Porous | Wet | R245fa | MinimizeLCOE_Brownfield | IgnoreSilica | 131.3092 | 12.8554 | 0.74184 | 4 | 9204.4284 | 17101.9702 | 187.6447 | 348.6468 | 46.9844 | 4.0185 | 77.7317 | 2201928.7525 | 0 | 3146691.0945 | 0 | 0 | 0 | 0 | 2085961.7403 | 5427244.5588 | 3704205.9301 | 16566032.0762 | 961560.8286 | 9785252.2754 | 9785252.2754 | 9029426.3274 | 4620164.4032 | 0 | 27312845.1803 | 50747688.1863 | 1778279.41 | 2.9674 | 9204.4284 | 17101.9702 | 187.6447 | 348.6468
1 | 2600 | 707 | 0.03 | 15 | 15 | 7 | 2.3714e-09 | 5spot_SharedNeighbor | CO2 | Porous | Wet | R245fa | MinimizeLCOE_Brownfield | IgnoreSilica | 131.3092 | 12.8554 | 0.74183 | 4 | 9204.4995 | 17102.1265 | 187.6462 | 348.65 | 46.9842 | 4.0185 | 77.8907 | 2201914.5067 | 0 | 3146678.2658 | 0 | 0 | 0 | 0 | 2085951.1813 | 5427217.0862 | 3704187.1795 | 16565948.2195 | 961560.8286 | 9785252.2754 | 9785252.2754 | 9029426.3274 | 4620164.4032 | 0 | 27312761.3236 | 50747604.3296 | 2371373.7057 | 2.9673 | 9204.4995 | 17102.1265 | 187.6462 | 348.65
1 | 2600 | 707 | 0.03 | 15 | 15 | 7 | 3.1623e-09 | 5spot_SharedNeighbor | CO2 | Porous | Wet | R245fa | MinimizeLCOE_Brownfield | IgnoreSilica | 131.3092 | 12.8553 | 0.74183 | 4 | 9204.5528 | 17102.2438 | 187.6473 | 348.6524 | 46.984 | 4.0184 | 74.3237 | 2201903.8143 | 0 | 3146668.6373 | 0 | 0 | 0 | 0 | 2085943.2561 | 5427196.4666 | 3704173.1062 | 16565885.2804 | 961560.8286 | 9785252.2754 | 9785252.2754 | 9029426.3274 | 4620164.4032 | 0 | 27312698.3845 | 50747541.3905 | 3162277.6602 | 2.9673 | 9204.5528 | 17102.2438 | 187.6473 | 348.6524
1 | 2600 | 707 | 0.03 | 15 | 15 | 7 | 4.217e-09 | 5spot_SharedNeighbor | CO2 | Porous | Wet | R245fa | MinimizeLCOE_Brownfield | IgnoreSilica | 131.3092 | 12.8553 | 0.74182 | 4 | 9204.5929 | 17102.3318 | 187.6481 | 348.6542 | 46.9839 | 4.0184 | 75.4361 | 2201895.7908 | 0 | 3146661.4122 | 0 | 0 | 0 | 0 | 2085937.3091 | 5427180.9938 | 3704162.5457 | 16565838.0515 | 961560.8286 | 9785252.2754 | 9785252.2754 | 9029426.3274 | 4620164.4032 | 0 | 27312651.1556 | 50747494.1616 | 4216965.0343 | 2.9673 | 9204.5929 | 17102.3318 | 187.6481 | 348.6542
1 | 2600 | 707 | 0.03 | 15 | 15 | 7 | 5.6234e-09 | 5spot_SharedNeighbor | CO2 | Porous | Wet | R245fa | MinimizeLCOE_Brownfield | IgnoreSilica | 131.2944 | 12.8538 | 0.74179 | 4 | 9204.6229 | 17102.7447 | 187.6487 | 348.6626 | 46.985 | 4.0187 | 76.4022 | 2201788.8425 | 0 | 3146369.6903 | 0 | 0 | 0 | 0 | 2085781.8278 | 5426776.4633 | 3703886.4453 | 16564603.2692 | 961560.8286 | 9785252.2754 | 9785252.2754 | 9029426.3274 | 4620164.4032 | 0 | 27311416.3733 | 50746259.3793 | 5623413.2519 | 2.9671 | 9204.6229 | 17102.7447 | 187.6487 | 348.6626
1 | 2600 | 707 | 0.03 | 15 | 15 | 7 | 7.4989e-09 | 5spot_SharedNeighbor | CO2 | Porous | Wet | R245fa | MinimizeLCOE_Brownfield | IgnoreSilica | 131.2944 | 12.8538 | 0.74178 | 4 | 9204.6454 | 17102.7942 | 187.6491 | 348.6636 | 46.9849 | 4.0186 | 76.5467 | 2201784.3285 | 0 | 3146365.6257 | 0 | 0 | 0 | 0 | 2085778.4821 | 5426767.7585 | 3703880.5041 | 16564576.699 | 961560.8286 | 9785252.2754 | 9785252.2754 | 9029426.3274 | 4620164.4032 | 0 | 27311389.803 | 50746232.8091 | 7498942.0933 | 2.9671 | 9204.6454 | 17102.7942 | 187.6491 | 348.6636
1 | 2600 | 707 | 0.03 | 15 | 15 | 7 | 1e-08 | 5spot_SharedNeighbor | CO2 | Porous | Wet | R245fa | MinimizeLCOE_Brownfield | IgnoreSilica | 131.2944 | 12.8538 | 0.74178 | 4 | 9204.6623 | 17102.8313 | 187.6495 | 348.6643 | 46.9848 | 4.0186 | 76.24 | 2201780.9425 | 0 | 3146362.5768 | 0 | 0 | 0 | 0 | 2085775.9725 | 5426761.2291 | 3703876.0476 | 16564556.7685 | 961560.8286 | 9785252.2754 | 9785252.2754 | 9029426.3274 | 4620164.4032 | 0 | 27311369.8726 | 50746212.8786 | 10000000 | 2.9671 | 9204.6623 | 17102.8313 | 187.6495 | 348.6643
1 | 2700 | 707 | 0.03 | 15 | 15 | 7 | 1e-13 | 5spot_SharedNeighbor | CO2 | Porous | Wet | R245fa | MinimizeLCOE_Brownfield | IgnoreSilica | 0.35042 | -0.012735 | 0.00021597 | 4 | 13099275.4188 | 41174253.8194 | 267046.4475 | 839392.8564 | 32.8471 | 3.2992 | 39.4749 | 20623.8832 | 0 | 7478.749 | 0 | 0 | 0 | 18214.1624 | 18063.5499 | 46997.6515 | 32076.8628 | 143454.8588 | 961560.8286 | 10211172.0509 | 10211172.0509 | 9278650.4665 | 4763559.1523 | 0 | 11316187.7383 | 35569569.408 | 100 | 0.00086388 | 13099275.4188 | 41174253.8194 | 267046.4475 | 839392.8564
1 | 2700 | 707 | 0.03 | 15 | 15 | 7 | 1.3335e-13 | 5spot_SharedNeighbor | CO2 | Porous | Wet | R245fa | MinimizeLCOE_Brownfield | IgnoreSilica | 0.58935 | -0.002063 | 0.00062686 | 4 | 4561584.397 | 14234130.3455 | 92994.0679 | 290182.0002 | 38.4869 | 3.9093 | 29.7219 | 36385.8306 | 0 | 20391.1579 | 0 | 0 | 0 | 28844.4545 | 33392.3628 | 86880.0782 | 59297.4386 | 265191.3226 | 961560.8286 | 10211172.0509 | 10211172.0509 | 9278650.4665 | 4763559.1523 | 0 | 11437924.2021 | 35691305.8718 | 133.3521 | 0.0025074 | 4561584.397 | 14234130.3455 | 92994.0679 | 290182.0002
1 | 2700 | 707 | 0.03 | 15 | 15 | 7 | 1.7783e-13 | 5spot_SharedNeighbor | CO2 | Porous | Wet | R245fa | MinimizeLCOE_Brownfield | IgnoreSilica | 0.85995 | 0.016605 | 0.0013793 | 4 | 2096890.5266 | 6492952.402 | 42747.9496 | 132367.6171 | 42.0025 | 4.2937 | 37.3805 | 53758.5282 | 0 | 35016.3063 | 0 | 0 | 0 | 39067.204 | 49858.395 | 129721.3165 | 88537.464 | 395959.214 | 961560.8286 | 10211172.0509 | 10211172.0509 | 9278650.4665 | 4763559.1523 | 0 | 11568692.0935 | 35822073.7632 | 177.8279 | 0.0055171 | 2096890.5266 | 6492952.402 | 42747.9496 | 132367.6171
1 | 2700 | 707 | 0.03 | 15 | 15 | 7 | 2.3714e-13 | 5spot_SharedNeighbor | CO2 | Porous | Wet | R245fa | MinimizeLCOE_Brownfield | IgnoreSilica | 1.1847 | 0.043253 | 0.0025627 | 4 | 1142668.3753 | 3508663.0372 | 23294.8404 | 71528.8418 | 44.5108 | 4.563 | 102.9188 | 73336.2116 | 0 | 51910.503 | 0 | 0 | 0 | 49279.89 | 68065.3758 | 177092.1457 | 120869.0283 | 540553.1545 | 961560.8286 | 10211172.0509 | 10211172.0509 | 9278650.4665 | 4763559.1523 | 0 | 11713286.034 | 35966667.7037 | 237.1374 | 0.010251 | 1142668.3753 | 3508663.0372 | 23294.8404 | 71528.8418
1 | 2700 | 707 | 0.03 | 15 | 15 | 7 | 3.1623e-13 | 5spot_SharedNeighbor | CO2 | Porous | Wet | R245fa | MinimizeLCOE_Brownfield | IgnoreSilica | 1.6125 | 0.081228 | 0.0042981 | 4 | 691611.0153 | 2102320.2638 | 14099.426 | 42858.6422 | 46.5219 | 4.7721 | 147.8701 | 97219.3567 | 0 | 73063.0782 | 0 | 0 | 0 | 61430.3535 | 90367.9875 | 235118.9663 | 160473.5257 | 717673.2679 | 961560.8286 | 10211172.0509 | 10211172.0509 | 9278650.4665 | 4763559.1523 | 0 | 11890406.1474 | 36143787.8171 | 316.2278 | 0.017192 | 691611.0153 | 2102320.2638 | 14099.426 | 42858.6422
1 | 2700 | 707 | 0.03 | 15 | 15 | 7 | 4.217e-13 | 5spot_SharedNeighbor | CO2 | Porous | Wet | R245fa | MinimizeLCOE_Brownfield | IgnoreSilica | 2.1571 | 0.13207 | 0.0067419 | 4 | 448582.6326 | 1347933.645 | 9144.9637 | 27479.4506 | 48.0849 | 4.9285 | 200.0949 | 125169.6251 | 0 | 98502.4654 | 0 | 0 | 0 | 74813.5499 | 116409.3997 | 302873.3793 | 206717.3048 | 924485.7242 | 961560.8286 | 10211172.0509 | 10211172.0509 | 9278650.4665 | 4763559.1523 | 0 | 12097218.6037 | 36350600.2734 | 421.6965 | 0.026968 | 448582.6326 | 1347933.645 | 9144.9637 | 27479.4506
1 | 2700 | 707 | 0.03 | 15 | 15 | 7 | 5.6234e-13 | 5spot_SharedNeighbor | CO2 | Porous | Wet | R245fa | MinimizeLCOE_Brownfield | IgnoreSilica | 2.8861 | 0.20177 | 0.010115 | 4 | 305346.0964 | 904792.9948 | 6224.8932 | 18445.429 | 49.3577 | 5.0511 | 42.1985 | 159467.2156 | 0 | 130607.9903 | 0 | 0 | 0 | 91374.9969 | 148765.5791 | 387057.5207 | 264174.7111 | 1181448.0136 | 961560.8286 | 10211172.0509 | 10211172.0509 | 9278650.4665 | 4763559.1523 | 0 | 12354180.8931 | 36607562.5628 | 562.3413 | 0.04046 | 305346.0964 | 904792.9948 | 6224.8932 | 18445.429
1 | 2700 | 707 | 0.03 | 15 | 15 | 7 | 7.4989e-13 | 5spot_SharedNeighbor | CO2 | Porous | Wet | R245fa | MinimizeLCOE_Brownfield | IgnoreSilica | 3.805 | 0.29148 | 0.014685 | 4 | 215351.0913 | 628237.3467 | 4390.2233 | 12807.4681 | 50.3302 | 5.1415 | 49.6662 | 199080.7536 | 0 | 168746.325 | 0 | 0 | 0 | 109118.4628 | 186008.7612 | 483956.6409 | 330310.3517 | 1477221.2953 | 961560.8286 | 10211172.0509 | 10211172.0509 | 9278650.4665 | 4763559.1523 | 0 | 12649954.1748 | 36903335.8445 | 749.8942 | 0.058741 | 215351.0913 | 628237.3467 | 4390.2233 | 12807.4681
1 | 2700 | 707 | 0.03 | 15 | 15 | 7 | 1e-12 | 5spot_SharedNeighbor | CO2 | Porous | Wet | R245fa | MinimizeLCOE_Brownfield | IgnoreSilica | 5.0003 | 0.4093 | 0.020831 | 4 | 156078.2614 | 447145.8478 | 3181.8665 | 9115.6729 | 51.0984 | 5.2108 | 49.4561 | 246388.8684 | 0 | 215564.615 | 0 | 0 | 0 | 129726.2272 | 230755.0871 | 600377.4023 | 409769.9136 | 1832582.1135 | 961560.8286 | 10211172.0509 | 10211172.0509 | 9278650.4665 | 4763559.1523 | 0 | 13005314.993 | 37258696.6627 | 1000 | 0.083326 | 156078.2614 | 447145.8478 | 3181.8665 | 9115.6729
1 | 2700 | 707 | 0.03 | 15 | 15 | 7 | 1.3335e-12 | 5spot_SharedNeighbor | CO2 | Porous | Wet | R245fa | MinimizeLCOE_Brownfield | IgnoreSilica | 6.5519 | 0.56317 | 0.029042 | 4 | 115622.5718 | 324400.7428 | 2357.1225 | 6613.3479 | 51.6996 | 5.2634 | 58.663 | 302818.4369 | 0 | 272954.7275 | 0 | 0 | 0 | 153560.6202 | 284440.176 | 740054.9912 | 505102.7381 | 2258931.6899 | 961560.8286 | 10211172.0509 | 10211172.0509 | 9278650.4665 | 4763559.1523 | 0 | 13431664.5694 | 37685046.2391 | 1333.5214 | 0.11617 | 115622.5718 | 324400.7428 | 2357.1225 | 6613.3479
1 | 2700 | 707 | 0.03 | 15 | 15 | 7 | 1.7783e-12 | 5spot_SharedNeighbor | CO2 | Porous | Wet | R245fa | MinimizeLCOE_Brownfield | IgnoreSilica | 8.5398 | 0.76127 | 0.039934 | 4 | 87242.0611 | 239076.4951 | 1778.5474 | 4873.8977 | 52.1616 | 5.3025 | 55.6903 | 369363.6119 | 0 | 342473.9821 | 0 | 0 | 0 | 180223.6883 | 347903.9001 | 905174.5831 | 617800.2524 | 2762940.0178 | 961560.8286 | 10211172.0509 | 10211172.0509 | 9278650.4665 | 4763559.1523 | 0 | 13935672.8972 | 38189054.567 | 1778.2794 | 0.15974 | 87242.0611 | 239076.4951 | 1778.5474 | 4873.8977
1 | 2700 | 707 | 0.03 | 15 | 15 | 7 | 2.3714e-12 | 5spot_SharedNeighbor | CO2 | Porous | Wet | R245fa | MinimizeLCOE_Brownfield | IgnoreSilica | 11.0956 | 1.0167 | 0.054317 | 4 | 66901.3194 | 178529.8092 | 1363.8739 | 3639.5716 | 52.5152 | 5.3309 | 46.0472 | 448236.6296 | 0 | 427083.3094 | 0 | 0 | 0 | 210426.707 | 423441.192 | 1101707.1217 | 751937.7484 | 3362832.7081 | 961560.8286 | 10211172.0509 | 10211172.0509 | 9278650.4665 | 4763559.1523 | 0 | 14535565.5876 | 38788947.2573 | 2371.3737 | 0.21727 | 66901.3194 | 178529.8092 | 1363.8739 | 3639.5716
1 | 2700 | 707 | 0.03 | 15 | 15 | 7 | 3.1623e-12 | 5spot_SharedNeighbor | CO2 | Porous | Wet | R245fa | MinimizeLCOE_Brownfield | IgnoreSilica | 14.3601 | 1.3437 | 0.073191 | 4 | 52073.5103 | 134916.8157 | 1061.5889 | 2750.4618 | 52.779 | 5.3501 | 53.6037 | 541227.5302 | 0 | 529506.6409 | 0 | 0 | 0 | 244114.0465 | 512790.8048 | 1334176.4863 | 910602.8665 | 4072418.3752 | 961560.8286 | 10211172.0509 | 10211172.0509 | 9278650.4665 | 4763559.1523 | 0 | 15245151.2547 | 39498532.9244 | 3162.2777 | 0.29276 | 52073.5103 | 134916.8157 | 1061.5889 | 2750.4618
1 | 2700 | 707 | 0.03 | 15 | 15 | 7 | 4.217e-12 | 5spot_SharedNeighbor | CO2 | Porous | Wet | R245fa | MinimizeLCOE_Brownfield | IgnoreSilica | 18.4498 | 1.7546 | 0.097683 | 4 | 41118.2772 | 103189.798 | 838.2517 | 2103.6636 | 52.965 | 5.3606 | 45.4877 | 648926.0388 | 0 | 651317.2676 | 0 | 0 | 0 | 279713.9857 | 616183.3439 | 1603182.6642 | 1094205.1105 | 4893528.4106 | 961560.8286 | 10211172.0509 | 10211172.0509 | 9278650.4665 | 4763559.1523 | 0 | 16066261.2901 | 40319642.9598 | 4216.965 | 0.39073 | 41118.2772 | 103189.798 | 838.2517 | 2103.6636
1 | 2700 | 707 | 0.03 | 15 | 15 | 7 | 5.6234e-12 | 5spot_SharedNeighbor | CO2 | Porous | Wet | R245fa | MinimizeLCOE_Brownfield | IgnoreSilica | 23.5272 | 2.2661 | 0.1291 | 4 | 32938.8419 | 79906.5131 | 671.5028 | 1629.0024 | 53.0829 | 5.3623 | 45.1872 | 772707.8656 | 0 | 795160.7977 | 0 | 0 | 0 | 316503.1859 | 734905.0212 | 1912072.1154 | 1305028.5079 | 5836377.4936 | 961560.8286 | 10211172.0509 | 10211172.0509 | 9278650.4665 | 4763559.1523 | 0 | 17009110.3731 | 41262492.0428 | 5623.4133 | 0.51638 | 32938.8419 | 79906.5131 | 671.5028 | 1629.0024
1 | 2700 | 707 | 0.03 | 15 | 15 | 7 | 7.4989e-12 | 5spot_SharedNeighbor | CO2 | Porous | Wet | R245fa | MinimizeLCOE_Brownfield | IgnoreSilica | 29.6756 | 2.8875 | 0.16859 | 4 | 26784.3472 | 62749.1699 | 546.0351 | 1279.2267 | 53.1352 | 5.3541 | 54.7824 | 911633.6202 | 0 | 961236.4615 | 0 | 0 | 0 | 351573.7468 | 867533.0931 | 2257143.1528 | 1540546.5814 | 6889666.6557 | 961560.8286 | 10211172.0509 | 10211172.0509 | 9278650.4665 | 4763559.1523 | 0 | 18062399.5352 | 42315781.2049 | 7498.9421 | 0.67436 | 26784.3472 | 62749.1699 | 546.0351 | 1279.2267
1 | 2700 | 707 | 0.03 | 15 | 15 | 7 | 1e-11 | 5spot_SharedNeighbor | CO2 | Porous | Wet | R245fa | MinimizeLCOE_Brownfield | IgnoreSilica | 36.8808 | 3.6185 | 0.21686 | 4 | 22130.4671 | 50089.6114 | 451.1595 | 1021.1445 | 53.1217 | 5.3346 | 64.9362 | 1062710.3972 | 0 | 1147381.5364 | 0 | 0 | 0 | 380757.1108 | 1010431.1273 | 2628934.5253 | 1794301.8327 | 8024516.5296 | 961560.8286 | 10211172.0509 | 10211172.0509 | 9278650.4665 | 4763559.1523 | 0 | 19197249.4091 | 43450631.0788 | 10000 | 0.86746 | 22130.4671 | 50089.6114 | 451.1595 | 1021.1445
1 | 2700 | 707 | 0.03 | 15 | 15 | 7 | 1.3335e-11 | 5spot_SharedNeighbor | CO2 | Porous | Wet | R245fa | MinimizeLCOE_Brownfield | IgnoreSilica | 45.0003 | 4.4461 | 0.2737 | 4 | 18604.3575 | 40757.3087 | 379.275 | 830.8929 | 53.0407 | 5.3024 | 57.1293 | 1220856.2934 | 0 | 1348776.7598 | 0 | 0 | 0 | 399318.3348 | 1157891.0413 | 3012594.9733 | 2056157.9719 | 9195595.3745 | 961560.8286 | 10211172.0509 | 10211172.0509 | 9278650.4665 | 4763559.1523 | 0 | 20368328.254 | 44621709.9237 | 13335.2143 | 1.0948 | 18604.3575 | 40757.3087 | 379.275 | 830.8929
1 | 2700 | 707 | 0.03 | 15 | 15 | 7 | 1.7783e-11 | 5spot_SharedNeighbor | CO2 | Porous | Wet | R245fa | MinimizeLCOE_Brownfield | IgnoreSilica | 53.6165 | 5.329 | 0.33722 | 4 | 15935.187 | 33915.7397 | 324.8603 | 691.4182 | 52.8939 | 5.2576 | 70.1928 | 1376923.5809 | 0 | 1554881.7306 | 0 | 0 | 0 | 400734.6785 | 1299690.5961 | 3381528.3278 | 2307962.5672 | 10321721.4811 | 961560.8286 | 10211172.0509 | 10211172.0509 | 9278650.4665 | 4763559.1523 | 0 | 21494454.3606 | 45747836.0303 | 17782.7941 | 1.3489 | 15935.187 | 33915.7397 | 324.8603 | 691.4182
1 | 2700 | 707 | 0.03 | 15 | 15 | 7 | 2.3714e-11 | 5spot_SharedNeighbor | CO2 | Porous | Wet | R245fa | MinimizeLCOE_Brownfield | IgnoreSilica | 62.2157 | 6.215 | 0.4041 | 4 | 13919.9087 | 28924.3849 | 283.7762 | 589.6627 | 52.6909 | 5.2024 | 67.5491 | 1522014.9978 | 0 | 1754218.1339 | 0 | 0 | 0 | 381053.2103 | 1426341.6733 | 3711048.4511 | 2532866.8223 | 11327543.2887 | 961560.8286 | 10211172.0509 | 10211172.0509 | 9278650.4665 | 4763559.1523 | 0 | 22500276.1681 | 46753657.8379 | 23713.7371 | 1.6164 | 13919.9087 | 28924.3849 | 283.7762 | 589.6627
1 | 2700 | 707 | 0.03 | 15 | 15 | 7 | 3.1623e-11 | 5spot_SharedNeighbor | CO2 | Porous | Wet | R245fa | MinimizeLCOE_Brownfield | IgnoreSilica | 70.2324 | 7.0458 | 0.47017 | 4 | 12400.1991 | 25296.3988 | 252.7948 | 515.7013 | 52.4516 | 5.1411 | 65.3857 | 1648341.4947 | 0 | 1935244.8165 | 0 | 0 | 0 | 338546.4542 | 1529631.7785 | 3979788.117 | 2716287.1663 | 12147839.8272 | 961560.8286 | 10211172.0509 | 10211172.0509 | 9278650.4665 | 4763559.1523 | 0 | 23320572.7067 | 47573954.3764 | 31622.7766 | 1.8807 | 12400.1991 | 25296.3988 | 252.7948 | 515.7013
1 | 2700 | 707 | 0.03 | 15 | 15 | 7 | 4.217e-11 | 5spot_SharedNeighbor | CO2 | Porous | Wet | R245fa | MinimizeLCOE_Brownfield | IgnoreSilica | 77.1682 | 7.7688 | 0.53119 | 4 | 11255.5969 | 22670.2612 | 229.4606 | 462.1639 | 52.2084 | 5.0813 | 63.0657 | 1751074.3314 | 0 | 2088503.1599 | 0 | 0 | 0 | 274605.9048 | 1604531.5245 | 4174661.892 | 2849292.522 | 12742669.3346 | 961560.8286 | 10211172.0509 | 10211172.0509 | 9278650.4665 | 4763559.1523 | 0 | 23915402.2141 | 48168783.8838 | 42169.6503 | 2.1248 | 11255.5969 | 22670.2612 | 229.4606 | 462.1639
1 | 2700 | 707 | 0.03 | 15 | 15 | 7 | 5.6234e-11 | 5spot_SharedNeighbor | CO2 | Porous | Wet | R245fa | MinimizeLCOE_Brownfield | IgnoreSilica | 82.5512 | 8.3355 | 0.58357 | 4 | 10386.3103 | 20776.4703 | 211.739 | 423.5564 | 51.9954 | 5.0302 | 67.8422 | 1826657.0855 | 0 | 2205536.9383 | 0 | 0 | 0 | 188210.2632 | 1645957.6719 | 4282444.23 | 2922856.1824 | 13071662.3713 | 961560.8286 | 10211172.0509 | 10211172.0509 | 9278650.4665 | 4763559.1523 | 0 | 24244395.2508 | 48497776.9205 | 56234.1325 | 2.3343 | 10386.3103 | 20776.4703 | 211.739 | 423.5564
1 | 2700 | 707 | 0.03 | 15 | 15 | 7 | 7.4989e-11 | 5spot_SharedNeighbor | CO2 | Porous | Wet | R245fa | MinimizeLCOE_Brownfield | IgnoreSilica | 83.0311 | 8.4125 | 0.61258 | 4 | 9677.6931 | 19575.6961 | 197.2929 | 399.077 | 51.9729 | 5.0248 | 64.2984 | 1833103.0978 | 0 | 2215908.7086 | 0 | 0 | 0 | 0 | 1579114.6045 | 4108532.2799 | 2804157.703 | 12540816.3938 | 961560.8286 | 10211172.0509 | 10211172.0509 | 9278650.4665 | 4763559.1523 | 0 | 23713549.2733 | 47966930.943 | 74989.4209 | 2.4503 | 9677.6931 | 19575.6961 | 197.2929 | 399.077
1 | 2700 | 707 | 0.03 | 15 | 15 | 7 | 1e-10 | 5spot_SharedNeighbor | CO2 | Porous | Wet | R245fa | MinimizeLCOE_Brownfield | IgnoreSilica | 94.8144 | 9.6028 | 0.68065 | 4 | 9168.5246 | 18076.7166 | 186.9128 | 368.5183 | 51.431 | 4.8983 | 65.7702 | 1985453.4922 | 0 | 2466693.6441 | 0 | 0 | 0 | 0 | 1736337.3832 | 4517593.6992 | 3083350.527 | 13789428.7458 | 961560.8286 | 10211172.0509 | 10211172.0509 | 9278650.4665 | 4763559.1523 | 0 | 24962161.6253 | 49215543.295 | 100000 | 2.7226 | 9168.5246 | 18076.7166 | 186.9128 | 368.5183
1 | 2700 | 707 | 0.03 | 15 | 15 | 7 | 1.3335e-10 | 5spot_SharedNeighbor | CO2 | Porous | Wet | R245fa | MinimizeLCOE_Brownfield | IgnoreSilica | 105.2633 | 10.652 | 0.73411 | 4 | 8857.406 | 17116.8785 | 180.5702 | 348.9507 | 50.8672 | 4.7701 | 277.3396 | 2106298.173 | 0 | 2683894.1354 | 0 | 0 | 0 | 0 | 1868175.0003 | 4860608.1353 | 3317464.9279 | 14836440.3718 | 961560.8286 | 10211172.0509 | 10211172.0509 | 9278650.4665 | 4763559.1523 | 0 | 26009173.2513 | 50262554.921 | 133352.1432 | 2.9364 | 8857.406 | 17116.8785 | 180.5702 | 348.9507
1 | 2700 | 707 | 0.03 | 15 | 15 | 7 | 1.7783e-10 | 5spot_SharedNeighbor | CO2 | Porous | Wet | R245fa | MinimizeLCOE_Brownfield | IgnoreSilica | 114.0944 | 11.5335 | 0.77364 | 4 | 8676.8615 | 16514.2642 | 176.8896 | 336.6656 | 50.3299 | 4.6504 | 52.5434 | 2197912.8888 | 0 | 2864124.0586 | 0 | 0 | 0 | 0 | 1974194.4095 | 5136448.8905 | 3505731.9112 | 15678412.1586 | 961560.8286 | 10211172.0509 | 10211172.0509 | 9278650.4665 | 4763559.1523 | 0 | 26851145.038 | 51104526.7078 | 177827.941 | 3.0946 | 8676.8615 | 16514.2642 | 176.8896 | 336.6656
1 | 2700 | 707 | 0.03 | 15 | 15 | 7 | 2.3714e-10 | 5spot_SharedNeighbor | CO2 | Porous | Wet | R245fa | MinimizeLCOE_Brownfield | IgnoreSilica | 121.1838 | 12.2368 | 0.80147 | 4 | 8577.7544 | 16143.0683 | 174.8691 | 329.0983 | 49.8619 | 4.5481 | 54.5203 | 2264595.8705 | 0 | 3006653.8826 | 0 | 0 | 0 | 0 | 2055787.4037 | 5348737.1244 | 3650622.993 | 16326397.2741 | 961560.8286 | 10211172.0509 | 10211172.0509 | 9278650.4665 | 4763559.1523 | 0 | 27499130.1536 | 51752511.8233 | 237137.3706 | 3.2059 | 8577.7544 | 16143.0683 | 174.8691 | 329.0983
1 | 2700 | 707 | 0.03 | 15 | 15 | 7 | 3.1623e-10 | 5spot_SharedNeighbor | CO2 | Porous | Wet | R245fa | MinimizeLCOE_Brownfield | IgnoreSilica | 126.9838 | 12.8103 | 0.82111 | 4 | 8528.1898 | 15912.4817 | 173.8587 | 324.3975 | 49.4467 | 4.4581 | 55.5757 | 2314078.6515 | 0 | 3122263.8837 | 0 | 0 | 0 | 0 | 2120173.5888 | 5516256.7705 | 3764958.5936 | 16837731.4882 | 961560.8286 | 10211172.0509 | 10211172.0509 | 9278650.4665 | 4763559.1523 | 0 | 28010464.3677 | 52263846.0374 | 316227.766 | 3.2845 | 8528.1898 | 15912.4817 | 173.8587 | 324.3975
1 | 2700 | 707 | 0.03 | 15 | 15 | 7 | 4.217e-10 | 5spot_SharedNeighbor | CO2 | Porous | Wet | R245fa | MinimizeLCOE_Brownfield | IgnoreSilica | 131.4124 | 13.2463 | 0.83435 | 4 | 8506.5479 | 15773.7089 | 173.4175 | 321.5684 | 49.1148 | 4.387 | 50.2782 | 2349011.3069 | 0 | 3209775.1881 | 0 | 0 | 0 | 0 | 2167926.733 | 5640500.6564 | 3849757.5987 | 17216971.4832 | 961560.8286 | 10211172.0509 | 10211172.0509 | 9278650.4665 | 4763559.1523 | 0 | 28389704.3626 | 52643086.0324 | 421696.5034 | 3.3374 | 8506.5479 | 15773.7089 | 173.4175 | 321.5684
1 | 2700 | 707 | 0.03 | 15 | 15 | 7 | 5.6234e-10 | 5spot_SharedNeighbor | CO2 | Porous | Wet | R245fa | MinimizeLCOE_Brownfield | IgnoreSilica | 134.9032 | 13.5891 | 0.84356 | 4 | 8500.1779 | 15687.9713 | 173.2876 | 319.8205 | 48.8419 | 4.329 | 56.7213 | 2374655.6794 | 0 | 3278403.154 | 0 | 0 | 0 | 0 | 2204692.945 | 5736158.7982 | 3915046.2461 | 17508956.8227 | 961560.8286 | 10211172.0509 | 10211172.0509 | 9278650.4665 | 4763559.1523 | 0 | 28681689.7022 | 52935071.3719 | 562341.3252 | 3.3742 | 8500.1779 | 15687.9713 | 173.2876 | 319.8205
1 | 2700 | 707 | 0.03 | 15 | 15 | 7 | 7.4989e-10 | 5spot_SharedNeighbor | CO2 | Porous | Wet | R245fa | MinimizeLCOE_Brownfield | IgnoreSilica | 135.6434 | 13.6619 | 0.84525 | 4 | 8501.1299 | 15674.5239 | 173.307 | 319.5464 | 48.7802 | 4.3159 | 71.4757 | 2379715.6164 | 0 | 3292971.11 | 0 | 0 | 0 | 0 | 2212347.8233 | 5756075.2212 | 3928639.614 | 17569749.3848 | 961560.8286 | 10211172.0509 | 10211172.0509 | 9278650.4665 | 4763559.1523 | 0 | 28742482.2643 | 52995863.934 | 749894.2093 | 3.381 | 8501.1299 | 15674.5239 | 173.307 | 319.5464
1 | 2700 | 707 | 0.03 | 15 | 15 | 7 | 1e-09 | 5spot_SharedNeighbor | CO2 | Porous | Wet | R245fa | MinimizeLCOE_Brownfield | IgnoreSilica | 135.6434 | 13.6617 | 0.84523 | 4 | 8501.2802 | 15674.8537 | 173.3101 | 319.5531 | 48.7798 | 4.3159 | 70.6395 | 2379679.356 | 0 | 3292938.9802 | 0 | 0 | 0 | 0 | 2212321.1511 | 5756005.8257 | 3928592.2502 | 17569537.5632 | 961560.8286 | 10211172.0509 | 10211172.0509 | 9278650.4665 | 4763559.1523 | 0 | 28742270.4427 | 52995652.1124 | 1000000 | 3.3809 | 8501.2802 | 15674.8537 | 173.3101 | 319.5531
1 | 2700 | 707 | 0.03 | 15 | 15 | 7 | 1.3335e-09 | 5spot_SharedNeighbor | CO2 | Porous | Wet | R245fa | MinimizeLCOE_Brownfield | IgnoreSilica | 135.6434 | 13.6616 | 0.84522 | 4 | 8501.3931 | 15675.1016 | 173.3124 | 319.5581 | 48.7794 | 4.3158 | 70.8114 | 2379652.1087 | 0 | 3292914.8367 | 0 | 0 | 0 | 0 | 2212301.1087 | 5755953.6794 | 3928556.6592 | 17569378.3926 | 961560.8286 | 10211172.0509 | 10211172.0509 | 9278650.4665 | 4763559.1523 | 0 | 28742111.2721 | 52995492.9418 | 1333521.4322 | 3.3809 | 8501.3931 | 15675.1016 | 173.3124 | 319.5581
1 | 2700 | 707 | 0.03 | 15 | 15 | 7 | 1.7783e-09 | 5spot_SharedNeighbor | CO2 | Porous | Wet | R245fa | MinimizeLCOE_Brownfield | IgnoreSilica | 135.6387 | 13.661 | 0.84519 | 4 | 8501.4778 | 15675.3831 | 173.3141 | 319.5639 | 48.7795 | 4.3158 | 70.7726 | 2379599.1384 | 0 | 3292805.9072 | 0 | 0 | 0 | 0 | 2212237.9678 | 5755789.3998 | 3928444.535 | 17568876.9482 | 961560.8286 | 10211172.0509 | 10211172.0509 | 9278650.4665 | 4763559.1523 | 0 | 28741609.8277 | 52994991.4974 | 1778279.41 | 3.3808 | 8501.4778 | 15675.3831 | 173.3141 | 319.5639
1 | 2700 | 707 | 0.03 | 15 | 15 | 7 | 2.3714e-09 | 5spot_SharedNeighbor | CO2 | Porous | Wet | R245fa | MinimizeLCOE_Brownfield | IgnoreSilica | 135.6387 | 13.6609 | 0.84519 | 4 | 8501.5415 | 15675.5229 | 173.3154 | 319.5667 | 48.7793 | 4.3158 | 71.2691 | 2379583.7766 | 0 | 3292792.2954 | 0 | 0 | 0 | 0 | 2212226.6681 | 5755760.0003 | 3928424.4692 | 17568787.2095 | 961560.8286 | 10211172.0509 | 10211172.0509 | 9278650.4665 | 4763559.1523 | 0 | 28741520.089 | 52994901.7587 | 2371373.7057 | 3.3807 | 8501.5415 | 15675.5229 | 173.3154 | 319.5667
1 | 2700 | 707 | 0.03 | 15 | 15 | 7 | 3.1623e-09 | 5spot_SharedNeighbor | CO2 | Porous | Wet | R245fa | MinimizeLCOE_Brownfield | IgnoreSilica | 135.6387 | 13.6609 | 0.84518 | 4 | 8501.5893 | 15675.6278 | 173.3164 | 319.5689 | 48.7791 | 4.3158 | 70.6793 | 2379572.2468 | 0 | 3292782.0792 | 0 | 0 | 0 | 0 | 2212218.1871 | 5755737.9345 | 3928409.4089 | 17568719.8565 | 961560.8286 | 10211172.0509 | 10211172.0509 | 9278650.4665 | 4763559.1523 | 0 | 28741452.736 | 52994834.4057 | 3162277.6602 | 3.3807 | 8501.5893 | 15675.6278 | 173.3164 | 319.5689
1 | 2700 | 707 | 0.03 | 15 | 15 | 7 | 4.217e-09 | 5spot_SharedNeighbor | CO2 | Porous | Wet | R245fa | MinimizeLCOE_Brownfield | IgnoreSilica | 135.6387 | 13.6608 | 0.84517 | 4 | 8501.6251 | 15675.7065 | 173.3171 | 319.5705 | 48.779 | 4.3158 | 72.0191 | 2379563.595 | 0 | 3292774.4131 | 0 | 0 | 0 | 0 | 2212211.8232 | 5755721.3768 | 3928398.1079 | 17568669.316 | 961560.8286 | 10211172.0509 | 10211172.0509 | 9278650.4665 | 4763559.1523 | 0 | 28741402.1954 | 52994783.8652 | 4216965.0343 | 3.3807 | 8501.6251 | 15675.7065 | 173.3171 | 319.5705
1 | 2700 | 707 | 0.03 | 15 | 15 | 7 | 5.6234e-09 | 5spot_SharedNeighbor | CO2 | Porous | Wet | R245fa | MinimizeLCOE_Brownfield | IgnoreSilica | 135.6387 | 13.6608 | 0.84517 | 4 | 8501.652 | 15675.7656 | 173.3177 | 319.5717 | 48.7789 | 4.3158 | 68.4715 | 2379557.1039 | 0 | 3292768.6615 | 0 | 0 | 0 | 0 | 2212207.0485 | 5755708.9542 | 3928389.6292 | 17568631.3973 | 961560.8286 | 10211172.0509 | 10211172.0509 | 9278650.4665 | 4763559.1523 | 0 | 28741364.2768 | 52994745.9465 | 5623413.2519 | 3.3807 | 8501.652 | 15675.7656 | 173.3177 | 319.5717
1 | 2700 | 707 | 0.03 | 15 | 15 | 7 | 7.4989e-09 | 5spot_SharedNeighbor | CO2 | Porous | Wet | R245fa | MinimizeLCOE_Brownfield | IgnoreSilica | 135.6387 | 13.6608 | 0.84517 | 4 | 8501.6722 | 15675.8099 | 173.3181 | 319.5726 | 48.7788 | 4.3158 | 69.6009 | 2379552.2345 | 0 | 3292764.3469 | 0 | 0 | 0 | 0 | 2212203.4667 | 5755699.6351 | 3928383.2688 | 17568602.952 | 961560.8286 | 10211172.0509 | 10211172.0509 | 9278650.4665 | 4763559.1523 | 0 | 28741335.8315 | 52994717.5012 | 7498942.0933 | 3.3807 | 8501.6722 | 15675.8099 | 173.3181 | 319.5726
1 | 2700 | 707 | 0.03 | 15 | 15 | 7 | 1e-08 | 5spot_SharedNeighbor | CO2 | Porous | Wet | R245fa | MinimizeLCOE_Brownfield | IgnoreSilica | 135.6387 | 13.6608 | 0.84517 | 4 | 8501.6873 | 15675.8431 | 173.3184 | 319.5733 | 48.7788 | 4.3158 | 70.5154 | 2379548.5819 | 0 | 3292761.1105 | 0 | 0 | 0 | 0 | 2212200.78 | 5755692.6449 | 3928378.4978 | 17568581.6151 | 961560.8286 | 10211172.0509 | 10211172.0509 | 9278650.4665 | 4763559.1523 | 0 | 28741314.4946 | 52994696.1643 | 10000000 | 3.3807 | 8501.6873 | 15675.8431 | 173.3184 | 319.5733
1 | 2800 | 707 | 0.03 | 15 | 15 | 7 | 1e-13 | 5spot_SharedNeighbor | CO2 | Porous | Wet | R245fa | MinimizeLCOE_Brownfield | IgnoreSilica | 0.36987 | -0.01373 | 0.00020624 | 4 | 14260539.302 | 44668905.5182 | 290720.3825 | 910636.0582 | 33.5939 | 3.6142 | 41.3647 | 22767.6642 | 0 | 7986.6151 | 0 | 0 | 0 | 20860.6272 | 20129.8135 | 52373.6456 | 35746.0893 | 159864.4549 | 961560.8286 | 10642951.9172 | 10642951.9172 | 9533441.692 | 4909297.9377 | 0 | 11764377.2006 | 36850068.7475 | 100 | 0.00082496 | 14260539.302 | 44668905.5182 | 290720.3825 | 910636.0582
1 | 2800 | 707 | 0.03 | 15 | 15 | 7 | 1.3335e-13 | 5spot_SharedNeighbor | CO2 | Porous | Wet | R245fa | MinimizeLCOE_Brownfield | IgnoreSilica | 0.6088 | -0.0030589 | 0.00065406 | 4 | 4544373.016 | 14132779.2967 | 92643.1907 | 288115.822 | 39.2985 | 4.2243 | 30.5519 | 39063.6621 | 0 | 20957.6383 | 0 | 0 | 0 | 31903.4775 | 35850.6634 | 93276.0722 | 63662.8359 | 284714.3495 | 961560.8286 | 10642951.9172 | 10642951.9172 | 9533441.692 | 4909297.9377 | 0 | 11889227.0953 | 36974918.6422 | 133.3521 | 0.0026163 | 4544373.016 | 14132779.2967 | 92643.1907 | 288115.822
1 | 2800 | 707 | 0.03 | 15 | 15 | 7 | 1.7783e-13 | 5spot_SharedNeighbor | CO2 | Porous | Wet | R245fa | MinimizeLCOE_Brownfield | IgnoreSilica | 0.90348 | 0.017184 | 0.0014891 | 4 | 2020830.512 | 6232254.0885 | 41197.3634 | 127052.9293 | 43.2265 | 4.6451 | 42.4271 | 58657.4502 | 0 | 36993.6502 | 0 | 0 | 0 | 44063.2297 | 54488.5887 | 141768.1307 | 96759.6623 | 432730.7118 | 961560.8286 | 10642951.9172 | 10642951.9172 | 9533441.692 | 4909297.9377 | 0 | 12037243.4576 | 37122935.0045 | 177.8279 | 0.0059566 | 2020830.512 | 6232254.0885 | 41197.3634 | 127052.9293
1 | 2800 | 707 | 0.03 | 15 | 15 | 7 | 2.3714e-13 | 5spot_SharedNeighbor | CO2 | Porous | Wet | R245fa | MinimizeLCOE_Brownfield | IgnoreSilica | 1.2625 | 0.046841 | 0.0028117 | 4 | 1085109.7392 | 3315582.5704 | 22121.4298 | 67592.6354 | 46.0281 | 4.9377 | 109.268 | 81043.7225 | 0 | 55789.0996 | 0 | 0 | 0 | 56727.1085 | 75488.3729 | 196405.2616 | 134050.6267 | 599504.1918 | 961560.8286 | 10642951.9172 | 10642951.9172 | 9533441.692 | 4909297.9377 | 0 | 12204016.9376 | 37289708.4845 | 237.1374 | 0.011247 | 1085109.7392 | 3315582.5704 | 22121.4298 | 67592.6354
1 | 2800 | 707 | 0.03 | 15 | 15 | 7 | 3.1623e-13 | 5spot_SharedNeighbor | CO2 | Porous | Wet | R245fa | MinimizeLCOE_Brownfield | IgnoreSilica | 1.7098 | 0.087452 | 0.0047545 | 4 | 651734.7377 | 1970789.0679 | 13286.4942 | 40177.2008 | 48.1464 | 5.1511 | 157.2772 | 106862.9921 | 0 | 78037.6782 | 0 | 0 | 0 | 70208.2877 | 99492.4936 | 258859.0597 | 176676.6272 | 790137.1385 | 961560.8286 | 10642951.9172 | 10642951.9172 | 9533441.692 | 4909297.9377 | 0 | 12394649.8843 | 37480341.4312 | 316.2278 | 0.019018 | 651734.7377 | 1970789.0679 | 13286.4942 | 40177.2008
1 | 2800 | 707 | 0.03 | 15 | 15 | 7 | 4.217e-13 | 5spot_SharedNeighbor | CO2 | Porous | Wet | R245fa | MinimizeLCOE_Brownfield | IgnoreSilica | 2.2932 | 0.14302 | 0.0074979 | 4 | 420926.4595 | 1257349.0353 | 8581.1552 | 25632.7608 | 49.8404 | 5.315 | 214.1572 | 137850.9762 | 0 | 105468.1824 | 0 | 0 | 0 | 85929.1466 | 128406.839 | 334088.2553 | 228022.0991 | 1019765.4985 | 961560.8286 | 10642951.9172 | 10642951.9172 | 9533441.692 | 4909297.9377 | 0 | 12624278.2443 | 37709969.7912 | 421.6965 | 0.029992 | 420926.4595 | 1257349.0353 | 8581.1552 | 25632.7608
1 | 2800 | 707 | 0.03 | 15 | 15 | 7 | 5.6234e-13 | 5spot_SharedNeighbor | CO2 | Porous | Wet | R245fa | MinimizeLCOE_Brownfield | IgnoreSilica | 3.0519 | 0.21741 | 0.011281 | 4 | 285866.5558 | 841796.7912 | 5827.7764 | 17161.1662 | 51.1853 | 5.4401 | 35.5017 | 174817.4592 | 0 | 139107.7708 | 0 | 0 | 0 | 104147.1021 | 163048.2095 | 424217.9954 | 289537.4987 | 1294876.0358 | 961560.8286 | 10642951.9172 | 10642951.9172 | 9533441.692 | 4909297.9377 | 0 | 12899388.7816 | 37985080.3285 | 562.3413 | 0.045124 | 285866.5558 | 841796.7912 | 5827.7764 | 17161.1662
1 | 2800 | 707 | 0.03 | 15 | 15 | 7 | 7.4989e-13 | 5spot_SharedNeighbor | CO2 | Porous | Wet | R245fa | MinimizeLCOE_Brownfield | IgnoreSilica | 4.0265 | 0.3148 | 0.016416 | 4 | 201396.6094 | 583438.3497 | 4105.7423 | 11894.1799 | 52.2375 | 5.5346 | 38.132 | 218376.6069 | 0 | 179857.793 | 0 | 0 | 0 | 124689.0799 | 203940.1571 | 530610.4549 | 362152.5385 | 1619626.6303 | 961560.8286 | 10642951.9172 | 10642951.9172 | 9533441.692 | 4909297.9377 | 0 | 13224139.3761 | 38309830.923 | 749.8942 | 0.065662 | 201396.6094 | 583438.3497 | 4105.7423 | 11894.1799
1 | 2800 | 707 | 0.03 | 15 | 15 | 7 | 1e-12 | 5spot_SharedNeighbor | CO2 | Porous | Wet | R245fa | MinimizeLCOE_Brownfield | IgnoreSilica | 5.2903 | 0.44243 | 0.02332 | 4 | 145931.3938 | 414855.186 | 2975.0088 | 8457.3841 | 53.0661 | 5.6067 | 57.733 | 270242.9905 | 0 | 229725.3477 | 0 | 0 | 0 | 148421.6603 | 252872.0994 | 657921.3315 | 449044.8277 | 2008228.257 | 961560.8286 | 10642951.9172 | 10642951.9172 | 9533441.692 | 4909297.9377 | 0 | 13612741.0028 | 38698432.5497 | 1000 | 0.093282 | 145931.3938 | 414855.186 | 2975.0088 | 8457.3841
1 | 2800 | 707 | 0.03 | 15 | 15 | 7 | 1.3335e-12 | 5spot_SharedNeighbor | CO2 | Porous | Wet | R245fa | MinimizeLCOE_Brownfield | IgnoreSilica | 6.9151 | 0.60771 | 0.032532 | 4 | 108150.0354 | 300925.5318 | 2204.7848 | 6134.774 | 53.7102 | 5.661 | 51.3408 | 331552.8666 | 0 | 290284.6087 | 0 | 0 | 0 | 175303.6595 | 310885.0426 | 808859.1095 | 552062.9626 | 2468948.2495 | 961560.8286 | 10642951.9172 | 10642951.9172 | 9533441.692 | 4909297.9377 | 0 | 14073460.9952 | 39159152.5421 | 1333.5214 | 0.13013 | 108150.0354 | 300925.5318 | 2204.7848 | 6134.774
1 | 2800 | 707 | 0.03 | 15 | 15 | 7 | 1.7783e-12 | 5spot_SharedNeighbor | CO2 | Porous | Wet | R245fa | MinimizeLCOE_Brownfield | IgnoreSilica | 9.0151 | 0.82222 | 0.044762 | 4 | 81679.1313 | 221784.1551 | 1665.1396 | 4521.37 | 54.2107 | 5.7017 | 49.6625 | 404523.028 | 0 | 364305.4821 | 0 | 0 | 0 | 206251.4292 | 380281.1763 | 989413.6144 | 675295.1222 | 3020069.8523 | 961560.8286 | 10642951.9172 | 10642951.9172 | 9533441.692 | 4909297.9377 | 0 | 14624582.5981 | 39710274.145 | 1778.2794 | 0.17905 | 81679.1313 | 221784.1551 | 1665.1396 | 4521.37
1 | 2800 | 707 | 0.03 | 15 | 15 | 7 | 2.3714e-12 | 5spot_SharedNeighbor | CO2 | Porous | Wet | R245fa | MinimizeLCOE_Brownfield | IgnoreSilica | 11.707 | 1.0981 | 0.060898 | 4 | 62720.1201 | 165702.0829 | 1278.6345 | 3378.0611 | 54.5926 | 5.731 | 53.4833 | 490770.9019 | 0 | 454133.9011 | 0 | 0 | 0 | 241201.9125 | 462581.619 | 1203542.4842 | 821442.4758 | 3673673.2946 | 961560.8286 | 10642951.9172 | 10642951.9172 | 9533441.692 | 4909297.9377 | 0 | 15278186.0404 | 40363877.5873 | 2371.3737 | 0.24359 | 62720.1201 | 165702.0829 | 1278.6345 | 3378.0611
1 | 2800 | 707 | 0.03 | 15 | 15 | 7 | 3.1623e-12 | 5spot_SharedNeighbor | CO2 | Porous | Wet | R245fa | MinimizeLCOE_Brownfield | IgnoreSilica | 15.1318 | 1.4501 | 0.082038 | 4 | 48903.5419 | 125348.9953 | 996.9648 | 2555.4088 | 54.8768 | 5.7505 | 53.1492 | 592089.652 | 0 | 562468.9944 | 0 | 0 | 0 | 280021.5655 | 559486.2827 | 1455668.5411 | 993523.6903 | 4443258.726 | 961560.8286 | 10642951.9172 | 10642951.9172 | 9533441.692 | 4909297.9377 | 0 | 16047771.4717 | 41133463.0186 | 3162.2777 | 0.32815 | 48903.5419 | 125348.9953 | 996.9648 | 2555.4088
1 | 2800 | 707 | 0.03 | 15 | 15 | 7 | 4.217e-12 | 5spot_SharedNeighbor | CO2 | Porous | Wet | R245fa | MinimizeLCOE_Brownfield | IgnoreSilica | 19.4218 | 1.8922 | 0.10944 | 4 | 38695.4903 | 96001.6551 | 788.8599 | 1957.1236 | 55.0772 | 5.7607 | 60.9237 | 709458.0183 | 0 | 691327.6696 | 0 | 0 | 0 | 321508.7712 | 671694.8391 | 1747612.1877 | 1192781.2279 | 5334382.7137 | 961560.8286 | 10642951.9172 | 10642951.9172 | 9533441.692 | 4909297.9377 | 0 | 16938895.4595 | 42024587.0064 | 4216.965 | 0.43775 | 38695.4903 | 96001.6551 | 788.8599 | 1957.1236
1 | 2800 | 707 | 0.03 | 15 | 15 | 7 | 5.6234e-12 | 5spot_SharedNeighbor | CO2 | Porous | Wet | R245fa | MinimizeLCOE_Brownfield | IgnoreSilica | 24.7445 | 2.4423 | 0.14452 | 4 | 31072.7885 | 74468.4782 | 633.4608 | 1518.1407 | 55.2037 | 5.7613 | 47.0721 | 844296.1237 | 0 | 843434.9294 | 0 | 0 | 0 | 364956.81 | 800548.2666 | 2082862.3747 | 1421596.3693 | 6357694.8738 | 961560.8286 | 10642951.9172 | 10642951.9172 | 9533441.692 | 4909297.9377 | 0 | 17962207.6196 | 43047899.1665 | 5623.4133 | 0.57807 | 31072.7885 | 74468.4782 | 633.4608 | 1518.1407
1 | 2800 | 707 | 0.03 | 15 | 15 | 7 | 7.4989e-12 | 5spot_SharedNeighbor | CO2 | Porous | Wet | R245fa | MinimizeLCOE_Brownfield | IgnoreSilica | 31.1345 | 3.1052 | 0.18841 | 4 | 25336.3007 | 58622.6064 | 516.5148 | 1195.1011 | 55.2587 | 5.7511 | 53.8802 | 994379.8447 | 0 | 1017612.5287 | 0 | 0 | 0 | 406209.6048 | 943098.7715 | 2453749.5472 | 1674734.4855 | 7489784.7822 | 961560.8286 | 10642951.9172 | 10642951.9172 | 9533441.692 | 4909297.9377 | 0 | 19094297.528 | 44179989.0749 | 7498.9421 | 0.75363 | 25336.3007 | 58622.6064 | 516.5148 | 1195.1011
1 | 2800 | 707 | 0.03 | 15 | 15 | 7 | 1e-11 | 5spot_SharedNeighbor | CO2 | Porous | Wet | R245fa | MinimizeLCOE_Brownfield | IgnoreSilica | 38.6324 | 3.8859 | 0.24191 | 4 | 20998.5306 | 46923.5002 | 428.0834 | 956.599 | 55.2426 | 5.7285 | 58.4359 | 1157846.2039 | 0 | 1213181.3734 | 0 | 0 | 0 | 442505.4176 | 1097277.868 | 2854891.9299 | 1948522.4043 | 8714225.1972 | 961560.8286 | 10642951.9172 | 10642951.9172 | 9533441.692 | 4909297.9377 | 0 | 20318737.943 | 45404429.4899 | 10000 | 0.96763 | 20998.5306 | 46923.5002 | 428.0834 | 956.599
1 | 2800 | 707 | 0.03 | 15 | 15 | 7 | 1.3335e-11 | 5spot_SharedNeighbor | CO2 | Porous | Wet | R245fa | MinimizeLCOE_Brownfield | IgnoreSilica | 46.9734 | 4.7589 | 0.30436 | 4 | 17713.1361 | 38318.4426 | 361.1062 | 781.1733 | 55.1543 | 5.6923 | 64.0242 | 1326826.3055 | 0 | 1422185.4401 | 0 | 0 | 0 | 466785.4221 | 1254160.8954 | 3263069.386 | 2227111.9053 | 9960139.3544 | 961560.8286 | 10642951.9172 | 10642951.9172 | 9533441.692 | 4909297.9377 | 0 | 21564652.1002 | 46650343.6471 | 13335.2143 | 1.2174 | 17713.1361 | 38318.4426 | 361.1062 | 781.1733
1 | 2800 | 707 | 0.03 | 15 | 15 | 7 | 1.7783e-11 | 5spot_SharedNeighbor | CO2 | Porous | Wet | R245fa | MinimizeLCOE_Brownfield | IgnoreSilica | 55.7897 | 5.6866 | 0.37368 | 4 | 15228.2734 | 32011.0609 | 310.449 | 652.5888 | 54.996 | 5.6425 | 63.4875 | 1493002.7249 | 0 | 1635378.1764 | 0 | 0 | 0 | 474037.6911 | 1404943.251 | 3655374.1457 | 2494867.9649 | 11157603.9541 | 961560.8286 | 10642951.9172 | 10642951.9172 | 9533441.692 | 4909297.9377 | 0 | 22762116.6999 | 47847808.2468 | 17782.7941 | 1.4947 | 15228.2734 | 32011.0609 | 310.449 | 652.5888
1 | 2800 | 707 | 0.03 | 15 | 15 | 7 | 2.3714e-11 | 5spot_SharedNeighbor | CO2 | Porous | Wet | R245fa | MinimizeLCOE_Brownfield | IgnoreSilica | 64.523 | 6.6106 | 0.44607 | 4 | 13354.6552 | 27414.0448 | 272.2527 | 558.8724 | 54.7795 | 5.5819 | 64.6322 | 1646408.9973 | 0 | 1840165.2016 | 0 | 0 | 0 | 460065.8207 | 1539189.6077 | 4004655.628 | 2733259.7535 | 12223745.0088 | 961560.8286 | 10642951.9172 | 10642951.9172 | 9533441.692 | 4909297.9377 | 0 | 23828257.7546 | 48913949.3015 | 23713.7371 | 1.7843 | 13354.6552 | 27414.0448 | 272.2527 | 558.8724
1 | 2800 | 707 | 0.03 | 15 | 15 | 7 | 3.1623e-11 | 5spot_SharedNeighbor | CO2 | Porous | Wet | R245fa | MinimizeLCOE_Brownfield | IgnoreSilica | 72.6102 | 7.4712 | 0.51694 | 4 | 11945.656 | 24077.4759 | 243.5284 | 490.8519 | 54.5277 | 5.5159 | 63.6875 | 1779216.157 | 0 | 2024976.2458 | 0 | 0 | 0 | 424146.1314 | 1649052.0283 | 4290495.1106 | 2928351.0738 | 13096236.7468 | 961560.8286 | 10642951.9172 | 10642951.9172 | 9533441.692 | 4909297.9377 | 0 | 24700749.4926 | 49786441.0395 | 31622.7766 | 2.0678 | 11945.656 | 24077.4759 | 243.5284 | 490.8519
1 | 2800 | 707 | 0.03 | 15 | 15 | 7 | 4.217e-11 | 5spot_SharedNeighbor | CO2 | Porous | Wet | R245fa | MinimizeLCOE_Brownfield | IgnoreSilica | 79.7332 | 8.2331 | 0.58259 | 4 | 10885.6212 | 21650.2833 | 221.9181 | 441.3703 | 54.2645 | 5.4495 | 66.9122 | 1889063.2275 | 0 | 2184417.4863 | 0 | 0 | 0 | 370152.4595 | 1733016.9376 | 4508954.581 | 3077454.1513 | 13763058.8432 | 961560.8286 | 10642951.9172 | 10642951.9172 | 9533441.692 | 4909297.9377 | 0 | 25367571.589 | 50453263.1359 | 42169.6503 | 2.3304 | 10885.6212 | 21650.2833 | 221.9181 | 441.3703
1 | 2800 | 707 | 0.03 | 15 | 15 | 7 | 5.6234e-11 | 5spot_SharedNeighbor | CO2 | Porous | Wet | R245fa | MinimizeLCOE_Brownfield | IgnoreSilica | 85.5649 | 8.8605 | 0.63979 | 4 | 10088.1572 | 19890.4292 | 205.6607 | 405.4933 | 54.0226 | 5.3901 | 74.3802 | 1974235.2963 | 0 | 2312772.5478 | 0 | 0 | 0 | 301834.2585 | 1789648.42 | 4656298.0815 | 3178019.118 | 14212807.7222 | 961560.8286 | 10642951.9172 | 10642951.9172 | 9533441.692 | 4909297.9377 | 0 | 25817320.468 | 50903012.0149 | 56234.1325 | 2.5592 | 10088.1572 | 19890.4292 | 205.6607 | 405.4933
1 | 2800 | 707 | 0.03 | 15 | 15 | 7 | 7.4989e-11 | 5spot_SharedNeighbor | CO2 | Porous | Wet | R245fa | MinimizeLCOE_Brownfield | IgnoreSilica | 90.0085 | 9.3425 | 0.68706 | 4 | 9483.225 | 18611.1082 | 193.3284 | 379.4126 | 53.8212 | 5.3416 | 72.483 | 2036233.6407 | 0 | 2409383.6901 | 0 | 0 | 0 | 222307.3479 | 1820490.6247 | 4736543.1715 | 3232788.0408 | 14457746.5158 | 961560.8286 | 10642951.9172 | 10642951.9172 | 9533441.692 | 4909297.9377 | 0 | 26062259.2616 | 51147950.8085 | 74989.4209 | 2.7482 | 9483.225 | 18611.1082 | 193.3284 | 379.4126
1 | 2800 | 707 | 0.03 | 15 | 15 | 7 | 1e-10 | 5spot_SharedNeighbor | CO2 | Porous | Wet | R245fa | MinimizeLCOE_Brownfield | IgnoreSilica | 92.3855 | 9.6098 | 0.72118 | 4 | 9016.8272 | 17712.8812 | 183.8202 | 361.101 | 53.7071 | 5.3144 | 73.0324 | 2068351.0268 | 0 | 2460644.4097 | 0 | 0 | 0 | 122389.8868 | 1814040.276 | 4719760.6874 | 3221333.6506 | 14406519.9372 | 961560.8286 | 10642951.9172 | 10642951.9172 | 9533441.692 | 4909297.9377 | 0 | 26011032.683 | 51096724.2299 | 100000 | 2.8847 | 9016.8272 | 17712.8812 | 183.8202 | 361.101
1 | 2800 | 707 | 0.03 | 15 | 15 | 7 | 1.3335e-10 | 5spot_SharedNeighbor | CO2 | Porous | Wet | R245fa | MinimizeLCOE_Brownfield | IgnoreSilica | 95.0922 | 9.9059 | 0.75203 | 4 | 8617.5127 | 16956.8859 | 175.6797 | 345.6891 | 53.5705 | 5.282 | 59.5972 | 2103982.0294 | 0 | 2518775.0754 | 0 | 0 | 0 | 0 | 1802875.2709 | 4690711.6342 | 3201507.0748 | 14317851.0847 | 961560.8286 | 10642951.9172 | 10642951.9172 | 9533441.692 | 4909297.9377 | 0 | 25922363.8305 | 51008055.3774 | 133352.1432 | 3.0081 | 8617.5127 | 16956.8859 | 175.6797 | 345.6891
1 | 2800 | 707 | 0.03 | 15 | 15 | 7 | 1.7783e-10 | 5spot_SharedNeighbor | CO2 | Porous | Wet | R245fa | MinimizeLCOE_Brownfield | IgnoreSilica | 103.4916 | 10.7745 | 0.80116 | 4 | 8362.8319 | 16190.7397 | 170.4876 | 330.0701 | 53.1201 | 5.1766 | 68.4216 | 2209063.0015 | 0 | 2697032.6688 | 0 | 0 | 0 | 0 | 1913377.3114 | 4978215.2767 | 3397734.2184 | 15195422.4769 | 961560.8286 | 10642951.9172 | 10642951.9172 | 9533441.692 | 4909297.9377 | 0 | 26799935.2227 | 51885626.7696 | 177827.941 | 3.2046 | 8362.8319 | 16190.7397 | 170.4876 | 330.0701
1 | 2800 | 707 | 0.03 | 15 | 15 | 7 | 2.3714e-10 | 5spot_SharedNeighbor | CO2 | Porous | Wet | R245fa | MinimizeLCOE_Brownfield | IgnoreSilica | 110.3936 | 11.485 | 0.838 | 4 | 8202.2083 | 15685.9993 | 167.2131 | 319.7803 | 52.7118 | 5.0828 | 53.4767 | 2288763.2379 | 0 | 2841367.5614 | 0 | 0 | 0 | 0 | 2000751.0117 | 5205543.722 | 3552890.5535 | 15889316.0866 | 961560.8286 | 10642951.9172 | 10642951.9172 | 9533441.692 | 4909297.9377 | 0 | 27493828.8324 | 52579520.3793 | 237137.3706 | 3.352 | 8202.2083 | 15685.9993 | 167.2131 | 319.7803
1 | 2800 | 707 | 0.03 | 15 | 15 | 7 | 3.1623e-10 | 5spot_SharedNeighbor | CO2 | Porous | Wet | R245fa | MinimizeLCOE_Brownfield | IgnoreSilica | 115.9212 | 12.0518 | 0.86503 | 4 | 8101.4783 | 15351.4318 | 165.1596 | 312.9597 | 52.3598 | 5.0029 | 55.592 | 2348223.0902 | 0 | 2955687.0097 | 0 | 0 | 0 | 0 | 2068524.939 | 5381877.5784 | 3673242.0338 | 16427554.6512 | 961560.8286 | 10642951.9172 | 10642951.9172 | 9533441.692 | 4909297.9377 | 0 | 28032067.397 | 53117758.9439 | 316227.766 | 3.4601 | 8101.4783 | 15351.4318 | 165.1596 | 312.9597
1 | 2800 | 707 | 0.03 | 15 | 15 | 7 | 4.217e-10 | 5spot_SharedNeighbor | CO2 | Porous | Wet | R245fa | MinimizeLCOE_Brownfield | IgnoreSilica | 120.2721 | 12.4966 | 0.88466 | 4 | 8038.3424 | 15127.4066 | 163.8725 | 308.3926 | 52.0667 | 4.937 | 55.2393 | 2392250.2492 | 0 | 3044934.1652 | 0 | 0 | 0 | 0 | 2120501.9216 | 5517111.0253 | 3765541.64 | 16840339.0013 | 961560.8286 | 10642951.9172 | 10642951.9172 | 9533441.692 | 4909297.9377 | 0 | 28444851.7471 | 53530543.294 | 421696.5034 | 3.5386 | 8038.3424 | 15127.4066 | 163.8725 | 308.3926
1 | 2800 | 707 | 0.03 | 15 | 15 | 7 | 5.6234e-10 | 5spot_SharedNeighbor | CO2 | Porous | Wet | R245fa | MinimizeLCOE_Brownfield | IgnoreSilica | 123.5265 | 12.8278 | 0.89853 | 4 | 7998.48 | 14978.1156 | 163.0598 | 305.3491 | 51.8418 | 4.8871 | 53.8473 | 2423782.9823 | 0 | 3111131.7363 | 0 | 0 | 0 | 0 | 2158616.7402 | 5616277.9649 | 3833225.114 | 17143034.5378 | 961560.8286 | 10642951.9172 | 10642951.9172 | 9533441.692 | 4909297.9377 | 0 | 28747547.2836 | 53833238.8305 | 562341.3252 | 3.5941 | 7998.48 | 14978.1156 | 163.0598 | 305.3491
1 | 2800 | 707 | 0.03 | 15 | 15 | 7 | 7.4989e-10 | 5spot_SharedNeighbor | CO2 | Porous | Wet | R245fa | MinimizeLCOE_Brownfield | IgnoreSilica | 126.1212 | 13.0918 | 0.90884 | 4 | 7973.055 | 14873.5277 | 162.5415 | 303.217 | 51.6541 | 4.8455 | 49.5302 | 2447761.3299 | 0 | 3163790.6541 | 0 | 0 | 0 | 0 | 2188505.2737 | 5694041.7981 | 3886300.5281 | 17380399.5839 | 961560.8286 | 10642951.9172 | 10642951.9172 | 9533441.692 | 4909297.9377 | 0 | 28984912.3297 | 54070603.8766 | 749894.2093 | 3.6354 | 7973.055 | 14873.5277 | 162.5415 | 303.217
1 | 2800 | 707 | 0.03 | 15 | 15 | 7 | 1e-09 | 5spot_SharedNeighbor | CO2 | Porous | Wet | R245fa | MinimizeLCOE_Brownfield | IgnoreSilica | 128.1092 | 13.2938 | 0.91635 | 4 | 7956.7314 | 14800.6819 | 162.2087 | 301.7319 | 51.5066 | 4.813 | 56.1605 | 2465516.0453 | 0 | 3204005.4764 | 0 | 0 | 0 | 0 | 2211113.3935 | 5752863.4881 | 3926447.5401 | 17559945.9433 | 961560.8286 | 10642951.9172 | 10642951.9172 | 9533441.692 | 4909297.9377 | 0 | 29164458.6891 | 54250150.236 | 1000000 | 3.6654 | 7956.7314 | 14800.6819 | 162.2087 | 301.7319
1 | 2800 | 707 | 0.03 | 15 | 15 | 7 | 1.3335e-09 | 5spot_SharedNeighbor | CO2 | Porous | Wet | R245fa | MinimizeLCOE_Brownfield | IgnoreSilica | 129.6218 | 13.4473 | 0.92183 | 4 | 7946.1011 | 14749.351 | 161.992 | 300.6855 | 51.3923 | 4.7879 | 50.3669 | 2478668.4612 | 0 | 3234530.2605 | 0 | 0 | 0 | 0 | 2228147.5015 | 5797182.7429 | 3956696.3422 | 17695225.3083 | 961560.8286 | 10642951.9172 | 10642951.9172 | 9533441.692 | 4909297.9377 | 0 | 29299738.0541 | 54385429.601 | 1333521.4322 | 3.6873 | 7946.1011 | 14749.351 | 161.992 | 300.6855
1 | 2800 | 707 | 0.03 | 15 | 15 | 7 | 1.7783e-09 | 5spot_SharedNeighbor | CO2 | Porous | Wet | R245fa | MinimizeLCOE_Brownfield | IgnoreSilica | 130.6891 | 13.5554 | 0.92559 | 4 | 7939.3589 | 14714.9227 | 161.8546 | 299.9836 | 51.3109 | 4.7701 | 52.5688 | 2487785.654 | 0 | 3256008.57 | 0 | 0 | 0 | 0 | 2240079.7474 | 5828227.9991 | 3977885.3675 | 17789987.3381 | 961560.8286 | 10642951.9172 | 10642951.9172 | 9533441.692 | 4909297.9377 | 0 | 29394500.0839 | 54480191.6308 | 1778279.41 | 3.7024 | 7939.3589 | 14714.9227 | 161.8546 | 299.9836
1 | 2800 | 707 | 0.03 | 15 | 15 | 7 | 2.3714e-09 | 5spot_SharedNeighbor | CO2 | Porous | Wet | R245fa | MinimizeLCOE_Brownfield | IgnoreSilica | 131.5561 | 13.6433 | 0.92857 | 4 | 7934.5591 | 14688.4388 | 161.7567 | 299.4437 | 51.2439 | 4.7554 | 54.3986 | 2495060.6021 | 0 | 3273447.8094 | 0 | 0 | 0 | 0 | 2249718.2805 | 5853305.4851 | 3995001.267 | 17866533.4441 | 961560.8286 | 10642951.9172 | 10642951.9172 | 9533441.692 | 4909297.9377 | 0 | 29471046.1899 | 54556737.7368 | 2371373.7057 | 3.7143 | 7934.5591 | 14688.4388 | 161.7567 | 299.4437
1 | 2800 | 707 | 0.03 | 15 | 15 | 7 | 3.1623e-09 | 5spot_SharedNeighbor | CO2 | Porous | Wet | R245fa | MinimizeLCOE_Brownfield | IgnoreSilica | 132.3092 | 13.7197 | 0.93104 | 4 | 7931.2431 | 14667.188 | 161.6891 | 299.0105 | 51.1841 | 4.7423 | 47.2188 | 2501228.0876 | 0 | 3288627.9089 | 0 | 0 | 0 | 0 | 2258043.8386 | 5874966.8797 | 4009785.6139 | 17932652.3287 | 961560.8286 | 10642951.9172 | 10642951.9172 | 9533441.692 | 4909297.9377 | 0 | 29537165.0745 | 54622856.6214 | 3162277.6602 | 3.7242 | 7931.2431 | 14667.188 | 161.6891 | 299.0105
1 | 2800 | 707 | 0.03 | 15 | 15 | 7 | 4.217e-09 | 5spot_SharedNeighbor | CO2 | Porous | Wet | R245fa | MinimizeLCOE_Brownfield | IgnoreSilica | 132.6965 | 13.7587 | 0.93238 | 4 | 7928.966 | 14655.2375 | 161.6427 | 298.7668 | 51.155 | 4.736 | 52.986 | 2504479.0258 | 0 | 3296350.0749 | 0 | 0 | 0 | 0 | 2262323.3493 | 5886101.2885 | 4017385.0767 | 17966638.8152 | 961560.8286 | 10642951.9172 | 10642951.9172 | 9533441.692 | 4909297.9377 | 0 | 29571151.5609 | 54656843.1078 | 4216965.0343 | 3.7295 | 7928.966 | 14655.2375 | 161.6427 | 298.7668
1 | 2800 | 707 | 0.03 | 15 | 15 | 7 | 5.6234e-09 | 5spot_SharedNeighbor | CO2 | Porous | Wet | R245fa | MinimizeLCOE_Brownfield | IgnoreSilica | 133.0643 | 13.7959 | 0.93358 | 4 | 7927.3405 | 14644.9298 | 161.6096 | 298.5567 | 51.1261 | 4.7297 | 57.6388 | 2507479.7645 | 0 | 3303729.2724 | 0 | 0 | 0 | 0 | 2266371.5244 | 5896633.8097 | 4024573.7389 | 17998788.1099 | 961560.8286 | 10642951.9172 | 10642951.9172 | 9533441.692 | 4909297.9377 | 0 | 29603300.8557 | 54688992.4026 | 5623413.2519 | 3.7343 | 7927.3405 | 14644.9298 | 161.6096 | 298.5567
1 | 2800 | 707 | 0.03 | 15 | 15 | 7 | 7.4989e-09 | 5spot_SharedNeighbor | CO2 | Porous | Wet | R245fa | MinimizeLCOE_Brownfield | IgnoreSilica | 133.3413 | 13.824 | 0.93448 | 4 | 7926.1783 | 14637.3048 | 161.5859 | 298.4013 | 51.1043 | 4.7249 | 60.2668 | 2509726.7571 | 0 | 3309284.0699 | 0 | 0 | 0 | 0 | 2269414.2225 | 5904550.2862 | 4029976.8967 | 18022952.2324 | 961560.8286 | 10642951.9172 | 10642951.9172 | 9533441.692 | 4909297.9377 | 0 | 29627464.9782 | 54713156.5251 | 7498942.0933 | 3.7379 | 7926.1783 | 14637.3048 | 161.5859 | 298.4013
1 | 2800 | 707 | 0.03 | 15 | 15 | 7 | 1e-08 | 5spot_SharedNeighbor | CO2 | Porous | Wet | R245fa | MinimizeLCOE_Brownfield | IgnoreSilica | 133.6313 | 13.8534 | 0.93539 | 4 | 7925.221 | 14629.8262 | 161.5664 | 298.2488 | 51.0808 | 4.7198 | 60.5736 | 2512037.1113 | 0 | 3315121.4278 | 0 | 0 | 0 | 0 | 2272591.8302 | 5912817.7696 | 4035619.624 | 18048187.763 | 961560.8286 | 10642951.9172 | 10642951.9172 | 9533441.692 | 4909297.9377 | 0 | 29652700.5087 | 54738392.0556 | 10000000 | 3.7416 | 7925.221 | 14629.8262 | 161.5664 | 298.2488
1 | 2900 | 707 | 0.03 | 15 | 15 | 7 | 1e-13 | 5spot_SharedNeighbor | CO2 | Porous | Wet | R245fa | MinimizeLCOE_Brownfield | IgnoreSilica | 0.38468 | -0.0148 | 0.00019541 | 4 | 15628858.8204 | 48805251.6756 | 318615.4266 | 994961.0694 | 34.188 | 3.914 | 32.2582 | 24642.5025 | 0 | 8262.9364 | 0 | 0 | 0 | 23235.724 | 21895.0535 | 56966.438 | 38880.7645 | 173883.419 | 961560.8286 | 11080591.8743 | 11080591.8743 | 9793800.0038 | 5057380.7595 | 0 | 12216036.1219 | 38147808.7596 | 100 | 0.00078163 | 15628858.8204 | 48805251.6756 | 318615.4266 | 994961.0694
1 | 2900 | 707 | 0.03 | 15 | 15 | 7 | 1.3335e-13 | 5spot_SharedNeighbor | CO2 | Porous | Wet | R245fa | MinimizeLCOE_Brownfield | IgnoreSilica | 0.6477 | -0.0031699 | 0.00068462 | 4 | 4512879.4968 | 13982288.0008 | 92001.1527 | 285047.8533 | 40.4439 | 4.5768 | 35.4533 | 43144.8406 | 0 | 22615.7927 | 0 | 0 | 0 | 36352.8226 | 39824.2478 | 103614.5237 | 70719.0415 | 316271.2688 | 961560.8286 | 11080591.8743 | 11080591.8743 | 9793800.0038 | 5057380.7595 | 0 | 12358423.9717 | 38290196.6093 | 133.3521 | 0.0027385 | 4512879.4968 | 13982288.0008 | 92001.1527 | 285047.8533
1 | 2900 | 707 | 0.03 | 15 | 15 | 7 | 1.7783e-13 | 5spot_SharedNeighbor | CO2 | Porous | Wet | R245fa | MinimizeLCOE_Brownfield | IgnoreSilica | 0.95256 | 0.018156 | 0.0016094 | 4 | 1944166.7259 | 5972369.2757 | 39634.4684 | 121754.8259 | 44.5023 | 5.0034 | 37.7354 | 64056.2522 | 0 | 39308.1234 | 0 | 0 | 0 | 49521.4453 | 59625.4701 | 155133.2425 | 105881.6256 | 473526.1591 | 961560.8286 | 11080591.8743 | 11080591.8743 | 9793800.0038 | 5057380.7595 | 0 | 12515678.8621 | 38447451.4997 | 177.8279 | 0.0064376 | 1944166.7259 | 5972369.2757 | 39634.4684 | 121754.8259
1 | 2900 | 707 | 0.03 | 15 | 15 | 7 | 2.3714e-13 | 5spot_SharedNeighbor | CO2 | Porous | Wet | R245fa | MinimizeLCOE_Brownfield | IgnoreSilica | 1.3208 | 0.049216 | 0.0030809 | 4 | 1029810.5228 | 3134015.3087 | 20994.0804 | 63891.1411 | 47.4249 | 5.3015 | 119.8576 | 87796.2207 | 0 | 58733.1685 | 0 | 0 | 0 | 63015.3976 | 81722.4669 | 212625.0952 | 145120.9965 | 649013.3454 | 961560.8286 | 11080591.8743 | 11080591.8743 | 9793800.0038 | 5057380.7595 | 0 | 12691166.0484 | 38622938.686 | 237.1374 | 0.012324 | 1029810.5228 | 3134015.3087 | 20994.0804 | 63891.1411
1 | 2900 | 707 | 0.03 | 15 | 15 | 7 | 3.1623e-13 | 5spot_SharedNeighbor | CO2 | Porous | Wet | R245fa | MinimizeLCOE_Brownfield | IgnoreSilica | 1.807 | 0.093931 | 0.0052523 | 4 | 614320.7066 | 1848615.5405 | 12523.7585 | 37686.5282 | 49.7705 | 5.5314 | 170.0302 | 116817.1511 | 0 | 83100.181 | 0 | 0 | 0 | 79151.2523 | 108836.7479 | 283170.8927 | 193269.9528 | 864346.1779 | 961560.8286 | 11080591.8743 | 11080591.8743 | 9793800.0038 | 5057380.7595 | 0 | 12906498.8809 | 38838271.5185 | 316.2278 | 0.021009 | 614320.7066 | 1848615.5405 | 12523.7585 | 37686.5282
1 | 2900 | 707 | 0.03 | 15 | 15 | 7 | 4.217e-13 | 5spot_SharedNeighbor | CO2 | Porous | Wet | R245fa | MinimizeLCOE_Brownfield | IgnoreSilica | 2.4099 | 0.15278 | 0.0083162 | 4 | 395316.0895 | 1174875.4965 | 8059.0532 | 23951.4261 | 51.5521 | 5.6987 | 234.9628 | 149935.6402 | 0 | 111660.3996 | 0 | 0 | 0 | 96107.8219 | 139504.506 | 362962.1084 | 247729.0971 | 1107899.5733 | 961560.8286 | 11080591.8743 | 11080591.8743 | 9793800.0038 | 5057380.7595 | 0 | 13150052.2762 | 39081824.9138 | 421.6965 | 0.033265 | 395316.0895 | 1174875.4965 | 8059.0532 | 23951.4261
1 | 2900 | 707 | 0.03 | 15 | 15 | 7 | 5.6234e-13 | 5spot_SharedNeighbor | CO2 | Porous | Wet | R245fa | MinimizeLCOE_Brownfield | IgnoreSilica | 3.2151 | 0.23343 | 0.012551 | 4 | 267951.5397 | 784490.4824 | 5462.5546 | 15992.8996 | 53.0107 | 5.8303 | 45.0304 | 190543.9756 | 0 | 147646.5517 | 0 | 0 | 0 | 116987.5357 | 177519.4445 | 461869.1804 | 315235.2061 | 1409801.8939 | 961560.8286 | 11080591.8743 | 11080591.8743 | 9793800.0038 | 5057380.7595 | 0 | 13451954.5969 | 39383727.2345 | 562.3413 | 0.050203 | 267951.5397 | 784490.4824 | 5462.5546 | 15992.8996
1 | 2900 | 707 | 0.03 | 15 | 15 | 7 | 7.4989e-13 | 5spot_SharedNeighbor | CO2 | Porous | Wet | R245fa | MinimizeLCOE_Brownfield | IgnoreSilica | 4.246 | 0.33883 | 0.0183 | 4 | 188621.687 | 542890.0368 | 3845.3082 | 11067.5477 | 54.1458 | 5.929 | 53.8404 | 238228.5294 | 0 | 191085.0958 | 0 | 0 | 0 | 140416.2035 | 222194.6332 | 578104.8572 | 394568.4439 | 1764597.7631 | 961560.8286 | 11080591.8743 | 11080591.8743 | 9793800.0038 | 5057380.7595 | 0 | 13806750.466 | 39738523.1037 | 749.8942 | 0.073198 | 188621.687 | 542890.0368 | 3845.3082 | 11067.5477
1 | 2900 | 707 | 0.03 | 15 | 15 | 7 | 1e-12 | 5spot_SharedNeighbor | CO2 | Porous | Wet | R245fa | MinimizeLCOE_Brownfield | IgnoreSilica | 5.5728 | 0.47612 | 0.026025 | 4 | 136666.962 | 385766.8378 | 2786.1409 | 7864.3788 | 55.0337 | 6.0037 | 54.6974 | 294595.4296 | 0 | 243847.0344 | 0 | 0 | 0 | 167066.1051 | 275148.342 | 715879.5451 | 488602.4994 | 2185138.9556 | 961560.8286 | 11080591.8743 | 11080591.8743 | 9793800.0038 | 5057380.7595 | 0 | 14227291.6585 | 40159064.2961 | 1000 | 0.1041 | 136666.962 | 385766.8378 | 2786.1409 | 7864.3788
1 | 2900 | 707 | 0.03 | 15 | 15 | 7 | 1.3335e-12 | 5spot_SharedNeighbor | CO2 | Porous | Wet | R245fa | MinimizeLCOE_Brownfield | IgnoreSilica | 7.2977 | 0.65576 | 0.036347 | 4 | 101336.2948 | 279699.2133 | 2065.8774 | 5702.0468 | 55.7314 | 6.0606 | 61.1284 | 361978.2888 | 0 | 308639.0122 | 0 | 0 | 0 | 198183.7143 | 338832.396 | 881572.3902 | 601691.2708 | 2690897.0723 | 961560.8286 | 11080591.8743 | 11080591.8743 | 9793800.0038 | 5057380.7595 | 0 | 14733049.7752 | 40664822.4129 | 1333.5214 | 0.14539 | 101336.2948 | 279699.2133 | 2065.8774 | 5702.0468
1 | 2900 | 707 | 0.03 | 15 | 15 | 7 | 1.7783e-12 | 5spot_SharedNeighbor | CO2 | Porous | Wet | R245fa | MinimizeLCOE_Brownfield | IgnoreSilica | 9.5144 | 0.88777 | 0.050039 | 4 | 76607.5687 | 206165.6481 | 1561.7489 | 4202.9656 | 56.2696 | 6.1027 | 59.6558 | 441704.3673 | 0 | 387365.587 | 0 | 0 | 0 | 233574.6146 | 414431.3819 | 1078265.4441 | 735938.3217 | 3291279.7166 | 961560.8286 | 11080591.8743 | 11080591.8743 | 9793800.0038 | 5057380.7595 | 0 | 15333432.4195 | 41265205.0572 | 1778.2794 | 0.20016 | 76607.5687 | 206165.6481 | 1561.7489 | 4202.9656
1 | 2900 | 707 | 0.03 | 15 | 15 | 7 | 2.3714e-12 | 5spot_SharedNeighbor | CO2 | Porous | Wet | R245fa | MinimizeLCOE_Brownfield | IgnoreSilica | 12.3332 | 1.184 | 0.068068 | 4 | 58905.8375 | 154147.5517 | 1200.8752 | 3142.5063 | 56.6776 | 6.1327 | 53.4232 | 535219.9793 | 0 | 482161.8596 | 0 | 0 | 0 | 272900.6514 | 503210.1712 | 1309249.6429 | 893589.7837 | 3996332.0881 | 961560.8286 | 11080591.8743 | 11080591.8743 | 9793800.0038 | 5057380.7595 | 0 | 16038484.7911 | 41970257.4287 | 2371.3737 | 0.27227 | 58905.8375 | 154147.5517 | 1200.8752 | 3142.5063
1 | 2900 | 707 | 0.03 | 15 | 15 | 7 | 3.1623e-12 | 5spot_SharedNeighbor | CO2 | Porous | Wet | R245fa | MinimizeLCOE_Brownfield | IgnoreSilica | 15.9212 | 1.5621 | 0.091668 | 4 | 46007.8196 | 116729.812 | 937.9316 | 2379.6951 | 56.982 | 6.1524 | 61.2973 | 645185.3438 | 0 | 596582.5287 | 0 | 0 | 0 | 316911.5152 | 607884.9612 | 1581591.9747 | 1079469.0212 | 4827625.3449 | 961560.8286 | 11080591.8743 | 11080591.8743 | 9793800.0038 | 5057380.7595 | 0 | 16869778.0478 | 42801550.6855 | 3162.2777 | 0.36667 | 46007.8196 | 116729.812 | 937.9316 | 2379.6951
1 | 2900 | 707 | 0.03 | 15 | 15 | 7 | 4.217e-12 | 5spot_SharedNeighbor | CO2 | Porous | Wet | R245fa | MinimizeLCOE_Brownfield | IgnoreSilica | 20.4307 | 2.0386 | 0.12225 | 4 | 36477.8374 | 89509.8443 | 743.6501 | 1824.7792 | 57.1971 | 6.1622 | 57.4476 | 773021.5992 | 0 | 733160.5635 | 0 | 0 | 0 | 364799.7079 | 729682.9296 | 1898485.3041 | 1295755.23 | 5794905.3344 | 961560.8286 | 11080591.8743 | 11080591.8743 | 9793800.0038 | 5057380.7595 | 0 | 17837058.0373 | 43768830.6749 | 4216.965 | 0.48898 | 36477.8374 | 89509.8443 | 743.6501 | 1824.7792
1 | 2900 | 707 | 0.03 | 15 | 15 | 7 | 5.6234e-12 | 5spot_SharedNeighbor | CO2 | Porous | Wet | R245fa | MinimizeLCOE_Brownfield | IgnoreSilica | 25.9601 | 2.6249 | 0.16121 | 4 | 29360.2207 | 69575.5645 | 598.5478 | 1418.392 | 57.331 | 6.1616 | 66.2611 | 918216.0479 | 0 | 892546.4964 | 0 | 0 | 0 | 413785.1942 | 867573.618 | 2257248.5903 | 1540618.5447 | 6889988.4915 | 961560.8286 | 11080591.8743 | 11080591.8743 | 9793800.0038 | 5057380.7595 | 0 | 18932141.1945 | 44863913.8321 | 5623.4133 | 0.64482 | 29360.2207 | 69575.5645 | 598.5478 | 1418.392
1 | 2900 | 707 | 0.03 | 15 | 15 | 7 | 7.4989e-12 | 5spot_SharedNeighbor | CO2 | Porous | Wet | R245fa | MinimizeLCOE_Brownfield | IgnoreSilica | 32.6297 | 3.3345 | 0.2099 | 4 | 24003.0046 | 54888.9759 | 489.3337 | 1118.986 | 57.3887 | 6.1491 | 63.3699 | 1080649.468 | 0 | 1076003.8559 | 0 | 0 | 0 | 462021.7887 | 1021283.2939 | 2657169.6367 | 1813572.8765 | 8110700.9197 | 961560.8286 | 11080591.8743 | 11080591.8743 | 9793800.0038 | 5057380.7595 | 0 | 20152853.6226 | 46084626.2603 | 7498.9421 | 0.8396 | 24003.0046 | 54888.9759 | 489.3337 | 1118.986
1 | 2900 | 707 | 0.03 | 15 | 15 | 7 | 1e-11 | 5spot_SharedNeighbor | CO2 | Porous | Wet | R245fa | MinimizeLCOE_Brownfield | IgnoreSilica | 40.3723 | 4.1619 | 0.26886 | 4 | 19952.1398 | 44064.94 | 406.7514 | 898.3234 | 57.3696 | 6.1232 | 65.0981 | 1255731.7719 | 0 | 1279898.7672 | 0 | 0 | 0 | 504190.2825 | 1185530.1204 | 3084506.1876 | 2105238.8533 | 9415095.9828 | 961560.8286 | 11080591.8743 | 11080591.8743 | 9793800.0038 | 5057380.7595 | 0 | 21457248.6858 | 47389021.3234 | 10000 | 1.0754 | 19952.1398 | 44064.94 | 406.7514 | 898.3234
1 | 2900 | 707 | 0.03 | 15 | 15 | 7 | 1.3335e-11 | 5spot_SharedNeighbor | CO2 | Porous | Wet | R245fa | MinimizeLCOE_Brownfield | IgnoreSilica | 48.9567 | 5.0839 | 0.33731 | 4 | 16885.2147 | 36104.5414 | 344.2279 | 736.0399 | 57.2733 | 6.0825 | 64.3391 | 1436179.4848 | 0 | 1497205.7105 | 0 | 0 | 0 | 534302.2709 | 1352398.1118 | 3518662.4718 | 2401559.4383 | 10740307.488 | 961560.8286 | 11080591.8743 | 11080591.8743 | 9793800.0038 | 5057380.7595 | 0 | 22782460.1909 | 48714232.8285 | 13335.2143 | 1.3493 | 16885.2147 | 36104.5414 | 344.2279 | 736.0399
1 | 2900 | 707 | 0.03 | 15 | 15 | 7 | 1.7783e-11 | 5spot_SharedNeighbor | CO2 | Porous | Wet | R245fa | MinimizeLCOE_Brownfield | IgnoreSilica | 57.9427 | 6.0545 | 0.41264 | 4 | 14567.4302 | 30278.1951 | 296.9768 | 617.262 | 57.1034 | 6.0276 | 77.4919 | 1611985.944 | 0 | 1716871.4263 | 0 | 0 | 0 | 546337.67 | 1511326.0657 | 3932160.4074 | 2683780.2758 | 12002461.7892 | 961560.8286 | 11080591.8743 | 11080591.8743 | 9793800.0038 | 5057380.7595 | 0 | 24044614.4921 | 49976387.1297 | 17782.7941 | 1.6506 | 14567.4302 | 30278.1951 | 296.9768 | 617.262
1 | 2900 | 707 | 0.03 | 15 | 15 | 7 | 2.3714e-11 | 5spot_SharedNeighbor | CO2 | Porous | Wet | R245fa | MinimizeLCOE_Brownfield | IgnoreSilica | 66.7707 | 7.0135 | 0.49061 | 4 | 12821.7495 | 26035.7308 | 261.3887 | 530.7736 | 56.8738 | 5.9617 | 77.0425 | 1773036.3027 | 0 | 1926280.6108 | 0 | 0 | 0 | 536656.7676 | 1652029.7356 | 4298242.4941 | 2933638.8223 | 13119884.733 | 961560.8286 | 11080591.8743 | 11080591.8743 | 9793800.0038 | 5057380.7595 | 0 | 25162037.4359 | 51093810.0735 | 23713.7371 | 1.9624 | 12821.7495 | 26035.7308 | 261.3887 | 530.7736
1 | 2900 | 707 | 0.03 | 15 | 15 | 7 | 3.1623e-11 | 5spot_SharedNeighbor | CO2 | Porous | Wet | R245fa | MinimizeLCOE_Brownfield | IgnoreSilica | 74.907 | 7.9023 | 0.56639 | 4 | 11510.8327 | 22956.882 | 234.6639 | 468.0071 | 56.609 | 5.8906 | 85.7284 | 1911907.9451 | 0 | 2114497.9662 | 0 | 0 | 0 | 505477.0368 | 1767434.3498 | 4598501.6275 | 3138571.8505 | 14036390.776 | 961560.8286 | 11080591.8743 | 11080591.8743 | 9793800.0038 | 5057380.7595 | 0 | 26078543.4789 | 52010316.1166 | 31622.7766 | 2.2656 | 11510.8327 | 22956.882 | 234.6639 | 468.0071
1 | 2900 | 707 | 0.03 | 15 | 15 | 7 | 4.217e-11 | 5spot_SharedNeighbor | CO2 | Porous | Wet | R245fa | MinimizeLCOE_Brownfield | IgnoreSilica | 82.0307 | 8.6845 | 0.63604 | 4 | 10527.499 | 20720.13 | 214.6173 | 422.4079 | 56.3361 | 5.8202 | 76.0336 | 2026249.7121 | 0 | 2275970.5242 | 0 | 0 | 0 | 457345.0348 | 1856230.4557 | 4829530.8805 | 3296254.0629 | 14741580.6701 | 961560.8286 | 11080591.8743 | 11080591.8743 | 9793800.0038 | 5057380.7595 | 0 | 26783733.3731 | 52715506.0107 | 42169.6503 | 2.5442 | 10527.499 | 20720.13 | 214.6173 | 422.4079
1 | 2900 | 707 | 0.03 | 15 | 15 | 7 | 5.6234e-11 | 5spot_SharedNeighbor | CO2 | Porous | Wet | R245fa | MinimizeLCOE_Brownfield | IgnoreSilica | 88.0157 | 9.3447 | 0.69714 | 4 | 9788.2273 | 19087.5115 | 199.5463 | 389.1247 | 56.0759 | 5.7548 | 70.4118 | 2117128.2977 | 0 | 2409512.525 | 0 | 0 | 0 | 398069.1241 | 1920636.8792 | 4997103.183 | 3410625.6026 | 15253075.6116 | 961560.8286 | 11080591.8743 | 11080591.8743 | 9793800.0038 | 5057380.7595 | 0 | 27295228.3145 | 53227000.9522 | 56234.1325 | 2.7886 | 9788.2273 | 19087.5115 | 199.5463 | 389.1247
1 | 2900 | 707 | 0.03 | 15 | 15 | 7 | 7.4989e-11 | 5spot_SharedNeighbor | CO2 | Porous | Wet | R245fa | MinimizeLCOE_Brownfield | IgnoreSilica | 92.7487 | 9.8695 | 0.74811 | 4 | 9232.4224 | 17898.1354 | 188.2154 | 364.8777 | 55.8525 | 5.6998 | 74.0515 | 2185777.3537 | 0 | 2513768.6097 | 0 | 0 | 0 | 332484.0887 | 1962491.7203 | 5106000.8939 | 3484950.5279 | 15585473.1943 | 961560.8286 | 11080591.8743 | 11080591.8743 | 9793800.0038 | 5057380.7595 | 0 | 27627625.8972 | 53559398.5348 | 74989.4209 | 2.9925 | 9232.4224 | 17898.1354 | 188.2154 | 364.8777
1 | 2900 | 707 | 0.03 | 15 | 15 | 7 | 1e-10 | 5spot_SharedNeighbor | CO2 | Porous | Wet | R245fa | MinimizeLCOE_Brownfield | IgnoreSilica | 96.3102 | 10.2671 | 0.78905 | 4 | 8811.6023 | 17027.7889 | 179.6364 | 347.1345 | 55.6732 | 5.6562 | 66.7162 | 2235518.6921 | 0 | 2591509.542 | 0 | 0 | 0 | 264211.2978 | 1985583.4175 | 5166080.7531 | 3525956.2663 | 15768859.9689 | 961560.8286 | 11080591.8743 | 11080591.8743 | 9793800.0038 | 5057380.7595 | 0 | 27811012.6719 | 53742785.3095 | 100000 | 3.1562 | 8811.6023 | 17027.7889 | 179.6364 | 347.1345
1 | 2900 | 707 | 0.03 | 15 | 15 | 7 | 1.3335e-10 | 5spot_SharedNeighbor | CO2 | Porous | Wet | R245fa | MinimizeLCOE_Brownfield | IgnoreSilica | 98.7339 | 10.5414 | 0.8203 | 4 | 8490.532 | 16393.7076 | 173.091 | 334.2079 | 55.5455 | 5.6255 | 72.7082 | 2268417.8 | 0 | 2644071.5274 | 0 | 0 | 0 | 194242.7357 | 1991625.5046 | 5181801.0244 | 3536685.6745 | 15816844.2667 | 961560.8286 | 11080591.8743 | 11080591.8743 | 9793800.0038 | 5057380.7595 | 0 | 27858996.9696 | 53790769.6072 | 133352.1432 | 3.2812 | 8490.532 | 16393.7076 | 173.091 | 334.2079
1 | 2900 | 707 | 0.03 | 15 | 15 | 7 | 1.7783e-10 | 5spot_SharedNeighbor | CO2 | Porous | Wet | R245fa | MinimizeLCOE_Brownfield | IgnoreSilica | 99.5233 | 10.6409 | 0.84008 | 4 | 8241.7158 | 15958.7313 | 168.0185 | 325.3403 | 55.5024 | 5.6152 | 78.1705 | 2278938.9834 | 0 | 2661106.5588 | 0 | 0 | 0 | 113718.9148 | 1970968.1382 | 5128054.7945 | 3500002.7683 | 15652790.158 | 961560.8286 | 11080591.8743 | 11080591.8743 | 9793800.0038 | 5057380.7595 | 0 | 27694942.861 | 53626715.4986 | 177827.941 | 3.3603 | 8241.7158 | 15958.7313 | 168.0185 | 325.3403
1 | 2900 | 707 | 0.03 | 15 | 15 | 7 | 2.3714e-10 | 5spot_SharedNeighbor | CO2 | Porous | Wet | R245fa | MinimizeLCOE_Brownfield | IgnoreSilica | 99.384 | 10.6398 | 0.85182 | 4 | 8020.2678 | 15630.9531 | 163.504 | 318.6581 | 55.5075 | 5.6164 | 63.8481 | 2276954.9179 | 0 | 2658121.7624 | 0 | 0 | 0 | 0 | 1924679.9053 | 5007622.3075 | 3417805.1212 | 15285184.0144 | 961560.8286 | 11080591.8743 | 11080591.8743 | 9793800.0038 | 5057380.7595 | 0 | 27327336.7173 | 53259109.3549 | 237137.3706 | 3.4073 | 8020.2678 | 15630.9531 | 163.504 | 318.6581
1 | 2900 | 707 | 0.03 | 15 | 15 | 7 | 3.1623e-10 | 5spot_SharedNeighbor | CO2 | Porous | Wet | R245fa | MinimizeLCOE_Brownfield | IgnoreSilica | 104.6901 | 11.2034 | 0.8856 | 4 | 7874.4996 | 15194.9067 | 160.5323 | 309.7687 | 55.2114 | 5.5457 | 63.8996 | 2345961.873 | 0 | 2772261.0213 | 0 | 0 | 0 | 0 | 1996106.9288 | 5193460.7709 | 3544643.6911 | 15852434.2851 | 961560.8286 | 11080591.8743 | 11080591.8743 | 9793800.0038 | 5057380.7595 | 0 | 27894586.988 | 53826359.6257 | 316227.766 | 3.5424 | 7874.4996 | 15194.9067 | 160.5323 | 309.7687
1 | 2900 | 707 | 0.03 | 15 | 15 | 7 | 4.217e-10 | 5spot_SharedNeighbor | CO2 | Porous | Wet | R245fa | MinimizeLCOE_Brownfield | IgnoreSilica | 108.8707 | 11.6463 | 0.91083 | 4 | 7776.1569 | 14893.753 | 158.5275 | 303.6293 | 54.9636 | 5.4873 | 59.5809 | 2397786.7819 | 0 | 2861381.0158 | 0 | 0 | 0 | 0 | 2051075.4411 | 5336477.5643 | 3642255.5913 | 16288976.3945 | 961560.8286 | 11080591.8743 | 11080591.8743 | 9793800.0038 | 5057380.7595 | 0 | 28331129.0974 | 54262901.735 | 421696.5034 | 3.6433 | 7776.1569 | 14893.753 | 158.5275 | 303.6293
1 | 2900 | 707 | 0.03 | 15 | 15 | 7 | 5.6234e-10 | 5spot_SharedNeighbor | CO2 | Porous | Wet | R245fa | MinimizeLCOE_Brownfield | IgnoreSilica | 112.1279 | 11.9905 | 0.92961 | 4 | 7708.9048 | 14682.7699 | 157.1565 | 299.3281 | 54.7615 | 5.44 | 66.7118 | 2436591.7904 | 0 | 2930359.0687 | 0 | 0 | 0 | 0 | 2093110.8351 | 5445845.0368 | 3716901.1385 | 16622807.8695 | 961560.8286 | 11080591.8743 | 11080591.8743 | 9793800.0038 | 5057380.7595 | 0 | 28664960.5724 | 54596733.21 | 562341.3252 | 3.7184 | 7708.9048 | 14682.7699 | 157.1565 | 299.3281
1 | 2900 | 707 | 0.03 | 15 | 15 | 7 | 7.4989e-10 | 5spot_SharedNeighbor | CO2 | Porous | Wet | R245fa | MinimizeLCOE_Brownfield | IgnoreSilica | 114.6512 | 12.2568 | 0.94358 | 4 | 7662.2452 | 14532.8212 | 156.2052 | 296.2712 | 54.5992 | 5.4022 | 62.8371 | 2465683.1174 | 0 | 2983543.0438 | 0 | 0 | 0 | 0 | 2125198.2029 | 5529329.7858 | 3773881.1952 | 16877635.3451 | 961560.8286 | 11080591.8743 | 11080591.8743 | 9793800.0038 | 5057380.7595 | 0 | 28919788.048 | 54851560.6856 | 749894.2093 | 3.7743 | 7662.2452 | 14532.8212 | 156.2052 | 296.2712
1 | 2900 | 707 | 0.03 | 15 | 15 | 7 | 1e-09 | 5spot_SharedNeighbor | CO2 | Porous | Wet | R245fa | MinimizeLCOE_Brownfield | IgnoreSilica | 116.566 | 12.4585 | 0.95387 | 4 | 7629.674 | 14426.1092 | 155.5412 | 294.0957 | 54.4732 | 5.373 | 65.9019 | 2487224.8927 | 0 | 3023734.6811 | 0 | 0 | 0 | 0 | 2149274.2338 | 5591970.6796 | 3816634.8923 | 17068839.3796 | 961560.8286 | 11080591.8743 | 11080591.8743 | 9793800.0038 | 5057380.7595 | 0 | 29110992.0825 | 55042764.7201 | 1000000 | 3.8155 | 7629.674 | 14426.1092 | 155.5412 | 294.0957
1 | 2900 | 707 | 0.03 | 15 | 15 | 7 | 1.3335e-09 | 5spot_SharedNeighbor | CO2 | Porous | Wet | R245fa | MinimizeLCOE_Brownfield | IgnoreSilica | 118.0205 | 12.6116 | 0.9615 | 4 | 7606.5777 | 14349.0897 | 155.0704 | 292.5256 | 54.3757 | 5.3506 | 301.4666 | 2503270.3121 | 0 | 3054177.828 | 0 | 0 | 0 | 0 | 2167404.7747 | 5639142.6278 | 3848830.7163 | 17212826.2589 | 961560.8286 | 11080591.8743 | 11080591.8743 | 9793800.0038 | 5057380.7595 | 0 | 29254978.9619 | 55186751.5995 | 1333521.4322 | 3.846 | 7606.5777 | 14349.0897 | 155.0704 | 292.5256
1 | 2900 | 707 | 0.03 | 15 | 15 | 7 | 1.7783e-09 | 5spot_SharedNeighbor | CO2 | Porous | Wet | R245fa | MinimizeLCOE_Brownfield | IgnoreSilica | 119.1459 | 12.73 | 0.96726 | 4 | 7589.8904 | 14292.2656 | 154.7302 | 291.3672 | 54.2986 | 5.3328 | 66.1657 | 2515458.0496 | 0 | 3077708.0784 | 0 | 0 | 0 | 0 | 2181334.7899 | 5675385.67 | 3873567.3373 | 17323453.9251 | 961560.8286 | 11080591.8743 | 11080591.8743 | 9793800.0038 | 5057380.7595 | 0 | 29365606.6281 | 55297379.2657 | 1778279.41 | 3.869 | 7589.8904 | 14292.2656 | 154.7302 | 291.3672
1 | 2900 | 707 | 0.03 | 15 | 15 | 7 | 2.3714e-09 | 5spot_SharedNeighbor | CO2 | Porous | Wet | R245fa | MinimizeLCOE_Brownfield | IgnoreSilica | 119.9696 | 12.8165 | 0.97144 | 4 | 7577.9578 | 14251.4802 | 154.4869 | 290.5357 | 54.2423 | 5.3199 | 67.4369 | 2524313.1616 | 0 | 3094874.0493 | 0 | 0 | 0 | 0 | 2191483.0122 | 5701789.2628 | 3891588.3319 | 17404047.8179 | 961560.8286 | 11080591.8743 | 11080591.8743 | 9793800.0038 | 5057380.7595 | 0 | 29446200.5208 | 55377973.1584 | 2371373.7057 | 3.8858 | 7577.9578 | 14251.4802 | 154.4869 | 290.5357
1 | 2900 | 707 | 0.03 | 15 | 15 | 7 | 3.1623e-09 | 5spot_SharedNeighbor | CO2 | Porous | Wet | R245fa | MinimizeLCOE_Brownfield | IgnoreSilica | 120.6029 | 12.883 | 0.97461 | 4 | 7569.1971 | 14221.0639 | 154.3083 | 289.9156 | 54.1983 | 5.3098 | 56.0798 | 2531041.4378 | 0 | 3108070.2458 | 0 | 0 | 0 | 0 | 2199253.5566 | 5722006.6253 | 3905387.0972 | 17465758.9627 | 961560.8286 | 11080591.8743 | 11080591.8743 | 9793800.0038 | 5057380.7595 | 0 | 29507911.6656 | 55439684.3032 | 3162277.6602 | 3.8984 | 7569.1971 | 14221.0639 | 154.3083 | 289.9156
1 | 2900 | 707 | 0.03 | 15 | 15 | 7 | 4.217e-09 | 5spot_SharedNeighbor | CO2 | Porous | Wet | R245fa | MinimizeLCOE_Brownfield | IgnoreSilica | 121.0828 | 12.9334 | 0.97698 | 4 | 7562.7582 | 14198.4819 | 154.1771 | 289.4553 | 54.1647 | 5.3021 | 59.2129 | 2536100.022 | 0 | 3118064.7288 | 0 | 0 | 0 | 0 | 2205124.2528 | 5737280.9727 | 3915812.1532 | 17512382.1297 | 961560.8286 | 11080591.8743 | 11080591.8743 | 9793800.0038 | 5057380.7595 | 0 | 29554534.8326 | 55486307.4702 | 4216965.0343 | 3.9079 | 7562.7582 | 14198.4819 | 154.1771 | 289.4553
1 | 2900 | 707 | 0.03 | 15 | 15 | 7 | 5.6234e-09 | 5spot_SharedNeighbor | CO2 | Porous | Wet | R245fa | MinimizeLCOE_Brownfield | IgnoreSilica | 121.4506 | 12.9721 | 0.97877 | 4 | 7557.9864 | 14181.5344 | 154.0798 | 289.1098 | 54.1386 | 5.2961 | 64.2629 | 2539945.9507 | 0 | 3125727.7857 | 0 | 0 | 0 | 0 | 2209612.7572 | 5748959.1403 | 3923782.7426 | 17548028.3765 | 961560.8286 | 11080591.8743 | 11080591.8743 | 9793800.0038 | 5057380.7595 | 0 | 29590181.0794 | 55521953.717 | 5623413.2519 | 3.9151 | 7557.9864 | 14181.5344 | 154.0798 | 289.1098
1 | 2900 | 707 | 0.03 | 15 | 15 | 7 | 7.4989e-09 | 5spot_SharedNeighbor | CO2 | Porous | Wet | R245fa | MinimizeLCOE_Brownfield | IgnoreSilica | 121.7212 | 13.0005 | 0.98009 | 4 | 7554.4773 | 14169.0962 | 154.0082 | 288.8562 | 54.1195 | 5.2918 | 62.2577 | 2542772.7845 | 0 | 3131355.9655 | 0 | 0 | 0 | 0 | 2212910.2125 | 5757538.4426 | 3929638.2927 | 17574215.6977 | 961560.8286 | 11080591.8743 | 11080591.8743 | 9793800.0038 | 5057380.7595 | 0 | 29616368.4006 | 55548141.0383 | 7498942.0933 | 3.9204 | 7554.4773 | 14169.0962 | 154.0082 | 288.8562
1 | 2900 | 707 | 0.03 | 15 | 15 | 7 | 1e-08 | 5spot_SharedNeighbor | CO2 | Porous | Wet | R245fa | MinimizeLCOE_Brownfield | IgnoreSilica | 121.9064 | 13.0198 | 0.98102 | 4 | 7551.9332 | 14160.3235 | 153.9564 | 288.6773 | 54.1069 | 5.2889 | 60.0865 | 2544730.7392 | 0 | 3135187.2143 | 0 | 0 | 0 | 0 | 2215168.0019 | 5763412.7475 | 3933647.6264 | 17592146.3293 | 961560.8286 | 11080591.8743 | 11080591.8743 | 9793800.0038 | 5057380.7595 | 0 | 29634299.0323 | 55566071.6699 | 10000000 | 3.9241 | 7551.9332 | 14160.3235 | 153.9564 | 288.6773
1 | 3000 | 707 | 0.03 | 15 | 15 | 7 | 1e-13 | 5spot_SharedNeighbor | CO2 | Porous | Wet | R245fa | MinimizeLCOE_Brownfield | IgnoreSilica | 0.40413 | -0.015798 | 0.00018362 | 4 | 17259230.1933 | 53736280.7135 | 351852.7523 | 1095486.766 | 34.9268 | 4.23 | 34.7286 | 26879.4985 | 0 | 8794.6675 | 0 | 0 | 0 | 25957.2516 | 24036.2528 | 62537.3993 | 42683.0601 | 190888.1297 | 961560.8286 | 11524091.9223 | 11524091.9223 | 10059725.4019 | 5207807.6177 | 0 | 12676540.8807 | 39468165.8225 | 100 | 0.00073448 | 17259230.1933 | 53736280.7135 | 351852.7523 | 1095486.766
1 | 3000 | 707 | 0.03 | 15 | 15 | 7 | 1.3335e-13 | 5spot_SharedNeighbor | CO2 | Porous | Wet | R245fa | MinimizeLCOE_Brownfield | IgnoreSilica | 0.67936 | -0.0035792 | 0.00071769 | 4 | 4469122.3642 | 13801747.3457 | 91109.1043 | 281367.2879 | 41.4583 | 4.9164 | 45.1331 | 46823.4266 | 0 | 23900.3994 | 0 | 0 | 0 | 40366.9603 | 43325.4067 | 112723.8209 | 76936.324 | 344076.338 | 961560.8286 | 11524091.9223 | 11524091.9223 | 10059725.4019 | 5207807.6177 | 0 | 12829729.089 | 39621354.0309 | 133.3521 | 0.0028707 | 4469122.3642 | 13801747.3457 | 91109.1043 | 281367.2879
1 | 3000 | 707 | 0.03 | 15 | 15 | 7 | 1.7783e-13 | 5spot_SharedNeighbor | CO2 | Porous | Wet | R245fa | MinimizeLCOE_Brownfield | IgnoreSilica | 0.99146 | 0.018578 | 0.0017396 | 4 | 1867497.4321 | 5717792.7497 | 38071.4611 | 116564.9391 | 45.6698 | 5.352 | 30.1672 | 68902.5249 | 0 | 41109.6148 | 0 | 0 | 0 | 54330.3685 | 64093.5782 | 166758.3431 | 113815.9957 | 509010.4251 | 961560.8286 | 11524091.9223 | 11524091.9223 | 10059725.4019 | 5207807.6177 | 0 | 12994663.1761 | 39786288.118 | 177.8279 | 0.0069583 | 1867497.4321 | 5717792.7497 | 38071.4611 | 116564.9391
1 | 3000 | 707 | 0.03 | 15 | 15 | 7 | 2.3714e-13 | 5spot_SharedNeighbor | CO2 | Porous | Wet | R245fa | MinimizeLCOE_Brownfield | IgnoreSilica | 1.3986 | 0.053101 | 0.0033771 | 4 | 976900.0758 | 2960236.1432 | 19915.4294 | 60348.4178 | 48.9398 | 5.6783 | 129.4965 | 95969.1712 | 0 | 62739.0181 | 0 | 0 | 0 | 70743.0813 | 89485.9955 | 232824.2042 | 158907.3034 | 710668.7737 | 961560.8286 | 11524091.9223 | 11524091.9223 | 10059725.4019 | 5207807.6177 | 0 | 13196321.5247 | 39987946.4665 | 237.1374 | 0.013508 | 976900.0758 | 2960236.1432 | 19915.4294 | 60348.4178
1 | 3000 | 707 | 0.03 | 15 | 15 | 7 | 3.1623e-13 | 5spot_SharedNeighbor | CO2 | Porous | Wet | R245fa | MinimizeLCOE_Brownfield | IgnoreSilica | 1.9042 | 0.10067 | 0.0057943 | 4 | 579271.1 | 1735214.4283 | 11809.2249 | 35374.6932 | 51.3944 | 5.9128 | 183.9547 | 127075.7388 | 0 | 88249.3435 | 0 | 0 | 0 | 88259.0705 | 118397.8196 | 308046.8398 | 210248.2979 | 940277.11 | 961560.8286 | 11524091.9223 | 11524091.9223 | 10059725.4019 | 5207807.6177 | 0 | 13425929.861 | 40217554.8029 | 316.2278 | 0.023177 | 579271.1 | 1735214.4283 | 11809.2249 | 35374.6932
1 | 3000 | 707 | 0.03 | 15 | 15 | 7 | 4.217e-13 | 5spot_SharedNeighbor | CO2 | Porous | Wet | R245fa | MinimizeLCOE_Brownfield | IgnoreSilica | 2.546 | 0.16457 | 0.0092127 | 4 | 371589.3658 | 1098619.6117 | 7575.3518 | 22396.8468 | 53.3095 | 6.0877 | 248.4472 | 163433.3846 | 0 | 118862.9051 | 0 | 0 | 0 | 107630.383 | 152071.4023 | 395658.5947 | 270045.1209 | 1207701.7906 | 961560.8286 | 11524091.9223 | 11524091.9223 | 10059725.4019 | 5207807.6177 | 0 | 13693354.5416 | 40484979.4835 | 421.6965 | 0.036851 | 371589.3658 | 1098619.6117 | 7575.3518 | 22396.8468
1 | 3000 | 707 | 0.03 | 15 | 15 | 7 | 5.6234e-13 | 5spot_SharedNeighbor | CO2 | Porous | Wet | R245fa | MinimizeLCOE_Brownfield | IgnoreSilica | 3.3808 | 0.25028 | 0.013932 | 4 | 251480.4814 | 732248.1803 | 5126.7698 | 14927.8696 | 54.8414 | 6.2221 | 38.4547 | 206885.7488 | 0 | 156446.8214 | 0 | 0 | 0 | 130181.7619 | 192470.5895 | 500768.9928 | 341785.1273 | 1528539.0417 | 961560.8286 | 11524091.9223 | 11524091.9223 | 10059725.4019 | 5207807.6177 | 0 | 14014191.7926 | 40805816.7345 | 562.3413 | 0.055727 | 251480.4814 | 732248.1803 | 5126.7698 | 14927.8696
1 | 3000 | 707 | 0.03 | 15 | 15 | 7 | 7.4989e-13 | 5spot_SharedNeighbor | CO2 | Porous | Wet | R245fa | MinimizeLCOE_Brownfield | IgnoreSilica | 4.4797 | 0.36507 | 0.020355 | 4 | 176921.9739 | 505982.5977 | 3606.7937 | 10315.1396 | 56.0695 | 6.3258 | 55.694 | 259362.8969 | 0 | 203094.6725 | 0 | 0 | 0 | 157146.3108 | 241645.5133 | 628712.0572 | 429108.8978 | 1919070.3485 | 961560.8286 | 11524091.9223 | 11524091.9223 | 10059725.4019 | 5207807.6177 | 0 | 14404723.0995 | 41196348.0413 | 749.8942 | 0.081419 | 176921.9739 | 505982.5977 | 3606.7937 | 10315.1396
1 | 3000 | 707 | 0.03 | 15 | 15 | 7 | 1e-12 | 5spot_SharedNeighbor | CO2 | Porous | Wet | R245fa | MinimizeLCOE_Brownfield | IgnoreSilica | 5.8823 | 0.51361 | 0.028983 | 4 | 128201.4536 | 359300.6296 | 2613.56 | 7324.8293 | 57.0196 | 6.4033 | 56.5702 | 320861.3332 | 0 | 259267.8524 | 0 | 0 | 0 | 187294.8238 | 299295.3637 | 778705.1424 | 531482.2604 | 2376906.7759 | 961560.8286 | 11524091.9223 | 11524091.9223 | 10059725.4019 | 5207807.6177 | 0 | 14862559.5268 | 41654184.4687 | 1000 | 0.11593 | 128201.4536 | 359300.6296 | 2613.56 | 7324.8293
1 | 3000 | 707 | 0.03 | 15 | 15 | 7 | 1.3335e-12 | 5spot_SharedNeighbor | CO2 | Porous | Wet | R245fa | MinimizeLCOE_Brownfield | IgnoreSilica | 7.6922 | 0.70673 | 0.040498 | 4 | 95116.5934 | 260505.357 | 1939.0804 | 5310.7541 | 57.7616 | 6.4619 | 56.2579 | 393859.5633 | 0 | 327749.2507 | 0 | 0 | 0 | 221954.9437 | 367989.8655 | 957434.1449 | 653468.4772 | 2922456.2452 | 961560.8286 | 11524091.9223 | 11524091.9223 | 10059725.4019 | 5207807.6177 | 0 | 15408108.9962 | 42199733.9381 | 1333.5214 | 0.16199 | 95116.5934 | 260505.357 | 1939.0804 | 5310.7541
1 | 3000 | 707 | 0.03 | 15 | 15 | 7 | 1.7783e-12 | 5spot_SharedNeighbor | CO2 | Porous | Wet | R245fa | MinimizeLCOE_Brownfield | IgnoreSilica | 10.0091 | 0.95528 | 0.055756 | 4 | 71978.647 | 192107.6561 | 1467.3821 | 3916.3744 | 58.3336 | 6.5051 | 55.036 | 479948.4275 | 0 | 410665.8567 | 0 | 0 | 0 | 261146.9794 | 449186.8928 | 1168692.1542 | 797656.4094 | 3567296.72 | 961560.8286 | 11524091.9223 | 11524091.9223 | 10059725.4019 | 5207807.6177 | 0 | 16052949.471 | 42844574.4129 | 1778.2794 | 0.22302 | 71978.647 | 192107.6561 | 1467.3821 | 3916.3744
1 | 3000 | 707 | 0.03 | 15 | 15 | 7 | 2.3714e-12 | 5spot_SharedNeighbor | CO2 | Porous | Wet | R245fa | MinimizeLCOE_Brownfield | IgnoreSilica | 12.9787 | 1.275 | 0.075864 | 4 | 55422.1842 | 143710.5256 | 1129.8562 | 2929.7334 | 58.7712 | 6.536 | 42.8194 | 581758.98 | 0 | 511316.811 | 0 | 0 | 0 | 305757.1438 | 545544.8446 | 1419395.7789 | 968766.7848 | 4332540.3431 | 961560.8286 | 11524091.9223 | 11524091.9223 | 10059725.4019 | 5207807.6177 | 0 | 16818193.0941 | 43609818.0359 | 2371.3737 | 0.30346 | 55422.1842 | 143710.5256 | 1129.8562 | 2929.7334
1 | 3000 | 707 | 0.03 | 15 | 15 | 7 | 3.1623e-12 | 5spot_SharedNeighbor | CO2 | Porous | Wet | R245fa | MinimizeLCOE_Brownfield | IgnoreSilica | 16.7371 | 1.6809 | 0.10213 | 4 | 43359.674 | 108938.7075 | 883.9456 | 2220.8629 | 59.0957 | 6.5558 | 57.8241 | 700814.6513 | 0 | 632125.9178 | 0 | 0 | 0 | 355163.4935 | 658360.5844 | 1712919.1923 | 1169102.5457 | 5228486.3851 | 961560.8286 | 11524091.9223 | 11524091.9223 | 10059725.4019 | 5207807.6177 | 0 | 17714139.136 | 44505764.0779 | 3162.2777 | 0.40854 | 43359.674 | 108938.7075 | 883.9456 | 2220.8629
1 | 3000 | 707 | 0.03 | 15 | 15 | 7 | 4.217e-12 | 5spot_SharedNeighbor | CO2 | Porous | Wet | R245fa | MinimizeLCOE_Brownfield | IgnoreSilica | 21.4318 | 2.1895 | 0.13608 | 4 | 34446.0012 | 83667.1672 | 702.2283 | 1705.6684 | 59.3239 | 6.565 | 48.765 | 838433.6963 | 0 | 775498.6533 | 0 | 0 | 0 | 408403.3684 | 788710.93 | 2052064.053 | 1400575.8819 | 6263686.5829 | 961560.8286 | 11524091.9223 | 11524091.9223 | 10059725.4019 | 5207807.6177 | 0 | 18749339.3339 | 45540964.2758 | 4216.965 | 0.54431 | 34446.0012 | 83667.1672 | 702.2283 | 1705.6684
1 | 3000 | 707 | 0.03 | 15 | 15 | 7 | 5.6234e-12 | 5spot_SharedNeighbor | CO2 | Porous | Wet | R245fa | MinimizeLCOE_Brownfield | IgnoreSilica | 27.2124 | 2.8178 | 0.1793 | 4 | 27787.3689 | 65143.9689 | 566.4831 | 1328.0479 | 59.4661 | 6.5629 | 53.146 | 995439.381 | 0 | 943568.6668 | 0 | 0 | 0 | 464106.447 | 937214.653 | 2438440.2779 | 1664285.5946 | 7443055.0202 | 961560.8286 | 11524091.9223 | 11524091.9223 | 10059725.4019 | 5207807.6177 | 0 | 19928707.7712 | 46720332.713 | 5623.4133 | 0.71719 | 27787.3689 | 65143.9689 | 566.4831 | 1328.0479
1 | 3000 | 707 | 0.03 | 15 | 15 | 7 | 7.4989e-12 | 5spot_SharedNeighbor | CO2 | Porous | Wet | R245fa | MinimizeLCOE_Brownfield | IgnoreSilica | 34.1112 | 3.5706 | 0.23301 | 4 | 22774.8676 | 51519.9208 | 464.2965 | 1050.3033 | 59.5257 | 6.548 | 64.6445 | 1169287.0385 | 0 | 1135060.9387 | 0 | 0 | 0 | 517991.968 | 1100712.5786 | 2863828.3424 | 1954621.6895 | 8741502.5556 | 961560.8286 | 11524091.9223 | 11524091.9223 | 10059725.4019 | 5207807.6177 | 0 | 21227155.3066 | 48018780.2484 | 7498.9421 | 0.93204 | 22774.8676 | 51519.9208 | 464.2965 | 1050.3033
1 | 3000 | 707 | 0.03 | 15 | 15 | 7 | 1e-11 | 5spot_SharedNeighbor | CO2 | Porous | Wet | R245fa | MinimizeLCOE_Brownfield | IgnoreSilica | 42.1233 | 4.4487 | 0.29784 | 4 | 18984.8762 | 41473.0309 | 387.0324 | 845.4838 | 59.5033 | 6.5184 | 69.0185 | 1356815.3045 | 0 | 1348089.0695 | 0 | 0 | 0 | 566472.8805 | 1275837.1293 | 3319466.5002 | 2265604.0946 | 10132284.9787 | 961560.8286 | 11524091.9223 | 11524091.9223 | 10059725.4019 | 5207807.6177 | 0 | 22617937.7297 | 49409562.6716 | 10000 | 1.1914 | 18984.8762 | 41473.0309 | 387.0324 | 845.4838
1 | 3000 | 707 | 0.03 | 15 | 15 | 7 | 1.3335e-11 | 5spot_SharedNeighbor | CO2 | Porous | Wet | R245fa | MinimizeLCOE_Brownfield | IgnoreSilica | 50.9272 | 5.4188 | 0.37256 | 4 | 16116.6364 | 34094.5712 | 328.5594 | 695.064 | 59.3985 | 6.4731 | 65.0386 | 1548415.4092 | 0 | 1573232.4184 | 0 | 0 | 0 | 601706.108 | 1452108.0349 | 3778087.2384 | 2578622.1722 | 11532171.3811 | 961560.8286 | 11524091.9223 | 11524091.9223 | 10059725.4019 | 5207807.6177 | 0 | 24017824.1321 | 50809449.0739 | 13335.2143 | 1.4903 | 16116.6364 | 34094.5712 | 328.5594 | 695.064
1 | 3000 | 707 | 0.03 | 15 | 15 | 7 | 1.7783e-11 | 5spot_SharedNeighbor | CO2 | Porous | Wet | R245fa | MinimizeLCOE_Brownfield | IgnoreSilica | 60.0498 | 6.43 | 0.45406 | 4 | 13950.6765 | 28701.8073 | 284.4034 | 585.1252 | 59.2172 | 6.413 | 64.8494 | 1733288.0914 | 0 | 1798675.5976 | 0 | 0 | 0 | 617568.469 | 1618317.5416 | 4210530.2808 | 2873773.4344 | 12852153.4149 | 961560.8286 | 11524091.9223 | 11524091.9223 | 10059725.4019 | 5207807.6177 | 0 | 25337806.1659 | 52129431.1077 | 17782.7941 | 1.8162 | 13950.6765 | 28701.8073 | 284.4034 | 585.1252
1 | 3000 | 707 | 0.03 | 15 | 15 | 7 | 2.3714e-11 | 5spot_SharedNeighbor | CO2 | Porous | Wet | R245fa | MinimizeLCOE_Brownfield | IgnoreSilica | 68.9561 | 7.4229 | 0.53775 | 4 | 12320.9613 | 24776.458 | 251.1795 | 505.1016 | 58.9748 | 6.3417 | 74.9202 | 1901697.6389 | 0 | 2012405.1808 | 0 | 0 | 0 | 611386.6107 | 1764940.8778 | 4592014.125 | 3134143.9968 | 14016588.4299 | 961560.8286 | 11524091.9223 | 11524091.9223 | 10059725.4019 | 5207807.6177 | 0 | 26502241.1809 | 53293866.1228 | 23713.7371 | 2.151 | 12320.9613 | 24776.458 | 251.1795 | 505.1016
1 | 3000 | 707 | 0.03 | 15 | 15 | 7 | 3.1623e-11 | 5spot_SharedNeighbor | CO2 | Porous | Wet | R245fa | MinimizeLCOE_Brownfield | IgnoreSilica | 77.1339 | 8.3396 | 0.61853 | 4 | 11098.5035 | 21927.2381 | 226.258 | 447.0164 | 58.6973 | 6.2654 | 73.0602 | 2046478.7142 | 0 | 2203911.955 | 0 | 0 | 0 | 584025.7118 | 1885422.3886 | 4905482.3018 | 3348092.4686 | 14973413.5401 | 961560.8286 | 11524091.9223 | 11524091.9223 | 10059725.4019 | 5207807.6177 | 0 | 27459066.291 | 54250691.2329 | 31622.7766 | 2.4741 | 11098.5035 | 21927.2381 | 226.258 | 447.0164
1 | 3000 | 707 | 0.03 | 15 | 15 | 7 | 4.217e-11 | 5spot_SharedNeighbor | CO2 | Porous | Wet | R245fa | MinimizeLCOE_Brownfield | IgnoreSilica | 84.2567 | 9.1421 | 0.69228 | 4 | 10182.7852 | 19857.9369 | 207.5899 | 404.8309 | 58.4135 | 6.1906 | 87.0121 | 2165168.5096 | 0 | 2367448.6631 | 0 | 0 | 0 | 540157.2754 | 1978382.0348 | 5147344.2325 | 3513168.206 | 15711668.9213 | 961560.8286 | 11524091.9223 | 11524091.9223 | 10059725.4019 | 5207807.6177 | 0 | 28197321.6723 | 54988946.6141 | 42169.6503 | 2.7691 | 10182.7852 | 19857.9369 | 207.5899 | 404.8309
1 | 3000 | 707 | 0.03 | 15 | 15 | 7 | 5.6234e-11 | 5spot_SharedNeighbor | CO2 | Porous | Wet | R245fa | MinimizeLCOE_Brownfield | IgnoreSilica | 90.2083 | 9.8156 | 0.75654 | 4 | 9496.5093 | 18349.852 | 193.5992 | 374.0866 | 58.1465 | 6.1221 | 73.921 | 2259145.0274 | 0 | 2501985.0559 | 0 | 0 | 0 | 486195.1661 | 2046456.8473 | 5324460.9306 | 3634053.9919 | 16252297.0193 | 961560.8286 | 11524091.9223 | 11524091.9223 | 10059725.4019 | 5207807.6177 | 0 | 28737949.7703 | 55529574.7121 | 56234.1325 | 3.0262 | 9496.5093 | 18349.852 | 193.5992 | 374.0866
1 | 3000 | 707 | 0.03 | 15 | 15 | 7 | 7.4989e-11 | 5spot_SharedNeighbor | CO2 | Porous | Wet | R245fa | MinimizeLCOE_Brownfield | IgnoreSilica | 95.0145 | 10.3621 | 0.81048 | 4 | 8980.4223 | 17244.5774 | 183.0781 | 351.554 | 57.9098 | 6.0624 | 68.4512 | 2331539.5369 | 0 | 2609377.9266 | 0 | 0 | 0 | 427723.8963 | 2093770.1303 | 5447560.3878 | 3718071.9008 | 16628043.7786 | 961560.8286 | 11524091.9223 | 11524091.9223 | 10059725.4019 | 5207807.6177 | 0 | 29113696.5296 | 55905321.4715 | 74989.4209 | 3.2419 | 8980.4223 | 17244.5774 | 183.0781 | 351.554
1 | 3000 | 707 | 0.03 | 15 | 15 | 7 | 1e-10 | 5spot_SharedNeighbor | CO2 | Porous | Wet | R245fa | MinimizeLCOE_Brownfield | IgnoreSilica | 98.7586 | 10.7894 | 0.85418 | 4 | 8592.7746 | 16434.1411 | 175.1753 | 335.0322 | 57.7146 | 6.014 | 68.4836 | 2385895.1011 | 0 | 2692231.5974 | 0 | 0 | 0 | 369703.1599 | 2124653.6448 | 5527912.9574 | 3772914.1807 | 16873310.6413 | 961560.8286 | 11524091.9223 | 11524091.9223 | 10059725.4019 | 5207807.6177 | 0 | 29358963.3922 | 56150588.3341 | 100000 | 3.4167 | 8592.7746 | 16434.1411 | 175.1753 | 335.0322
1 | 3000 | 707 | 0.03 | 15 | 15 | 7 | 1.3335e-10 | 5spot_SharedNeighbor | CO2 | Porous | Wet | R245fa | MinimizeLCOE_Brownfield | IgnoreSilica | 101.565 | 11.1115 | 0.88859 | 4 | 8299.972 | 15837.6859 | 169.2062 | 322.8726 | 57.5611 | 5.9763 | 81.459 | 2425413.0014 | 0 | 2753915.3686 | 0 | 0 | 0 | 314344.9943 | 2142532.6121 | 5574430.3628 | 3804663.2657 | 17015299.6049 | 961560.8286 | 11524091.9223 | 11524091.9223 | 10059725.4019 | 5207807.6177 | 0 | 29500952.3558 | 56292577.2977 | 133352.1432 | 3.5543 | 8299.972 | 15837.6859 | 169.2062 | 322.8726
1 | 3000 | 707 | 0.03 | 15 | 15 | 7 | 1.7783e-10 | 5spot_SharedNeighbor | CO2 | Porous | Wet | R245fa | MinimizeLCOE_Brownfield | IgnoreSilica | 103.6159 | 11.3483 | 0.91513 | 4 | 8078.094 | 15397.2013 | 164.6829 | 313.8928 | 57.445 | 5.9479 | 83.9561 | 2453627.137 | 0 | 2798775.8042 | 0 | 0 | 0 | 263530.8871 | 2151214.193 | 5597018.0555 | 3820079.8301 | 17084245.907 | 961560.8286 | 11524091.9223 | 11524091.9223 | 10059725.4019 | 5207807.6177 | 0 | 29569898.6579 | 56361523.5998 | 177827.941 | 3.6605 | 8078.094 | 15397.2013 | 164.6829 | 313.8928
1 | 3000 | 707 | 0.03 | 15 | 15 | 7 | 2.3714e-10 | 5spot_SharedNeighbor | CO2 | Porous | Wet | R245fa | MinimizeLCOE_Brownfield | IgnoreSilica | 104.9996 | 11.5101 | 0.93489 | 4 | 7909.3926 | 15073.7455 | 161.2437 | 307.2987 | 57.3647 | 5.9285 | 73.3019 | 2472340.2061 | 0 | 2828937.2956 | 0 | 0 | 0 | 217193.0352 | 2152203.5094 | 5599592.0537 | 3821836.6368 | 17092102.7367 | 961560.8286 | 11524091.9223 | 11524091.9223 | 10059725.4019 | 5207807.6177 | 0 | 29577755.4877 | 56369380.4296 | 237137.3706 | 3.7396 | 7909.3926 | 15073.7455 | 161.2437 | 307.2987
1 | 3000 | 707 | 0.03 | 15 | 15 | 7 | 3.1623e-10 | 5spot_SharedNeighbor | CO2 | Porous | Wet | R245fa | MinimizeLCOE_Brownfield | IgnoreSilica | 105.8427 | 11.611 | 0.94913 | 4 | 7780.6339 | 14837.533 | 158.6187 | 302.4832 | 57.3149 | 5.9164 | 73.1414 | 2483608.0701 | 0 | 2847267.8512 | 0 | 0 | 0 | 175176.9283 | 2147360.6113 | 5586991.8265 | 3813236.7228 | 17053642.0102 | 961560.8286 | 11524091.9223 | 11524091.9223 | 10059725.4019 | 5207807.6177 | 0 | 29539294.7611 | 56330919.703 | 316227.766 | 3.7965 | 7780.6339 | 14837.533 | 158.6187 | 302.4832
1 | 3000 | 707 | 0.03 | 15 | 15 | 7 | 4.217e-10 | 5spot_SharedNeighbor | CO2 | Porous | Wet | R245fa | MinimizeLCOE_Brownfield | IgnoreSilica | 106.125 | 11.6494 | 0.95831 | 4 | 7681.8494 | 14671.1293 | 156.6049 | 299.0908 | 57.2978 | 5.9123 | 70.1572 | 2487343.5168 | 0 | 2853383.997 | 0 | 0 | 0 | 135337.0249 | 2135665.1701 | 5556562.6874 | 3792468.2101 | 16960760.6064 | 961560.8286 | 11524091.9223 | 11524091.9223 | 10059725.4019 | 5207807.6177 | 0 | 29446413.3573 | 56238038.2992 | 421696.5034 | 3.8332 | 7681.8494 | 14671.1293 | 156.6049 | 299.0908
1 | 3000 | 707 | 0.03 | 15 | 15 | 7 | 5.6234e-10 | 5spot_SharedNeighbor | CO2 | Porous | Wet | R245fa | MinimizeLCOE_Brownfield | IgnoreSilica | 105.513 | 11.5902 | 0.96123 | 4 | 7605.2452 | 14573.2772 | 155.0432 | 297.096 | 57.3333 | 5.921 | 79.2968 | 2479150.6299 | 0 | 2840043.417 | 0 | 0 | 0 | 90765.0622 | 2109884.0525 | 5489485.508 | 3746686.6568 | 16756015.3264 | 961560.8286 | 11524091.9223 | 11524091.9223 | 10059725.4019 | 5207807.6177 | 0 | 29241668.0774 | 56033293.0192 | 562341.3252 | 3.8449 | 7605.2452 | 14573.2772 | 155.0432 | 297.096
1 | 3000 | 707 | 0.03 | 15 | 15 | 7 | 7.4989e-10 | 5spot_SharedNeighbor | CO2 | Porous | Wet | R245fa | MinimizeLCOE_Brownfield | IgnoreSilica | 102.8282 | 11.3073 | 0.9518 | 4 | 7529.4618 | 14566.5844 | 153.4983 | 296.9595 | 57.4859 | 5.9582 | 67.7877 | 2442636.3142 | 0 | 2781475.126 | 0 | 0 | 0 | 0 | 2037403.4617 | 5300905.8784 | 3617977.1847 | 16180397.965 | 961560.8286 | 11524091.9223 | 11524091.9223 | 10059725.4019 | 5207807.6177 | 0 | 28666050.716 | 55457675.6579 | 749894.2093 | 3.8072 | 7529.4618 | 14566.5844 | 153.4983 | 296.9595
1 | 3000 | 707 | 0.03 | 15 | 15 | 7 | 1e-09 | 5spot_SharedNeighbor | CO2 | Porous | Wet | R245fa | MinimizeLCOE_Brownfield | IgnoreSilica | 104.7017 | 11.5117 | 0.96481 | 4 | 7481.2133 | 14423.425 | 152.5147 | 294.041 | 57.3784 | 5.9319 | 83.6896 | 2468124.2321 | 0 | 2822403.4831 | 0 | 0 | 0 | 0 | 2063305.8089 | 5368298.4726 | 3663974.0151 | 16386106.0119 | 961560.8286 | 11524091.9223 | 11524091.9223 | 10059725.4019 | 5207807.6177 | 0 | 28871758.7628 | 55663383.7047 | 1000000 | 3.8592 | 7481.2133 | 14423.425 | 152.5147 | 294.041
1 | 3000 | 707 | 0.03 | 15 | 15 | 7 | 1.3335e-09 | 5spot_SharedNeighbor | CO2 | Porous | Wet | R245fa | MinimizeLCOE_Brownfield | IgnoreSilica | 106.1244 | 11.6669 | 0.97453 | 4 | 7446.372 | 14319.3629 | 151.8044 | 291.9196 | 57.295 | 5.9117 | 75.9253 | 2487176.2986 | 0 | 2853384.4717 | 0 | 0 | 0 | 0 | 2082818.7004 | 5419067.0137 | 3698624.5875 | 16541071.0721 | 961560.8286 | 11524091.9223 | 11524091.9223 | 10059725.4019 | 5207807.6177 | 0 | 29026723.823 | 55818348.7649 | 1333521.4322 | 3.8981 | 7446.372 | 14319.3629 | 151.8044 | 291.9196
1 | 3000 | 707 | 0.03 | 15 | 15 | 7 | 1.7783e-09 | 5spot_SharedNeighbor | CO2 | Porous | Wet | R245fa | MinimizeLCOE_Brownfield | IgnoreSilica | 107.1914 | 11.7831 | 0.98173 | 4 | 7421.1575 | 14243.719 | 151.2903 | 290.3775 | 57.2318 | 5.8964 | 71.1351 | 2501306.4987 | 0 | 2876557.4192 | 0 | 0 | 0 | 0 | 2097366.928 | 5456918.5175 | 3724459.0166 | 16656608.3799 | 961560.8286 | 11524091.9223 | 11524091.9223 | 10059725.4019 | 5207807.6177 | 0 | 29142261.1309 | 55933886.0727 | 1778279.41 | 3.9269 | 7421.1575 | 14243.719 | 151.2903 | 290.3775
1 | 3000 | 707 | 0.03 | 15 | 15 | 7 | 2.3714e-09 | 5spot_SharedNeighbor | CO2 | Porous | Wet | R245fa | MinimizeLCOE_Brownfield | IgnoreSilica | 108.0029 | 11.8714 | 0.98715 | 4 | 7402.5799 | 14187.7011 | 150.9116 | 289.2355 | 57.183 | 5.8846 | 65.9814 | 2511945.9889 | 0 | 2894153.1151 | 0 | 0 | 0 | 0 | 2108378.6506 | 5485568.7609 | 3744013.3964 | 16744059.9119 | 961560.8286 | 11524091.9223 | 11524091.9223 | 10059725.4019 | 5207807.6177 | 0 | 29229712.6628 | 56021337.6047 | 2371373.7057 | 3.9486 | 7402.5799 | 14187.7011 | 150.9116 | 289.2355
1 | 3000 | 707 | 0.03 | 15 | 15 | 7 | 3.1623e-09 | 5spot_SharedNeighbor | CO2 | Porous | Wet | R245fa | MinimizeLCOE_Brownfield | IgnoreSilica | 108.6265 | 11.9393 | 0.99126 | 4 | 7388.7109 | 14145.6413 | 150.6289 | 288.378 | 57.1449 | 5.8754 | 72.6905 | 2520049.3306 | 0 | 2907668.4554 | 0 | 0 | 0 | 0 | 2116809.9365 | 5507505.2374 | 3758985.4924 | 16811018.4523 | 961560.8286 | 11524091.9223 | 11524091.9223 | 10059725.4019 | 5207807.6177 | 0 | 29296671.2032 | 56088296.1451 | 3162277.6602 | 3.9651 | 7388.7109 | 14145.6413 | 150.6289 | 288.378
1 | 3000 | 707 | 0.03 | 15 | 15 | 7 | 4.217e-09 | 5spot_SharedNeighbor | CO2 | Porous | Wet | R245fa | MinimizeLCOE_Brownfield | IgnoreSilica | 109.0869 | 11.9894 | 0.9943 | 4 | 7378.5829 | 14114.9114 | 150.4224 | 287.7516 | 57.1169 | 5.8686 | 76.5239 | 2526011.3846 | 0 | 2917629.6528 | 0 | 0 | 0 | 0 | 2123020.0046 | 5523662.5606 | 3770013.1976 | 16860336.8002 | 961560.8286 | 11524091.9223 | 11524091.9223 | 10059725.4019 | 5207807.6177 | 0 | 29345989.5511 | 56137614.493 | 4216965.0343 | 3.9772 | 7378.5829 | 14114.9114 | 150.4224 | 287.7516
1 | 3000 | 707 | 0.03 | 15 | 15 | 7 | 5.6234e-09 | 5spot_SharedNeighbor | CO2 | Porous | Wet | R245fa | MinimizeLCOE_Brownfield | IgnoreSilica | 109.4229 | 12.0259 | 0.99651 | 4 | 7371.2107 | 14092.579 | 150.2721 | 287.2963 | 57.0965 | 5.8638 | 68.3982 | 2530358.073 | 0 | 2924884.0172 | 0 | 0 | 0 | 0 | 2127544.4152 | 5535434.149 | 3778047.5485 | 16896268.2029 | 961560.8286 | 11524091.9223 | 11524091.9223 | 10059725.4019 | 5207807.6177 | 0 | 29381920.9539 | 56173545.8958 | 5623413.2519 | 3.986 | 7371.2107 | 14092.579 | 150.2721 | 287.2963
1 | 3000 | 707 | 0.03 | 15 | 15 | 7 | 7.4989e-09 | 5spot_SharedNeighbor | CO2 | Porous | Wet | R245fa | MinimizeLCOE_Brownfield | IgnoreSilica | 109.7008 | 12.0562 | 0.99831 | 4 | 7365.3661 | 14074.6384 | 150.1529 | 286.9305 | 57.079 | 5.8595 | 65.0237 | 2533907.1307 | 0 | 2930902.451 | 0 | 0 | 0 | 0 | 2131275.7369 | 5545142.2826 | 3784673.5491 | 16925901.1503 | 961560.8286 | 11524091.9223 | 11524091.9223 | 10059725.4019 | 5207807.6177 | 0 | 29411553.9013 | 56203178.8432 | 7498942.0933 | 3.9932 | 7365.3661 | 14074.6384 | 150.1529 | 286.9305
1 | 3000 | 707 | 0.03 | 15 | 15 | 7 | 1e-08 | 5spot_SharedNeighbor | CO2 | Porous | Wet | R245fa | MinimizeLCOE_Brownfield | IgnoreSilica | 109.8982 | 12.0776 | 0.99959 | 4 | 7361.1679 | 14061.8211 | 150.0674 | 286.6692 | 57.0668 | 5.8566 | 65.9117 | 2536436.8308 | 0 | 2935168.0784 | 0 | 0 | 0 | 0 | 2133925.9146 | 5552037.5014 | 3789379.6777 | 16946948.0029 | 961560.8286 | 11524091.9223 | 11524091.9223 | 10059725.4019 | 5207807.6177 | 0 | 29432600.7538 | 56224225.6957 | 10000000 | 3.9984 | 7361.1679 | 14061.8211 | 150.0674 | 286.6692
1 | 3100 | 707 | 0.03 | 15 | 15 | 7 | 1e-13 | 5spot_SharedNeighbor | CO2 | Porous | Wet | R245fa | MinimizeLCOE_Brownfield | IgnoreSilica | 0.40413 | -0.017059 | 0.00017122 | 4 | 19172870.7384 | 59566679.5568 | 390864.9032 | 1214347.3327 | 35.032 | 4.4804 | 34.5997 | 27741.8012 | 0 | 8308.1127 | 0 | 0 | 0 | 27316.7489 | 24712.9985 | 64298.1527 | 43884.8104 | 196262.6244 | 961560.8286 | 11973452.0612 | 11973452.0612 | 10331217.8863 | 5360578.5121 | 0 | 13131275.5143 | 40796523.9739 | 100 | 0.00068489 | 19172870.7384 | 59566679.5568 | 390864.9032 | 1214347.3327
1 | 3100 | 707 | 0.03 | 15 | 15 | 7 | 1.3335e-13 | 5spot_SharedNeighbor | CO2 | Porous | Wet | R245fa | MinimizeLCOE_Brownfield | IgnoreSilica | 0.71826 | -0.0036404 | 0.000754 | 4 | 4413800.1612 | 13586593.2686 | 89981.2864 | 276981.081 | 42.5953 | 5.2698 | 48.2572 | 51127.1235 | 0 | 25613.4949 | 0 | 0 | 0 | 44999.0592 | 47478.4743 | 123529.2509 | 84311.252 | 377058.6548 | 961560.8286 | 11973452.0612 | 11973452.0612 | 10331217.8863 | 5360578.5121 | 0 | 13312071.5447 | 40977320.0043 | 133.3521 | 0.003016 | 4413800.1612 | 13586593.2686 | 89981.2864 | 276981.081
1 | 3100 | 707 | 0.03 | 15 | 15 | 7 | 1.7783e-13 | 5spot_SharedNeighbor | CO2 | Porous | Wet | R245fa | MinimizeLCOE_Brownfield | IgnoreSilica | 1.0498 | 0.02025 | 0.0018836 | 4 | 1790728.164 | 5462551.7202 | 36506.4158 | 111361.5055 | 47.0355 | 5.7218 | 38.7204 | 75232.6875 | 0 | 44007.8359 | 0 | 0 | 0 | 60653.2721 | 70158.5803 | 182538.2344 | 124586.0957 | 557176.706 | 961560.8286 | 11973452.0612 | 11973452.0612 | 10331217.8863 | 5360578.5121 | 0 | 13492189.5958 | 41157438.0555 | 177.8279 | 0.0075345 | 1790728.164 | 5462551.7202 | 36506.4158 | 111361.5055
1 | 3100 | 707 | 0.03 | 15 | 15 | 7 | 2.3714e-13 | 5spot_SharedNeighbor | CO2 | Porous | Wet | R245fa | MinimizeLCOE_Brownfield | IgnoreSilica | 1.4764 | 0.057151 | 0.0036991 | 4 | 926496.2706 | 2796226.9186 | 18887.8797 | 57004.8679 | 50.4537 | 6.0559 | 138.1778 | 104385.6745 | 0 | 66810.4132 | 0 | 0 | 0 | 78631.576 | 97432.7888 | 253500.1303 | 173019.0478 | 773779.6306 | 961560.8286 | 11973452.0612 | 11973452.0612 | 10331217.8863 | 5360578.5121 | 0 | 13708792.5204 | 41374040.9801 | 237.1374 | 0.014796 | 926496.2706 | 2796226.9186 | 18887.8797 | 57004.8679
1 | 3100 | 707 | 0.03 | 15 | 15 | 7 | 3.1623e-13 | 5spot_SharedNeighbor | CO2 | Porous | Wet | R245fa | MinimizeLCOE_Brownfield | IgnoreSilica | 2.0015 | 0.10767 | 0.006383 | 4 | 546488.5795 | 1630042.9845 | 11140.9089 | 33230.631 | 53.0181 | 6.2951 | 192.822 | 137633.1618 | 0 | 93483.8929 | 0 | 0 | 0 | 97529.5716 | 128172.1842 | 333477.7317 | 227605.4041 | 1017901.9463 | 961560.8286 | 11973452.0612 | 11973452.0612 | 10331217.8863 | 5360578.5121 | 0 | 13952914.8361 | 41618163.2958 | 316.2278 | 0.025532 | 546488.5795 | 1630042.9845 | 11140.9089 | 33230.631
1 | 3100 | 707 | 0.03 | 15 | 15 | 7 | 4.217e-13 | 5spot_SharedNeighbor | CO2 | Porous | Wet | R245fa | MinimizeLCOE_Brownfield | IgnoreSilica | 2.6887 | 0.17736 | 0.010188 | 4 | 349631.225 | 1028497.963 | 7127.7054 | 20967.3221 | 55.0837 | 6.4792 | 44.0174 | 177710.3252 | 0 | 126489.5613 | 0 | 0 | 0 | 119787.1696 | 165354.9519 | 430219.666 | 293633.7622 | 1313195.4363 | 961560.8286 | 11973452.0612 | 11973452.0612 | 10331217.8863 | 5360578.5121 | 0 | 14248208.3261 | 41913456.7858 | 421.6965 | 0.040752 | 349631.225 | 1028497.963 | 7127.7054 | 20967.3221
1 | 3100 | 707 | 0.03 | 15 | 15 | 7 | 5.6234e-13 | 5spot_SharedNeighbor | CO2 | Porous | Wet | R245fa | MinimizeLCOE_Brownfield | IgnoreSilica | 3.5707 | 0.26993 | 0.015441 | 4 | 236324.1458 | 684240.4316 | 4817.7874 | 13949.1667 | 56.7091 | 6.6179 | 47.3052 | 224952.3715 | 0 | 166455.4796 | 0 | 0 | 0 | 144999.3716 | 209198.8168 | 544292.4088 | 371490.7531 | 1661389.2015 | 961560.8286 | 11973452.0612 | 11973452.0612 | 10331217.8863 | 5360578.5121 | 0 | 14596402.0913 | 42261650.5509 | 562.3413 | 0.061764 | 236324.1458 | 684240.4316 | 4817.7874 | 13949.1667
1 | 3100 | 707 | 0.03 | 15 | 15 | 7 | 7.4989e-13 | 5spot_SharedNeighbor | CO2 | Porous | Wet | R245fa | MinimizeLCOE_Brownfield | IgnoreSilica | 4.7085 | 0.39178 | 0.022579 | 4 | 166197.1141 | 472519.6087 | 3388.153 | 9632.9514 | 57.9926 | 6.7234 | 58.1989 | 280922.6059 | 0 | 215097.0051 | 0 | 0 | 0 | 173907.536 | 261271.5873 | 679775.076 | 463960.4574 | 2074934.2676 | 961560.8286 | 11973452.0612 | 11973452.0612 | 10331217.8863 | 5360578.5121 | 0 | 15009947.1574 | 42675195.6171 | 749.8942 | 0.090314 | 166197.1141 | 472519.6087 | 3388.153 | 9632.9514
1 | 3100 | 707 | 0.03 | 15 | 15 | 7 | 1e-12 | 5spot_SharedNeighbor | CO2 | Porous | Wet | R245fa | MinimizeLCOE_Brownfield | IgnoreSilica | 6.177 | 0.55101 | 0.032174 | 4 | 120457.2977 | 335426.4961 | 2455.6849 | 6838.1228 | 59.0025 | 6.8035 | 65.9387 | 347318.5982 | 0 | 274364.1632 | 0 | 0 | 0 | 207154.7465 | 323246.6281 | 841021.4193 | 574014.3999 | 2567119.9551 | 961560.8286 | 11973452.0612 | 11973452.0612 | 10331217.8863 | 5360578.5121 | 0 | 15502132.845 | 43167381.3046 | 1000 | 0.12869 | 120457.2977 | 335426.4961 | 2455.6849 | 6838.1228
1 | 3100 | 707 | 0.03 | 15 | 15 | 7 | 1.3335e-12 | 5spot_SharedNeighbor | CO2 | Porous | Wet | R245fa | MinimizeLCOE_Brownfield | IgnoreSilica | 8.0749 | 0.75835 | 0.044978 | 4 | 89431.8934 | 243202.5572 | 1823.1901 | 4958.0131 | 59.7937 | 6.8641 | 51.3684 | 426277.3548 | 0 | 346739.4838 | 0 | 0 | 0 | 245593.0938 | 397257.8736 | 1033583.4984 | 705441.9757 | 3154893.2801 | 961560.8286 | 11973452.0612 | 11973452.0612 | 10331217.8863 | 5360578.5121 | 0 | 16089906.1699 | 43755154.6296 | 1333.5214 | 0.17991 | 89431.8934 | 243202.5572 | 1823.1901 | 4958.0131
1 | 3100 | 707 | 0.03 | 15 | 15 | 7 | 1.7783e-12 | 5spot_SharedNeighbor | CO2 | Porous | Wet | R245fa | MinimizeLCOE_Brownfield | IgnoreSilica | 10.5233 | 1.0271 | 0.061963 | 4 | 67748.0323 | 179368.6369 | 1381.1353 | 3656.6723 | 60.4079 | 6.909 | 53.5904 | 520109.9397 | 0 | 435041.4922 | 0 | 0 | 0 | 289947.2783 | 485588.497 | 1263401.6612 | 862297.5941 | 3856386.4624 | 961560.8286 | 11973452.0612 | 11973452.0612 | 10331217.8863 | 5360578.5121 | 0 | 16791399.3523 | 44456647.8119 | 1778.2794 | 0.24785 | 67748.0323 | 179368.6369 | 1381.1353 | 3656.6723
1 | 3100 | 707 | 0.03 | 15 | 15 | 7 | 2.3714e-12 | 5spot_SharedNeighbor | CO2 | Porous | Wet | R245fa | MinimizeLCOE_Brownfield | IgnoreSilica | 13.6218 | 1.3689 | 0.084284 | 4 | 52236.1809 | 134296.0717 | 1064.9052 | 2737.8071 | 60.8718 | 6.9404 | 57.4965 | 629690.6531 | 0 | 540882.6581 | 0 | 0 | 0 | 339029.8326 | 588745.2261 | 1531794.3101 | 1045481.0918 | 4675623.7719 | 961560.8286 | 11973452.0612 | 11973452.0612 | 10331217.8863 | 5360578.5121 | 0 | 17610636.6617 | 45275885.1214 | 2371.3737 | 0.33713 | 52236.1809 | 134296.0717 | 1064.9052 | 2737.8071
1 | 3100 | 707 | 0.03 | 15 | 15 | 7 | 3.1623e-12 | 5spot_SharedNeighbor | CO2 | Porous | Wet | R245fa | MinimizeLCOE_Brownfield | IgnoreSilica | 17.5607 | 1.8046 | 0.11345 | 4 | 40934.7478 | 101899.8475 | 834.5102 | 2077.3662 | 61.2177 | 6.9603 | 54.8888 | 758443.1436 | 0 | 668515.8943 | 0 | 0 | 0 | 394233.9039 | 710265.2473 | 1847964.478 | 1261273.7281 | 5640696.3952 | 961560.8286 | 11973452.0612 | 11973452.0612 | 10331217.8863 | 5360578.5121 | 0 | 18575709.2851 | 46240957.7447 | 3162.2777 | 0.45379 | 40934.7478 | 101899.8475 | 834.5102 | 2077.3662
1 | 3100 | 707 | 0.03 | 15 | 15 | 7 | 4.217e-12 | 5spot_SharedNeighbor | CO2 | Porous | Wet | R245fa | MinimizeLCOE_Brownfield | IgnoreSilica | 22.4575 | 2.3482 | 0.15104 | 4 | 32582.1483 | 78373.9992 | 664.2312 | 1597.76 | 61.4595 | 6.9688 | 59.2965 | 906590.0595 | 0 | 819295.1146 | 0 | 0 | 0 | 453324.2797 | 849891.687 | 2211243.8328 | 1509219.3524 | 6749564.326 | 961560.8286 | 11973452.0612 | 11973452.0612 | 10331217.8863 | 5360578.5121 | 0 | 19684577.2158 | 47349825.6754 | 4216.965 | 0.60415 | 32582.1483 | 78373.9992 | 664.2312 | 1597.76
1 | 3100 | 707 | 0.03 | 15 | 15 | 7 | 5.6234e-12 | 5spot_SharedNeighbor | CO2 | Porous | Wet | R245fa | MinimizeLCOE_Brownfield | IgnoreSilica | 28.4692 | 3.0178 | 0.19878 | 4 | 26341.3208 | 61135.5421 | 537.0035 | 1246.3307 | 61.6092 | 6.9651 | 50.5446 | 1075164.8502 | 0 | 995592.6365 | 0 | 0 | 0 | 515161.2739 | 1008508.3166 | 2623931.7663 | 1790887.3469 | 8009246.1905 | 961560.8286 | 11973452.0612 | 11973452.0612 | 10331217.8863 | 5360578.5121 | 0 | 20944259.0803 | 48609507.54 | 5623.4133 | 0.79511 | 26341.3208 | 61135.5421 | 537.0035 | 1246.3307
1 | 3100 | 707 | 0.03 | 15 | 15 | 7 | 7.4989e-12 | 5spot_SharedNeighbor | CO2 | Porous | Wet | R245fa | MinimizeLCOE_Brownfield | IgnoreSilica | 35.6239 | 3.8181 | 0.25791 | 4 | 21642.6941 | 48459.0536 | 441.2156 | 987.9034 | 61.6705 | 6.9475 | 68.5031 | 1261350.2315 | 0 | 1195979.4843 | 0 | 0 | 0 | 575290.6801 | 1182721.9544 | 3077199.9157 | 2100252.1726 | 9392794.4387 | 961560.8286 | 11973452.0612 | 11973452.0612 | 10331217.8863 | 5360578.5121 | 0 | 22327807.3285 | 49993055.7882 | 7498.9421 | 1.0317 | 21642.6941 | 48459.0536 | 441.2156 | 987.9034
1 | 3100 | 707 | 0.03 | 15 | 15 | 7 | 1e-11 | 5spot_SharedNeighbor | CO2 | Porous | Wet | R245fa | MinimizeLCOE_Brownfield | IgnoreSilica | 43.8749 | 4.7452 | 0.32889 | 4 | 18090.3492 | 39119.7124 | 368.7962 | 797.5083 | 61.6442 | 6.9141 | 62.9925 | 1460844.1181 | 0 | 1417461.4673 | 0 | 0 | 0 | 629255.4163 | 1367948.7907 | 3559122.1484 | 2429173.9989 | 10863805.9397 | 961560.8286 | 11973452.0612 | 11973452.0612 | 10331217.8863 | 5360578.5121 | 0 | 23798818.8296 | 51464067.2892 | 10000 | 1.3156 | 18090.3492 | 39119.7124 | 368.7962 | 797.5083
1 | 3100 | 707 | 0.03 | 15 | 15 | 7 | 1.3335e-11 | 5spot_SharedNeighbor | CO2 | Porous | Wet | R245fa | MinimizeLCOE_Brownfield | IgnoreSilica | 52.8855 | 5.7635 | 0.41016 | 4 | 15403.1489 | 32265.6001 | 314.014 | 657.7779 | 61.5306 | 6.8638 | 72.4744 | 1663485.3044 | 0 | 1650242.8052 | 0 | 0 | 0 | 669169.0527 | 1553329.8933 | 4041445.7506 | 2758369.7682 | 12336042.5744 | 961560.8286 | 11973452.0612 | 11973452.0612 | 10331217.8863 | 5360578.5121 | 0 | 25271055.4643 | 52936303.9239 | 13335.2143 | 1.6406 | 15403.1489 | 32265.6001 | 314.014 | 657.7779
1 | 3100 | 707 | 0.03 | 15 | 15 | 7 | 1.7783e-11 | 5spot_SharedNeighbor | CO2 | Porous | Wet | R245fa | MinimizeLCOE_Brownfield | IgnoreSilica | 62.1498 | 6.8167 | 0.4981 | 4 | 13375.4402 | 27260.7774 | 272.6764 | 555.7478 | 61.3373 | 6.7982 | 62.7934 | 1857568.9755 | 0 | 1881675.0917 | 0 | 0 | 0 | 688650.7636 | 1726878.9841 | 4492984.8849 | 3066554.5056 | 13714313.2054 | 961560.8286 | 11973452.0612 | 11973452.0612 | 10331217.8863 | 5360578.5121 | 0 | 26649326.0953 | 54314574.5549 | 17782.7941 | 1.9924 | 13375.4402 | 27260.7774 | 272.6764 | 555.7478
1 | 3100 | 707 | 0.03 | 15 | 15 | 7 | 2.3714e-11 | 5spot_SharedNeighbor | CO2 | Porous | Wet | R245fa | MinimizeLCOE_Brownfield | IgnoreSilica | 71.1144 | 7.842 | 0.58762 | 4 | 11851.1229 | 23621.2293 | 241.6012 | 481.5507 | 61.0822 | 6.7214 | 80.1703 | 2032910.5418 | 0 | 2099291.8756 | 0 | 0 | 0 | 685182.3771 | 1878780.0698 | 4888200.3509 | 3336297.1819 | 14920662.397 | 961560.8286 | 11973452.0612 | 11973452.0612 | 10331217.8863 | 5360578.5121 | 0 | 27855675.2868 | 55520923.7465 | 23713.7371 | 2.3505 | 11851.1229 | 23621.2293 | 241.6012 | 481.5507
1 | 3100 | 707 | 0.03 | 15 | 15 | 7 | 3.1623e-11 | 5spot_SharedNeighbor | CO2 | Porous | Wet | R245fa | MinimizeLCOE_Brownfield | IgnoreSilica | 79.2922 | 8.7824 | 0.67336 | 4 | 10708.7895 | 20980.0869 | 218.3132 | 427.7074 | 60.7933 | 6.6402 | 77.1539 | 2182800.157 | 0 | 2293146.4934 | 0 | 0 | 0 | 660410.1491 | 2003179.1518 | 5211861.2445 | 3557202.3924 | 15908599.5882 | 961560.8286 | 11973452.0612 | 11973452.0612 | 10331217.8863 | 5360578.5121 | 0 | 28843612.478 | 56508860.9377 | 31622.7766 | 2.6935 | 10708.7895 | 20980.0869 | 218.3132 | 427.7074
1 | 3100 | 707 | 0.03 | 15 | 15 | 7 | 4.217e-11 | 5spot_SharedNeighbor | CO2 | Porous | Wet | R245fa | MinimizeLCOE_Brownfield | IgnoreSilica | 86.3808 | 9.6018 | 0.75114 | 4 | 9853.9628 | 19061.7633 | 200.8864 | 388.5998 | 60.5003 | 6.5613 | 87.642 | 2305216.3023 | 0 | 2457996.197 | 0 | 0 | 0 | 619510.8329 | 2099262.0996 | 5461849.3652 | 3727824.4215 | 16671659.2186 | 961560.8286 | 11973452.0612 | 11973452.0612 | 10331217.8863 | 5360578.5121 | 0 | 29606672.1084 | 57271920.5681 | 42169.6503 | 3.0045 | 9853.9628 | 19061.7633 | 200.8864 | 388.5998
1 | 3100 | 707 | 0.03 | 15 | 15 | 7 | 5.6234e-11 | 5spot_SharedNeighbor | CO2 | Porous | Wet | R245fa | MinimizeLCOE_Brownfield | IgnoreSilica | 92.3077 | 10.2898 | 0.81866 | 4 | 9214.1528 | 17662.5109 | 187.843 | 360.0742 | 60.2252 | 6.4892 | 83.5616 | 2402309.4365 | 0 | 2593772.8126 | 0 | 0 | 0 | 569471.0369 | 2170565.7815 | 5647366.9193 | 3854443.9642 | 17237929.951 | 961560.8286 | 11973452.0612 | 11973452.0612 | 10331217.8863 | 5360578.5121 | 0 | 30172942.8408 | 57838191.3005 | 56234.1325 | 3.2746 | 9214.1528 | 17662.5109 | 187.843 | 360.0742
1 | 3100 | 707 | 0.03 | 15 | 15 | 7 | 7.4989e-11 | 5spot_SharedNeighbor | CO2 | Porous | Wet | R245fa | MinimizeLCOE_Brownfield | IgnoreSilica | 97.0802 | 10.8462 | 0.87505 | 4 | 8734.6348 | 16638.5377 | 178.0673 | 339.1991 | 59.9838 | 6.4272 | 81.7408 | 2477033.0542 | 0 | 2701843.597 | 0 | 0 | 0 | 515834.3372 | 2220937.2855 | 5778423.24 | 3943892.596 | 17637964.1099 | 961560.8286 | 11973452.0612 | 11973452.0612 | 10331217.8863 | 5360578.5121 | 0 | 30572976.9997 | 58238225.4593 | 74989.4209 | 3.5002 | 8734.6348 | 16638.5377 | 178.0673 | 339.1991
1 | 3100 | 707 | 0.03 | 15 | 15 | 7 | 1e-10 | 5spot_SharedNeighbor | CO2 | Porous | Wet | R245fa | MinimizeLCOE_Brownfield | IgnoreSilica | 100.8682 | 11.2894 | 0.92104 | 4 | 8373.7959 | 15883.0286 | 170.7112 | 323.797 | 59.778 | 6.3749 | 80.804 | 2534069.7691 | 0 | 2786919.8276 | 0 | 0 | 0 | 463305.3883 | 2255875.0441 | 5869324.1212 | 4005934.3153 | 17915428.4656 | 961560.8286 | 11973452.0612 | 11973452.0612 | 10331217.8863 | 5360578.5121 | 0 | 30850441.3555 | 58515689.8151 | 100000 | 3.6842 | 8373.7959 | 15883.0286 | 170.7112 | 323.797
1 | 3100 | 707 | 0.03 | 15 | 15 | 7 | 1.3335e-10 | 5spot_SharedNeighbor | CO2 | Porous | Wet | R245fa | MinimizeLCOE_Brownfield | IgnoreSilica | 103.7498 | 11.6277 | 0.95732 | 4 | 8103.176 | 15327.8025 | 165.1942 | 312.478 | 59.6155 | 6.3342 | 69.4621 | 2576238.357 | 0 | 2851156.3884 | 0 | 0 | 0 | 414704.5691 | 2278418.7327 | 5927978.1744 | 4045966.9118 | 18094463.1334 | 961560.8286 | 11973452.0612 | 11973452.0612 | 10331217.8863 | 5360578.5121 | 0 | 31029476.0233 | 58694724.4829 | 133352.1432 | 3.8293 | 8103.176 | 15327.8025 | 165.1942 | 312.478
1 | 3100 | 707 | 0.03 | 15 | 15 | 7 | 1.7783e-10 | 5spot_SharedNeighbor | CO2 | Porous | Wet | R245fa | MinimizeLCOE_Brownfield | IgnoreSilica | 105.9398 | 11.8857 | 0.98565 | 4 | 7899.2405 | 14916.2219 | 161.0367 | 304.0874 | 59.4876 | 6.3024 | 75.3448 | 2607529.5822 | 0 | 2899737.3113 | 0 | 0 | 0 | 371697.1844 | 2292795.9904 | 5965384.8498 | 4071497.7364 | 18208642.6546 | 961560.8286 | 11973452.0612 | 11973452.0612 | 10331217.8863 | 5360578.5121 | 0 | 31143655.5444 | 58808904.004 | 177827.941 | 3.9426 | 7899.2405 | 14916.2219 | 161.0367 | 304.0874
1 | 3100 | 707 | 0.03 | 15 | 15 | 7 | 2.3714e-10 | 5spot_SharedNeighbor | CO2 | Porous | Wet | R245fa | MinimizeLCOE_Brownfield | IgnoreSilica | 107.5749 | 12.0789 | 1.0074 | 4 | 7745.3809 | 14610.6079 | 157.9001 | 297.857 | 59.3896 | 6.2781 | 67.0019 | 2630464.0278 | 0 | 2935877.2889 | 0 | 0 | 0 | 334708.8025 | 2301409.5465 | 5987795.556 | 4086793.5039 | 18277048.7256 | 961560.8286 | 11973452.0612 | 11973452.0612 | 10331217.8863 | 5360578.5121 | 0 | 31212061.6154 | 58877310.0751 | 237137.3706 | 4.0298 | 7745.3809 | 14610.6079 | 157.9001 | 297.857
1 | 3100 | 707 | 0.03 | 15 | 15 | 7 | 3.1623e-10 | 5spot_SharedNeighbor | CO2 | Porous | Wet | R245fa | MinimizeLCOE_Brownfield | IgnoreSilica | 108.7682 | 12.2207 | 1.024 | 4 | 7629.2241 | 14383.7131 | 155.5321 | 293.2314 | 59.3167 | 6.2601 | 76.6176 | 2646968.5054 | 0 | 2962181.1477 | 0 | 0 | 0 | 303508.9826 | 2305936.8679 | 5999574.7177 | 4094833.0237 | 18313003.2451 | 961560.8286 | 11973452.0612 | 11973452.0612 | 10331217.8863 | 5360578.5121 | 0 | 31248016.1349 | 58913264.5945 | 316227.766 | 4.0958 | 7629.2241 | 14383.7131 | 155.5321 | 293.2314
1 | 3100 | 707 | 0.03 | 15 | 15 | 7 | 4.217e-10 | 5spot_SharedNeighbor | CO2 | Porous | Wet | R245fa | MinimizeLCOE_Brownfield | IgnoreSilica | 109.6204 | 12.3225 | 1.0363 | 4 | 7541.5131 | 14215.3609 | 153.7439 | 289.7994 | 59.2639 | 6.2471 | 79.4007 | 2658633.9401 | 0 | 2980929.6168 | 0 | 0 | 0 | 277610.1217 | 2307697.7346 | 6004156.1316 | 4097959.9329 | 18326987.4775 | 961560.8286 | 11973452.0612 | 11973452.0612 | 10331217.8863 | 5360578.5121 | 0 | 31262000.3674 | 58927248.827 | 421696.5034 | 4.1453 | 7541.5131 | 14215.3609 | 153.7439 | 289.7994
1 | 3100 | 707 | 0.03 | 15 | 15 | 7 | 5.6234e-10 | 5spot_SharedNeighbor | CO2 | Porous | Wet | R245fa | MinimizeLCOE_Brownfield | IgnoreSilica | 110.2466 | 12.3976 | 1.0457 | 4 | 7475.2933 | 14089.6392 | 152.394 | 287.2364 | 59.2247 | 6.2375 | 76.7841 | 2667141.5591 | 0 | 2994687.5546 | 0 | 0 | 0 | 256719.2577 | 2308233.8648 | 6005551.0325 | 4098911.9814 | 18331245.2501 | 961560.8286 | 11973452.0612 | 11973452.0612 | 10331217.8863 | 5360578.5121 | 0 | 31266258.14 | 58931506.5996 | 562341.3252 | 4.1826 | 7475.2933 | 14089.6392 | 152.394 | 287.2364
1 | 3100 | 707 | 0.03 | 15 | 15 | 7 | 7.4989e-10 | 5spot_SharedNeighbor | CO2 | Porous | Wet | R245fa | MinimizeLCOE_Brownfield | IgnoreSilica | 110.705 | 12.4527 | 1.0527 | 4 | 7425.3221 | 13995.7027 | 151.3752 | 285.3213 | 59.1958 | 6.2305 | 80.4787 | 2673334.557 | 0 | 3004748.5778 | 0 | 0 | 0 | 240080.1517 | 2308083.6818 | 6005160.2869 | 4098645.2895 | 18330052.5447 | 961560.8286 | 11973452.0612 | 11973452.0612 | 10331217.8863 | 5360578.5121 | 0 | 31265065.4345 | 58930313.8942 | 749894.2093 | 4.2106 | 7425.3221 | 13995.7027 | 151.3752 | 285.3213
1 | 3100 | 707 | 0.03 | 15 | 15 | 7 | 1e-09 | 5spot_SharedNeighbor | CO2 | Porous | Wet | R245fa | MinimizeLCOE_Brownfield | IgnoreSilica | 111.0165 | 12.4905 | 1.0578 | 4 | 7387.6379 | 13926.1877 | 150.607 | 283.9042 | 59.1761 | 6.2256 | 80.9784 | 2677524.9466 | 0 | 3011579.6812 | 0 | 0 | 0 | 226720.5171 | 2307171.8065 | 6002787.7746 | 4097026.0011 | 18322810.7271 | 961560.8286 | 11973452.0612 | 11973452.0612 | 10331217.8863 | 5360578.5121 | 0 | 31257823.6169 | 58923072.0766 | 1000000 | 4.2311 | 7387.6379 | 13926.1877 | 150.607 | 283.9042
1 | 3100 | 707 | 0.03 | 15 | 15 | 7 | 1.3335e-09 | 5spot_SharedNeighbor | CO2 | Porous | Wet | R245fa | MinimizeLCOE_Brownfield | IgnoreSilica | 111.2406 | 12.5179 | 1.0616 | 4 | 7359.2385 | 13874.2911 | 150.028 | 282.8462 | 59.1618 | 6.2221 | 80.3907 | 2680531.0589 | 0 | 3016491.1434 | 0 | 0 | 0 | 216265.3475 | 2306182.1444 | 6000212.8768 | 4095268.5805 | 18314951.1515 | 961560.8286 | 11973452.0612 | 11973452.0612 | 10331217.8863 | 5360578.5121 | 0 | 31249964.0414 | 58915212.501 | 1333521.4322 | 4.2464 | 7359.2385 | 13874.2911 | 150.028 | 282.8462
1 | 3100 | 707 | 0.03 | 15 | 15 | 7 | 1.7783e-09 | 5spot_SharedNeighbor | CO2 | Porous | Wet | R245fa | MinimizeLCOE_Brownfield | IgnoreSilica | 111.4038 | 12.5379 | 1.0644 | 4 | 7337.8544 | 13835.4826 | 149.5921 | 282.055 | 59.1514 | 6.2196 | 87.138 | 2682714.9031 | 0 | 3020065.5807 | 0 | 0 | 0 | 208167.453 | 2305269.6954 | 5997838.8715 | 4093648.2731 | 18307704.7769 | 961560.8286 | 11973452.0612 | 11973452.0612 | 10331217.8863 | 5360578.5121 | 0 | 31242717.6667 | 58907966.1264 | 1778279.41 | 4.2577 | 7337.8544 | 13835.4826 | 149.5921 | 282.055
1 | 3100 | 707 | 0.03 | 15 | 15 | 7 | 2.3714e-09 | 5spot_SharedNeighbor | CO2 | Porous | Wet | R245fa | MinimizeLCOE_Brownfield | IgnoreSilica | 111.5159 | 12.5518 | 1.0665 | 4 | 7321.7638 | 13806.6587 | 149.2641 | 281.4674 | 59.1442 | 6.2178 | 87.9683 | 2684212.0039 | 0 | 3022519.2524 | 0 | 0 | 0 | 201860.3109 | 2304350.7112 | 5995447.8632 | 4092016.3608 | 18300406.5024 | 961560.8286 | 11973452.0612 | 11973452.0612 | 10331217.8863 | 5360578.5121 | 0 | 31235419.3922 | 58900667.8519 | 2371373.7057 | 4.2661 | 7321.7638 | 13806.6587 | 149.2641 | 281.4674
1 | 3100 | 707 | 0.03 | 15 | 15 | 7 | 3.1623e-09 | 5spot_SharedNeighbor | CO2 | Porous | Wet | R245fa | MinimizeLCOE_Brownfield | IgnoreSilica | 111.589 | 12.561 | 1.068 | 4 | 7309.6642 | 13785.3476 | 149.0174 | 281.033 | 59.1395 | 6.2167 | 84.4641 | 2685187.9133 | 0 | 3024120.4078 | 0 | 0 | 0 | 196939.2722 | 2303436.5614 | 5993069.4329 | 4090393.0332 | 18293146.6208 | 961560.8286 | 11973452.0612 | 11973452.0612 | 10331217.8863 | 5360578.5121 | 0 | 31228159.5107 | 58893407.9703 | 3162277.6602 | 4.2722 | 7309.6642 | 13785.3476 | 149.0174 | 281.033
1 | 3100 | 707 | 0.03 | 15 | 15 | 7 | 4.217e-09 | 5spot_SharedNeighbor | CO2 | Porous | Wet | R245fa | MinimizeLCOE_Brownfield | IgnoreSilica | 111.6427 | 12.5678 | 1.0692 | 4 | 7300.5708 | 13769.3887 | 148.832 | 280.7076 | 59.1361 | 6.2159 | 79.0671 | 2685903.8441 | 0 | 3025295.7361 | 0 | 0 | 0 | 193192.7481 | 2302713.008 | 5991186.8956 | 4089108.1628 | 18287400.3947 | 961560.8286 | 11973452.0612 | 11973452.0612 | 10331217.8863 | 5360578.5121 | 0 | 31222413.2846 | 58887661.7442 | 4216965.0343 | 4.2767 | 7300.5708 | 13769.3887 | 148.832 | 280.7076
1 | 3100 | 707 | 0.03 | 15 | 15 | 7 | 5.6234e-09 | 5spot_SharedNeighbor | CO2 | Porous | Wet | R245fa | MinimizeLCOE_Brownfield | IgnoreSilica | 111.6887 | 12.5735 | 1.0701 | 4 | 7293.74 | 13757.2459 | 148.6928 | 280.4601 | 59.1331 | 6.2151 | 73.1452 | 2686516.3783 | 0 | 3026301.5279 | 0 | 0 | 0 | 190419.3647 | 2302262.5357 | 5990014.8588 | 4088308.2236 | 18283822.8891 | 961560.8286 | 11973452.0612 | 11973452.0612 | 10331217.8863 | 5360578.5121 | 0 | 31218835.7789 | 58884084.2386 | 5623413.2519 | 4.2802 | 7293.74 | 13757.2459 | 148.6928 | 280.4601
1 | 3100 | 707 | 0.03 | 15 | 15 | 7 | 7.4989e-09 | 5spot_SharedNeighbor | CO2 | Porous | Wet | R245fa | MinimizeLCOE_Brownfield | IgnoreSilica | 111.7204 | 12.5775 | 1.0707 | 4 | 7288.6107 | 13748.2187 | 148.5882 | 280.276 | 59.1311 | 6.2146 | 78.3597 | 2686938.1022 | 0 | 3026994.3499 | 0 | 0 | 0 | 188294.6127 | 2301868.5553 | 5988989.8027 | 4087608.6018 | 18280694.0245 | 961560.8286 | 11973452.0612 | 11973452.0612 | 10331217.8863 | 5360578.5121 | 0 | 31215706.9144 | 58880955.374 | 7498942.0933 | 4.2828 | 7288.6107 | 13748.2187 | 148.5882 | 280.276
1 | 3100 | 707 | 0.03 | 15 | 15 | 7 | 1e-08 | 5spot_SharedNeighbor | CO2 | Porous | Wet | R245fa | MinimizeLCOE_Brownfield | IgnoreSilica | 111.7398 | 12.58 | 1.0712 | 4 | 7284.7604 | 13741.5738 | 148.5097 | 280.1406 | 59.1298 | 6.2143 | 81.1928 | 2687196.7976 | 0 | 3027419.618 | 0 | 0 | 0 | 186646.0482 | 2301492.3609 | 5988011.022 | 4086940.5638 | 18277706.4105 | 961560.8286 | 11973452.0612 | 11973452.0612 | 10331217.8863 | 5360578.5121 | 0 | 31212719.3004 | 58877967.76 | 10000000 | 4.2847 | 7284.7604 | 13741.5738 | 148.5097 | 280.1406
1 | 3200 | 707 | 0.03 | 15 | 15 | 7 | 1e-13 | 5spot_SharedNeighbor | CO2 | Porous | Wet | R245fa | MinimizeLCOE_Brownfield | IgnoreSilica | 0.42358 | -0.018054 | 0.00015823 | 4 | 21494379.1601 | 66608107.6055 | 438191.9925 | 1357896.3677 | 35.7679 | 4.7979 | 271.1813 | 30038.3246 | 0 | 8858.2902 | 0 | 0 | 0 | 30079.9155 | 26900.8468 | 69990.4852 | 47769.9443 | 213637.8066 | 961560.8286 | 12428672.291 | 12428672.291 | 10608277.457 | 5515693.4429 | 0 | 13603870.9261 | 42156514.1171 | 100 | 0.0006329 | 21494379.1601 | 66608107.6055 | 438191.9925 | 1357896.3677
1 | 3200 | 707 | 0.03 | 15 | 15 | 7 | 1.3335e-13 | 5spot_SharedNeighbor | CO2 | Porous | Wet | R245fa | MinimizeLCOE_Brownfield | IgnoreSilica | 0.75252 | -0.0038806 | 0.00079403 | 4 | 4344264.6823 | 13334004.1327 | 88563.7116 | 271831.7098 | 43.648 | 5.6152 | 40.6713 | 55192.0416 | 0 | 27094.0904 | 0 | 0 | 0 | 49361.5451 | 51342.5941 | 133582.898 | 91173.0727 | 407746.242 | 961560.8286 | 12428672.291 | 12428672.291 | 10608277.457 | 5515693.4429 | 0 | 13797979.3616 | 42350622.5525 | 133.3521 | 0.0031761 | 4344264.6823 | 13334004.1327 | 88563.7116 | 271831.7098
1 | 3200 | 707 | 0.03 | 15 | 15 | 7 | 1.7783e-13 | 5spot_SharedNeighbor | CO2 | Porous | Wet | R245fa | MinimizeLCOE_Brownfield | IgnoreSilica | 1.1069 | 0.02193 | 0.0020401 | 4 | 1715069.8308 | 5213939.8064 | 34964.0183 | 106293.2153 | 48.3857 | 6.0907 | 96.1637 | 81648.947 | 0 | 46881.7493 | 0 | 0 | 0 | 67013.6677 | 76262.3019 | 198418.8661 | 135424.9532 | 605650.4852 | 961560.8286 | 12428672.291 | 12428672.291 | 10608277.457 | 5515693.4429 | 0 | 13995883.6048 | 42548526.7958 | 177.8279 | 0.0081605 | 1715069.8308 | 5213939.8064 | 34964.0183 | 106293.2153
1 | 3200 | 707 | 0.03 | 15 | 15 | 7 | 2.3714e-13 | 5spot_SharedNeighbor | CO2 | Porous | Wet | R245fa | MinimizeLCOE_Brownfield | IgnoreSilica | 1.5542 | 0.061368 | 0.0040488 | 4 | 878568.0652 | 2641603.8757 | 17910.7984 | 53852.668 | 51.9668 | 6.4341 | 146.2308 | 113041.07 | 0 | 70946.7093 | 0 | 0 | 0 | 86676.3183 | 105558.9981 | 274642.8599 | 187449.3952 | 838315.3507 | 961560.8286 | 12428672.291 | 12428672.291 | 10608277.457 | 5515693.4429 | 0 | 14228548.4703 | 42781191.6613 | 237.1374 | 0.016195 | 878568.0652 | 2641603.8757 | 17910.7984 | 53852.668
1 | 3200 | 707 | 0.03 | 15 | 15 | 7 | 3.1623e-13 | 5spot_SharedNeighbor | CO2 | Porous | Wet | R245fa | MinimizeLCOE_Brownfield | IgnoreSilica | 2.0987 | 0.11494 | 0.0070208 | 4 | 515871.6946 | 1532581.1274 | 10516.7423 | 31243.7393 | 54.6418 | 6.6784 | 203.3291 | 148484.2674 | 0 | 98802.5508 | 0 | 0 | 0 | 106959.4969 | 138156.0629 | 359453.736 | 245334.5608 | 1097190.6749 | 961560.8286 | 12428672.291 | 12428672.291 | 10608277.457 | 5515693.4429 | 0 | 14487423.7945 | 43040066.9854 | 316.2278 | 0.028083 | 515871.6946 | 1532581.1274 | 10516.7423 | 31243.7393
1 | 3200 | 707 | 0.03 | 15 | 15 | 7 | 4.217e-13 | 5spot_SharedNeighbor | CO2 | Porous | Wet | R245fa | MinimizeLCOE_Brownfield | IgnoreSilica | 2.8324 | 0.19071 | 0.011245 | 4 | 329313.4512 | 964124.6863 | 6713.5001 | 19654.9858 | 56.8621 | 6.8718 | 49.1234 | 192474.6904 | 0 | 134287.1143 | 0 | 0 | 0 | 132251.613 | 179015.2329 | 465760.9149 | 317891.3949 | 1421680.9604 | 961560.8286 | 12428672.291 | 12428672.291 | 10608277.457 | 5515693.4429 | 0 | 14811914.08 | 43364557.2709 | 421.6965 | 0.044978 | 329313.4512 | 964124.6863 | 6713.5001 | 19654.9858
1 | 3200 | 707 | 0.03 | 15 | 15 | 7 | 5.6234e-13 | 5spot_SharedNeighbor | CO2 | Porous | Wet | R245fa | MinimizeLCOE_Brownfield | IgnoreSilica | 3.7487 | 0.28918 | 0.017068 | 4 | 222375.6835 | 640601.5657 | 4533.4291 | 13059.5294 | 58.5628 | 7.0134 | 45.2163 | 242942.0732 | 0 | 176097.6477 | 0 | 0 | 0 | 159391.2437 | 225588.0762 | 586933.8998 | 400594.4469 | 1791547.3875 | 961560.8286 | 12428672.291 | 12428672.291 | 10608277.457 | 5515693.4429 | 0 | 15181780.5071 | 43734423.6981 | 562.3413 | 0.068271 | 222375.6835 | 640601.5657 | 4533.4291 | 13059.5294
1 | 3200 | 707 | 0.03 | 15 | 15 | 7 | 7.4989e-13 | 5spot_SharedNeighbor | CO2 | Porous | Wet | R245fa | MinimizeLCOE_Brownfield | IgnoreSilica | 4.9519 | 0.42084 | 0.024993 | 4 | 156357.55 | 441969.2203 | 3187.5601 | 9010.1404 | 59.9329 | 7.1232 | 49.8488 | 303830.9877 | 0 | 227906.4457 | 0 | 0 | 0 | 191760.1596 | 282164.0613 | 734133.0077 | 501060.8627 | 2240855.5247 | 961560.8286 | 12428672.291 | 12428672.291 | 10608277.457 | 5515693.4429 | 0 | 15631088.6443 | 44183731.8352 | 749.8942 | 0.09997 | 156357.55 | 441969.2203 | 3187.5601 | 9010.1404
1 | 3200 | 707 | 0.03 | 15 | 15 | 7 | 1e-12 | 5spot_SharedNeighbor | CO2 | Porous | Wet | R245fa | MinimizeLCOE_Brownfield | IgnoreSilica | 6.4935 | 0.59187 | 0.035639 | 4 | 113364.3647 | 313653.6519 | 2311.0859 | 6394.2539 | 61.0026 | 7.2058 | 53.8524 | 375538.4777 | 0 | 290570.4394 | 0 | 0 | 0 | 228442.4613 | 348875.0376 | 907701.2837 | 619524.7775 | 2770652.4773 | 961560.8286 | 12428672.291 | 12428672.291 | 10608277.457 | 5515693.4429 | 0 | 16160885.5969 | 44713528.7878 | 1000 | 0.14256 | 113364.3647 | 313653.6519 | 2311.0859 | 6394.2539
1 | 3200 | 707 | 0.03 | 15 | 15 | 7 | 1.3335e-12 | 5spot_SharedNeighbor | CO2 | Porous | Wet | R245fa | MinimizeLCOE_Brownfield | IgnoreSilica | 8.4887 | 0.81489 | 0.049848 | 4 | 84228.9333 | 227426.3333 | 1717.1207 | 4636.3934 | 61.8425 | 7.2682 | 49.1368 | 460945.3461 | 0 | 367202.4865 | 0 | 0 | 0 | 271044.0402 | 428684.8304 | 1115349.9933 | 761249.2886 | 3404475.985 | 961560.8286 | 12428672.291 | 12428672.291 | 10608277.457 | 5515693.4429 | 0 | 16794709.1046 | 45347352.2956 | 1333.5214 | 0.19939 | 84228.9333 | 227426.3333 | 1717.1207 | 4636.3934
1 | 3200 | 707 | 0.03 | 15 | 15 | 7 | 1.7783e-12 | 5spot_SharedNeighbor | CO2 | Porous | Wet | R245fa | MinimizeLCOE_Brownfield | IgnoreSilica | 11.0445 | 1.1022 | 0.068667 | 4 | 63875.7274 | 167828.4012 | 1302.1931 | 3421.409 | 62.4909 | 7.3141 | 39.4086 | 561767.4565 | 0 | 460063.1333 | 0 | 0 | 0 | 319515.7476 | 523125.0716 | 1361064.1285 | 928954.2348 | 4154489.7723 | 961560.8286 | 12428672.291 | 12428672.291 | 10608277.457 | 5515693.4429 | 0 | 17544722.8919 | 46097366.0828 | 1778.2794 | 0.27467 | 63875.7274 | 167828.4012 | 1302.1931 | 3421.409
1 | 3200 | 707 | 0.03 | 15 | 15 | 7 | 2.3714e-12 | 5spot_SharedNeighbor | CO2 | Porous | Wet | R245fa | MinimizeLCOE_Brownfield | IgnoreSilica | 14.2823 | 1.4679 | 0.093385 | 4 | 49317.9802 | 125755.8723 | 1005.4137 | 2563.7036 | 62.9823 | 7.3461 | 47.9867 | 679684.553 | 0 | 571515.1069 | 0 | 0 | 0 | 373474.0501 | 633622.7469 | 1648556.4136 | 1125173.6267 | 5032026.4973 | 961560.8286 | 12428672.291 | 12428672.291 | 10608277.457 | 5515693.4429 | 0 | 18422259.6169 | 46974902.8079 | 2371.3737 | 0.37354 | 49317.9802 | 125755.8723 | 1005.4137 | 2563.7036
1 | 3200 | 707 | 0.03 | 15 | 15 | 7 | 3.1623e-12 | 5spot_SharedNeighbor | CO2 | Porous | Wet | R245fa | MinimizeLCOE_Brownfield | IgnoreSilica | 18.389 | 1.9331 | 0.12563 | 4 | 38710.9466 | 95528.1983 | 789.175 | 1947.4715 | 63.3483 | 7.3659 | 66.1617 | 817969.7053 | 0 | 705648.1959 | 0 | 0 | 0 | 434039.891 | 763486.539 | 1986435.3618 | 1355782.9516 | 6063362.6446 | 961560.8286 | 12428672.291 | 12428672.291 | 10608277.457 | 5515693.4429 | 0 | 19453595.7642 | 48006238.9552 | 3162.2777 | 0.50253 | 38710.9466 | 95528.1983 | 789.175 | 1947.4715
1 | 3200 | 707 | 0.03 | 15 | 15 | 7 | 4.217e-12 | 5spot_SharedNeighbor | CO2 | Porous | Wet | R245fa | MinimizeLCOE_Brownfield | IgnoreSilica | 23.4929 | 2.5134 | 0.16714 | 4 | 30870.0156 | 73576.7867 | 629.327 | 1499.9623 | 63.6039 | 7.3735 | 43.7526 | 977083.3857 | 0 | 864102.2532 | 0 | 0 | 0 | 499165.5902 | 912736.9793 | 2374754.3921 | 1620818.6689 | 7248661.2694 | 961560.8286 | 12428672.291 | 12428672.291 | 10608277.457 | 5515693.4429 | 0 | 20638894.3889 | 49191537.5799 | 4216.965 | 0.66857 | 30870.0156 | 73576.7867 | 629.327 | 1499.9623
1 | 3200 | 707 | 0.03 | 15 | 15 | 7 | 5.6234e-12 | 5spot_SharedNeighbor | CO2 | Porous | Wet | R245fa | MinimizeLCOE_Brownfield | IgnoreSilica | 29.7339 | 3.2255 | 0.21971 | 4 | 25010.1927 | 57499.6727 | 509.8666 | 1172.2086 | 63.761 | 7.368 | 50.9564 | 1157462.6583 | 0 | 1048695.9585 | 0 | 0 | 0 | 567075.0513 | 1081561.1305 | 2814000.203 | 1920612.9604 | 8589407.962 | 961560.8286 | 12428672.291 | 12428672.291 | 10608277.457 | 5515693.4429 | 0 | 21979641.0816 | 50532284.2725 | 5623.4133 | 0.87883 | 25010.1927 | 57499.6727 | 509.8666 | 1172.2086
1 | 3200 | 707 | 0.03 | 15 | 15 | 7 | 7.4989e-12 | 5spot_SharedNeighbor | CO2 | Porous | Wet | R245fa | MinimizeLCOE_Brownfield | IgnoreSilica | 37.1586 | 4.0763 | 0.28465 | 4 | 20597.8878 | 45674.5364 | 419.9158 | 931.1372 | 63.8238 | 7.3475 | 61.9334 | 1356646.1493 | 0 | 1258511.4813 | 0 | 0 | 0 | 633793.8331 | 1267091.0708 | 3296711.0502 | 2250073.0324 | 10062826.617 | 961560.8286 | 12428672.291 | 12428672.291 | 10608277.457 | 5515693.4429 | 0 | 23453059.7366 | 52005702.9275 | 7498.9421 | 1.1386 | 20597.8878 | 45674.5364 | 419.9158 | 931.1372
1 | 3200 | 707 | 0.03 | 15 | 15 | 7 | 1e-11 | 5spot_SharedNeighbor | CO2 | Porous | Wet | R245fa | MinimizeLCOE_Brownfield | IgnoreSilica | 45.6239 | 5.0513 | 0.36205 | 4 | 17262.4374 | 36978.5909 | 351.9181 | 753.8586 | 63.7931 | 7.31 | 71.2756 | 1567706.8731 | 0 | 1487905.338 | 0 | 0 | 0 | 692538.8818 | 1461778.9262 | 3803248.914 | 2595795.5327 | 11608974.4658 | 961560.8286 | 12428672.291 | 12428672.291 | 10608277.457 | 5515693.4429 | 0 | 24999207.5854 | 53551850.7764 | 10000 | 1.4482 | 17262.4374 | 36978.5909 | 351.9181 | 753.8586
1 | 3200 | 707 | 0.03 | 15 | 15 | 7 | 1.3335e-11 | 5spot_SharedNeighbor | CO2 | Porous | Wet | R245fa | MinimizeLCOE_Brownfield | IgnoreSilica | 54.8345 | 6.1182 | 0.45017 | 4 | 14740.5076 | 30597.1975 | 300.5052 | 623.7653 | 63.6703 | 7.2546 | 66.5443 | 1781392.598 | 0 | 1728271.7699 | 0 | 0 | 0 | 736851.206 | 1656141.0739 | 4308939.3529 | 2940939.6482 | 13152535.649 | 961560.8286 | 12428672.291 | 12428672.291 | 10608277.457 | 5515693.4429 | 0 | 26542768.7686 | 55095411.9596 | 13335.2143 | 1.8007 | 14740.5076 | 30597.1975 | 300.5052 | 623.7653
1 | 3200 | 707 | 0.03 | 15 | 15 | 7 | 1.7783e-11 | 5spot_SharedNeighbor | CO2 | Porous | Wet | R245fa | MinimizeLCOE_Brownfield | IgnoreSilica | 64.2233 | 7.2125 | 0.54474 | 4 | 12838.9348 | 25942.7152 | 261.7391 | 528.8773 | 63.4647 | 7.1832 | 71.3756 | 1984375.3217 | 0 | 1965347.0642 | 0 | 0 | 0 | 759391.9807 | 1836554.603 | 4778338.3478 | 3261314.1074 | 14585321.4248 | 961560.8286 | 12428672.291 | 12428672.291 | 10608277.457 | 5515693.4429 | 0 | 27975554.5444 | 56528197.7354 | 17782.7941 | 2.179 | 12838.9348 | 25942.7152 | 261.7391 | 528.8773
1 | 3200 | 707 | 0.03 | 15 | 15 | 7 | 2.3714e-11 | 5spot_SharedNeighbor | CO2 | Porous | Wet | R245fa | MinimizeLCOE_Brownfield | IgnoreSilica | 73.2339 | 8.2692 | 0.6402 | 4 | 11410.6279 | 22560.481 | 232.6211 | 459.9259 | 63.1971 | 7.1009 | 81.0089 | 2166364.1868 | 0 | 2186593.7122 | 0 | 0 | 0 | 758087.8115 | 1993307.8271 | 5186178.0824 | 3539673.1065 | 15830204.7264 | 961560.8286 | 12428672.291 | 12428672.291 | 10608277.457 | 5515693.4429 | 0 | 29220437.846 | 57773081.037 | 23713.7371 | 2.5608 | 11410.6279 | 22560.481 | 232.6211 | 459.9259
1 | 3200 | 707 | 0.03 | 15 | 15 | 7 | 3.1623e-11 | 5spot_SharedNeighbor | CO2 | Porous | Wet | R245fa | MinimizeLCOE_Brownfield | IgnoreSilica | 81.3922 | 9.2315 | 0.73093 | 4 | 10341.0989 | 20107.0077 | 210.8173 | 409.9085 | 62.8976 | 7.015 | 75.7109 | 2320912.9715 | 0 | 2382344.8921 | 0 | 0 | 0 | 735139.8598 | 2120975.1121 | 5518342.17 | 3766381.9216 | 16844096.9271 | 961560.8286 | 12428672.291 | 12428672.291 | 10608277.457 | 5515693.4429 | 0 | 30234330.0467 | 58786973.2377 | 31622.7766 | 2.9237 | 10341.0989 | 20107.0077 | 210.8173 | 409.9085
1 | 3200 | 707 | 0.03 | 15 | 15 | 7 | 4.217e-11 | 5spot_SharedNeighbor | CO2 | Porous | Wet | R245fa | MinimizeLCOE_Brownfield | IgnoreSilica | 88.4567 | 10.0688 | 0.81282 | 4 | 9541.389 | 18323.36 | 194.5141 | 373.5465 | 62.5951 | 6.9317 | 82.7667 | 2447133.1072 | 0 | 2548738.6547 | 0 | 0 | 0 | 696749.1762 | 2220122.1658 | 5776302.4658 | 3942445.1241 | 17631490.6937 | 961560.8286 | 12428672.291 | 12428672.291 | 10608277.457 | 5515693.4429 | 0 | 31021723.8133 | 59574367.0043 | 42169.6503 | 3.2513 | 9541.389 | 18323.36 | 194.5141 | 373.5465
1 | 3200 | 707 | 0.03 | 15 | 15 | 7 | 5.6234e-11 | 5spot_SharedNeighbor | CO2 | Porous | Wet | R245fa | MinimizeLCOE_Brownfield | IgnoreSilica | 94.3151 | 10.7663 | 0.88344 | 4 | 8943.3819 | 17023.3751 | 182.3229 | 347.0445 | 62.3142 | 6.8566 | 82.03 | 2546532.8653 | 0 | 2684735.2699 | 0 | 0 | 0 | 649234.0833 | 2293395.8652 | 5966945.6011 | 4072562.9812 | 18213406.666 | 961560.8286 | 12428672.291 | 12428672.291 | 10608277.457 | 5515693.4429 | 0 | 31603639.7856 | 60156282.9765 | 56234.1325 | 3.5337 | 8943.3819 | 17023.3751 | 182.3229 | 347.0445
1 | 3200 | 707 | 0.03 | 15 | 15 | 7 | 7.4989e-11 | 5spot_SharedNeighbor | CO2 | Porous | Wet | R245fa | MinimizeLCOE_Brownfield | IgnoreSilica | 99.0487 | 11.3321 | 0.94231 | 4 | 8495.7272 | 16070.8628 | 173.1969 | 327.6263 | 62.0674 | 6.7919 | 77.6656 | 2623380.9358 | 0 | 2793402.3469 | 0 | 0 | 0 | 598984.1632 | 2346149.3039 | 6104199.2273 | 4166241.4014 | 18632357.3784 | 961560.8286 | 12428672.291 | 12428672.291 | 10608277.457 | 5515693.4429 | 0 | 32022590.498 | 60575233.689 | 74989.4209 | 3.7693 | 8495.7272 | 16070.8628 | 173.1969 | 327.6263
1 | 3200 | 707 | 0.03 | 15 | 15 | 7 | 1e-10 | 5spot_SharedNeighbor | CO2 | Porous | Wet | R245fa | MinimizeLCOE_Brownfield | IgnoreSilica | 102.7876 | 11.7804 | 0.99008 | 4 | 8160.132 | 15369.7875 | 166.3553 | 313.3339 | 61.8598 | 6.7382 | 90.2357 | 2681891.4889 | 0 | 2878508.1238 | 0 | 0 | 0 | 550373.6707 | 2383201.5805 | 6200601.6506 | 4232038.0362 | 18926614.5507 | 961560.8286 | 12428672.291 | 12428672.291 | 10608277.457 | 5515693.4429 | 0 | 32316847.6703 | 60869490.8612 | 100000 | 3.9603 | 8160.132 | 15369.7875 | 166.3553 | 313.3339
1 | 3200 | 707 | 0.03 | 15 | 15 | 7 | 1.3335e-10 | 5spot_SharedNeighbor | CO2 | Porous | Wet | R245fa | MinimizeLCOE_Brownfield | IgnoreSilica | 105.3358 | 12.0903 | 1.0264 | 4 | 7907.4411 | 14862.1078 | 161.2039 | 302.9842 | 61.7101 | 6.6998 | 80.7192 | 2720556.2408 | 0 | 2936212.9951 | 0 | 0 | 0 | 501609.3833 | 2401767.6614 | 6248906.7848 | 4265007.2828 | 19074060.348 | 961560.8286 | 12428672.291 | 12428672.291 | 10608277.457 | 5515693.4429 | 0 | 32464293.4676 | 61016936.6586 | 133352.1432 | 4.1055 | 7907.4411 | 14862.1078 | 161.2039 | 302.9842
1 | 3200 | 707 | 0.03 | 15 | 15 | 7 | 1.7783e-10 | 5spot_SharedNeighbor | CO2 | Porous | Wet | R245fa | MinimizeLCOE_Brownfield | IgnoreSilica | 107.9233 | 12.3989 | 1.0578 | 4 | 7718.2011 | 14466.2997 | 157.346 | 294.9151 | 61.5553 | 6.6604 | 74.948 | 2759028.8191 | 0 | 2994467.8526 | 0 | 0 | 0 | 467214.619 | 2426077.4034 | 6312155.7467 | 4308175.999 | 19267120.4399 | 961560.8286 | 12428672.291 | 12428672.291 | 10608277.457 | 5515693.4429 | 0 | 32657353.5595 | 61209996.7504 | 177827.941 | 4.2312 | 7718.2011 | 14466.2997 | 157.346 | 294.9151
1 | 3200 | 707 | 0.03 | 15 | 15 | 7 | 2.3714e-10 | 5spot_SharedNeighbor | CO2 | Porous | Wet | R245fa | MinimizeLCOE_Brownfield | IgnoreSilica | 109.6035 | 12.602 | 1.0807 | 4 | 7575.9136 | 14181.1113 | 154.4452 | 289.1011 | 61.4517 | 6.6343 | 70.775 | 2783508.1051 | 0 | 3032140.9382 | 0 | 0 | 0 | 434590.2065 | 2437593.3074 | 6342117.7668 | 4328625.6933 | 19358576.0173 | 961560.8286 | 12428672.291 | 12428672.291 | 10608277.457 | 5515693.4429 | 0 | 32748809.1368 | 61301452.3278 | 237137.3706 | 4.3228 | 7575.9136 | 14181.1113 | 154.4452 | 289.1011
1 | 3200 | 707 | 0.03 | 15 | 15 | 7 | 3.1623e-10 | 5spot_SharedNeighbor | CO2 | Porous | Wet | R245fa | MinimizeLCOE_Brownfield | IgnoreSilica | 110.8534 | 12.7534 | 1.0981 | 4 | 7468.8525 | 13969.1078 | 152.2627 | 284.7792 | 61.3732 | 6.6145 | 77.9285 | 2801460.3342 | 0 | 3060089.6605 | 0 | 0 | 0 | 407556.7222 | 2444951.6196 | 6361262.5856 | 4341692.4256 | 19417013.3477 | 961560.8286 | 12428672.291 | 12428672.291 | 10608277.457 | 5515693.4429 | 0 | 32807246.4673 | 61359889.6582 | 316227.766 | 4.3925 | 7468.8525 | 13969.1078 | 152.2627 | 284.7792
1 | 3200 | 707 | 0.03 | 15 | 15 | 7 | 4.217e-10 | 5spot_SharedNeighbor | CO2 | Porous | Wet | R245fa | MinimizeLCOE_Brownfield | IgnoreSilica | 111.7935 | 12.8676 | 1.1114 | 4 | 7388.2968 | 13810.8257 | 150.6204 | 281.5524 | 61.3133 | 6.5995 | 76.3132 | 2814819.9912 | 0 | 3081072.6241 | 0 | 0 | 0 | 385777.3303 | 2449851.2788 | 6374010.4939 | 4350393.1349 | 19455924.8532 | 961560.8286 | 12428672.291 | 12428672.291 | 10608277.457 | 5515693.4429 | 0 | 32846157.9728 | 61398801.1638 | 421696.5034 | 4.4457 | 7388.2968 | 13810.8257 | 150.6204 | 281.5524
1 | 3200 | 707 | 0.03 | 15 | 15 | 7 | 5.6234e-10 | 5spot_SharedNeighbor | CO2 | Porous | Wet | R245fa | MinimizeLCOE_Brownfield | IgnoreSilica | 112.4929 | 12.9527 | 1.1215 | 4 | 7327.6979 | 13692.6855 | 149.385 | 279.1439 | 61.2683 | 6.5883 | 71.3701 | 2824677.1476 | 0 | 3096658.771 | 0 | 0 | 0 | 368437.7378 | 2453011.726 | 6382233.3292 | 4356005.3889 | 19481024.1005 | 961560.8286 | 12428672.291 | 12428672.291 | 10608277.457 | 5515693.4429 | 0 | 32871257.2201 | 61423900.411 | 562341.3252 | 4.4859 | 7327.6979 | 13692.6855 | 149.385 | 279.1439
1 | 3200 | 707 | 0.03 | 15 | 15 | 7 | 7.4989e-10 | 5spot_SharedNeighbor | CO2 | Porous | Wet | R245fa | MinimizeLCOE_Brownfield | IgnoreSilica | 113.0117 | 13.0159 | 1.129 | 4 | 7282.128 | 13604.4472 | 148.456 | 277.3451 | 61.2346 | 6.5799 | 79.3199 | 2831944.2671 | 0 | 3108207.7788 | 0 | 0 | 0 | 354800.911 | 2455031.6532 | 6387488.7654 | 4359592.3321 | 19497065.7077 | 961560.8286 | 12428672.291 | 12428672.291 | 10608277.457 | 5515693.4429 | 0 | 32887298.8272 | 61439942.0182 | 749894.2093 | 4.5162 | 7282.128 | 13604.4472 | 148.456 | 277.3451
1 | 3200 | 707 | 0.03 | 15 | 15 | 7 | 1e-09 | 5spot_SharedNeighbor | CO2 | Porous | Wet | R245fa | MinimizeLCOE_Brownfield | IgnoreSilica | 113.4092 | 13.0643 | 1.1348 | 4 | 7247.8735 | 13538.142 | 147.7577 | 275.9933 | 61.2087 | 6.5734 | 75.8686 | 2837486.4937 | 0 | 3117049.3004 | 0 | 0 | 0 | 344318.4726 | 2456553.164 | 6391447.4244 | 4362294.1983 | 19509149.0534 | 961560.8286 | 12428672.291 | 12428672.291 | 10608277.457 | 5515693.4429 | 0 | 32899382.173 | 61452025.364 | 1000000 | 4.5392 | 7247.8735 | 13538.142 | 147.7577 | 275.9933
1 | 3200 | 707 | 0.03 | 15 | 15 | 7 | 1.3335e-09 | 5spot_SharedNeighbor | CO2 | Porous | Wet | R245fa | MinimizeLCOE_Brownfield | IgnoreSilica | 113.689 | 13.0986 | 1.139 | 4 | 7222.1353 | 13488.9711 | 147.233 | 274.9909 | 61.1903 | 6.5688 | 81.4878 | 2841374.7367 | 0 | 3123270.1932 | 0 | 0 | 0 | 336065.5884 | 2457277.1021 | 6393330.9629 | 4363579.752 | 19514898.3354 | 961560.8286 | 12428672.291 | 12428672.291 | 10608277.457 | 5515693.4429 | 0 | 32905131.455 | 61457774.6459 | 1333521.4322 | 4.5561 | 7222.1353 | 13488.9711 | 147.233 | 274.9909
1 | 3200 | 707 | 0.03 | 15 | 15 | 7 | 1.7783e-09 | 5spot_SharedNeighbor | CO2 | Porous | Wet | R245fa | MinimizeLCOE_Brownfield | IgnoreSilica | 113.9083 | 13.1254 | 1.1423 | 4 | 7202.8034 | 13451.8626 | 146.8389 | 274.2344 | 61.1759 | 6.5652 | 75.2164 | 2844414.3242 | 0 | 3128143.4706 | 0 | 0 | 0 | 329855.804 | 2457941.3035 | 6395059.0787 | 4364759.2266 | 19520173.2077 | 961560.8286 | 12428672.291 | 12428672.291 | 10608277.457 | 5515693.4429 | 0 | 32910406.3272 | 61463049.5182 | 1778279.41 | 4.5691 | 7202.8034 | 13451.8626 | 146.8389 | 274.2344
1 | 3200 | 707 | 0.03 | 15 | 15 | 7 | 2.3714e-09 | 5spot_SharedNeighbor | CO2 | Porous | Wet | R245fa | MinimizeLCOE_Brownfield | IgnoreSilica | 114.0593 | 13.1439 | 1.1446 | 4 | 7188.288 | 13424.4162 | 146.543 | 273.6749 | 61.166 | 6.5628 | 67.5563 | 2846502.0766 | 0 | 3131496.1878 | 0 | 0 | 0 | 324990.6389 | 2458165.6723 | 6395642.8402 | 4365157.6558 | 19521955.0716 | 961560.8286 | 12428672.291 | 12428672.291 | 10608277.457 | 5515693.4429 | 0 | 32912188.1912 | 61464831.3821 | 2371373.7057 | 4.5786 | 7188.288 | 13424.4162 | 146.543 | 273.6749
1 | 3200 | 707 | 0.03 | 15 | 15 | 7 | 3.1623e-09 | 5spot_SharedNeighbor | CO2 | Porous | Wet | R245fa | MinimizeLCOE_Brownfield | IgnoreSilica | 114.1862 | 13.1594 | 1.1465 | 4 | 7177.392 | 13403.4677 | 146.3208 | 273.2478 | 61.1576 | 6.5607 | 69.1465 | 2848254.8204 | 0 | 3134314.025 | 0 | 0 | 0 | 321443.7447 | 2458564.9101 | 6396681.5751 | 4365866.6137 | 19525125.689 | 961560.8286 | 12428672.291 | 12428672.291 | 10608277.457 | 5515693.4429 | 0 | 32915358.8086 | 61468001.9996 | 3162277.6602 | 4.586 | 7177.392 | 13403.4677 | 146.3208 | 273.2478
1 | 3200 | 707 | 0.03 | 15 | 15 | 7 | 4.217e-09 | 5spot_SharedNeighbor | CO2 | Porous | Wet | R245fa | MinimizeLCOE_Brownfield | IgnoreSilica | 114.2808 | 13.171 | 1.1479 | 4 | 7169.2149 | 13387.7761 | 146.1541 | 272.9279 | 61.1513 | 6.5591 | 78.8294 | 2849560.7164 | 0 | 3136415.473 | 0 | 0 | 0 | 318755.9092 | 2458845.5185 | 6397411.6605 | 4366364.9119 | 19527354.1895 | 961560.8286 | 12428672.291 | 12428672.291 | 10608277.457 | 5515693.4429 | 0 | 32917587.3091 | 61470230.5001 | 4216965.0343 | 4.5915 | 7169.2149 | 13387.7761 | 146.1541 | 272.9279
1 | 3200 | 707 | 0.03 | 15 | 15 | 7 | 5.6234e-09 | 5spot_SharedNeighbor | CO2 | Porous | Wet | R245fa | MinimizeLCOE_Brownfield | IgnoreSilica | 114.3493 | 13.1793 | 1.1489 | 4 | 7163.0792 | 13376.0772 | 146.0291 | 272.6894 | 61.1468 | 6.558 | 75.2026 | 2850505.4883 | 0 | 3137936.9024 | 0 | 0 | 0 | 316702.1776 | 2459006.3817 | 6397830.1936 | 4366650.5694 | 19528631.713 | 961560.8286 | 12428672.291 | 12428672.291 | 10608277.457 | 5515693.4429 | 0 | 32918864.8326 | 61471508.0235 | 5623413.2519 | 4.5956 | 7163.0792 | 13376.0772 | 146.0291 | 272.6894
1 | 3200 | 707 | 0.03 | 15 | 15 | 7 | 7.4989e-09 | 5spot_SharedNeighbor | CO2 | Porous | Wet | R245fa | MinimizeLCOE_Brownfield | IgnoreSilica | 114.3882 | 13.1842 | 1.1496 | 4 | 7158.476 | 13367.6436 | 145.9352 | 272.5175 | 61.1442 | 6.5573 | 69.3766 | 2851040.9674 | 0 | 3138799.8338 | 0 | 0 | 0 | 315025.9923 | 2458898.0494 | 6397548.3353 | 4366458.1953 | 19527771.3734 | 961560.8286 | 12428672.291 | 12428672.291 | 10608277.457 | 5515693.4429 | 0 | 32918004.4929 | 61470647.6839 | 7498942.0933 | 4.5985 | 7158.476 | 13367.6436 | 145.9352 | 272.5175
1 | 3200 | 707 | 0.03 | 15 | 15 | 7 | 1e-08 | 5spot_SharedNeighbor | CO2 | Porous | Wet | R245fa | MinimizeLCOE_Brownfield | IgnoreSilica | 114.4271 | 13.189 | 1.1502 | 4 | 7155.0228 | 13361.0562 | 145.8648 | 272.3832 | 61.1416 | 6.5567 | 73.2868 | 2851576.6889 | 0 | 3139663.2236 | 0 | 0 | 0 | 313865.0792 | 2458990.9467 | 6397790.035 | 4366623.1603 | 19528509.1337 | 961560.8286 | 12428672.291 | 12428672.291 | 10608277.457 | 5515693.4429 | 0 | 32918742.2533 | 61471385.4443 | 10000000 | 4.6008 | 7155.0228 | 13361.0562 | 145.8648 | 272.3832
1 | 3300 | 707 | 0.03 | 15 | 15 | 7 | 1e-13 | 5spot_SharedNeighbor | CO2 | Porous | Wet | R245fa | MinimizeLCOE_Brownfield | IgnoreSilica | 0.441 | -0.019073 | 0.00014444 | 4 | 24373098.9485 | 75354009.8686 | 496878.5891 | 1536193.415 | 36.4337 | 5.1086 | 38.4996 | 32227.2026 | 0 | 9312.1147 | 0 | 0 | 0 | 32735.3357 | 28967.1147 | 75366.4904 | 51439.1783 | 230047.4363 | 961560.8286 | 12889752.6116 | 12889752.6116 | 10890904.1141 | 5673152.4101 | 0 | 14081360.8765 | 43535170.0123 | 100 | 0.00057774 | 24373098.9485 | 75354009.8686 | 496878.5891 | 1536193.415
1 | 3300 | 707 | 0.03 | 15 | 15 | 7 | 1.3335e-13 | 5spot_SharedNeighbor | CO2 | Porous | Wet | R245fa | MinimizeLCOE_Brownfield | IgnoreSilica | 0.77197 | -0.0047618 | 0.00083761 | 4 | 4262270.4566 | 13053336.8865 | 86892.1484 | 266109.9284 | 44.4373 | 5.9348 | 42.0818 | 58189.6293 | 0 | 27758.8154 | 0 | 0 | 0 | 52595.0199 | 54031.9512 | 140580.0535 | 95948.7752 | 429104.2444 | 961560.8286 | 12889752.6116 | 12889752.6116 | 10890904.1141 | 5673152.4101 | 0 | 14280417.6846 | 43734226.8204 | 133.3521 | 0.0033504 | 4262270.4566 | 13053336.8865 | 86892.1484 | 266109.9284
1 | 3300 | 707 | 0.03 | 15 | 15 | 7 | 1.7783e-13 | 5spot_SharedNeighbor | CO2 | Porous | Wet | R245fa | MinimizeLCOE_Brownfield | IgnoreSilica | 1.1652 | 0.023779 | 0.0022105 | 4 | 1640759.9051 | 4971946.8383 | 33449.11 | 101359.8614 | 49.747 | 6.4613 | 103.2553 | 88331.3976 | 0 | 49871.3986 | 0 | 0 | 0 | 73603.1874 | 82604.3336 | 214919.5315 | 146686.9964 | 656016.8449 | 961560.8286 | 12889752.6116 | 12889752.6116 | 10890904.1141 | 5673152.4101 | 0 | 14507330.2851 | 43961139.4209 | 177.8279 | 0.0088418 | 1640759.9051 | 4971946.8383 | 33449.11 | 101359.8614
1 | 3300 | 707 | 0.03 | 15 | 15 | 7 | 2.3714e-13 | 5spot_SharedNeighbor | CO2 | Porous | Wet | R245fa | MinimizeLCOE_Brownfield | IgnoreSilica | 1.632 | 0.065756 | 0.004428 | 4 | 833091.6108 | 2496039.1996 | 16983.6993 | 50885.1352 | 53.4792 | 6.813 | 154.1187 | 121931.063 | 0 | 75147.206 | 0 | 0 | 0 | 94872.5036 | 113860.8013 | 296242.449 | 202191.5586 | 904245.5815 | 961560.8286 | 12889752.6116 | 12889752.6116 | 10890904.1141 | 5673152.4101 | 0 | 14755559.0216 | 44209368.1574 | 237.1374 | 0.017712 | 833091.6108 | 2496039.1996 | 16983.6993 | 50885.1352
1 | 3300 | 707 | 0.03 | 15 | 15 | 7 | 3.1623e-13 | 5spot_SharedNeighbor | CO2 | Porous | Wet | R245fa | MinimizeLCOE_Brownfield | IgnoreSilica | 2.2154 | 0.1241 | 0.0077168 | 4 | 487271.5311 | 1441485.3649 | 9933.6892 | 29386.6289 | 56.3412 | 7.0692 | 216.5258 | 160874.8304 | 0 | 105180.0289 | 0 | 0 | 0 | 117944.4495 | 149759.7304 | 389644.0986 | 265940.1037 | 1189343.2414 | 961560.8286 | 12889752.6116 | 12889752.6116 | 10890904.1141 | 5673152.4101 | 0 | 15040656.6816 | 44494465.8174 | 316.2278 | 0.030867 | 487271.5311 | 1441485.3649 | 9933.6892 | 29386.6289
1 | 3300 | 707 | 0.03 | 15 | 15 | 7 | 4.217e-13 | 5spot_SharedNeighbor | CO2 | Porous | Wet | R245fa | MinimizeLCOE_Brownfield | IgnoreSilica | 2.9593 | 0.20302 | 0.012379 | 4 | 310505.5307 | 905345.4959 | 6330.0752 | 18456.6925 | 58.6025 | 7.2619 | 40.0927 | 206666.9851 | 0 | 141407.5745 | 0 | 0 | 0 | 143822.1402 | 191839.7129 | 499127.5813 | 340664.8303 | 1523528.8244 | 961560.8286 | 12889752.6116 | 12889752.6116 | 10890904.1141 | 5673152.4101 | 0 | 15374842.2646 | 44828651.4004 | 421.6965 | 0.049516 | 310505.5307 | 905345.4959 | 6330.0752 | 18456.6925
1 | 3300 | 707 | 0.03 | 15 | 15 | 7 | 5.6234e-13 | 5spot_SharedNeighbor | CO2 | Porous | Wet | R245fa | MinimizeLCOE_Brownfield | IgnoreSilica | 3.9339 | 0.30978 | 0.018827 | 4 | 209528.4502 | 600633.6232 | 4271.5209 | 12244.7288 | 60.4305 | 7.4107 | 42.096 | 261832.6199 | 0 | 186213.5212 | 0 | 0 | 0 | 174473.737 | 242782.7524 | 631670.9202 | 431128.3826 | 1928101.9333 | 961560.8286 | 12889752.6116 | 12889752.6116 | 10890904.1141 | 5673152.4101 | 0 | 15779415.3735 | 45233224.5093 | 562.3413 | 0.075309 | 209528.4502 | 600633.6232 | 4271.5209 | 12244.7288
1 | 3300 | 707 | 0.03 | 15 | 15 | 7 | 7.4989e-13 | 5spot_SharedNeighbor | CO2 | Porous | Wet | R245fa | MinimizeLCOE_Brownfield | IgnoreSilica | 5.1977 | 0.45113 | 0.027598 | 4 | 147320.1712 | 414132.3719 | 3003.321 | 8442.6486 | 61.8805 | 7.5241 | 65.8221 | 327530.8208 | 0 | 241020.068 | 0 | 0 | 0 | 210070.1449 | 303662.2032 | 790066.7629 | 539236.7999 | 2411586.7998 | 961560.8286 | 12889752.6116 | 12889752.6116 | 10890904.1141 | 5673152.4101 | 0 | 16262900.24 | 45716709.3757 | 749.8942 | 0.11039 | 147320.1712 | 414132.3719 | 3003.321 | 8442.6486
1 | 3300 | 707 | 0.03 | 15 | 15 | 7 | 1e-12 | 5spot_SharedNeighbor | CO2 | Porous | Wet | R245fa | MinimizeLCOE_Brownfield | IgnoreSilica | 6.8102 | 0.63413 | 0.039374 | 4 | 106859.5102 | 293871.161 | 2178.4757 | 5990.9611 | 63.0091 | 7.6091 | 52.1191 | 404596.0037 | 0 | 307037.3057 | 0 | 0 | 0 | 250108.7113 | 375079.3881 | 975879.6284 | 666057.8987 | 2978758.936 | 961560.8286 | 12889752.6116 | 12889752.6116 | 10890904.1141 | 5673152.4101 | 0 | 16830072.3762 | 46283881.512 | 1000 | 0.1575 | 106859.5102 | 293871.161 | 2178.4757 | 5990.9611
1 | 3300 | 707 | 0.03 | 15 | 15 | 7 | 1.3335e-12 | 5spot_SharedNeighbor | CO2 | Porous | Wet | R245fa | MinimizeLCOE_Brownfield | IgnoreSilica | 8.8908 | 0.87214 | 0.055079 | 4 | 79460.0662 | 213149.2392 | 1619.9009 | 4345.3355 | 63.8947 | 7.6731 | 47.8764 | 496148.0699 | 0 | 387546.1777 | 0 | 0 | 0 | 296376.3809 | 460227.5451 | 1197417.6667 | 817262.162 | 3654978.0022 | 961560.8286 | 12889752.6116 | 12889752.6116 | 10890904.1141 | 5673152.4101 | 0 | 17506291.4424 | 46960100.5782 | 1333.5214 | 0.22032 | 79460.0662 | 213149.2392 | 1619.9009 | 4345.3355
1 | 3300 | 707 | 0.03 | 15 | 15 | 7 | 1.7783e-12 | 5spot_SharedNeighbor | CO2 | Porous | Wet | R245fa | MinimizeLCOE_Brownfield | IgnoreSilica | 11.5755 | 1.1808 | 0.075896 | 4 | 60325.8365 | 157345.9694 | 1229.8238 | 3207.7104 | 64.5839 | 7.7204 | 54.32 | 605034.9035 | 0 | 485827.5322 | 0 | 0 | 0 | 349986.9142 | 561931.2465 | 1462029.8354 | 997865.4044 | 4462675.8362 | 961560.8286 | 12889752.6116 | 12889752.6116 | 10890904.1141 | 5673152.4101 | 0 | 18313989.2763 | 47767798.4121 | 1778.2794 | 0.30358 | 60325.8365 | 157345.9694 | 1229.8238 | 3207.7104
1 | 3300 | 707 | 0.03 | 15 | 15 | 7 | 2.3714e-12 | 5spot_SharedNeighbor | CO2 | Porous | Wet | R245fa | MinimizeLCOE_Brownfield | IgnoreSilica | 14.964 | 1.5724 | 0.10321 | 4 | 46640.8029 | 117987.2747 | 950.8359 | 2405.3302 | 65.1038 | 7.7529 | 62.0219 | 731912.7667 | 0 | 603348.2825 | 0 | 0 | 0 | 409287.0979 | 680373.7774 | 1770193.0048 | 1208193.0996 | 5403308.0289 | 961560.8286 | 12889752.6116 | 12889752.6116 | 10890904.1141 | 5673152.4101 | 0 | 19254621.4691 | 48708430.6048 | 2371.3737 | 0.41283 | 46640.8029 | 117987.2747 | 950.8359 | 2405.3302
1 | 3300 | 707 | 0.03 | 15 | 15 | 7 | 3.1623e-12 | 5spot_SharedNeighbor | CO2 | Porous | Wet | R245fa | MinimizeLCOE_Brownfield | IgnoreSilica | 19.2392 | 2.0683 | 0.13877 | 4 | 36668.3859 | 89732.4718 | 747.5346 | 1829.3178 | 65.4892 | 7.7725 | 53.3882 | 879961.9826 | 0 | 744070.0529 | 0 | 0 | 0 | 475208.6221 | 818703.8564 | 2130099.4952 | 1453836.6746 | 6501880.6838 | 961560.8286 | 12889752.6116 | 12889752.6116 | 10890904.1141 | 5673152.4101 | 0 | 20353194.124 | 49807003.2598 | 3162.2777 | 0.55506 | 36668.3859 | 89732.4718 | 747.5346 | 1829.3178
1 | 3300 | 707 | 0.03 | 15 | 15 | 7 | 4.217e-12 | 5spot_SharedNeighbor | CO2 | Porous | Wet | R245fa | MinimizeLCOE_Brownfield | IgnoreSilica | 24.5593 | 2.6874 | 0.18449 | 4 | 29294.8866 | 69207.147 | 597.2159 | 1410.8813 | 65.7585 | 7.7791 | 54.6977 | 1050575.1044 | 0 | 910567.1781 | 0 | 0 | 0 | 546646.1313 | 978037.4814 | 2544652.9035 | 1736777.894 | 7767256.6928 | 961560.8286 | 12889752.6116 | 12889752.6116 | 10890904.1141 | 5673152.4101 | 0 | 21618570.133 | 51072379.2688 | 4216.965 | 0.73796 | 29294.8866 | 69207.147 | 597.2159 | 1410.8813
1 | 3300 | 707 | 0.03 | 15 | 15 | 7 | 5.6234e-12 | 5spot_SharedNeighbor | CO2 | Porous | Wet | R245fa | MinimizeLCOE_Brownfield | IgnoreSilica | 31.0297 | 3.4435 | 0.2422 | 4 | 23783.1505 | 54185.4013 | 484.8517 | 1104.6427 | 65.9223 | 7.7716 | 53.2842 | 1242995.2656 | 0 | 1103550.5979 | 0 | 0 | 0 | 620562.707 | 1157172.3425 | 3010725.0664 | 2054881.722 | 9189887.7013 | 961560.8286 | 12889752.6116 | 12889752.6116 | 10890904.1141 | 5673152.4101 | 0 | 23041201.1415 | 52495010.2773 | 5623.4133 | 0.9688 | 23783.1505 | 54185.4013 | 484.8517 | 1104.6427
1 | 3300 | 707 | 0.03 | 15 | 15 | 7 | 7.4989e-12 | 5spot_SharedNeighbor | CO2 | Porous | Wet | R245fa | MinimizeLCOE_Brownfield | IgnoreSilica | 38.6861 | 4.3421 | 0.3132 | 4 | 19632.524 | 43142.7049 | 400.2356 | 879.5224 | 65.9858 | 7.7479 | 56.6497 | 1454414.8576 | 0 | 1321837.071 | 0 | 0 | 0 | 692797.2665 | 1352929.1861 | 3520044.2183 | 2402502.5086 | 10744525.1081 | 961560.8286 | 12889752.6116 | 12889752.6116 | 10890904.1141 | 5673152.4101 | 0 | 24595838.5483 | 54049647.684 | 7498.9421 | 1.2528 | 19632.524 | 43142.7049 | 400.2356 | 879.5224
1 | 3300 | 707 | 0.03 | 15 | 15 | 7 | 1e-11 | 5spot_SharedNeighbor | CO2 | Porous | Wet | R245fa | MinimizeLCOE_Brownfield | IgnoreSilica | 47.3903 | 5.369 | 0.39744 | 4 | 16495.4036 | 35022.6114 | 336.2811 | 713.9833 | 65.9503 | 7.7059 | 68.1294 | 1677860.9449 | 0 | 1559932.8733 | 0 | 0 | 0 | 756846.9138 | 1557909.8855 | 4053361.9507 | 2766502.8196 | 12372415.3878 | 961560.8286 | 12889752.6116 | 12889752.6116 | 10890904.1141 | 5673152.4101 | 0 | 26223728.828 | 55677537.9638 | 10000 | 1.5898 | 16495.4036 | 35022.6114 | 336.2811 | 713.9833
1 | 3300 | 707 | 0.03 | 15 | 15 | 7 | 1.3335e-11 | 5spot_SharedNeighbor | CO2 | Porous | Wet | R245fa | MinimizeLCOE_Brownfield | IgnoreSilica | 56.7714 | 6.4825 | 0.49262 | 4 | 14124.6296 | 29072.1819 | 287.9497 | 592.6758 | 65.818 | 7.6451 | 57.2297 | 1902016.2742 | 0 | 1807208.2096 | 0 | 0 | 0 | 804756.9715 | 1760452.7676 | 4580336.9827 | 3126174.1072 | 13980945.3128 | 961560.8286 | 12889752.6116 | 12889752.6116 | 10890904.1141 | 5673152.4101 | 0 | 27832258.753 | 57286067.8888 | 13335.2143 | 1.9705 | 14124.6296 | 29072.1819 | 287.9497 | 592.6758
1 | 3300 | 707 | 0.03 | 15 | 15 | 7 | 1.7783e-11 | 5spot_SharedNeighbor | CO2 | Porous | Wet | R245fa | MinimizeLCOE_Brownfield | IgnoreSilica | 66.2714 | 7.6174 | 0.59401 | 4 | 12338.3532 | 24734.4646 | 251.534 | 504.2455 | 65.6001 | 7.5679 | 71.3152 | 2113646.8827 | 0 | 2049666.1104 | 0 | 0 | 0 | 829903.9791 | 1947354.6191 | 5066617.2616 | 3458070.3896 | 15465259.2425 | 961560.8286 | 12889752.6116 | 12889752.6116 | 10890904.1141 | 5673152.4101 | 0 | 29316572.6827 | 58770381.8185 | 17782.7941 | 2.3761 | 12338.3532 | 24734.4646 | 251.534 | 504.2455
1 | 3300 | 707 | 0.03 | 15 | 15 | 7 | 2.3714e-11 | 5spot_SharedNeighbor | CO2 | Porous | Wet | R245fa | MinimizeLCOE_Brownfield | IgnoreSilica | 75.324 | 8.7055 | 0.69556 | 4 | 10997.6863 | 21584.0148 | 224.2027 | 440.0193 | 65.3198 | 7.48 | 86.0377 | 2302151.7252 | 0 | 2274478.458 | 0 | 0 | 0 | 830416.798 | 2108748.3227 | 5486530.5718 | 3744669.8522 | 16746995.7279 | 961560.8286 | 12889752.6116 | 12889752.6116 | 10890904.1141 | 5673152.4101 | 0 | 30598309.1681 | 60052118.3039 | 23713.7371 | 2.7822 | 10997.6863 | 21584.0148 | 224.2027 | 440.0193
1 | 3300 | 707 | 0.03 | 15 | 15 | 7 | 3.1623e-11 | 5spot_SharedNeighbor | CO2 | Porous | Wet | R245fa | MinimizeLCOE_Brownfield | IgnoreSilica | 83.4675 | 9.69 | 0.79137 | 4 | 9994.4823 | 19299.1476 | 203.751 | 393.4392 | 65.0094 | 7.3891 | 81.1101 | 2461329.9951 | 0 | 2472229.5107 | 0 | 0 | 0 | 808980.6421 | 2239590.6577 | 5826955.488 | 3977016.8526 | 17786103.1461 | 961560.8286 | 12889752.6116 | 12889752.6116 | 10890904.1141 | 5673152.4101 | 0 | 31637416.5863 | 61091225.7221 | 31622.7766 | 3.1655 | 9994.4823 | 19299.1476 | 203.751 | 393.4392
1 | 3300 | 707 | 0.03 | 15 | 15 | 7 | 4.217e-11 | 5spot_SharedNeighbor | CO2 | Porous | Wet | R245fa | MinimizeLCOE_Brownfield | IgnoreSilica | 90.4714 | 10.5411 | 0.87727 | 4 | 9244.8468 | 17638.4568 | 188.4687 | 359.5838 | 64.6992 | 7.302 | 70.3812 | 2590585.2824 | 0 | 2639285.5636 | 0 | 0 | 0 | 772075.4434 | 2340759.0529 | 6090174.8998 | 4156669.5097 | 18589549.7517 | 961560.8286 | 12889752.6116 | 12889752.6116 | 10890904.1141 | 5673152.4101 | 0 | 32440863.1919 | 61894672.3277 | 42169.6503 | 3.5091 | 9244.8468 | 17638.4568 | 188.4687 | 359.5838
1 | 3300 | 707 | 0.03 | 15 | 15 | 7 | 5.6234e-11 | 5spot_SharedNeighbor | CO2 | Porous | Wet | R245fa | MinimizeLCOE_Brownfield | IgnoreSilica | 96.2862 | 11.2507 | 0.95111 | 4 | 8684.667 | 16426.6169 | 177.0487 | 334.8788 | 64.4116 | 7.2235 | 77.6156 | 2692604.4919 | 0 | 2776052.747 | 0 | 0 | 0 | 726834.6185 | 2416241.8244 | 6286565.5877 | 4290710.1896 | 19189009.4591 | 961560.8286 | 12889752.6116 | 12889752.6116 | 10890904.1141 | 5673152.4101 | 0 | 33040322.8993 | 62494132.035 | 56234.1325 | 3.8044 | 8684.667 | 16426.6169 | 177.0487 | 334.8788
1 | 3300 | 707 | 0.03 | 15 | 15 | 7 | 7.4989e-11 | 5spot_SharedNeighbor | CO2 | Porous | Wet | R245fa | MinimizeLCOE_Brownfield | IgnoreSilica | 100.9628 | 11.8237 | 1.0124 | 4 | 8265.6741 | 15538.9469 | 168.5069 | 316.7825 | 64.1605 | 7.1563 | 101.4496 | 2771190.4381 | 0 | 2884872.235 | 0 | 0 | 0 | 679007.4385 | 2470677.3435 | 6428195.6422 | 4387375.612 | 19621318.7092 | 961560.8286 | 12889752.6116 | 12889752.6116 | 10890904.1141 | 5673152.4101 | 0 | 33472632.1494 | 62926441.2852 | 74989.4209 | 4.0496 | 8265.6741 | 15538.9469 | 168.5069 | 316.7825
1 | 3300 | 707 | 0.03 | 15 | 15 | 7 | 1e-10 | 5spot_SharedNeighbor | CO2 | Porous | Wet | R245fa | MinimizeLCOE_Brownfield | IgnoreSilica | 104.6512 | 12.2771 | 1.062 | 4 | 7951.8888 | 14885.5514 | 162.11 | 303.4621 | 63.95 | 7.1008 | 85.7181 | 2830994.0654 | 0 | 2969999.6951 | 0 | 0 | 0 | 633049.4273 | 2509276.8432 | 6528623.6226 | 4455919.7722 | 19927863.4258 | 961560.8286 | 12889752.6116 | 12889752.6116 | 10890904.1141 | 5673152.4101 | 0 | 33779176.866 | 63232986.0018 | 100000 | 4.2479 | 7951.8888 | 14885.5514 | 162.11 | 303.4621
1 | 3300 | 707 | 0.03 | 15 | 15 | 7 | 1.3335e-10 | 5spot_SharedNeighbor | CO2 | Porous | Wet | R245fa | MinimizeLCOE_Brownfield | IgnoreSilica | 107.5212 | 12.6309 | 1.1013 | 4 | 7716.6126 | 14402.4632 | 157.3136 | 293.6137 | 63.7786 | 7.0561 | 85.7998 | 2876196.8402 | 0 | 3035829.8101 | 0 | 0 | 0 | 591609.1232 | 2536417.9516 | 6599239.2193 | 4504116.368 | 20143409.3123 | 961560.8286 | 12889752.6116 | 12889752.6116 | 10890904.1141 | 5673152.4101 | 0 | 33994722.7525 | 63448531.8883 | 133352.1432 | 4.4054 | 7716.6126 | 14402.4632 | 157.3136 | 293.6137
1 | 3300 | 707 | 0.03 | 15 | 15 | 7 | 1.7783e-10 | 5spot_SharedNeighbor | CO2 | Porous | Wet | R245fa | MinimizeLCOE_Brownfield | IgnoreSilica | 109.713 | 12.9017 | 1.1321 | 4 | 7540.0382 | 14044.5594 | 153.7139 | 286.3173 | 63.6431 | 7.021 | 88.1493 | 2909931.734 | 0 | 3085872.3755 | 0 | 0 | 0 | 555654.8266 | 2555068.9851 | 6647765.3824 | 4537236.4714 | 20291529.7749 | 961560.8286 | 12889752.6116 | 12889752.6116 | 10890904.1141 | 5673152.4101 | 0 | 34142843.2151 | 63596652.3509 | 177827.941 | 4.5282 | 7540.0382 | 14044.5594 | 153.7139 | 286.3173
1 | 3300 | 707 | 0.03 | 15 | 15 | 7 | 2.3714e-10 | 5spot_SharedNeighbor | CO2 | Porous | Wet | R245fa | MinimizeLCOE_Brownfield | IgnoreSilica | 110.264 | 12.981 | 1.15 | 4 | 7407.2835 | 13810.1107 | 151.0075 | 281.5378 | 63.6061 | 7.0114 | 142.987 | 2918170.898 | 0 | 3098452.452 | 0 | 0 | 0 | 512748.539 | 2546455.0367 | 6625353.6558 | 4521940.0075 | 20223120.589 | 961560.8286 | 12889752.6116 | 12889752.6116 | 10890904.1141 | 5673152.4101 | 0 | 34074434.0292 | 63528243.165 | 237137.3706 | 4.6001 | 7407.2835 | 13810.1107 | 151.0075 | 281.5378
1 | 3300 | 707 | 0.03 | 15 | 15 | 7 | 3.1623e-10 | 5spot_SharedNeighbor | CO2 | Porous | Wet | R245fa | MinimizeLCOE_Brownfield | IgnoreSilica | 112.6903 | 13.2705 | 1.1743 | 4 | 7307.2043 | 13577.9543 | 148.9672 | 276.805 | 63.4514 | 6.9716 | 78.5341 | 2954577.1499 | 0 | 3153595.4359 | 0 | 0 | 0 | 501146.5325 | 2577634.4561 | 6706476.1093 | 4577307.7489 | 20470737.4326 | 961560.8286 | 12889752.6116 | 12889752.6116 | 10890904.1141 | 5673152.4101 | 0 | 34322050.8728 | 63775860.0086 | 316227.766 | 4.697 | 7307.2043 | 13577.9543 | 148.9672 | 276.805
1 | 3300 | 707 | 0.03 | 15 | 15 | 7 | 4.217e-10 | 5spot_SharedNeighbor | CO2 | Porous | Wet | R245fa | MinimizeLCOE_Brownfield | IgnoreSilica | 113.6501 | 13.3896 | 1.1881 | 4 | 7232.4575 | 13429.9013 | 147.4434 | 273.7867 | 63.3887 | 6.9556 | 80.509 | 2968736.9129 | 0 | 3175328.1962 | 0 | 0 | 0 | 481635.4942 | 2584023.2353 | 6723098.4021 | 4588652.8053 | 20521475.046 | 961560.8286 | 12889752.6116 | 12889752.6116 | 10890904.1141 | 5673152.4101 | 0 | 34372788.4862 | 63826597.622 | 421696.5034 | 4.7526 | 7232.4575 | 13429.9013 | 147.4434 | 273.7867
1 | 3300 | 707 | 0.03 | 15 | 15 | 7 | 5.6234e-10 | 5spot_SharedNeighbor | CO2 | Porous | Wet | R245fa | MinimizeLCOE_Brownfield | IgnoreSilica | 114.354 | 13.4772 | 1.1986 | 4 | 7176.3123 | 13319.7588 | 146.2988 | 271.5413 | 63.3423 | 6.9438 | 80.8069 | 2979036.3203 | 0 | 3191241.7495 | 0 | 0 | 0 | 466056.9443 | 2588170.6555 | 6733889.1388 | 4596017.7048 | 20554412.5132 | 961560.8286 | 12889752.6116 | 12889752.6116 | 10890904.1141 | 5673152.4101 | 0 | 34405725.9534 | 63859535.0892 | 562341.3252 | 4.7943 | 7176.3123 | 13319.7588 | 146.2988 | 271.5413
1 | 3300 | 707 | 0.03 | 15 | 15 | 7 | 7.4989e-10 | 5spot_SharedNeighbor | CO2 | Porous | Wet | R245fa | MinimizeLCOE_Brownfield | IgnoreSilica | 114.8876 | 13.5437 | 1.2065 | 4 | 7134.1466 | 13237.2481 | 145.4392 | 269.8592 | 63.3068 | 6.9347 | 80.0216 | 2986797.373 | 0 | 3203293.9719 | 0 | 0 | 0 | 453975.5314 | 2591186.0818 | 6741734.6594 | 4601372.4339 | 20578360.0514 | 961560.8286 | 12889752.6116 | 12889752.6116 | 10890904.1141 | 5673152.4101 | 0 | 34429673.4916 | 63883482.6274 | 749894.2093 | 4.826 | 7134.1466 | 13237.2481 | 145.4392 | 269.8592
1 | 3300 | 707 | 0.03 | 15 | 15 | 7 | 1e-09 | 5spot_SharedNeighbor | CO2 | Porous | Wet | R245fa | MinimizeLCOE_Brownfield | IgnoreSilica | 115.2897 | 13.5937 | 1.2125 | 4 | 7102.4867 | 13175.4523 | 144.7938 | 268.5994 | 63.2799 | 6.9279 | 74.9147 | 2992618.6829 | 0 | 3212368.8239 | 0 | 0 | 0 | 444664.8952 | 2593364.4368 | 6747402.2923 | 4605240.7097 | 20595659.8408 | 961560.8286 | 12889752.6116 | 12889752.6116 | 10890904.1141 | 5673152.4101 | 0 | 34446973.281 | 63900782.4168 | 1000000 | 4.85 | 7102.4867 | 13175.4523 | 144.7938 | 268.5994
1 | 3300 | 707 | 0.03 | 15 | 15 | 7 | 1.3335e-09 | 5spot_SharedNeighbor | CO2 | Porous | Wet | R245fa | MinimizeLCOE_Brownfield | IgnoreSilica | 115.6038 | 13.6328 | 1.2171 | 4 | 7078.7204 | 13128.8574 | 144.3093 | 267.6495 | 63.2588 | 6.9225 | 84.5009 | 2997150.4514 | 0 | 3219454.336 | 0 | 0 | 0 | 437656.6839 | 2595161.9738 | 6752079.115 | 4608432.7373 | 20609935.2975 | 961560.8286 | 12889752.6116 | 12889752.6116 | 10890904.1141 | 5673152.4101 | 0 | 34461248.7377 | 63915057.8735 | 1333521.4322 | 4.8683 | 7078.7204 | 13128.8574 | 144.3093 | 267.6495
1 | 3300 | 707 | 0.03 | 15 | 15 | 7 | 1.7783e-09 | 5spot_SharedNeighbor | CO2 | Porous | Wet | R245fa | MinimizeLCOE_Brownfield | IgnoreSilica | 115.8233 | 13.6602 | 1.2204 | 4 | 7060.8832 | 13094.3706 | 143.9457 | 266.9465 | 63.2439 | 6.9188 | 74.2121 | 3000307.9797 | 0 | 3224402.279 | 0 | 0 | 0 | 432141.1087 | 2596172.0333 | 6754707.0824 | 4610226.3791 | 20617956.8621 | 961560.8286 | 12889752.6116 | 12889752.6116 | 10890904.1141 | 5673152.4101 | 0 | 34469270.3023 | 63923079.4381 | 1778279.41 | 4.8817 | 7060.8832 | 13094.3706 | 143.9457 | 266.9465
1 | 3300 | 707 | 0.03 | 15 | 15 | 7 | 2.3714e-09 | 5spot_SharedNeighbor | CO2 | Porous | Wet | R245fa | MinimizeLCOE_Brownfield | IgnoreSilica | 115.9935 | 13.6814 | 1.223 | 4 | 7047.4984 | 13068.3847 | 143.6728 | 266.4167 | 63.2324 | 6.9159 | 71.2494 | 3002752.2694 | 0 | 3228238.7704 | 0 | 0 | 0 | 428011.5696 | 2597011.0177 | 6756889.9477 | 4611716.2295 | 20624619.8042 | 961560.8286 | 12889752.6116 | 12889752.6116 | 10890904.1141 | 5673152.4101 | 0 | 34475933.2444 | 63929742.3802 | 2371373.7057 | 4.8919 | 7047.4984 | 13068.3847 | 143.6728 | 266.4167
1 | 3300 | 707 | 0.03 | 15 | 15 | 7 | 3.1623e-09 | 5spot_SharedNeighbor | CO2 | Porous | Wet | R245fa | MinimizeLCOE_Brownfield | IgnoreSilica | 116.123 | 13.6975 | 1.2249 | 4 | 7037.4561 | 13048.8631 | 143.4681 | 266.0187 | 63.2237 | 6.9136 | 72.8129 | 3004608.6764 | 0 | 3231156.1953 | 0 | 0 | 0 | 424903.8193 | 2597660.7895 | 6758580.5208 | 4612870.0804 | 20629780.0816 | 961560.8286 | 12889752.6116 | 12889752.6116 | 10890904.1141 | 5673152.4101 | 0 | 34481093.5218 | 63934902.6576 | 3162277.6602 | 4.8997 | 7037.4561 | 13048.8631 | 143.4681 | 266.0187
1 | 3300 | 707 | 0.03 | 15 | 15 | 7 | 4.217e-09 | 5spot_SharedNeighbor | CO2 | Porous | Wet | R245fa | MinimizeLCOE_Brownfield | IgnoreSilica | 116.2176 | 13.7094 | 1.2263 | 4 | 7029.9223 | 13034.2932 | 143.3145 | 265.7217 | 63.2172 | 6.912 | 70.1328 | 3005963.9658 | 0 | 3233288.1155 | 0 | 0 | 0 | 422530.6557 | 2598095.2674 | 6759710.9433 | 4613641.617 | 20633230.5647 | 961560.8286 | 12889752.6116 | 12889752.6116 | 10890904.1141 | 5673152.4101 | 0 | 34484544.0049 | 63938353.1407 | 4216965.0343 | 4.9054 | 7029.9223 | 13034.2932 | 143.3145 | 265.7217
1 | 3300 | 707 | 0.03 | 15 | 15 | 7 | 5.6234e-09 | 5spot_SharedNeighbor | CO2 | Porous | Wet | R245fa | MinimizeLCOE_Brownfield | IgnoreSilica | 116.2862 | 13.7179 | 1.2274 | 4 | 7024.2711 | 13023.433 | 143.1993 | 265.5003 | 63.2126 | 6.9108 | 67.0553 | 3006944.4944 | 0 | 3234831.6058 | 0 | 0 | 0 | 420716.0213 | 2598371.9274 | 6760430.7558 | 4614132.9038 | 20635427.7085 | 961560.8286 | 12889752.6116 | 12889752.6116 | 10890904.1141 | 5673152.4101 | 0 | 34486741.1487 | 63940550.2845 | 5623413.2519 | 4.9097 | 7024.2711 | 13023.433 | 143.1993 | 265.5003
1 | 3300 | 707 | 0.03 | 15 | 15 | 7 | 7.4989e-09 | 5spot_SharedNeighbor | CO2 | Porous | Wet | R245fa | MinimizeLCOE_Brownfield | IgnoreSilica | 116.3445 | 13.7252 | 1.2282 | 4 | 7020.0323 | 13015.1138 | 143.1129 | 265.3307 | 63.2086 | 6.9098 | 63.4115 | 3007778.9658 | 0 | 3236145.8218 | 0 | 0 | 0 | 419421.9731 | 2598705.2367 | 6761297.9581 | 4614724.7872 | 20638074.7426 | 961560.8286 | 12889752.6116 | 12889752.6116 | 10890904.1141 | 5673152.4101 | 0 | 34489388.1828 | 63943197.3186 | 7498942.0933 | 4.913 | 7020.0323 | 13015.1138 | 143.1129 | 265.3307
1 | 3300 | 707 | 0.03 | 15 | 15 | 7 | 1e-08 | 5spot_SharedNeighbor | CO2 | Porous | Wet | R245fa | MinimizeLCOE_Brownfield | IgnoreSilica | 116.3808 | 13.7297 | 1.2288 | 4 | 7016.8531 | 13009.0663 | 143.048 | 265.2074 | 63.2062 | 6.9092 | 77.0122 | 3008297.5972 | 0 | 3236963.006 | 0 | 0 | 0 | 418371.031 | 2598816.3374 | 6761587.0193 | 4614922.0774 | 20638957.0683 | 961560.8286 | 12889752.6116 | 12889752.6116 | 10890904.1141 | 5673152.4101 | 0 | 34490270.5085 | 63944079.6442 | 10000000 | 4.9153 | 7016.8531 | 13009.0663 | 143.048 | 265.2074
1 | 3400 | 707 | 0.03 | 15 | 15 | 7 | 1e-13 | 5spot_SharedNeighbor | CO2 | Porous | Wet | R245fa | MinimizeLCOE_Brownfield | IgnoreSilica | 0.46248 | -0.020041 | 0.00012992 | 4 | 28032776.2474 | 86471911.5373 | 571486.0609 | 1762846.8786 | 37.2278 | 5.4334 | 40.6008 | 34775.9609 | 0 | 9994.0904 | 0 | 0 | 0 | 35748.3445 | 31402.1743 | 81702.0161 | 55763.3048 | 249385.891 | 961560.8286 | 13356693.023 | 13356693.023 | 11179097.8575 | 5832955.4136 | 0 | 14567639.7427 | 44936386.0368 | 100 | 0.00051966 | 28032776.2474 | 86471911.5373 | 571486.0609 | 1762846.8786
1 | 3400 | 707 | 0.03 | 15 | 15 | 7 | 1.3335e-13 | 5spot_SharedNeighbor | CO2 | Porous | Wet | R245fa | MinimizeLCOE_Brownfield | IgnoreSilica | 0.80624 | -0.0049468 | 0.00088601 | 4 | 4170112.2325 | 12739092.9088 | 85013.3784 | 259703.6398 | 45.4842 | 6.2814 | 34.3262 | 62411.6288 | 0 | 29283.0373 | 0 | 0 | 0 | 57069.2477 | 58017.9264 | 150950.7434 | 103026.9841 | 460759.5677 | 961560.8286 | 13356693.023 | 13356693.023 | 11179097.8575 | 5832955.4136 | 0 | 14779013.4194 | 45147759.7135 | 133.3521 | 0.003544 | 4170112.2325 | 12739092.9088 | 85013.3784 | 259703.6398
1 | 3400 | 707 | 0.03 | 15 | 15 | 7 | 1.7783e-13 | 5spot_SharedNeighbor | CO2 | Porous | Wet | R245fa | MinimizeLCOE_Brownfield | IgnoreSilica | 1.2236 | 0.025722 | 0.0023956 | 4 | 1568068.8835 | 4737323.0669 | 31967.2052 | 96576.7384 | 51.1064 | 6.8322 | 106.6029 | 95186.1329 | 0 | 52906.4522 | 0 | 0 | 0 | 80320.6021 | 89081.143 | 231770.8611 | 158188.3751 | 707453.5664 | 961560.8286 | 13356693.023 | 13356693.023 | 11179097.8575 | 5832955.4136 | 0 | 15025707.4181 | 45394453.7122 | 177.8279 | 0.0095823 | 1568068.8835 | 4737323.0669 | 31967.2052 | 96576.7384
1 | 3400 | 707 | 0.03 | 15 | 15 | 7 | 2.3714e-13 | 5spot_SharedNeighbor | CO2 | Porous | Wet | R245fa | MinimizeLCOE_Brownfield | IgnoreSilica | 1.7098 | 0.070317 | 0.0048383 | 4 | 790036.9871 | 2359216.5186 | 16105.9726 | 48095.8198 | 54.991 | 7.1925 | 159.2826 | 131051.6835 | 0 | 79411.1691 | 0 | 0 | 0 | 103215.3077 | 122334.4825 | 318289.2292 | 217238.9391 | 971540.8109 | 961560.8286 | 13356693.023 | 13356693.023 | 11179097.8575 | 5832955.4136 | 0 | 15289794.6626 | 45658540.9567 | 237.1374 | 0.019353 | 790036.9871 | 2359216.5186 | 16105.9726 | 48095.8198
1 | 3400 | 707 | 0.03 | 15 | 15 | 7 | 3.1623e-13 | 5spot_SharedNeighbor | CO2 | Porous | Wet | R245fa | MinimizeLCOE_Brownfield | IgnoreSilica | 2.3126 | 0.13194 | 0.0084618 | 4 | 460607.1351 | 1357832.5673 | 9390.0995 | 27681.2535 | 57.9662 | 7.4541 | 222.379 | 172332.3723 | 0 | 110670.5437 | 0 | 0 | 0 | 127715.5251 | 160180.1921 | 416756.0022 | 284444.535 | 1272099.1705 | 961560.8286 | 13356693.023 | 13356693.023 | 11179097.8575 | 5832955.4136 | 0 | 15590353.0221 | 45959099.3163 | 316.2278 | 0.033847 | 460607.1351 | 1357832.5673 | 9390.0995 | 27681.2535
1 | 3400 | 707 | 0.03 | 15 | 15 | 7 | 4.217e-13 | 5spot_SharedNeighbor | CO2 | Porous | Wet | R245fa | MinimizeLCOE_Brownfield | IgnoreSilica | 3.1102 | 0.21796 | 0.013613 | 4 | 293089.4329 | 850821.858 | 5975.0245 | 17345.1544 | 60.4028 | 7.6576 | 43.9486 | 222685.2623 | 0 | 149784.6399 | 0 | 0 | 0 | 157218.446 | 206578.4558 | 537474.767 | 366837.5725 | 1640579.1435 | 961560.8286 | 13356693.023 | 13356693.023 | 11179097.8575 | 5832955.4136 | 0 | 15958832.9952 | 46327579.2893 | 421.6965 | 0.05445 | 293089.4329 | 850821.858 | 5975.0245 | 17345.1544
1 | 3400 | 707 | 0.03 | 15 | 15 | 7 | 5.6234e-13 | 5spot_SharedNeighbor | CO2 | Porous | Wet | R245fa | MinimizeLCOE_Brownfield | IgnoreSilica | 4.1313 | 0.33225 | 0.02073 | 4 | 197684.6195 | 563925.9689 | 4030.0684 | 11496.3936 | 62.3204 | 7.8103 | 52.5362 | 281925.4674 | 0 | 197032.0989 | 0 | 0 | 0 | 190591.1376 | 261123.9945 | 679391.0698 | 463698.3652 | 2073762.1334 | 961560.8286 | 13356693.023 | 13356693.023 | 11179097.8575 | 5832955.4136 | 0 | 16392015.985 | 46760762.2792 | 562.3413 | 0.08292 | 197684.6195 | 563925.9689 | 4030.0684 | 11496.3936
1 | 3400 | 707 | 0.03 | 15 | 15 | 7 | 7.4989e-13 | 5spot_SharedNeighbor | CO2 | Porous | Wet | R245fa | MinimizeLCOE_Brownfield | IgnoreSilica | 5.4413 | 0.48221 | 0.030399 | 4 | 139009.9765 | 388759.9303 | 2833.9064 | 7925.397 | 63.8316 | 7.9258 | 54.1003 | 351778.6452 | 0 | 254234.6501 | 0 | 0 | 0 | 228560.679 | 325483.85 | 846842.2117 | 577987.2104 | 2584887.2464 | 961560.8286 | 13356693.023 | 13356693.023 | 11179097.8575 | 5832955.4136 | 0 | 16903141.098 | 47271887.3921 | 749.8942 | 0.1216 | 139009.9765 | 388759.9303 | 2833.9064 | 7925.397
1 | 3400 | 707 | 0.03 | 15 | 15 | 7 | 1e-12 | 5spot_SharedNeighbor | CO2 | Porous | Wet | R245fa | MinimizeLCOE_Brownfield | IgnoreSilica | 7.1392 | 0.67906 | 0.043403 | 4 | 100885.4341 | 275809.0205 | 2056.686 | 5622.7399 | 65.0291 | 8.0138 | 264.9845 | 435048.6539 | 0 | 324244.3757 | 0 | 0 | 0 | 272788.34 | 402511.7341 | 1047252.9656 | 714771.6679 | 3196617.7372 | 961560.8286 | 13356693.023 | 13356693.023 | 11179097.8575 | 5832955.4136 | 0 | 17514871.5888 | 47883617.883 | 1000 | 0.17361 | 100885.4341 | 275809.0205 | 2056.686 | 5622.7399
1 | 3400 | 707 | 0.03 | 15 | 15 | 7 | 1.3335e-12 | 5spot_SharedNeighbor | CO2 | Porous | Wet | R245fa | MinimizeLCOE_Brownfield | IgnoreSilica | 9.3272 | 0.93489 | 0.060743 | 4 | 75082.0511 | 200070.8724 | 1530.6492 | 4078.7153 | 65.966 | 8.0797 | 45.9015 | 533828.4399 | 0 | 409499.7583 | 0 | 0 | 0 | 323781.3763 | 494172.7341 | 1285736.0853 | 877541.2975 | 3924559.6915 | 961560.8286 | 13356693.023 | 13356693.023 | 11179097.8575 | 5832955.4136 | 0 | 18242813.5432 | 48611559.8373 | 1333.5214 | 0.24297 | 75082.0511 | 200070.8724 | 1530.6492 | 4078.7153
1 | 3400 | 707 | 0.03 | 15 | 15 | 7 | 1.7783e-12 | 5spot_SharedNeighbor | CO2 | Porous | Wet | R245fa | MinimizeLCOE_Brownfield | IgnoreSilica | 12.1091 | 1.2623 | 0.08366 | 4 | 57066.2079 | 147816.6841 | 1163.3718 | 3013.443 | 66.6858 | 8.1276 | 52.5511 | 649640.8039 | 0 | 512078.3482 | 0 | 0 | 0 | 381062.5957 | 601684.8817 | 1565460.6396 | 1068459.0535 | 4778386.3226 | 961560.8286 | 13356693.023 | 13356693.023 | 11179097.8575 | 5832955.4136 | 0 | 19096640.1743 | 49465386.4684 | 1778.2794 | 0.33464 | 57066.2079 | 147816.6841 | 1163.3718 | 3013.443
1 | 3400 | 707 | 0.03 | 15 | 15 | 7 | 2.3714e-12 | 5spot_SharedNeighbor | CO2 | Porous | Wet | R245fa | MinimizeLCOE_Brownfield | IgnoreSilica | 15.6434 | 1.6801 | 0.11374 | 4 | 44180.7251 | 110932.9129 | 900.6838 | 2261.5175 | 67.234 | 8.1606 | 67.0058 | 785548.1775 | 0 | 635588.1358 | 0 | 0 | 0 | 445569.1279 | 728015.1221 | 1894146.0112 | 1292793.5735 | 5781660.1479 | 961560.8286 | 13356693.023 | 13356693.023 | 11179097.8575 | 5832955.4136 | 0 | 20099913.9996 | 50468660.2937 | 2371.3737 | 0.45495 | 44180.7251 | 110932.9129 | 900.6838 | 2261.5175
1 | 3400 | 707 | 0.03 | 15 | 15 | 7 | 3.1623e-12 | 5spot_SharedNeighbor | CO2 | Porous | Wet | R245fa | MinimizeLCOE_Brownfield | IgnoreSilica | 20.1017 | 2.2091 | 0.15286 | 4 | 34789.2359 | 84456.2493 | 709.2256 | 1721.7549 | 67.6402 | 8.1799 | 54.5493 | 944135.4791 | 0 | 783481.4374 | 0 | 0 | 0 | 517443.024 | 875573.3768 | 2278062.3217 | 1554824.344 | 6953519.983 | 961560.8286 | 13356693.023 | 13356693.023 | 11179097.8575 | 5832955.4136 | 0 | 21271773.8347 | 51640520.1288 | 3162.2777 | 0.61145 | 34789.2359 | 84456.2493 | 709.2256 | 1721.7549
1 | 3400 | 707 | 0.03 | 15 | 15 | 7 | 4.217e-12 | 5spot_SharedNeighbor | CO2 | Porous | Wet | R245fa | MinimizeLCOE_Brownfield | IgnoreSilica | 25.6265 | 2.8672 | 0.20306 | 4 | 27843.5217 | 65233.3005 | 567.6279 | 1329.8691 | 67.9225 | 8.1853 | 52.3752 | 1126163.5115 | 0 | 957771.2907 | 0 | 0 | 0 | 594834.0129 | 1044719.8379 | 2718146.7166 | 1855190.9864 | 8296826.356 | 961560.8286 | 13356693.023 | 13356693.023 | 11179097.8575 | 5832955.4136 | 0 | 22615080.2077 | 52983826.5018 | 4216.965 | 0.81222 | 27843.5217 | 65233.3005 | 567.6279 | 1329.8691
1 | 3400 | 707 | 0.03 | 15 | 15 | 7 | 5.6234e-12 | 5spot_SharedNeighbor | CO2 | Porous | Wet | R245fa | MinimizeLCOE_Brownfield | IgnoreSilica | 32.3332 | 3.6692 | 0.26625 | 4 | 22650.3856 | 51165.359 | 461.7587 | 1043.0751 | 68.093 | 8.1756 | 56.9929 | 1331122.607 | 0 | 1159477.4997 | 0 | 0 | 0 | 674993.0297 | 1234581.3232 | 3212127.3554 | 2192342.9227 | 9804644.7376 | 961560.8286 | 13356693.023 | 13356693.023 | 11179097.8575 | 5832955.4136 | 0 | 24122898.5893 | 54491644.8834 | 5623.4133 | 1.065 | 22650.3856 | 51165.359 | 461.7587 | 1043.0751
1 | 3400 | 707 | 0.03 | 15 | 15 | 7 | 7.4989e-12 | 5spot_SharedNeighbor | CO2 | Porous | Wet | R245fa | MinimizeLCOE_Brownfield | IgnoreSilica | 40.2332 | 4.6184 | 0.3437 | 4 | 18739.3685 | 40829.009 | 382.0274 | 832.3546 | 68.157 | 8.1484 | 61.1578 | 1555345.6894 | 0 | 1386689.1844 | 0 | 0 | 0 | 753029.7761 | 1441075.2135 | 3749382.1002 | 2559030.3255 | 11444552.289 | 961560.8286 | 13356693.023 | 13356693.023 | 11179097.8575 | 5832955.4136 | 0 | 25762806.1407 | 56131552.4348 | 7498.9421 | 1.3748 | 18739.3685 | 40829.009 | 382.0274 | 832.3546
1 | 3400 | 707 | 0.03 | 15 | 15 | 7 | 1e-11 | 5spot_SharedNeighbor | CO2 | Porous | Wet | R245fa | MinimizeLCOE_Brownfield | IgnoreSilica | 49.1466 | 5.6954 | 0.43503 | 4 | 15783.9449 | 33236.0277 | 321.7771 | 677.5614 | 68.1162 | 8.1019 | 59.8218 | 1790608.4012 | 0 | 1632787.7775 | 0 | 0 | 0 | 821567.7124 | 1655535.9176 | 4307364.8604 | 2939865.0247 | 13147729.6938 | 961560.8286 | 13356693.023 | 13356693.023 | 11179097.8575 | 5832955.4136 | 0 | 27465983.5454 | 57834729.8396 | 10000 | 1.7401 | 15783.9449 | 33236.0277 | 321.7771 | 677.5614
1 | 3400 | 707 | 0.03 | 15 | 15 | 7 | 1.3335e-11 | 5spot_SharedNeighbor | CO2 | Porous | Wet | R245fa | MinimizeLCOE_Brownfield | IgnoreSilica | 58.7003 | 6.8569 | 0.53758 | 4 | 13551.6709 | 27674.6163 | 276.2691 | 564.1845 | 67.9739 | 8.0354 | 67.7511 | 2025402.0872 | 0 | 1887130.3413 | 0 | 0 | 0 | 873021.4468 | 1866366.0114 | 4855901.5173 | 3314252.5643 | 14822073.9683 | 961560.8286 | 13356693.023 | 13356693.023 | 11179097.8575 | 5832955.4136 | 0 | 29140327.8199 | 59509074.1141 | 13335.2143 | 2.1503 | 13551.6709 | 27674.6163 | 276.2691 | 564.1845
1 | 3400 | 707 | 0.03 | 15 | 15 | 7 | 1.7783e-11 | 5spot_SharedNeighbor | CO2 | Porous | Wet | R245fa | MinimizeLCOE_Brownfield | IgnoreSilica | 68.2936 | 8.0309 | 0.64595 | 4 | 11870.9744 | 23624.5512 | 242.0059 | 481.6184 | 67.7436 | 7.9522 | 71.1297 | 2245295.8236 | 0 | 2134572.5739 | 0 | 0 | 0 | 900236.212 | 2059240.7977 | 5357722.1473 | 3656755.4557 | 16353823.0103 | 961560.8286 | 13356693.023 | 13356693.023 | 11179097.8575 | 5832955.4136 | 0 | 30672076.862 | 61040823.1561 | 17782.7941 | 2.5838 | 11870.9744 | 23624.5512 | 242.0059 | 481.6184
1 | 3400 | 707 | 0.03 | 15 | 15 | 7 | 2.3714e-11 | 5spot_SharedNeighbor | CO2 | Porous | Wet | R245fa | MinimizeLCOE_Brownfield | IgnoreSilica | 77.3749 | 9.1492 | 0.75367 | 4 | 10610.4626 | 20684.0469 | 216.3086 | 421.6723 | 67.451 | 7.8585 | 88.424 | 2439990.7778 | 0 | 2362647.7505 | 0 | 0 | 0 | 902097.5322 | 2224847.0636 | 5788595.6806 | 3950835.4957 | 17669014.3004 | 961560.8286 | 13356693.023 | 13356693.023 | 11179097.8575 | 5832955.4136 | 0 | 31987268.1521 | 62356014.4462 | 23713.7371 | 3.0147 | 10610.4626 | 20684.0469 | 216.3086 | 421.6723
1 | 3400 | 707 | 0.03 | 15 | 15 | 7 | 3.1623e-11 | 5spot_SharedNeighbor | CO2 | Porous | Wet | R245fa | MinimizeLCOE_Brownfield | IgnoreSilica | 85.4944 | 10.1551 | 0.8546 | 4 | 9667.82 | 18551.6783 | 197.0916 | 378.2011 | 67.1303 | 7.7627 | 80.6817 | 2603525.3207 | 0 | 2562170.565 | 0 | 0 | 0 | 881726.8225 | 2358494.8562 | 6136319.822 | 4188164.3673 | 18730401.7538 | 961560.8286 | 13356693.023 | 13356693.023 | 11179097.8575 | 5832955.4136 | 0 | 33048655.6055 | 63417401.8996 | 31622.7766 | 3.4184 | 9667.82 | 18551.6783 | 197.0916 | 378.2011
1 | 3400 | 707 | 0.03 | 15 | 15 | 7 | 4.217e-11 | 5spot_SharedNeighbor | CO2 | Porous | Wet | R245fa | MinimizeLCOE_Brownfield | IgnoreSilica | 92.4392 | 11.0199 | 0.94454 | 4 | 8963.8133 | 17001.7672 | 182.7395 | 346.604 | 66.8126 | 7.6718 | 85.4304 | 2735723.3802 | 0 | 2729897.5328 | 0 | 0 | 0 | 845953.1471 | 2461513.8835 | 6404354.1989 | 4371103.337 | 19548545.4796 | 961560.8286 | 13356693.023 | 13356693.023 | 11179097.8575 | 5832955.4136 | 0 | 33866799.3312 | 64235545.6254 | 42169.6503 | 3.7782 | 8963.8133 | 17001.7672 | 182.7395 | 346.604
1 | 3400 | 707 | 0.03 | 15 | 15 | 7 | 5.6234e-11 | 5spot_SharedNeighbor | CO2 | Porous | Wet | R245fa | MinimizeLCOE_Brownfield | IgnoreSilica | 98.1861 | 11.7386 | 1.0215 | 4 | 8438.0069 | 15870.356 | 172.0202 | 323.5387 | 66.5197 | 7.5903 | 76.6418 | 2839838.6279 | 0 | 2866833.5877 | 0 | 0 | 0 | 802201.6003 | 2538460.7882 | 6604554.261 | 4507743.9931 | 20159632.8581 | 961560.8286 | 13356693.023 | 13356693.023 | 11179097.8575 | 5832955.4136 | 0 | 34477886.7098 | 64846633.0039 | 56234.1325 | 4.086 | 8438.0069 | 15870.356 | 172.0202 | 323.5387
1 | 3400 | 707 | 0.03 | 15 | 15 | 7 | 7.4989e-11 | 5spot_SharedNeighbor | CO2 | Porous | Wet | R245fa | MinimizeLCOE_Brownfield | IgnoreSilica | 102.807 | 12.3188 | 1.0852 | 4 | 8044.958 | 15041.0179 | 164.0074 | 306.6315 | 66.2645 | 7.5208 | 92.1287 | 2920103.1414 | 0 | 2975804.4993 | 0 | 0 | 0 | 756304.2717 | 2594362.6459 | 6749999.4276 | 4607013.3079 | 20603587.2938 | 961560.8286 | 13356693.023 | 13356693.023 | 11179097.8575 | 5832955.4136 | 0 | 34921841.1455 | 65290587.4396 | 74989.4209 | 4.3408 | 8044.958 | 15041.0179 | 164.0074 | 306.6315
1 | 3400 | 707 | 0.03 | 15 | 15 | 7 | 1e-10 | 5spot_SharedNeighbor | CO2 | Porous | Wet | R245fa | MinimizeLCOE_Brownfield | IgnoreSilica | 106.4493 | 12.7775 | 1.1366 | 4 | 7750.8108 | 14430.357 | 158.0108 | 294.1823 | 66.0511 | 7.4634 | 84.685 | 2981203.1226 | 0 | 3061026.1094 | 0 | 0 | 0 | 712473.432 | 2634334.039 | 6853996.7932 | 4677993.6469 | 20921027.143 | 961560.8286 | 13356693.023 | 13356693.023 | 11179097.8575 | 5832955.4136 | 0 | 35239280.9947 | 65608027.2888 | 100000 | 4.5465 | 7750.8108 | 14430.357 | 158.0108 | 294.1823
1 | 3400 | 707 | 0.03 | 15 | 15 | 7 | 1.3335e-10 | 5spot_SharedNeighbor | CO2 | Porous | Wet | R245fa | MinimizeLCOE_Brownfield | IgnoreSilica | 109.2797 | 13.1349 | 1.1774 | 4 | 7530.4403 | 13978.8831 | 153.5182 | 284.9784 | 65.8777 | 7.4173 | 102.4325 | 3027361.957 | 0 | 3126859.5545 | 0 | 0 | 0 | 673158.3831 | 2662678.1589 | 6927742.379 | 4728326.5246 | 21146126.9571 | 961560.8286 | 13356693.023 | 13356693.023 | 11179097.8575 | 5832955.4136 | 0 | 35464380.8088 | 65833127.1029 | 133352.1432 | 4.7095 | 7530.4403 | 13978.8831 | 153.5182 | 284.9784
1 | 3400 | 707 | 0.03 | 15 | 15 | 7 | 1.7783e-10 | 5spot_SharedNeighbor | CO2 | Porous | Wet | R245fa | MinimizeLCOE_Brownfield | IgnoreSilica | 111.4575 | 13.4105 | 1.2092 | 4 | 7365.2031 | 13643.9494 | 150.1496 | 278.1504 | 65.7398 | 7.3809 | 96.1717 | 3062089.4866 | 0 | 3177288.9767 | 0 | 0 | 0 | 639430.5801 | 2682735.5269 | 6979927.5364 | 4763943.9667 | 21305416.0735 | 961560.8286 | 13356693.023 | 13356693.023 | 11179097.8575 | 5832955.4136 | 0 | 35623669.9251 | 65992416.2193 | 177827.941 | 4.8368 | 7365.2031 | 13643.9494 | 150.1496 | 278.1504
1 | 3400 | 707 | 0.03 | 15 | 15 | 7 | 2.3714e-10 | 5spot_SharedNeighbor | CO2 | Porous | Wet | R245fa | MinimizeLCOE_Brownfield | IgnoreSilica | 113.0971 | 13.6185 | 1.2337 | 4 | 7241.2365 | 13395.4448 | 147.6224 | 273.0843 | 65.6334 | 7.3529 | 88.8545 | 3087779.472 | 0 | 3215128.3524 | 0 | 0 | 0 | 611145.0528 | 2696480.6221 | 7015689.4545 | 4788352.2107 | 21414575.1645 | 961560.8286 | 13356693.023 | 13356693.023 | 11179097.8575 | 5832955.4136 | 0 | 35732829.0161 | 66101575.3103 | 237137.3706 | 4.9346 | 7241.2365 | 13395.4448 | 147.6224 | 273.0843
1 | 3400 | 707 | 0.03 | 15 | 15 | 7 | 3.1623e-10 | 5spot_SharedNeighbor | CO2 | Porous | Wet | R245fa | MinimizeLCOE_Brownfield | IgnoreSilica | 114.354 | 13.7781 | 1.2525 | 4 | 7148.204 | 13209.9007 | 145.7258 | 269.3017 | 65.5503 | 7.3312 | 88.0954 | 3107209.4448 | 0 | 3244064.9372 | 0 | 0 | 0 | 588367.5428 | 2706460.3506 | 7041654.661 | 4806073.9977 | 21493830.9341 | 961560.8286 | 13356693.023 | 13356693.023 | 11179097.8575 | 5832955.4136 | 0 | 35812084.7857 | 66180831.0798 | 316227.766 | 5.0099 | 7148.204 | 13209.9007 | 145.7258 | 269.3017
1 | 3400 | 707 | 0.03 | 15 | 15 | 7 | 4.217e-10 | 5spot_SharedNeighbor | CO2 | Porous | Wet | R245fa | MinimizeLCOE_Brownfield | IgnoreSilica | 115.3091 | 13.8995 | 1.2669 | 4 | 7078.3785 | 13071.2828 | 144.3023 | 266.4758 | 65.4863 | 7.3145 | 87.5351 | 3121821.2378 | 0 | 3266013.9983 | 0 | 0 | 0 | 570290.1919 | 2713668.9169 | 7060409.8717 | 4818874.8144 | 21551079.0309 | 961560.8286 | 13356693.023 | 13356693.023 | 11179097.8575 | 5832955.4136 | 0 | 35869332.8826 | 66238079.1767 | 421696.5034 | 5.0675 | 7078.3785 | 13071.2828 | 144.3023 | 266.4758
1 | 3400 | 707 | 0.03 | 15 | 15 | 7 | 5.6234e-10 | 5spot_SharedNeighbor | CO2 | Porous | Wet | R245fa | MinimizeLCOE_Brownfield | IgnoreSilica | 116.0324 | 13.9914 | 1.2778 | 4 | 7025.9714 | 12967.6221 | 143.2339 | 264.3625 | 65.4373 | 7.3018 | 84.3612 | 3132797.3648 | 0 | 3282611.4465 | 0 | 0 | 0 | 556132.9765 | 2718901.2973 | 7074023.4521 | 4828166.3627 | 21592632.9 | 961560.8286 | 13356693.023 | 13356693.023 | 11179097.8575 | 5832955.4136 | 0 | 35910886.7517 | 66279633.0458 | 562341.3252 | 5.1112 | 7025.9714 | 12967.6221 | 143.2339 | 264.3625
1 | 3400 | 707 | 0.03 | 15 | 15 | 7 | 7.4989e-10 | 5spot_SharedNeighbor | CO2 | Porous | Wet | R245fa | MinimizeLCOE_Brownfield | IgnoreSilica | 116.5674 | 14.0596 | 1.286 | 4 | 6986.6407 | 12890.327 | 142.4321 | 262.7868 | 65.4008 | 7.2923 | 220.8573 | 3140866.9675 | 0 | 3294875.7165 | 0 | 0 | 0 | 545036.6158 | 2722503.9269 | 7083396.7555 | 4834563.8349 | 21621243.8172 | 961560.8286 | 13356693.023 | 13356693.023 | 11179097.8575 | 5832955.4136 | 0 | 35939497.6688 | 66308243.9629 | 749894.2093 | 5.144 | 6986.6407 | 12890.327 | 142.4321 | 262.7868
1 | 3400 | 707 | 0.03 | 15 | 15 | 7 | 1e-09 | 5spot_SharedNeighbor | CO2 | Porous | Wet | R245fa | MinimizeLCOE_Brownfield | IgnoreSilica | 116.505 | 14.0569 | 1.2897 | 4 | 6956.5687 | 12843.2082 | 141.8191 | 261.8262 | 65.403 | 7.2928 | 85.8291 | 3139806.969 | 0 | 3293489.8802 | 0 | 0 | 0 | 530995.5933 | 2716074.0526 | 7066667.5414 | 4823145.8025 | 21570179.839 | 961560.8286 | 13356693.023 | 13356693.023 | 11179097.8575 | 5832955.4136 | 0 | 35888433.6906 | 66257179.9848 | 1000000 | 5.1589 | 6956.5687 | 12843.2082 | 141.8191 | 261.8262
1 | 3400 | 707 | 0.03 | 15 | 15 | 7 | 1.3335e-09 | 5spot_SharedNeighbor | CO2 | Porous | Wet | R245fa | MinimizeLCOE_Brownfield | IgnoreSilica | 117.2964 | 14.1526 | 1.2971 | 4 | 6934.3555 | 12787.6547 | 141.3662 | 260.6936 | 65.349 | 7.2788 | 96.2283 | 3151696.3603 | 0 | 3311628.5696 | 0 | 0 | 0 | 529757.9082 | 2727302.3069 | 7095881.1559 | 4843084.6947 | 21659350.9955 | 961560.8286 | 13356693.023 | 13356693.023 | 11179097.8575 | 5832955.4136 | 0 | 35977604.8472 | 66346351.1413 | 1333521.4322 | 5.1883 | 6934.3555 | 12787.6547 | 141.3662 | 260.6936
1 | 3400 | 707 | 0.03 | 15 | 15 | 7 | 1.7783e-09 | 5spot_SharedNeighbor | CO2 | Porous | Wet | R245fa | MinimizeLCOE_Brownfield | IgnoreSilica | 117.5398 | 14.1835 | 1.3007 | 4 | 6917.7602 | 12754.8323 | 141.0279 | 260.0245 | 65.3322 | 7.2744 | 87.9423 | 3155330.7626 | 0 | 3317196.4211 | 0 | 0 | 0 | 524971.5113 | 2729024.491 | 7100361.9258 | 4846142.9122 | 21673028.0241 | 961560.8286 | 13356693.023 | 13356693.023 | 11179097.8575 | 5832955.4136 | 0 | 35991281.8757 | 66360028.1699 | 1778279.41 | 5.2027 | 6917.7602 | 12754.8323 | 141.0279 | 260.0245
1 | 3400 | 707 | 0.03 | 15 | 15 | 7 | 2.3714e-09 | 5spot_SharedNeighbor | CO2 | Porous | Wet | R245fa | MinimizeLCOE_Brownfield | IgnoreSilica | 117.701 | 14.2042 | 1.3033 | 4 | 6905.3109 | 12730.7644 | 140.7741 | 259.5339 | 65.3211 | 7.2716 | 82.8619 | 3157731.6276 | 0 | 3320880.6347 | 0 | 0 | 0 | 521108.5095 | 2729891.101 | 7102616.6671 | 4847681.8195 | 21679910.3594 | 961560.8286 | 13356693.023 | 13356693.023 | 11179097.8575 | 5832955.4136 | 0 | 35998164.211 | 66366910.5052 | 2371373.7057 | 5.2131 | 6905.3109 | 12730.7644 | 140.7741 | 259.5339
1 | 3400 | 707 | 0.03 | 15 | 15 | 7 | 3.1623e-09 | 5spot_SharedNeighbor | CO2 | Porous | Wet | R245fa | MinimizeLCOE_Brownfield | IgnoreSilica | 117.8371 | 14.2214 | 1.3053 | 4 | 6895.9725 | 12712.3569 | 140.5837 | 259.1586 | 65.3116 | 7.2691 | 84.2957 | 3159757.43 | 0 | 3323993.1144 | 0 | 0 | 0 | 518350.4103 | 2730819.3723 | 7105031.8387 | 4849330.2237 | 21687282.3894 | 961560.8286 | 13356693.023 | 13356693.023 | 11179097.8575 | 5832955.4136 | 0 | 36005536.241 | 66374282.5352 | 3162277.6602 | 5.2212 | 6895.9725 | 12712.3569 | 140.5837 | 259.1586
1 | 3400 | 707 | 0.03 | 15 | 15 | 7 | 4.217e-09 | 5spot_SharedNeighbor | CO2 | Porous | Wet | R245fa | MinimizeLCOE_Brownfield | IgnoreSilica | 117.9297 | 14.2333 | 1.3068 | 4 | 6888.9681 | 12698.7905 | 140.4409 | 258.882 | 65.3052 | 7.2675 | 83.2938 | 3161133.7065 | 0 | 3326109.6588 | 0 | 0 | 0 | 516166.5226 | 2731329.8563 | 7106360.0133 | 4850236.7302 | 21691336.4877 | 961560.8286 | 13356693.023 | 13356693.023 | 11179097.8575 | 5832955.4136 | 0 | 36009590.3394 | 66378336.6335 | 4216965.0343 | 5.2271 | 6888.9681 | 12698.7905 | 140.4409 | 258.882
1 | 3400 | 707 | 0.03 | 15 | 15 | 7 | 5.6234e-09 | 5spot_SharedNeighbor | CO2 | Porous | Wet | R245fa | MinimizeLCOE_Brownfield | IgnoreSilica | 118.0003 | 14.2423 | 1.3079 | 4 | 6883.7147 | 12688.5941 | 140.3338 | 258.6742 | 65.3003 | 7.2662 | 90.5654 | 3162181.4825 | 0 | 3327722.0996 | 0 | 0 | 0 | 514532.6989 | 2731730.1496 | 7107401.4943 | 4850947.5623 | 21694515.4871 | 961560.8286 | 13356693.023 | 13356693.023 | 11179097.8575 | 5832955.4136 | 0 | 36012769.3388 | 66381515.6329 | 5623413.2519 | 5.2316 | 6883.7147 | 12688.5941 | 140.3338 | 258.6742
1 | 3400 | 707 | 0.03 | 15 | 15 | 7 | 7.4989e-09 | 5spot_SharedNeighbor | CO2 | Porous | Wet | R245fa | MinimizeLCOE_Brownfield | IgnoreSilica | 118.054 | 14.2492 | 1.3087 | 4 | 6879.7746 | 12680.9307 | 140.2535 | 258.5179 | 65.2966 | 7.2652 | 84.9328 | 3162978.6337 | 0 | 3328949.4817 | 0 | 0 | 0 | 513311.4998 | 2732043.4499 | 7108216.6375 | 4851503.9144 | 21697003.617 | 961560.8286 | 13356693.023 | 13356693.023 | 11179097.8575 | 5832955.4136 | 0 | 36015257.4687 | 66384003.7628 | 7498942.0933 | 5.2349 | 6879.7746 | 12680.9307 | 140.2535 | 258.5179
1 | 3400 | 707 | 0.03 | 15 | 15 | 7 | 1e-08 | 5spot_SharedNeighbor | CO2 | Porous | Wet | R245fa | MinimizeLCOE_Brownfield | IgnoreSilica | 118.0929 | 14.2541 | 1.3094 | 4 | 6876.8197 | 12675.2186 | 140.1933 | 258.4015 | 65.2939 | 7.2645 | 89.5668 | 3163555.5739 | 0 | 3329838.1468 | 0 | 0 | 0 | 512378.4326 | 2732251.1398 | 7108757.004 | 4851872.7256 | 21698653.0227 | 961560.8286 | 13356693.023 | 13356693.023 | 11179097.8575 | 5832955.4136 | 0 | 36016906.8743 | 66385653.1684 | 10000000 | 5.2374 | 6876.8197 | 12675.2186 | 140.1933 | 258.4015
1 | 3500 | 707 | 0.03 | 15 | 15 | 7 | 1e-13 | 5spot_SharedNeighbor | CO2 | Porous | Wet | R245fa | MinimizeLCOE_Brownfield | IgnoreSilica | 0.47729 | -0.021085 | 0.00011501 | 4 | 32727179.2931 | 100759698.362 | 667187.8167 | 2054122.7387 | 37.8036 | 5.7358 | 31.3915 | 36840.8611 | 0 | 10329.5946 | 0 | 0 | 0 | 38275.8171 | 33324.0464 | 86702.3329 | 59176.1238 | 264648.7758 | 961560.8286 | 13829493.5254 | 13829493.5254 | 11472858.6872 | 5995102.4534 | 0 | 15055703.1298 | 46353157.7958 | 100 | 0.00046004 | 32727179.2931 | 100759698.362 | 667187.8167 | 2054122.7387
1 | 3500 | 707 | 0.03 | 15 | 15 | 7 | 1.3335e-13 | 5spot_SharedNeighbor | CO2 | Porous | Wet | R245fa | MinimizeLCOE_Brownfield | IgnoreSilica | 0.85995 | -0.0042025 | 0.00094053 | 4 | 4066199.606 | 12385257.764 | 82894.9789 | 252490.2318 | 46.8688 | 6.6622 | 39.0398 | 68323.1788 | 0 | 31949.7014 | 0 | 0 | 0 | 63276.6954 | 63784.3345 | 165953.7543 | 113266.8473 | 506554.5115 | 961560.8286 | 13829493.5254 | 13829493.5254 | 11472858.6872 | 5995102.4534 | 0 | 15297608.8655 | 46595063.5315 | 133.3521 | 0.0037621 | 4066199.606 | 12385257.764 | 82894.9789 | 252490.2318
1 | 3500 | 707 | 0.03 | 15 | 15 | 7 | 1.7783e-13 | 5spot_SharedNeighbor | CO2 | Porous | Wet | R245fa | MinimizeLCOE_Brownfield | IgnoreSilica | 1.2625 | 0.026499 | 0.0025944 | 4 | 1497234.8257 | 4513082.2345 | 30523.1571 | 92005.2857 | 52.2636 | 7.1847 | 111.0872 | 100687.5623 | 0 | 54893.9499 | 0 | 0 | 0 | 85518.3368 | 94028.9411 | 244644.0167 | 166974.5684 | 746747.3752 | 961560.8286 | 13829493.5254 | 13829493.5254 | 11472858.6872 | 5995102.4534 | 0 | 15537801.7292 | 46835256.3952 | 177.8279 | 0.010378 | 1497234.8257 | 4513082.2345 | 30523.1571 | 92005.2857
1 | 3500 | 707 | 0.03 | 15 | 15 | 7 | 2.3714e-13 | 5spot_SharedNeighbor | CO2 | Porous | Wet | R245fa | MinimizeLCOE_Brownfield | IgnoreSilica | 1.7875 | 0.075056 | 0.0052816 | 4 | 749361.6362 | 2230807.8797 | 15276.7505 | 45478.036 | 56.5024 | 7.5726 | 166.7317 | 140399.2534 | 0 | 83737.8478 | 0 | 0 | 0 | 111700.0076 | 130976.4724 | 340773.9142 | 232585.1987 | 1040172.694 | 961560.8286 | 13829493.5254 | 13829493.5254 | 11472858.6872 | 5995102.4534 | 0 | 15831227.048 | 47128681.714 | 237.1374 | 0.021126 | 749361.6362 | 2230807.8797 | 15276.7505 | 45478.036
1 | 3500 | 707 | 0.03 | 15 | 15 | 7 | 3.1623e-13 | 5spot_SharedNeighbor | CO2 | Porous | Wet | R245fa | MinimizeLCOE_Brownfield | IgnoreSilica | 2.4293 | 0.14173 | 0.0092714 | 4 | 435725.966 | 1279650.1158 | 8882.8632 | 26087.3985 | 59.668 | 7.8461 | 230.9442 | 185383.1175 | 0 | 117230.9217 | 0 | 0 | 0 | 139104.872 | 172270.3754 | 448212.1792 | 305914.0221 | 1368115.4878 | 961560.8286 | 13829493.5254 | 13829493.5254 | 11472858.6872 | 5995102.4534 | 0 | 16159169.8418 | 47456624.5078 | 316.2278 | 0.037086 | 435725.966 | 1279650.1158 | 8882.8632 | 26087.3985
1 | 3500 | 707 | 0.03 | 15 | 15 | 7 | 4.217e-13 | 5spot_SharedNeighbor | CO2 | Porous | Wet | R245fa | MinimizeLCOE_Brownfield | IgnoreSilica | 3.254 | 0.23272 | 0.014936 | 4 | 276962.2569 | 800812.4462 | 5646.2502 | 16325.6449 | 62.1889 | 8.0525 | 48.7451 | 238687.5861 | 0 | 157936.7986 | 0 | 0 | 0 | 170351.7759 | 221120.7026 | 575310.7101 | 392661.3811 | 1756068.9544 | 961560.8286 | 13829493.5254 | 13829493.5254 | 11472858.6872 | 5995102.4534 | 0 | 16547123.3084 | 47844577.9744 | 421.6965 | 0.059745 | 276962.2569 | 800812.4462 | 5646.2502 | 16325.6449
1 | 3500 | 707 | 0.03 | 15 | 15 | 7 | 5.6234e-13 | 5spot_SharedNeighbor | CO2 | Porous | Wet | R245fa | MinimizeLCOE_Brownfield | IgnoreSilica | 4.3212 | 0.35472 | 0.02277 | 4 | 186757.5857 | 530388.6941 | 3807.306 | 10812.6909 | 64.2038 | 8.2098 | 48.5267 | 302134.0085 | 0 | 207665.5278 | 0 | 0 | 0 | 206503.746 | 279358.2801 | 726832.9405 | 496078.4168 | 2218572.9196 | 961560.8286 | 13829493.5254 | 13829493.5254 | 11472858.6872 | 5995102.4534 | 0 | 17009627.2736 | 48307081.9397 | 562.3413 | 0.091079 | 186757.5857 | 530388.6941 | 3807.306 | 10812.6909
1 | 3500 | 707 | 0.03 | 15 | 15 | 7 | 7.4989e-13 | 5spot_SharedNeighbor | CO2 | Porous | Wet | R245fa | MinimizeLCOE_Brownfield | IgnoreSilica | 5.6971 | 0.51554 | 0.033417 | 4 | 131358.6036 | 365498.9566 | 2677.9228 | 7451.1906 | 65.7998 | 8.3291 | 58.4251 | 377319.2102 | 0 | 268166.2619 | 0 | 0 | 0 | 248080.9362 | 348490.8992 | 906701.8345 | 618842.6329 | 2767601.7749 | 961560.8286 | 13829493.5254 | 13829493.5254 | 11472858.6872 | 5995102.4534 | 0 | 17558656.1289 | 48856110.795 | 749.8942 | 0.13367 | 131358.6036 | 365498.9566 | 2677.9228 | 7451.1906
1 | 3500 | 707 | 0.03 | 15 | 15 | 7 | 1e-12 | 5spot_SharedNeighbor | CO2 | Porous | Wet | R245fa | MinimizeLCOE_Brownfield | IgnoreSilica | 7.4681 | 0.72544 | 0.047725 | 4 | 95390.9765 | 259338.2015 | 1944.6741 | 5286.96 | 67.0563 | 8.4193 | 54.4116 | 466340.2592 | 0 | 341705.0403 | 0 | 0 | 0 | 295849.4471 | 430518.9512 | 1120121.9994 | 764506.2808 | 3419041.978 | 961560.8286 | 13829493.5254 | 13829493.5254 | 11472858.6872 | 5995102.4534 | 0 | 18210096.3319 | 49507550.998 | 1000 | 0.1909 | 95390.9765 | 259338.2015 | 1944.6741 | 5286.96
1 | 3500 | 707 | 0.03 | 15 | 15 | 7 | 1.3335e-12 | 5spot_SharedNeighbor | CO2 | Porous | Wet | R245fa | MinimizeLCOE_Brownfield | IgnoreSilica | 9.7534 | 0.99857 | 0.066801 | 4 | 71056.6155 | 188185.3207 | 1448.5852 | 3836.4123 | 68.042 | 8.4869 | 48.8266 | 572110.0495 | 0 | 431388.1933 | 0 | 0 | 0 | 351145.9184 | 528311.2229 | 1374557.4304 | 938163.6905 | 4195676.505 | 961560.8286 | 13829493.5254 | 13829493.5254 | 11472858.6872 | 5995102.4534 | 0 | 18986730.8589 | 50284185.525 | 1333.5214 | 0.26721 | 71056.6155 | 188185.3207 | 1448.5852 | 3836.4123
1 | 3500 | 707 | 0.03 | 15 | 15 | 7 | 1.7783e-12 | 5spot_SharedNeighbor | CO2 | Porous | Wet | R245fa | MinimizeLCOE_Brownfield | IgnoreSilica | 12.6498 | 1.3472 | 0.091987 | 4 | 54068.1889 | 139127.4385 | 1102.2532 | 2836.301 | 68.7979 | 8.5357 | 40.3143 | 695762.4115 | 0 | 538973.0642 | 0 | 0 | 0 | 412941.8633 | 642594.1622 | 1671898.1959 | 1141104.8728 | 5103274.57 | 961560.8286 | 13829493.5254 | 13829493.5254 | 11472858.6872 | 5995102.4534 | 0 | 19894328.924 | 51191783.59 | 1778.2794 | 0.36795 | 54068.1889 | 139127.4385 | 1102.2532 | 2836.301
1 | 3500 | 707 | 0.03 | 15 | 15 | 7 | 2.3714e-12 | 5spot_SharedNeighbor | CO2 | Porous | Wet | R245fa | MinimizeLCOE_Brownfield | IgnoreSilica | 16.3452 | 1.7938 | 0.12505 | 4 | 41916.3203 | 104485.709 | 854.5209 | 2130.0825 | 69.3761 | 8.5691 | 47.8839 | 841509.0937 | 0 | 669076.5367 | 0 | 0 | 0 | 483327.3428 | 777626.0595 | 2023223.4939 | 1380891.6077 | 6175654.1343 | 961560.8286 | 13829493.5254 | 13829493.5254 | 11472858.6872 | 5995102.4534 | 0 | 20966708.4883 | 52264163.1543 | 2371.3737 | 0.5002 | 41916.3203 | 104485.709 | 854.5209 | 2130.0825
1 | 3500 | 707 | 0.03 | 15 | 15 | 7 | 3.1623e-12 | 5spot_SharedNeighbor | CO2 | Porous | Wet | R245fa | MinimizeLCOE_Brownfield | IgnoreSilica | 20.9714 | 2.3553 | 0.16795 | 4 | 33057.5445 | 79645.7454 | 673.9228 | 1623.6862 | 69.8012 | 8.588 | 44.0746 | 1010316.9816 | 0 | 823708.5252 | 0 | 0 | 0 | 560563.7423 | 933889.8071 | 2429789.711 | 1658381.4049 | 7416650.1721 | 961560.8286 | 13829493.5254 | 13829493.5254 | 11472858.6872 | 5995102.4534 | 0 | 22207704.5261 | 53505159.1921 | 3162.2777 | 0.67179 | 33057.5445 | 79645.7454 | 673.9228 | 1623.6862
1 | 3500 | 707 | 0.03 | 15 | 15 | 7 | 4.217e-12 | 5spot_SharedNeighbor | CO2 | Porous | Wet | R245fa | MinimizeLCOE_Brownfield | IgnoreSilica | 26.6982 | 3.0531 | 0.22288 | 4 | 26504.0364 | 61608.9822 | 540.3206 | 1255.9824 | 70.0963 | 8.5921 | 53.8472 | 1203946.4852 | 0 | 1005816.2765 | 0 | 0 | 0 | 643845.2319 | 1112907.1175 | 2895556.0311 | 1976276.4889 | 8838347.6311 | 961560.8286 | 13829493.5254 | 13829493.5254 | 11472858.6872 | 5995102.4534 | 0 | 23629401.9851 | 54926856.6511 | 4216.965 | 0.89154 | 26504.0364 | 61608.9822 | 540.3206 | 1255.9824
1 | 3500 | 707 | 0.03 | 15 | 15 | 7 | 5.6234e-12 | 5spot_SharedNeighbor | CO2 | Porous | Wet | R245fa | MinimizeLCOE_Brownfield | IgnoreSilica | 33.636 | 3.9019 | 0.29188 | 4 | 21603.0516 | 48409.4961 | 440.4074 | 986.8931 | 70.2733 | 8.5799 | 70.7274 | 1421577.6933 | 0 | 1216213.5259 | 0 | 0 | 0 | 730114.5786 | 1313483.2611 | 3417414.013 | 2332455.2847 | 10431258.3567 | 961560.8286 | 13829493.5254 | 13829493.5254 | 11472858.6872 | 5995102.4534 | 0 | 25222312.7107 | 56519767.3767 | 5623.4133 | 1.1675 | 21603.0516 | 48409.4961 | 440.4074 | 986.8931
1 | 3500 | 707 | 0.03 | 15 | 15 | 7 | 7.4989e-12 | 5spot_SharedNeighbor | CO2 | Porous | Wet | R245fa | MinimizeLCOE_Brownfield | IgnoreSilica | 41.7749 | 4.9027 | 0.37611 | 4 | 17911.8515 | 38715.025 | 365.1573 | 789.2582 | 70.3374 | 8.5491 | 63.5351 | 1658748.7085 | 0 | 1452352.5214 | 0 | 0 | 0 | 813838.6359 | 1530726.5476 | 3982636.4817 | 2718231.2338 | 12156534.1289 | 961560.8286 | 13829493.5254 | 13829493.5254 | 11472858.6872 | 5995102.4534 | 0 | 26947588.4828 | 58245043.1489 | 7498.9421 | 1.5045 | 17911.8515 | 38715.025 | 365.1573 | 789.2582
1 | 3500 | 707 | 0.03 | 15 | 15 | 7 | 1e-11 | 5spot_SharedNeighbor | CO2 | Porous | Wet | R245fa | MinimizeLCOE_Brownfield | IgnoreSilica | 50.9124 | 6.0327 | 0.47494 | 4 | 15123.2004 | 31597.5785 | 308.3069 | 644.1594 | 70.2908 | 8.4975 | 64.225 | 1906413.1 | 0 | 1706980.9272 | 0 | 0 | 0 | 887199.4469 | 1755231.4549 | 4566752.1981 | 3116902.2126 | 13939479.3397 | 961560.8286 | 13829493.5254 | 13829493.5254 | 11472858.6872 | 5995102.4534 | 0 | 28730533.6937 | 60027988.3597 | 10000 | 1.8998 | 15123.2004 | 31597.5785 | 308.3069 | 644.1594
1 | 3500 | 707 | 0.03 | 15 | 15 | 7 | 1.3335e-11 | 5spot_SharedNeighbor | CO2 | Porous | Wet | R245fa | MinimizeLCOE_Brownfield | IgnoreSilica | 60.6151 | 7.2405 | 0.58506 | 4 | 13018.0603 | 26391.6604 | 265.3908 | 538.0297 | 70.1383 | 8.4252 | 69.1829 | 2151350.5695 | 0 | 1967842.2298 | 0 | 0 | 0 | 941533.0148 | 1973683.0675 | 5135118.4835 | 3504823.8812 | 15674351.2463 | 961560.8286 | 13829493.5254 | 13829493.5254 | 11472858.6872 | 5995102.4534 | 0 | 30465405.6002 | 61762860.2663 | 13335.2143 | 2.3402 | 13018.0603 | 26391.6604 | 265.3908 | 538.0297
1 | 3500 | 707 | 0.03 | 15 | 15 | 7 | 1.7783e-11 | 5spot_SharedNeighbor | CO2 | Porous | Wet | R245fa | MinimizeLCOE_Brownfield | IgnoreSilica | 70.301 | 8.4542 | 0.70062 | 4 | 11434.2182 | 22601.9975 | 233.102 | 460.7723 | 69.8953 | 8.3358 | 73.319 | 2379496.2842 | 0 | 2220302.7464 | 0 | 0 | 0 | 970648.8273 | 2172474.6646 | 5652333.4414 | 3857833.7176 | 17253089.6815 | 961560.8286 | 13829493.5254 | 13829493.5254 | 11472858.6872 | 5995102.4534 | 0 | 32044144.0355 | 63341598.7015 | 17782.7941 | 2.8025 | 11434.2182 | 22601.9975 | 233.102 | 460.7723
1 | 3500 | 707 | 0.03 | 15 | 15 | 7 | 2.3714e-11 | 5spot_SharedNeighbor | CO2 | Porous | Wet | R245fa | MinimizeLCOE_Brownfield | IgnoreSilica | 79.3971 | 9.6015 | 0.81459 | 4 | 10247.1534 | 19852.3737 | 208.9021 | 404.7175 | 69.5907 | 8.2365 | 77.2495 | 2580010.1648 | 0 | 2451303.3145 | 0 | 0 | 0 | 973381.229 | 2341830.9362 | 6092963.7205 | 4158572.9371 | 18598062.3021 | 961560.8286 | 13829493.5254 | 13829493.5254 | 11472858.6872 | 5995102.4534 | 0 | 33389116.6561 | 64686571.3221 | 23713.7371 | 3.2584 | 10247.1534 | 19852.3737 | 208.9021 | 404.7175
1 | 3500 | 707 | 0.03 | 15 | 15 | 7 | 3.1623e-11 | 5spot_SharedNeighbor | CO2 | Porous | Wet | R245fa | MinimizeLCOE_Brownfield | IgnoreSilica | 87.4823 | 10.6273 | 0.92067 | 4 | 9359.927 | 17858.4747 | 190.8148 | 364.0692 | 69.2601 | 8.1358 | 78.0425 | 2747588.197 | 0 | 2652332.0615 | 0 | 0 | 0 | 953639.88 | 2477888.454 | 6446957.4725 | 4400180.9467 | 19678587.0116 | 961560.8286 | 13829493.5254 | 13829493.5254 | 11472858.6872 | 5995102.4534 | 0 | 34469641.3656 | 65767096.0316 | 31622.7766 | 3.6827 | 9359.927 | 17858.4747 | 190.8148 | 364.0692
1 | 3500 | 707 | 0.03 | 15 | 15 | 7 | 4.217e-11 | 5spot_SharedNeighbor | CO2 | Porous | Wet | R245fa | MinimizeLCOE_Brownfield | IgnoreSilica | 94.3734 | 11.5063 | 1.0147 | 4 | 8697.6049 | 16408.585 | 177.3124 | 334.5112 | 68.9348 | 8.0409 | 88.22 | 2882707.4319 | 0 | 2820823.615 | 0 | 0 | 0 | 918764.766 | 2582695.3671 | 6719643.5614 | 4586294.8055 | 20510929.5469 | 961560.8286 | 13829493.5254 | 13829493.5254 | 11472858.6872 | 5995102.4534 | 0 | 35301983.9009 | 66599438.567 | 42169.6503 | 4.0588 | 8697.6049 | 16408.585 | 177.3124 | 334.5112
1 | 3500 | 707 | 0.03 | 15 | 15 | 7 | 5.6234e-11 | 5spot_SharedNeighbor | CO2 | Porous | Wet | R245fa | MinimizeLCOE_Brownfield | IgnoreSilica | 100.0567 | 12.2344 | 1.0948 | 4 | 8203.137 | 15349.8637 | 167.232 | 312.9277 | 68.6367 | 7.9565 | 93.563 | 2988872.4311 | 0 | 2957986.2275 | 0 | 0 | 0 | 876188.5063 | 2660988.3943 | 6923345.9582 | 4725325.877 | 21132707.3944 | 961560.8286 | 13829493.5254 | 13829493.5254 | 11472858.6872 | 5995102.4534 | 0 | 35923761.7484 | 67221216.4144 | 56234.1325 | 4.3793 | 8203.137 | 15349.8637 | 167.232 | 312.9277
1 | 3500 | 707 | 0.03 | 15 | 15 | 7 | 7.4989e-11 | 5spot_SharedNeighbor | CO2 | Porous | Wet | R245fa | MinimizeLCOE_Brownfield | IgnoreSilica | 104.6124 | 12.8203 | 1.1609 | 4 | 7833.6785 | 14573.6745 | 159.7001 | 297.1041 | 68.3783 | 7.8847 | 80.3441 | 3070546.5639 | 0 | 3066842.8923 | 0 | 0 | 0 | 831675.3592 | 2717935.278 | 7071510.0682 | 4826450.9265 | 21584961.0881 | 961560.8286 | 13829493.5254 | 13829493.5254 | 11472858.6872 | 5995102.4534 | 0 | 36376015.4421 | 67673470.1081 | 74989.4209 | 4.6435 | 7833.6785 | 14573.6745 | 159.7001 | 297.1041
1 | 3500 | 707 | 0.03 | 15 | 15 | 7 | 1e-10 | 5spot_SharedNeighbor | CO2 | Porous | Wet | R245fa | MinimizeLCOE_Brownfield | IgnoreSilica | 108.2003 | 13.2831 | 1.2141 | 4 | 7557.326 | 14001.9228 | 154.0663 | 285.4481 | 68.1627 | 7.8256 | 86.1314 | 3132726.7085 | 0 | 3151932.3795 | 0 | 0 | 0 | 789428.8113 | 2758894.2807 | 7178076.9914 | 4899185.0413 | 21910244.2127 | 961560.8286 | 13829493.5254 | 13829493.5254 | 11472858.6872 | 5995102.4534 | 0 | 36701298.5667 | 67998753.2327 | 100000 | 4.8564 | 7557.326 | 14001.9228 | 154.0663 | 285.4481
1 | 3500 | 707 | 0.03 | 15 | 15 | 7 | 1.3335e-10 | 5spot_SharedNeighbor | CO2 | Porous | Wet | R245fa | MinimizeLCOE_Brownfield | IgnoreSilica | 110.9823 | 13.643 | 1.2562 | 4 | 7350.4053 | 13579.248 | 149.848 | 276.8313 | 67.988 | 7.7783 | 102.4918 | 3179635.3176 | 0 | 3217533.8155 | 0 | 0 | 0 | 751682.2048 | 2788052.0218 | 7253939.4525 | 4950962.7299 | 22141805.5419 | 961560.8286 | 13829493.5254 | 13829493.5254 | 11472858.6872 | 5995102.4534 | 0 | 36932859.8959 | 68230314.5619 | 133352.1432 | 5.0246 | 7350.4053 | 13579.248 | 149.848 | 276.8313
1 | 3500 | 707 | 0.03 | 15 | 15 | 7 | 1.7783e-10 | 5spot_SharedNeighbor | CO2 | Porous | Wet | R245fa | MinimizeLCOE_Brownfield | IgnoreSilica | 113.1165 | 13.9197 | 1.2889 | 4 | 7195.3501 | 13265.7932 | 146.6869 | 270.4411 | 67.8497 | 7.7411 | 92.6628 | 3214848.5831 | 0 | 3267647.8681 | 0 | 0 | 0 | 719398.8023 | 2808739.1489 | 7307763.1138 | 4987698.4847 | 22306096.0008 | 961560.8286 | 13829493.5254 | 13829493.5254 | 11472858.6872 | 5995102.4534 | 0 | 37097150.3548 | 68394605.0208 | 177827.941 | 5.1557 | 7195.3501 | 13265.7932 | 146.6869 | 270.4411
1 | 3500 | 707 | 0.03 | 15 | 15 | 7 | 2.3714e-10 | 5spot_SharedNeighbor | CO2 | Porous | Wet | R245fa | MinimizeLCOE_Brownfield | IgnoreSilica | 114.7561 | 14.1325 | 1.3143 | 4 | 7079.0898 | 13032.3634 | 144.3168 | 265.6824 | 67.7408 | 7.712 | 85.8079 | 3241442.3672 | 0 | 3306023.0414 | 0 | 0 | 0 | 692827.3022 | 2823714.1573 | 7346725.0138 | 5014290.782 | 22425022.6639 | 961560.8286 | 13829493.5254 | 13829493.5254 | 11472858.6872 | 5995102.4534 | 0 | 37216077.0179 | 68513531.6839 | 237137.3706 | 5.2572 | 7079.0898 | 13032.3634 | 144.3168 | 265.6824
1 | 3500 | 707 | 0.03 | 15 | 15 | 7 | 3.1623e-10 | 5spot_SharedNeighbor | CO2 | Porous | Wet | R245fa | MinimizeLCOE_Brownfield | IgnoreSilica | 115.9935 | 14.2934 | 1.3337 | 4 | 6991.8939 | 12858.5848 | 142.5392 | 262.1396 | 67.6571 | 7.6897 | 82.47 | 3261249.6756 | 0 | 3334917.0316 | 0 | 0 | 0 | 671272.2189 | 2834301.1812 | 7374270.2783 | 5033090.991 | 22509101.3766 | 961560.8286 | 13829493.5254 | 13829493.5254 | 11472858.6872 | 5995102.4534 | 0 | 37300155.7306 | 68597610.3966 | 316227.766 | 5.3348 | 6991.8939 | 12858.5848 | 142.5392 | 262.1396
1 | 3500 | 707 | 0.03 | 15 | 15 | 7 | 4.217e-10 | 5spot_SharedNeighbor | CO2 | Porous | Wet | R245fa | MinimizeLCOE_Brownfield | IgnoreSilica | 116.9286 | 14.4152 | 1.3485 | 4 | 6926.4843 | 12728.8973 | 141.2058 | 259.4958 | 67.593 | 7.6727 | 100.0675 | 3276065.7377 | 0 | 3356711.2647 | 0 | 0 | 0 | 654160.4978 | 2841905.6251 | 7394055.4814 | 5046594.7987 | 22569493.4053 | 961560.8286 | 13829493.5254 | 13829493.5254 | 11472858.6872 | 5995102.4534 | 0 | 37360547.7593 | 68658002.4253 | 421696.5034 | 5.3939 | 6926.4843 | 12728.8973 | 141.2058 | 259.4958
1 | 3500 | 707 | 0.03 | 15 | 15 | 7 | 5.6234e-10 | 5spot_SharedNeighbor | CO2 | Porous | Wet | R245fa | MinimizeLCOE_Brownfield | IgnoreSilica | 117.6324 | 14.5069 | 1.3597 | 4 | 6877.4147 | 12632.0237 | 140.2054 | 257.5209 | 67.5443 | 7.6598 | 95.7924 | 3287132.1404 | 0 | 3373094.2704 | 0 | 0 | 0 | 640750.3985 | 2847380.9556 | 7408301.1684 | 5056317.7728 | 22612976.7062 | 961560.8286 | 13829493.5254 | 13829493.5254 | 11472858.6872 | 5995102.4534 | 0 | 37404031.0602 | 68701485.7262 | 562341.3252 | 5.4387 | 6877.4147 | 12632.0237 | 140.2054 | 257.5209
1 | 3500 | 707 | 0.03 | 15 | 15 | 7 | 7.4989e-10 | 5spot_SharedNeighbor | CO2 | Porous | Wet | R245fa | MinimizeLCOE_Brownfield | IgnoreSilica | 118.166 | 14.5764 | 1.3682 | 4 | 6840.6033 | 12559.4844 | 139.455 | 256.0421 | 67.507 | 7.6499 | 96.3386 | 3295472.9762 | 0 | 3385502.6012 | 0 | 0 | 0 | 630404.3455 | 2851438.1699 | 7418857.2077 | 5063522.4865 | 22645197.787 | 961560.8286 | 13829493.5254 | 13829493.5254 | 11472858.6872 | 5995102.4534 | 0 | 37436252.141 | 68733706.807 | 749894.2093 | 5.4727 | 6840.6033 | 12559.4844 | 139.455 | 256.0421
1 | 3500 | 707 | 0.03 | 15 | 15 | 7 | 1e-09 | 5spot_SharedNeighbor | CO2 | Porous | Wet | R245fa | MinimizeLCOE_Brownfield | IgnoreSilica | 118.5681 | 14.6289 | 1.3746 | 4 | 6812.9891 | 12505.1779 | 138.892 | 254.935 | 67.4788 | 7.6425 | 93.6089 | 3301730.1897 | 0 | 3394845.9201 | 0 | 0 | 0 | 622461.3395 | 2854424.6052 | 7426627.2999 | 5068825.7341 | 22668915.0885 | 961560.8286 | 13829493.5254 | 13829493.5254 | 11472858.6872 | 5995102.4534 | 0 | 37459969.4425 | 68757424.1085 | 1000000 | 5.4983 | 6812.9891 | 12505.1779 | 138.892 | 254.935
1 | 3500 | 707 | 0.03 | 15 | 15 | 7 | 1.3335e-09 | 5spot_SharedNeighbor | CO2 | Porous | Wet | R245fa | MinimizeLCOE_Brownfield | IgnoreSilica | 118.8628 | 14.6674 | 1.3794 | 4 | 6792.2757 | 12464.6912 | 138.4697 | 254.1096 | 67.458 | 7.637 | 104.6241 | 3306299.9062 | 0 | 3401689.0194 | 0 | 0 | 0 | 616309.6034 | 2856476.4263 | 7431965.7173 | 5072469.3137 | 22685209.9863 | 961560.8286 | 13829493.5254 | 13829493.5254 | 11472858.6872 | 5995102.4534 | 0 | 37476264.3403 | 68773719.0063 | 1333521.4322 | 5.5175 | 6792.2757 | 12464.6912 | 138.4697 | 254.1096
1 | 3500 | 707 | 0.03 | 15 | 15 | 7 | 1.7783e-09 | 5spot_SharedNeighbor | CO2 | Porous | Wet | R245fa | MinimizeLCOE_Brownfield | IgnoreSilica | 119.1017 | 14.6984 | 1.3831 | 4 | 6776.7382 | 12433.9513 | 138.153 | 253.4829 | 67.4412 | 7.6326 | 93.3318 | 3309996.6895 | 0 | 3407235.7772 | 0 | 0 | 0 | 611828.2975 | 2858333.6981 | 7436797.9575 | 5075767.4169 | 22699959.8368 | 961560.8286 | 13829493.5254 | 13829493.5254 | 11472858.6872 | 5995102.4534 | 0 | 37491014.1908 | 68788468.8568 | 1778279.41 | 5.5323 | 6776.7382 | 12433.9513 | 138.153 | 253.4829
1 | 3500 | 707 | 0.03 | 15 | 15 | 7 | 2.3714e-09 | 5spot_SharedNeighbor | CO2 | Porous | Wet | R245fa | MinimizeLCOE_Brownfield | IgnoreSilica | 119.2675 | 14.7201 | 1.3858 | 4 | 6765.0848 | 12411.2368 | 137.9154 | 253.0198 | 67.4294 | 7.6295 | 87.3762 | 3312555.8193 | 0 | 3411082.4652 | 0 | 0 | 0 | 608279.9152 | 2859448.0979 | 7439697.3972 | 5077746.3441 | 22708810.0388 | 961560.8286 | 13829493.5254 | 13829493.5254 | 11472858.6872 | 5995102.4534 | 0 | 37499864.3928 | 68797319.0588 | 2371373.7057 | 5.5431 | 6765.0848 | 12411.2368 | 137.9154 | 253.0198
1 | 3500 | 707 | 0.03 | 15 | 15 | 7 | 3.1623e-09 | 5spot_SharedNeighbor | CO2 | Porous | Wet | R245fa | MinimizeLCOE_Brownfield | IgnoreSilica | 119.3964 | 14.7369 | 1.3878 | 4 | 6756.3446 | 12394.1096 | 137.7372 | 252.6707 | 67.4203 | 7.627 | 103.289 | 3314543.1716 | 0 | 3414073.108 | 0 | 0 | 0 | 605647.9093 | 2860363.0337 | 7442077.8725 | 5079371.0674 | 22716076.1625 | 961560.8286 | 13829493.5254 | 13829493.5254 | 11472858.6872 | 5995102.4534 | 0 | 37507130.5165 | 68804585.1825 | 3162277.6602 | 5.5514 | 6756.3446 | 12394.1096 | 137.7372 | 252.6707
1 | 3500 | 707 | 0.03 | 15 | 15 | 7 | 4.217e-09 | 5spot_SharedNeighbor | CO2 | Porous | Wet | R245fa | MinimizeLCOE_Brownfield | IgnoreSilica | 119.487 | 14.7488 | 1.3894 | 4 | 6749.7896 | 12381.4142 | 137.6036 | 252.4119 | 67.4138 | 7.6254 | 101.6247 | 3315937.9144 | 0 | 3416174.0604 | 0 | 0 | 0 | 603594.5123 | 2860925.53 | 7443541.3724 | 5080369.9362 | 22720543.3256 | 961560.8286 | 13829493.5254 | 13829493.5254 | 11472858.6872 | 5995102.4534 | 0 | 37511597.6796 | 68809052.3456 | 4216965.0343 | 5.5574 | 6749.7896 | 12381.4142 | 137.6036 | 252.4119
1 | 3500 | 707 | 0.03 | 15 | 15 | 7 | 5.6234e-09 | 5spot_SharedNeighbor | CO2 | Porous | Wet | R245fa | MinimizeLCOE_Brownfield | IgnoreSilica | 119.5498 | 14.7571 | 1.3905 | 4 | 6744.8736 | 12372.0161 | 137.5034 | 252.2203 | 67.4093 | 7.6242 | 83.0401 | 3316903.916 | 0 | 3417630.2903 | 0 | 0 | 0 | 601991.2255 | 2861244.9184 | 7444372.3556 | 5080937.0993 | 22723079.805 | 961560.8286 | 13829493.5254 | 13829493.5254 | 11472858.6872 | 5995102.4534 | 0 | 37514134.159 | 68811588.825 | 5623413.2519 | 5.5619 | 6744.8736 | 12372.0161 | 137.5034 | 252.2203
1 | 3500 | 707 | 0.03 | 15 | 15 | 7 | 7.4989e-09 | 5spot_SharedNeighbor | CO2 | Porous | Wet | R245fa | MinimizeLCOE_Brownfield | IgnoreSilica | 119.6157 | 14.7656 | 1.3914 | 4 | 6741.1869 | 12364.5361 | 137.4282 | 252.0678 | 67.4047 | 7.6229 | 94.1597 | 3317918.4306 | 0 | 3419159.6757 | 0 | 0 | 0 | 600992.5575 | 2861847.5589 | 7445940.3026 | 5082007.2553 | 22727865.7805 | 961560.8286 | 13829493.5254 | 13829493.5254 | 11472858.6872 | 5995102.4534 | 0 | 37518920.1345 | 68816374.8005 | 7498942.0933 | 5.5656 | 6741.1869 | 12364.5361 | 137.4282 | 252.0678
1 | 3500 | 707 | 0.03 | 15 | 15 | 7 | 1e-08 | 5spot_SharedNeighbor | CO2 | Porous | Wet | R245fa | MinimizeLCOE_Brownfield | IgnoreSilica | 119.6593 | 14.7712 | 1.3921 | 4 | 6738.4221 | 12359.0649 | 137.3718 | 251.9563 | 67.4016 | 7.6221 | 97.1781 | 3318587.6285 | 0 | 3420169.1194 | 0 | 0 | 0 | 600176.1699 | 2862183.838 | 7446815.2317 | 5082604.4124 | 22730536.3999 | 961560.8286 | 13829493.5254 | 13829493.5254 | 11472858.6872 | 5995102.4534 | 0 | 37521590.7539 | 68819045.4199 | 10000000 | 5.5683 | 6738.4221 | 12359.0649 | 137.3718 | 251.9563
1 | 3600 | 707 | 0.03 | 15 | 15 | 7 | 1e-13 | 5spot_SharedNeighbor | CO2 | Porous | Wet | R245fa | MinimizeLCOE_Brownfield | IgnoreSilica | 0.49674 | -0.022076 | 9.9233e-05 | 4 | 39182958.9123 | 120405645.2484 | 798797.6163 | 2454631.9391 | 38.5259 | 6.0547 | 36.6494 | 39318.7314 | 0 | 10923.6057 | 0 | 0 | 0 | 41219.2932 | 35670.0358 | 92806.1162 | 63342.0813 | 283279.8636 | 961560.8286 | 14308154.1186 | 14308154.1186 | 11772186.6032 | 6159593.5296 | 0 | 15552994.8108 | 47792929.0622 | 100 | 0.00039693 | 39182958.9123 | 120405645.2484 | 798797.6163 | 2454631.9391
1 | 3600 | 707 | 0.03 | 15 | 15 | 7 | 1.3335e-13 | 5spot_SharedNeighbor | CO2 | Porous | Wet | R245fa | MinimizeLCOE_Brownfield | IgnoreSilica | 0.88403 | -0.0047881 | 0.0009989 | 4 | 3954873.9988 | 12023744.3233 | 80625.4558 | 245120.2913 | 47.7332 | 6.9918 | 43.3106 | 71905.2452 | 0 | 32939.6741 | 0 | 0 | 0 | 67035.7519 | 67033.4618 | 174407.317 | 119036.5776 | 532358.0276 | 961560.8286 | 14308154.1186 | 14308154.1186 | 11772186.6032 | 6159593.5296 | 0 | 15802072.9747 | 48042007.2262 | 133.3521 | 0.0039956 | 3954873.9988 | 12023744.3233 | 80625.4558 | 245120.2913
1 | 3600 | 707 | 0.03 | 15 | 15 | 7 | 1.7783e-13 | 5spot_SharedNeighbor | CO2 | Porous | Wet | R245fa | MinimizeLCOE_Brownfield | IgnoreSilica | 1.3402 | 0.029897 | 0.0028145 | 4 | 1428617.5042 | 4292392.1801 | 29124.3002 | 87506.2205 | 53.8198 | 7.5752 | 118.3669 | 109400.4835 | 0 | 59111.1298 | 0 | 0 | 0 | 94121.3506 | 102426.8559 | 266493.6685 | 181887.4046 | 813440.8929 | 961560.8286 | 14308154.1186 | 14308154.1186 | 11772186.6032 | 6159593.5296 | 0 | 16083155.8401 | 48323090.0915 | 177.8279 | 0.011258 | 1428617.5042 | 4292392.1801 | 29124.3002 | 87506.2205
1 | 3600 | 707 | 0.03 | 15 | 15 | 7 | 2.3714e-13 | 5spot_SharedNeighbor | CO2 | Porous | Wet | R245fa | MinimizeLCOE_Brownfield | IgnoreSilica | 1.8653 | 0.079973 | 0.0057594 | 4 | 711008.1885 | 2110464.6195 | 14494.8636 | 43024.6759 | 58.0137 | 7.9532 | 174.3998 | 149970.358 | 0 | 88126.487 | 0 | 0 | 0 | 120322.0477 | 139783.3682 | 363687.6504 | 248224.2945 | 1110114.2058 | 961560.8286 | 14308154.1186 | 14308154.1186 | 11772186.6032 | 6159593.5296 | 0 | 16379829.153 | 48619763.4044 | 237.1374 | 0.023037 | 711008.1885 | 2110464.6195 | 14494.8636 | 43024.6759
1 | 3600 | 707 | 0.03 | 15 | 15 | 7 | 3.1623e-13 | 5spot_SharedNeighbor | CO2 | Porous | Wet | R245fa | MinimizeLCOE_Brownfield | IgnoreSilica | 2.546 | 0.15187 | 0.010142 | 4 | 412535.2819 | 1207243.8195 | 8410.0897 | 24611.2982 | 61.3715 | 8.2386 | 245.668 | 198771.7007 | 0 | 123884.3498 | 0 | 0 | 0 | 150705.0287 | 184610.8209 | 480319.4872 | 327827.9196 | 1466119.3069 | 961560.8286 | 14308154.1186 | 14308154.1186 | 11772186.6032 | 6159593.5296 | 0 | 16735834.2541 | 48975768.5055 | 316.2278 | 0.040568 | 412535.2819 | 1207243.8195 | 8410.0897 | 24611.2982
1 | 3600 | 707 | 0.03 | 15 | 15 | 7 | 4.217e-13 | 5spot_SharedNeighbor | CO2 | Porous | Wet | R245fa | MinimizeLCOE_Brownfield | IgnoreSilica | 3.4197 | 0.25007 | 0.016369 | 4 | 262016.3522 | 754399.6093 | 5341.5577 | 15379.4564 | 64.0314 | 8.4523 | 43.0139 | 256496.6723 | 0 | 167270.8409 | 0 | 0 | 0 | 185292.2715 | 237533.316 | 618012.9635 | 421806.5465 | 1886412.6108 | 961560.8286 | 14308154.1186 | 14308154.1186 | 11772186.6032 | 6159593.5296 | 0 | 17156127.558 | 49396061.8094 | 421.6965 | 0.065477 | 262016.3522 | 754399.6093 | 5341.5577 | 15379.4564
1 | 3600 | 707 | 0.03 | 15 | 15 | 7 | 5.6234e-13 | 5spot_SharedNeighbor | CO2 | Porous | Wet | R245fa | MinimizeLCOE_Brownfield | IgnoreSilica | 4.5233 | 0.37914 | 0.024966 | 4 | 176664.4608 | 499502.5647 | 3601.544 | 10183.0354 | 66.1104 | 8.6113 | 61.1843 | 323577.402 | 0 | 219008.1095 | 0 | 0 | 0 | 223487.0818 | 298768.3114 | 777333.8604 | 530546.3323 | 2372721.0974 | 961560.8286 | 14308154.1186 | 14308154.1186 | 11772186.6032 | 6159593.5296 | 0 | 17642436.0446 | 49882370.296 | 562.3413 | 0.099864 | 176664.4608 | 499502.5647 | 3601.544 | 10183.0354
1 | 3600 | 707 | 0.03 | 15 | 15 | 7 | 7.4989e-13 | 5spot_SharedNeighbor | CO2 | Porous | Wet | R245fa | MinimizeLCOE_Brownfield | IgnoreSilica | 5.9601 | 0.55069 | 0.036658 | 4 | 124304.6811 | 344171.5242 | 2534.1191 | 7016.402 | 67.7811 | 8.7336 | 63.8548 | 403923.1749 | 0 | 282608.5388 | 0 | 0 | 0 | 268367.8495 | 372410.8297 | 968936.5868 | 661319.1302 | 2957566.1099 | 961560.8286 | 14308154.1186 | 14308154.1186 | 11772186.6032 | 6159593.5296 | 0 | 18227281.0571 | 50467215.3085 | 749.8942 | 0.14663 | 124304.6811 | 344171.5242 | 2534.1191 | 7016.402
1 | 3600 | 707 | 0.03 | 15 | 15 | 7 | 1e-12 | 5spot_SharedNeighbor | CO2 | Porous | Wet | R245fa | MinimizeLCOE_Brownfield | IgnoreSilica | 7.8165 | 0.77537 | 0.052376 | 4 | 90329.9595 | 244217.0043 | 1841.4984 | 4978.694 | 69.1018 | 8.8263 | 58.7985 | 499422.8937 | 0 | 360207.1097 | 0 | 0 | 0 | 320371.1404 | 460200.4461 | 1197347.1606 | 817214.0401 | 3654762.7906 | 961560.8286 | 14308154.1186 | 14308154.1186 | 11772186.6032 | 6159593.5296 | 0 | 18924477.7378 | 51164411.9893 | 1000 | 0.2095 | 90329.9595 | 244217.0043 | 1841.4984 | 4978.694
1 | 3600 | 707 | 0.03 | 15 | 15 | 7 | 1.3335e-12 | 5spot_SharedNeighbor | CO2 | Porous | Wet | R245fa | MinimizeLCOE_Brownfield | IgnoreSilica | 10.1749 | 1.0637 | 0.073275 | 4 | 67349.4153 | 177346.1895 | 1373.0089 | 3615.442 | 70.1248 | 8.8948 | 48.8339 | 611201.2596 | 0 | 453412.5713 | 0 | 0 | 0 | 378705.1907 | 562894.4184 | 1464535.8112 | 999575.7844 | 4470325.0357 | 961560.8286 | 14308154.1186 | 14308154.1186 | 11772186.6032 | 6159593.5296 | 0 | 19740039.9829 | 51979974.2343 | 1333.5214 | 0.2931 | 67349.4153 | 177346.1895 | 1373.0089 | 3615.442
1 | 3600 | 707 | 0.03 | 15 | 15 | 7 | 1.7783e-12 | 5spot_SharedNeighbor | CO2 | Porous | Wet | R245fa | MinimizeLCOE_Brownfield | IgnoreSilica | 13.2151 | 1.4374 | 0.10093 | 4 | 51306.147 | 131161.0208 | 1045.9452 | 2673.8948 | 70.9238 | 8.9449 | 46.8647 | 744146.596 | 0 | 567151.2857 | 0 | 0 | 0 | 446451.8719 | 685522.4039 | 1783588.6749 | 1217335.9197 | 5444196.7521 | 961560.8286 | 14308154.1186 | 14308154.1186 | 11772186.6032 | 6159593.5296 | 0 | 20713911.6993 | 52953845.9507 | 1778.2794 | 0.40373 | 51306.147 | 131161.0208 | 1045.9452 | 2673.8948
1 | 3600 | 707 | 0.03 | 15 | 15 | 7 | 2.3714e-12 | 5spot_SharedNeighbor | CO2 | Porous | Wet | R245fa | MinimizeLCOE_Brownfield | IgnoreSilica | 17.0466 | 1.9109 | 0.13713 | 4 | 39828.5054 | 98603.6282 | 811.958 | 2010.1683 | 71.5273 | 8.9783 | 56.8679 | 898954.3876 | 0 | 703033.497 | 0 | 0 | 0 | 521643.8664 | 828216.3829 | 2154849.1378 | 1470728.8143 | 6577426.086 | 961560.8286 | 14308154.1186 | 14308154.1186 | 11772186.6032 | 6159593.5296 | 0 | 21847141.0332 | 54087075.2846 | 2371.3737 | 0.54853 | 39828.5054 | 98603.6282 | 811.958 | 2010.1683
1 | 3600 | 707 | 0.03 | 15 | 15 | 7 | 3.1623e-12 | 5spot_SharedNeighbor | CO2 | Porous | Wet | R245fa | MinimizeLCOE_Brownfield | IgnoreSilica | 21.8534 | 2.5074 | 0.18407 | 4 | 31459.0627 | 75246.5046 | 641.3355 | 1534.0018 | 71.9725 | 8.9966 | 48.865 | 1078698.9654 | 0 | 864922.9078 | 0 | 0 | 0 | 604780.1792 | 993876.8004 | 2585863.5626 | 1764905.0156 | 7893047.431 | 961560.8286 | 14308154.1186 | 14308154.1186 | 11772186.6032 | 6159593.5296 | 0 | 23162762.3782 | 55402696.6297 | 3162.2777 | 0.73628 | 31459.0627 | 75246.5046 | 641.3355 | 1534.0018
1 | 3600 | 707 | 0.03 | 15 | 15 | 7 | 4.217e-12 | 5spot_SharedNeighbor | CO2 | Porous | Wet | R245fa | MinimizeLCOE_Brownfield | IgnoreSilica | 27.7971 | 3.2478 | 0.24409 | 4 | 25265.7886 | 58286.3488 | 515.0773 | 1188.2461 | 72.2805 | 8.9993 | 60.953 | 1284674.115 | 0 | 1055406.6566 | 0 | 0 | 0 | 694470.6214 | 1183475.0432 | 3079159.2984 | 2101589.4915 | 9398775.2261 | 961560.8286 | 14308154.1186 | 14308154.1186 | 11772186.6032 | 6159593.5296 | 0 | 24668490.1733 | 56908424.4247 | 4216.965 | 0.97636 | 25265.7886 | 58286.3488 | 515.0773 | 1188.2461
1 | 3600 | 707 | 0.03 | 15 | 15 | 7 | 5.6234e-12 | 5spot_SharedNeighbor | CO2 | Porous | Wet | R245fa | MinimizeLCOE_Brownfield | IgnoreSilica | 34.964 | 4.1446 | 0.31923 | 4 | 20633.1999 | 45881.5687 | 420.6357 | 935.3578 | 72.4633 | 8.9845 | 65.7711 | 1515145.1093 | 0 | 1274526.2013 | 0 | 0 | 0 | 786741.2509 | 1394800.899 | 3628985.8262 | 2476857.3946 | 11077056.6813 | 961560.8286 | 14308154.1186 | 14308154.1186 | 11772186.6032 | 6159593.5296 | 0 | 26346771.6285 | 58586705.88 | 5623.4133 | 1.2769 | 20633.1999 | 45881.5687 | 420.6357 | 935.3578
1 | 3600 | 707 | 0.03 | 15 | 15 | 7 | 7.4989e-12 | 5spot_SharedNeighbor | CO2 | Porous | Wet | R245fa | MinimizeLCOE_Brownfield | IgnoreSilica | 43.3265 | 5.1966 | 0.41055 | 4 | 17144.0358 | 36776.1071 | 349.5044 | 749.7307 | 72.527 | 8.9497 | 73.2528 | 1765028.119 | 0 | 1519247.4337 | 0 | 0 | 0 | 875651.442 | 1622371.528 | 4221077.9216 | 2880972.416 | 12884348.8603 | 961560.8286 | 14308154.1186 | 14308154.1186 | 11772186.6032 | 6159593.5296 | 0 | 28154063.8075 | 60393998.0589 | 7498.9421 | 1.6422 | 17144.0358 | 36776.1071 | 349.5044 | 749.7307
1 | 3600 | 707 | 0.03 | 15 | 15 | 7 | 1e-11 | 5spot_SharedNeighbor | CO2 | Porous | Wet | R245fa | MinimizeLCOE_Brownfield | IgnoreSilica | 52.6808 | 6.3802 | 0.5172 | 4 | 14508.7409 | 30092.6106 | 295.7803 | 613.4786 | 72.474 | 8.8928 | 245.5481 | 2025081.2841 | 0 | 1782311.1272 | 0 | 0 | 0 | 953596.8899 | 1856785.8275 | 4830975.8439 | 3297240.2801 | 14745991.2528 | 961560.8286 | 14308154.1186 | 14308154.1186 | 11772186.6032 | 6159593.5296 | 0 | 30015706.2 | 62255640.4514 | 10000 | 2.0688 | 14508.7409 | 30092.6106 | 295.7803 | 613.4786
1 | 3600 | 707 | 0.03 | 15 | 15 | 7 | 1.3335e-11 | 5spot_SharedNeighbor | CO2 | Porous | Wet | R245fa | MinimizeLCOE_Brownfield | IgnoreSilica | 62.5176 | 7.6335 | 0.63511 | 4 | 12520.5086 | 25211.1612 | 255.2475 | 513.9636 | 72.311 | 8.8145 | 71.1546 | 2279853.319 | 0 | 2049362.3628 | 0 | 0 | 0 | 1010346.3002 | 2082429.173 | 5418053.5432 | 3697932.8731 | 16537977.5715 | 961560.8286 | 14308154.1186 | 14308154.1186 | 11772186.6032 | 6159593.5296 | 0 | 31807692.5187 | 64047626.7701 | 13335.2143 | 2.5404 | 12520.5086 | 25211.1612 | 255.2475 | 513.9636
1 | 3600 | 707 | 0.03 | 15 | 15 | 7 | 1.7783e-11 | 5spot_SharedNeighbor | CO2 | Porous | Wet | R245fa | MinimizeLCOE_Brownfield | IgnoreSilica | 72.2741 | 8.8849 | 0.75797 | 4 | 11025.6721 | 21659.3655 | 224.7732 | 441.5555 | 72.0557 | 8.7189 | 70.0208 | 2515739.039 | 0 | 2306315.082 | 0 | 0 | 0 | 1040767.7117 | 2286500.5148 | 5949005.3137 | 4060318.3665 | 18158646.0278 | 961560.8286 | 14308154.1186 | 14308154.1186 | 11772186.6032 | 6159593.5296 | 0 | 33428360.975 | 65668295.2264 | 17782.7941 | 3.0319 | 11025.6721 | 21659.3655 | 224.7732 | 441.5555
1 | 3600 | 707 | 0.03 | 15 | 15 | 7 | 2.3714e-11 | 5spot_SharedNeighbor | CO2 | Porous | Wet | R245fa | MinimizeLCOE_Brownfield | IgnoreSilica | 81.3728 | 10.0598 | 0.87825 | 4 | 9906.0302 | 19083.332 | 201.9478 | 389.0395 | 71.7395 | 8.6138 | 76.5266 | 2721746.4289 | 0 | 2539944.2565 | 0 | 0 | 0 | 1043975.6289 | 2459209.8626 | 6398359.6091 | 4367011.9063 | 19530247.6922 | 961560.8286 | 14308154.1186 | 14308154.1186 | 11772186.6032 | 6159593.5296 | 0 | 34799962.6394 | 67039896.8908 | 23713.7371 | 3.513 | 9906.0302 | 19083.332 | 201.9478 | 389.0395
1 | 3600 | 707 | 0.03 | 15 | 15 | 7 | 3.1623e-11 | 5spot_SharedNeighbor | CO2 | Porous | Wet | R245fa | MinimizeLCOE_Brownfield | IgnoreSilica | 89.436 | 11.1071 | 0.9896 | 4 | 9069.6134 | 17214.3223 | 184.8963 | 350.9372 | 71.3987 | 8.5082 | 88.6099 | 2893530.35 | 0 | 2742769.7202 | 0 | 0 | 0 | 1024876.3086 | 2597858.7877 | 6759095.6715 | 4613221.6813 | 20631352.5192 | 961560.8286 | 14308154.1186 | 14308154.1186 | 11772186.6032 | 6159593.5296 | 0 | 35901067.4664 | 68141001.7178 | 31622.7766 | 3.9584 | 9069.6134 | 17214.3223 | 184.8963 | 350.9372
1 | 3600 | 707 | 0.03 | 15 | 15 | 7 | 4.217e-11 | 5spot_SharedNeighbor | CO2 | Porous | Wet | R245fa | MinimizeLCOE_Brownfield | IgnoreSilica | 96.2714 | 11.9997 | 1.0877 | 4 | 8445.4609 | 15855.2863 | 172.1721 | 323.2315 | 71.0663 | 8.4094 | 77.4504 | 3031416.3894 | 0 | 2911941.8697 | 0 | 0 | 0 | 990603.8648 | 2704245.2283 | 7035891.3671 | 4802140.4312 | 21476239.1505 | 961560.8286 | 14308154.1186 | 14308154.1186 | 11772186.6032 | 6159593.5296 | 0 | 36745954.0977 | 68985888.3491 | 42169.6503 | 4.351 | 8445.4609 | 15855.2863 | 172.1721 | 323.2315
1 | 3600 | 707 | 0.03 | 15 | 15 | 7 | 5.6234e-11 | 5spot_SharedNeighbor | CO2 | Porous | Wet | R245fa | MinimizeLCOE_Brownfield | IgnoreSilica | 101.8861 | 12.7362 | 1.171 | 4 | 7979.6449 | 14862.7328 | 162.6759 | 302.9969 | 70.7635 | 8.322 | 89.4258 | 3139427.7667 | 0 | 3049170.3474 | 0 | 0 | 0 | 948828.4118 | 2783596.3451 | 7242346.6959 | 4943050.4353 | 22106420.0021 | 961560.8286 | 14308154.1186 | 14308154.1186 | 11772186.6032 | 6159593.5296 | 0 | 37376134.9493 | 69616069.2008 | 56234.1325 | 4.6839 | 7979.6449 | 14862.7328 | 162.6759 | 302.9969
1 | 3600 | 707 | 0.03 | 15 | 15 | 7 | 7.4989e-11 | 5spot_SharedNeighbor | CO2 | Porous | Wet | R245fa | MinimizeLCOE_Brownfield | IgnoreSilica | 106.3614 | 13.3257 | 1.2393 | 4 | 7631.713 | 14135.2572 | 155.5828 | 288.1663 | 70.5031 | 8.2483 | 91.0994 | 3222137.6934 | 0 | 3157505.2314 | 0 | 0 | 0 | 905157.7878 | 2841072.2779 | 7391887.283 | 5045114.9587 | 22562875.2322 | 961560.8286 | 14308154.1186 | 14308154.1186 | 11772186.6032 | 6159593.5296 | 0 | 37832590.1794 | 70072524.4308 | 74989.4209 | 4.9573 | 7631.713 | 14135.2572 | 155.5828 | 288.1663
1 | 3600 | 707 | 0.03 | 15 | 15 | 7 | 1e-10 | 5spot_SharedNeighbor | CO2 | Porous | Wet | R245fa | MinimizeLCOE_Brownfield | IgnoreSilica | 109.8982 | 13.7929 | 1.2943 | 4 | 7371.5597 | 13598.7058 | 150.2792 | 277.228 | 70.2853 | 8.1876 | 90.905 | 3285383.9925 | 0 | 3242506.4396 | 0 | 0 | 0 | 864211.883 | 2882919.9029 | 7500766.2191 | 5119427.0699 | 22895215.507 | 961560.8286 | 14308154.1186 | 14308154.1186 | 11772186.6032 | 6159593.5296 | 0 | 38164930.4542 | 70404864.7056 | 100000 | 5.1773 | 7371.5597 | 13598.7058 | 150.2792 | 277.228
1 | 3600 | 707 | 0.03 | 15 | 15 | 7 | 1.3335e-10 | 5spot_SharedNeighbor | CO2 | Porous | Wet | R245fa | MinimizeLCOE_Brownfield | IgnoreSilica | 112.6413 | 14.1562 | 1.3377 | 4 | 7176.8482 | 13201.8918 | 146.3098 | 269.1384 | 70.1091 | 8.1389 | 102.6881 | 3333144.1336 | 0 | 3308071.7494 | 0 | 0 | 0 | 827824.2564 | 2912925.6544 | 7578835.0294 | 5172710.6371 | 23133511.4602 | 961560.8286 | 14308154.1186 | 14308154.1186 | 11772186.6032 | 6159593.5296 | 0 | 38403226.4074 | 70643160.6588 | 133352.1432 | 5.351 | 7176.8482 | 13201.8918 | 146.3098 | 269.1384
1 | 3600 | 707 | 0.03 | 15 | 15 | 7 | 1.7783e-10 | 5spot_SharedNeighbor | CO2 | Porous | Wet | R245fa | MinimizeLCOE_Brownfield | IgnoreSilica | 114.7413 | 14.4349 | 1.3715 | 4 | 7031.0023 | 12907.6636 | 143.3365 | 263.1402 | 69.9698 | 8.1008 | 101.1037 | 3368942.5804 | 0 | 3358061.1051 | 0 | 0 | 0 | 796773.4166 | 2934273.0698 | 7634376.6256 | 5210618.9177 | 23303045.7153 | 961560.8286 | 14308154.1186 | 14308154.1186 | 11772186.6032 | 6159593.5296 | 0 | 38572760.6625 | 70812694.9139 | 177827.941 | 5.4861 | 7031.0023 | 12907.6636 | 143.3365 | 263.1402
1 | 3600 | 707 | 0.03 | 15 | 15 | 7 | 2.3714e-10 | 5spot_SharedNeighbor | CO2 | Porous | Wet | R245fa | MinimizeLCOE_Brownfield | IgnoreSilica | 116.3419 | 14.6478 | 1.3976 | 4 | 6921.6977 | 12688.839 | 141.1082 | 258.6791 | 69.8611 | 8.0712 | 90.3045 | 3395781.9829 | 0 | 3396047.3742 | 0 | 0 | 0 | 771165.2312 | 2949567.8894 | 7674170.6087 | 5237779.1289 | 23424512.2152 | 961560.8286 | 14308154.1186 | 14308154.1186 | 11772186.6032 | 6159593.5296 | 0 | 38694227.1624 | 70934161.4138 | 237137.3706 | 5.5903 | 6921.6977 | 12688.839 | 141.1082 | 258.6791
1 | 3600 | 707 | 0.03 | 15 | 15 | 7 | 3.1623e-10 | 5spot_SharedNeighbor | CO2 | Porous | Wet | R245fa | MinimizeLCOE_Brownfield | IgnoreSilica | 117.5546 | 14.8092 | 1.4175 | 4 | 6839.7497 | 12525.8037 | 139.4375 | 255.3555 | 69.7773 | 8.0485 | 91.4614 | 3415858.4062 | 0 | 3424761.2662 | 0 | 0 | 0 | 750517.0885 | 2960543.3368 | 7702726.4713 | 5257269.0919 | 23511675.6609 | 961560.8286 | 14308154.1186 | 14308154.1186 | 11772186.6032 | 6159593.5296 | 0 | 38781390.608 | 71021324.8595 | 316227.766 | 5.67 | 6839.7497 | 12525.8037 | 139.4375 | 255.3555
1 | 3600 | 707 | 0.03 | 15 | 15 | 7 | 4.217e-10 | 5spot_SharedNeighbor | CO2 | Porous | Wet | R245fa | MinimizeLCOE_Brownfield | IgnoreSilica | 118.4903 | 14.9338 | 1.4328 | 4 | 6778.2987 | 12403.6805 | 138.1848 | 252.8658 | 69.7118 | 8.0308 | 102.0815 | 3431197.6153 | 0 | 3446878.9284 | 0 | 0 | 0 | 734398.3832 | 2968865.2215 | 7724378.3084 | 5272046.9156 | 23577765.3724 | 961560.8286 | 14308154.1186 | 14308154.1186 | 11772186.6032 | 6159593.5296 | 0 | 38847480.3195 | 71087414.571 | 421696.5034 | 5.7312 | 6778.2987 | 12403.6805 | 138.1848 | 252.8658
1 | 3600 | 707 | 0.03 | 15 | 15 | 7 | 5.6234e-10 | 5spot_SharedNeighbor | CO2 | Porous | Wet | R245fa | MinimizeLCOE_Brownfield | IgnoreSilica | 119.1749 | 15.0252 | 1.4443 | 4 | 6732.2131 | 12312.9201 | 137.2453 | 251.0155 | 69.6634 | 8.0177 | 93.8454 | 3442334.5635 | 0 | 3463038.5681 | 0 | 0 | 0 | 721548.2002 | 2974499.3194 | 7739037.0754 | 5282051.8253 | 23622509.5519 | 961560.8286 | 14308154.1186 | 14308154.1186 | 11772186.6032 | 6159593.5296 | 0 | 38892224.4991 | 71132158.7505 | 562341.3252 | 5.777 | 6732.2131 | 12312.9201 | 137.2453 | 251.0155
1 | 3600 | 707 | 0.03 | 15 | 15 | 7 | 7.4989e-10 | 5spot_SharedNeighbor | CO2 | Porous | Wet | R245fa | MinimizeLCOE_Brownfield | IgnoreSilica | 119.7083 | 15.0963 | 1.453 | 4 | 6697.6493 | 12244.6308 | 136.5406 | 249.6234 | 69.6254 | 8.0075 | 96.6151 | 3450964.3043 | 0 | 3475619.2078 | 0 | 0 | 0 | 711823.3115 | 2978978.6612 | 7750691.4039 | 5290006.1439 | 23658083.0326 | 961560.8286 | 14308154.1186 | 14308154.1186 | 11772186.6032 | 6159593.5296 | 0 | 38927797.9798 | 71167732.2312 | 749894.2093 | 5.8122 | 6697.6493 | 12244.6308 | 136.5406 | 249.6234
1 | 3600 | 707 | 0.03 | 15 | 15 | 7 | 1e-09 | 5spot_SharedNeighbor | CO2 | Porous | Wet | R245fa | MinimizeLCOE_Brownfield | IgnoreSilica | 120.1003 | 15.1486 | 1.4596 | 4 | 6671.7266 | 12193.736 | 136.0122 | 248.5858 | 69.5973 | 7.9999 | 104.2725 | 3457276.5678 | 0 | 3484855.2024 | 0 | 0 | 0 | 704247.8435 | 2982088.0494 | 7758781.3941 | 5295527.7285 | 23682776.7856 | 961560.8286 | 14308154.1186 | 14308154.1186 | 11772186.6032 | 6159593.5296 | 0 | 38952491.7328 | 71192425.9843 | 1000000 | 5.8384 | 6671.7266 | 12193.736 | 136.0122 | 248.5858
1 | 3600 | 707 | 0.03 | 15 | 15 | 7 | 1.3335e-09 | 5spot_SharedNeighbor | CO2 | Porous | Wet | R245fa | MinimizeLCOE_Brownfield | IgnoreSilica | 120.3929 | 15.1877 | 1.4646 | 4 | 6652.2848 | 12155.6698 | 135.6158 | 247.8098 | 69.5763 | 7.9943 | 88.1293 | 3461974.6347 | 0 | 3491748.0338 | 0 | 0 | 0 | 698445.1619 | 2984345.4539 | 7764654.6975 | 5299536.3788 | 23700704.3606 | 961560.8286 | 14308154.1186 | 14308154.1186 | 11772186.6032 | 6159593.5296 | 0 | 38970419.3077 | 71210353.5592 | 1333521.4322 | 5.8582 | 6652.2848 | 12155.6698 | 135.6158 | 247.8098
1 | 3600 | 707 | 0.03 | 15 | 15 | 7 | 1.7783e-09 | 5spot_SharedNeighbor | CO2 | Porous | Wet | R245fa | MinimizeLCOE_Brownfield | IgnoreSilica | 120.6144 | 15.2174 | 1.4683 | 4 | 6637.7038 | 12127.1179 | 135.3186 | 247.2277 | 69.5603 | 7.99 | 102.7092 | 3465522.1516 | 0 | 3496963.4028 | 0 | 0 | 0 | 694056.1961 | 2986051.2827 | 7769092.9143 | 5302565.5529 | 23714251.5006 | 961560.8286 | 14308154.1186 | 14308154.1186 | 11772186.6032 | 6159593.5296 | 0 | 38983966.4478 | 71223900.6992 | 1778279.41 | 5.8731 | 6637.7038 | 12127.1179 | 135.3186 | 247.2277
1 | 3600 | 707 | 0.03 | 15 | 15 | 7 | 2.3714e-09 | 5spot_SharedNeighbor | CO2 | Porous | Wet | R245fa | MinimizeLCOE_Brownfield | IgnoreSilica | 120.7802 | 15.2395 | 1.4711 | 4 | 6626.7687 | 12105.737 | 135.0956 | 246.7918 | 69.5483 | 7.9868 | 95.7202 | 3468172.0391 | 0 | 3500865.1662 | 0 | 0 | 0 | 690726.0835 | 2987307.6826 | 7772361.8091 | 5304796.6408 | 23724229.4212 | 961560.8286 | 14308154.1186 | 14308154.1186 | 11772186.6032 | 6159593.5296 | 0 | 38993944.3684 | 71233878.6198 | 2371373.7057 | 5.8843 | 6626.7687 | 12105.737 | 135.0956 | 246.7918
1 | 3600 | 707 | 0.03 | 15 | 15 | 7 | 3.1623e-09 | 5spot_SharedNeighbor | CO2 | Porous | Wet | R245fa | MinimizeLCOE_Brownfield | IgnoreSilica | 120.9117 | 15.257 | 1.4732 | 4 | 6618.5678 | 12089.5566 | 134.9285 | 246.462 | 69.5388 | 7.9842 | 97.0357 | 3470271.5535 | 0 | 3503959.9609 | 0 | 0 | 0 | 688291.3734 | 2988383.9262 | 7775161.9743 | 5306707.811 | 23732776.5993 | 961560.8286 | 14308154.1186 | 14308154.1186 | 11772186.6032 | 6159593.5296 | 0 | 39002491.5465 | 71242425.798 | 3162277.6602 | 5.8929 | 6618.5678 | 12089.5566 | 134.9285 | 246.462
1 | 3600 | 707 | 0.03 | 15 | 15 | 7 | 4.217e-09 | 5spot_SharedNeighbor | CO2 | Porous | Wet | R245fa | MinimizeLCOE_Brownfield | IgnoreSilica | 121.0165 | 15.2709 | 1.4749 | 4 | 6612.4178 | 12077.2932 | 134.8031 | 246.212 | 69.5312 | 7.9822 | 100.224 | 3471943.5114 | 0 | 3506426.6316 | 0 | 0 | 0 | 686525.1259 | 2989309.1549 | 7777569.2293 | 5308350.8121 | 23740124.4652 | 961560.8286 | 14308154.1186 | 14308154.1186 | 11772186.6032 | 6159593.5296 | 0 | 39009839.4124 | 71249773.6638 | 4216965.0343 | 5.8995 | 6612.4178 | 12077.2932 | 134.8031 | 246.212
1 | 3600 | 707 | 0.03 | 15 | 15 | 7 | 5.6234e-09 | 5spot_SharedNeighbor | CO2 | Porous | Wet | R245fa | MinimizeLCOE_Brownfield | IgnoreSilica | 121.0702 | 15.2783 | 1.476 | 4 | 6607.8056 | 12068.6514 | 134.7091 | 246.0358 | 69.5273 | 7.9811 | 94.0637 | 3472798.4826 | 0 | 3507689.6144 | 0 | 0 | 0 | 684909.9081 | 2989505.222 | 7778079.3557 | 5308698.9838 | 23741681.5665 | 961560.8286 | 14308154.1186 | 14308154.1186 | 11772186.6032 | 6159593.5296 | 0 | 39011396.5137 | 71251330.7651 | 5623413.2519 | 5.9038 | 6607.8056 | 12068.6514 | 134.7091 | 246.0358
1 | 3600 | 707 | 0.03 | 15 | 15 | 7 | 7.4989e-09 | 5spot_SharedNeighbor | CO2 | Porous | Wet | R245fa | MinimizeLCOE_Brownfield | IgnoreSilica | 121.1286 | 15.286 | 1.4769 | 4 | 6604.3469 | 12061.7738 | 134.6385 | 245.8956 | 69.523 | 7.98 | 99.4622 | 3473727.8335 | 0 | 3509062.2145 | 0 | 0 | 0 | 683901.3535 | 2990009.6466 | 7779391.7652 | 5309594.7302 | 23745687.5436 | 961560.8286 | 14308154.1186 | 14308154.1186 | 11772186.6032 | 6159593.5296 | 0 | 39015402.4908 | 71255336.7422 | 7498942.0933 | 5.9075 | 6604.3469 | 12061.7738 | 134.6385 | 245.8956
1 | 3600 | 707 | 0.03 | 15 | 15 | 7 | 1e-08 | 5spot_SharedNeighbor | CO2 | Porous | Wet | R245fa | MinimizeLCOE_Brownfield | IgnoreSilica | 121.1628 | 15.2907 | 1.4775 | 4 | 6601.7531 | 12056.827 | 134.5857 | 245.7947 | 69.5205 | 7.9793 | 91.8539 | 3474272.9724 | 0 | 3509867.9739 | 0 | 0 | 0 | 683034.856 | 2990198.5629 | 7779883.2866 | 5309930.2037 | 23747187.8554 | 961560.8286 | 14308154.1186 | 14308154.1186 | 11772186.6032 | 6159593.5296 | 0 | 39016902.8026 | 71256837.054 | 10000000 | 5.9101 | 6601.7531 | 12056.827 | 134.5857 | 245.7947
1 | 3700 | 707 | 0.03 | 15 | 15 | 7 | 1e-13 | 5spot_SharedNeighbor | CO2 | Porous | Wet | R245fa | MinimizeLCOE_Brownfield | IgnoreSilica | 0.51156 | -0.023112 | 8.3447e-05 | 4 | 48094228.0839 | 147547432.5422 | 980465.8917 | 3007953.985 | 39.0971 | 6.3577 | 41.5283 | 41449.0443 | 0 | 11277.6841 | 0 | 0 | 0 | 43807.7153 | 37648.433 | 97953.5 | 66855.2765 | 298991.6531 | 961560.8286 | 14792674.8026 | 14792674.8026 | 12077081.6056 | 6326428.6422 | 0 | 16053227.2844 | 49249412.3347 | 100 | 0.00033379 | 48094228.0839 | 147547432.5422 | 980465.8917 | 3007953.985
1 | 3700 | 707 | 0.03 | 15 | 15 | 7 | 1.3335e-13 | 5spot_SharedNeighbor | CO2 | Porous | Wet | R245fa | MinimizeLCOE_Brownfield | IgnoreSilica | 0.93774 | -0.0039567 | 0.0010642 | 4 | 3837087.438 | 11635253.3639 | 78224.2175 | 237200.3777 | 49.1092 | 7.3728 | 41.3155 | 78084.7163 | 0 | 35670.8544 | 0 | 0 | 0 | 73489.9207 | 73025.7417 | 189998.0002 | 129677.5392 | 579946.7724 | 961560.8286 | 14792674.8026 | 14792674.8026 | 12077081.6056 | 6326428.6422 | 0 | 16334182.4037 | 49530367.454 | 133.3521 | 0.0042569 | 3837087.438 | 11635253.3639 | 78224.2175 | 237200.3777
1 | 3700 | 707 | 0.03 | 15 | 15 | 7 | 1.7783e-13 | 5spot_SharedNeighbor | CO2 | Porous | Wet | R245fa | MinimizeLCOE_Brownfield | IgnoreSilica | 1.3986 | 0.032135 | 0.0030503 | 4 | 1362336.38 | 4083060.4836 | 27773.0698 | 83238.7107 | 55.1743 | 7.9473 | 130.0266 | 116754.6346 | 0 | 62279.8772 | 0 | 0 | 0 | 101196.3774 | 109290.0468 | 284350.2832 | 194074.9111 | 867946.1303 | 961560.8286 | 14792674.8026 | 14792674.8026 | 12077081.6056 | 6326428.6422 | 0 | 16622181.7616 | 49818366.8119 | 177.8279 | 0.012201 | 1362336.38 | 4083060.4836 | 27773.0698 | 83238.7107
1 | 3700 | 707 | 0.03 | 15 | 15 | 7 | 2.3714e-13 | 5spot_SharedNeighbor | CO2 | Porous | Wet | R245fa | MinimizeLCOE_Brownfield | IgnoreSilica | 1.9431 | 0.085071 | 0.0062733 | 4 | 674904.9896 | 1997816.7003 | 13758.8511 | 40728.1957 | 59.525 | 8.3344 | 189.2361 | 159761.822 | 0 | 92576.3364 | 0 | 0 | 0 | 129077.0718 | 148751.9398 | 387022.0341 | 264150.4908 | 1181339.6949 | 961560.8286 | 14792674.8026 | 14792674.8026 | 12077081.6056 | 6326428.6422 | 0 | 16935575.3261 | 50131760.3765 | 237.1374 | 0.025093 | 674904.9896 | 1997816.7003 | 13758.8511 | 40728.1957
1 | 3700 | 707 | 0.03 | 15 | 15 | 7 | 3.1623e-13 | 5spot_SharedNeighbor | CO2 | Porous | Wet | R245fa | MinimizeLCOE_Brownfield | IgnoreSilica | 2.6498 | 0.16118 | 0.011071 | 4 | 390921.563 | 1140512.5777 | 7969.4648 | 23250.8916 | 63.0268 | 8.6275 | 39.8802 | 211583.1021 | 0 | 129964.8574 | 0 | 0 | 0 | 161481.8972 | 196181.6441 | 510424.3957 | 348375.1382 | 1558011.0348 | 961560.8286 | 14792674.8026 | 14792674.8026 | 12077081.6056 | 6326428.6422 | 0 | 17312246.666 | 50508431.7164 | 316.2278 | 0.044286 | 390921.563 | 1140512.5777 | 7969.4648 | 23250.8916
1 | 3700 | 707 | 0.03 | 15 | 15 | 7 | 4.217e-13 | 5spot_SharedNeighbor | CO2 | Porous | Wet | R245fa | MinimizeLCOE_Brownfield | IgnoreSilica | 3.5707 | 0.26654 | 0.017897 | 4 | 248153.5812 | 711858.0124 | 5058.9464 | 14512.1884 | 65.8424 | 8.8499 | 48.7009 | 273808.1554 | 0 | 176013.3196 | 0 | 0 | 0 | 199417.2749 | 253203.1125 | 658782.5596 | 449632.6335 | 2010857.0555 | 961560.8286 | 14792674.8026 | 14792674.8026 | 12077081.6056 | 6326428.6422 | 0 | 17765092.6867 | 50961277.7371 | 421.6965 | 0.071589 | 248153.5812 | 711858.0124 | 5058.9464 | 14512.1884
1 | 3700 | 707 | 0.03 | 15 | 15 | 7 | 5.6234e-13 | 5spot_SharedNeighbor | CO2 | Porous | Wet | R245fa | MinimizeLCOE_Brownfield | IgnoreSilica | 4.7233 | 0.40412 | 0.027315 | 4 | 167332.6566 | 471154.8804 | 3411.3025 | 9605.1295 | 68.0196 | 9.0133 | 48.4501 | 345447.3536 | 0 | 230415.088 | 0 | 0 | 0 | 240616.9533 | 318426.964 | 828481.642 | 565455.7443 | 2528843.7453 | 961560.8286 | 14792674.8026 | 14792674.8026 | 12077081.6056 | 6326428.6422 | 0 | 18283079.3766 | 51479264.4269 | 562.3413 | 0.10926 | 167332.6566 | 471154.8804 | 3411.3025 | 9605.1295
1 | 3700 | 707 | 0.03 | 15 | 15 | 7 | 7.4989e-13 | 5spot_SharedNeighbor | CO2 | Porous | Wet | R245fa | MinimizeLCOE_Brownfield | IgnoreSilica | 6.2307 | 0.58774 | 0.040133 | 4 | 117792.9858 | 324583.9805 | 2401.3693 | 6617.0835 | 69.776 | 9.1392 | 61.5549 | 431628.8303 | 0 | 297580.5473 | 0 | 0 | 0 | 289463.286 | 397282.3388 | 1033647.1518 | 705485.4204 | 3155087.5747 | 961560.8286 | 14792674.8026 | 14792674.8026 | 12077081.6056 | 6326428.6422 | 0 | 18909323.2059 | 52105508.2563 | 749.8942 | 0.16053 | 117792.9858 | 324583.9805 | 2401.3693 | 6617.0835
1 | 3700 | 707 | 0.03 | 15 | 15 | 7 | 1e-12 | 5spot_SharedNeighbor | CO2 | Porous | Wet | R245fa | MinimizeLCOE_Brownfield | IgnoreSilica | 8.1527 | 0.82552 | 0.05733 | 4 | 85661.1071 | 230420.1866 | 1746.3175 | 4697.4272 | 71.1483 | 9.2334 | 61.445 | 532752.7369 | 0 | 378466.7084 | 0 | 0 | 0 | 344599.2369 | 489769.2861 | 1274279.2169 | 869721.7493 | 3889588.9345 | 961560.8286 | 14792674.8026 | 14792674.8026 | 12077081.6056 | 6326428.6422 | 0 | 19643824.5658 | 52840009.6161 | 1000 | 0.22932 | 85661.1071 | 230420.1866 | 1746.3175 | 4697.4272
1 | 3700 | 707 | 0.03 | 15 | 15 | 7 | 1.3335e-12 | 5spot_SharedNeighbor | CO2 | Porous | Wet | R245fa | MinimizeLCOE_Brownfield | IgnoreSilica | 10.6204 | 1.1336 | 0.080224 | 4 | 63929.7002 | 167378.4467 | 1303.2934 | 3412.236 | 72.2239 | 9.3038 | 54.8465 | 652407.6215 | 0 | 476670.6887 | 0 | 0 | 0 | 407923.7733 | 599430.8126 | 1559596.0141 | 1064456.3261 | 4760485.2363 | 961560.8286 | 14792674.8026 | 14792674.8026 | 12077081.6056 | 6326428.6422 | 0 | 20514720.8675 | 53710905.9179 | 1333.5214 | 0.32089 | 63929.7002 | 167378.4467 | 1303.2934 | 3412.236
1 | 3700 | 707 | 0.03 | 15 | 15 | 7 | 1.7783e-12 | 5spot_SharedNeighbor | CO2 | Porous | Wet | R245fa | MinimizeLCOE_Brownfield | IgnoreSilica | 13.7681 | 1.529 | 0.11045 | 4 | 48757.267 | 123894.6485 | 993.9828 | 2525.76 | 73.0561 | 9.3545 | 49.6459 | 793268.227 | 0 | 595275.0913 | 0 | 0 | 0 | 479900.0113 | 728692.8985 | 1895909.4465 | 1293997.1543 | 5787042.8289 | 961560.8286 | 14792674.8026 | 14792674.8026 | 12077081.6056 | 6326428.6422 | 0 | 21541278.4601 | 54737463.5105 | 1778.2794 | 0.44181 | 48757.267 | 123894.6485 | 993.9828 | 2525.76
1 | 3700 | 707 | 0.03 | 15 | 15 | 7 | 2.3714e-12 | 5spot_SharedNeighbor | CO2 | Porous | Wet | R245fa | MinimizeLCOE_Brownfield | IgnoreSilica | 17.7628 | 2.0333 | 0.15004 | 4 | 37900.2566 | 93211.4377 | 772.648 | 1900.2412 | 73.6896 | 9.3882 | 69.7353 | 958473.8243 | 0 | 737981.834 | 0 | 0 | 0 | 561161.1318 | 880470.5481 | 2290803.7569 | 1563520.6354 | 6992411.7306 | 961560.8286 | 14792674.8026 | 14792674.8026 | 12077081.6056 | 6326428.6422 | 0 | 22746647.3619 | 55942832.4122 | 2371.3737 | 0.60017 | 37900.2566 | 93211.4377 | 772.648 | 1900.2412
1 | 3700 | 707 | 0.03 | 15 | 15 | 7 | 3.1623e-12 | 5spot_SharedNeighbor | CO2 | Porous | Wet | R245fa | MinimizeLCOE_Brownfield | IgnoreSilica | 22.7593 | 2.6668 | 0.2013 | 4 | 29981.0732 | 71208.0144 | 611.2047 | 1451.6717 | 74.1547 | 9.4059 | 57.2468 | 1149720.825 | 0 | 907506.5188 | 0 | 0 | 0 | 650561.1713 | 1056037.5209 | 2747593.0062 | 1875288.6842 | 8386707.7264 | 961560.8286 | 14792674.8026 | 14792674.8026 | 12077081.6056 | 6326428.6422 | 0 | 24140943.3576 | 57337128.408 | 3162.2777 | 0.80521 | 29981.0732 | 71208.0144 | 611.2047 | 1451.6717
1 | 3700 | 707 | 0.03 | 15 | 15 | 7 | 4.217e-12 | 5spot_SharedNeighbor | CO2 | Porous | Wet | R245fa | MinimizeLCOE_Brownfield | IgnoreSilica | 28.8908 | 3.4477 | 0.26662 | 4 | 24119.2557 | 55246.3624 | 491.7037 | 1126.2718 | 74.4739 | 9.4068 | 52.3635 | 1367284.934 | 0 | 1105530.652 | 0 | 0 | 0 | 745607.7057 | 1255185.0838 | 3265734.1142 | 2228930.637 | 9968273.1268 | 961560.8286 | 14792674.8026 | 14792674.8026 | 12077081.6056 | 6326428.6422 | 0 | 25722508.758 | 58918693.8084 | 4216.965 | 1.0665 | 24119.2557 | 55246.3624 | 491.7037 | 1126.2718
1 | 3700 | 707 | 0.03 | 15 | 15 | 7 | 5.6234e-12 | 5spot_SharedNeighbor | CO2 | Porous | Wet | R245fa | MinimizeLCOE_Brownfield | IgnoreSilica | 36.289 | 4.3942 | 0.34824 | 4 | 19733.6885 | 43565.0501 | 402.2979 | 888.1325 | 74.6625 | 9.3891 | 73.0879 | 1610959.8989 | 0 | 1333567.6433 | 0 | 0 | 0 | 844004.9539 | 1477527.6735 | 3844223.9238 | 2623761.8189 | 11734045.9123 | 961560.8286 | 14792674.8026 | 14792674.8026 | 12077081.6056 | 6326428.6422 | 0 | 27488281.5436 | 60684466.5939 | 5623.4133 | 1.393 | 19733.6885 | 43565.0501 | 402.2979 | 888.1325
1 | 3700 | 707 | 0.03 | 15 | 15 | 7 | 7.4989e-12 | 5spot_SharedNeighbor | CO2 | Porous | Wet | R245fa | MinimizeLCOE_Brownfield | IgnoreSilica | 44.8929 | 5.5008 | 0.44709 | 4 | 16430.5637 | 34993.0469 | 334.9593 | 713.3806 | 74.7254 | 9.3501 | 73.4678 | 1874323.7807 | 0 | 1587507.4729 | 0 | 0 | 0 | 938626.8224 | 1716178.6496 | 4465144.8097 | 3047553.0822 | 13629334.6176 | 961560.8286 | 14792674.8026 | 14792674.8026 | 12077081.6056 | 6326428.6422 | 0 | 29383570.2488 | 62579755.2992 | 7498.9421 | 1.7883 | 16430.5637 | 34993.0469 | 334.9593 | 713.3806
1 | 3700 | 707 | 0.03 | 15 | 15 | 7 | 1e-11 | 5spot_SharedNeighbor | CO2 | Porous | Wet | R245fa | MinimizeLCOE_Brownfield | IgnoreSilica | 54.4324 | 6.7355 | 0.56177 | 4 | 13936.5438 | 28709.5989 | 284.1153 | 585.284 | 74.6658 | 9.2878 | 71.7167 | 2146052.7459 | 0 | 1858217.6129 | 0 | 0 | 0 | 1020259.9234 | 1959566.8101 | 5098390.8774 | 3479756.5353 | 15562244.5051 | 961560.8286 | 14792674.8026 | 14792674.8026 | 12077081.6056 | 6326428.6422 | 0 | 31316480.1363 | 64512665.1867 | 10000 | 2.2471 | 13936.5438 | 28709.5989 | 284.1153 | 585.284
1 | 3700 | 707 | 0.03 | 15 | 15 | 7 | 1.3335e-11 | 5spot_SharedNeighbor | CO2 | Porous | Wet | R245fa | MinimizeLCOE_Brownfield | IgnoreSilica | 64.413 | 8.0363 | 0.68779 | 4 | 12056.0036 | 24122.2051 | 245.7779 | 491.7638 | 74.4918 | 9.2031 | 71.0019 | 2410986.4657 | 0 | 2131794.6476 | 0 | 0 | 0 | 1079584.7802 | 2192722.6985 | 5705014.6722 | 3893789.7401 | 17413893.0044 | 961560.8286 | 14792674.8026 | 14792674.8026 | 12077081.6056 | 6326428.6422 | 0 | 33168128.6356 | 66364313.686 | 13335.2143 | 2.7512 | 12056.0036 | 24122.2051 | 245.7779 | 491.7638
1 | 3700 | 707 | 0.03 | 15 | 15 | 7 | 1.7783e-11 | 5spot_SharedNeighbor | CO2 | Porous | Wet | R245fa | MinimizeLCOE_Brownfield | IgnoreSilica | 74.2445 | 9.3266 | 0.81817 | 4 | 10643.1 | 20786.5729 | 216.974 | 423.7624 | 74.2236 | 9.101 | 72.7557 | 2654693.0308 | 0 | 2393388.2837 | 0 | 0 | 0 | 1111266.2502 | 2402145.5502 | 6249889.9739 | 4265678.3296 | 19077061.4183 | 961560.8286 | 14792674.8026 | 14792674.8026 | 12077081.6056 | 6326428.6422 | 0 | 34831297.0496 | 68027482.0999 | 17782.7941 | 3.2727 | 10643.1 | 20786.5729 | 216.974 | 423.7624
1 | 3700 | 707 | 0.03 | 15 | 15 | 7 | 2.3714e-11 | 5spot_SharedNeighbor | CO2 | Porous | Wet | R245fa | MinimizeLCOE_Brownfield | IgnoreSilica | 83.3406 | 10.5285 | 0.94485 | 4 | 9585.4611 | 18368.8859 | 195.4126 | 374.4746 | 73.8959 | 8.9902 | 92.7312 | 2865965.7021 | 0 | 2629499.0355 | 0 | 0 | 0 | 1114641.3548 | 2577941.376 | 6707274.6519 | 4577852.7707 | 20473174.891 | 961560.8286 | 14792674.8026 | 14792674.8026 | 12077081.6056 | 6326428.6422 | 0 | 36227410.5223 | 69423595.5726 | 23713.7371 | 3.7794 | 9585.4611 | 18368.8859 | 195.4126 | 374.4746
1 | 3700 | 707 | 0.03 | 15 | 15 | 7 | 3.1623e-11 | 5spot_SharedNeighbor | CO2 | Porous | Wet | R245fa | MinimizeLCOE_Brownfield | IgnoreSilica | 91.3481 | 11.5931 | 1.0613 | 4 | 8795.72 | 16615.0709 | 179.3126 | 338.7207 | 73.5465 | 8.8798 | 85.4411 | 3041121.5281 | 0 | 2833245.6787 | 0 | 0 | 0 | 1095360.8643 | 2718193.9477 | 7072183.0737 | 4826910.2666 | 21587015.3591 | 961560.8286 | 14792674.8026 | 14792674.8026 | 12077081.6056 | 6326428.6422 | 0 | 37341250.9904 | 70537436.0407 | 31622.7766 | 4.2454 | 8795.72 | 16615.0709 | 179.3126 | 338.7207
1 | 3700 | 707 | 0.03 | 15 | 15 | 7 | 4.217e-11 | 5spot_SharedNeighbor | CO2 | Porous | Wet | R245fa | MinimizeLCOE_Brownfield | IgnoreSilica | 98.1324 | 12.4997 | 1.1637 | 4 | 8206.5934 | 15338.4863 | 167.3025 | 312.6958 | 73.2069 | 8.7771 | 86.9146 | 3181766.7989 | 0 | 3003182.246 | 0 | 0 | 0 | 1061555.4672 | 2826136.7597 | 7353028.1283 | 5018592.7872 | 22444262.1872 | 961560.8286 | 14792674.8026 | 14792674.8026 | 12077081.6056 | 6326428.6422 | 0 | 38198497.8184 | 71394682.8688 | 42169.6503 | 4.6546 | 8206.5934 | 15338.4863 | 167.3025 | 312.6958
1 | 3700 | 707 | 0.03 | 15 | 15 | 7 | 5.6234e-11 | 5spot_SharedNeighbor | CO2 | Porous | Wet | R245fa | MinimizeLCOE_Brownfield | IgnoreSilica | 103.665 | 13.2427 | 1.2499 | 4 | 7767.0379 | 14406.6006 | 158.3416 | 293.698 | 72.9006 | 8.6871 | 97.7 | 3291247.9795 | 0 | 3140093.8348 | 0 | 0 | 0 | 1020114.3308 | 2906067.8966 | 7560992.5504 | 5160532.7785 | 23079049.3706 | 961560.8286 | 14792674.8026 | 14792674.8026 | 12077081.6056 | 6326428.6422 | 0 | 38833285.0019 | 72029470.0522 | 56234.1325 | 4.9998 | 7767.0379 | 14406.6006 | 158.3416 | 293.698
1 | 3700 | 707 | 0.03 | 15 | 15 | 7 | 7.4989e-11 | 5spot_SharedNeighbor | CO2 | Porous | Wet | R245fa | MinimizeLCOE_Brownfield | IgnoreSilica | 108.0929 | 13.8395 | 1.3207 | 4 | 7438.8079 | 13722.5024 | 151.6502 | 279.7518 | 72.6365 | 8.611 | 104.2728 | 3375508.3636 | 0 | 3248664.9385 | 0 | 0 | 0 | 977499.232 | 2964652.2883 | 7713417.1204 | 5264565.6795 | 23544307.6223 | 961560.8286 | 14792674.8026 | 14792674.8026 | 12077081.6056 | 6326428.6422 | 0 | 39298543.2535 | 72494728.3039 | 74989.4209 | 5.2829 | 7438.8079 | 13722.5024 | 151.6502 | 279.7518
1 | 3700 | 707 | 0.03 | 15 | 15 | 7 | 1e-10 | 5spot_SharedNeighbor | CO2 | Porous | Wet | R245fa | MinimizeLCOE_Brownfield | IgnoreSilica | 111.565 | 14.309 | 1.3774 | 4 | 7193.4552 | 13218.4199 | 146.6483 | 269.4754 | 72.4177 | 8.5488 | 103.8115 | 3439487.8481 | 0 | 3333208.3544 | 0 | 0 | 0 | 937381.645 | 3006930.3605 | 7823415.9919 | 5339642.1696 | 23880066.3696 | 961560.8286 | 14792674.8026 | 14792674.8026 | 12077081.6056 | 6326428.6422 | 0 | 39634302.0008 | 72830487.0512 | 100000 | 5.5098 | 7193.4552 | 13218.4199 | 146.6483 | 269.4754
1 | 3700 | 707 | 0.03 | 15 | 15 | 7 | 1.3335e-10 | 5spot_SharedNeighbor | CO2 | Porous | Wet | R245fa | MinimizeLCOE_Brownfield | IgnoreSilica | 114.2567 | 14.6739 | 1.4221 | 4 | 7009.8769 | 12845.4778 | 142.9058 | 261.8724 | 72.2408 | 8.4991 | 96.6057 | 3487820.7374 | 0 | 3398409.6671 | 0 | 0 | 0 | 901924.9252 | 3037380.5786 | 7902641.213 | 5393715.0109 | 24121892.1321 | 961560.8286 | 14792674.8026 | 14792674.8026 | 12077081.6056 | 6326428.6422 | 0 | 39876127.7634 | 73072312.8137 | 133352.1432 | 5.6886 | 7009.8769 | 12845.4778 | 142.9058 | 261.8724
1 | 3700 | 707 | 0.03 | 15 | 15 | 7 | 1.7783e-10 | 5spot_SharedNeighbor | CO2 | Porous | Wet | R245fa | MinimizeLCOE_Brownfield | IgnoreSilica | 116.3218 | 14.9545 | 1.4569 | 4 | 6872.413 | 12568.7631 | 140.1034 | 256.2312 | 72.1009 | 8.4601 | 109.6206 | 3524147.7857 | 0 | 3448234.8203 | 0 | 0 | 0 | 871857.4536 | 3059253.6233 | 7959550.3885 | 5432556.6926 | 24295600.7639 | 961560.8286 | 14792674.8026 | 14792674.8026 | 12077081.6056 | 6326428.6422 | 0 | 40049836.3952 | 73246021.4455 | 177827.941 | 5.8276 | 6872.413 | 12568.7631 | 140.1034 | 256.2312
1 | 3700 | 707 | 0.03 | 15 | 15 | 7 | 2.3714e-10 | 5spot_SharedNeighbor | CO2 | Porous | Wet | R245fa | MinimizeLCOE_Brownfield | IgnoreSilica | 117.8908 | 15.1681 | 1.4837 | 4 | 6769.4217 | 12363.0475 | 138.0038 | 252.0374 | 71.9921 | 8.4299 | 92.6769 | 3551309.6163 | 0 | 3485979.5878 | 0 | 0 | 0 | 847076.6844 | 3074902.6965 | 8000266.067 | 5460345.9798 | 24419880.6318 | 961560.8286 | 14792674.8026 | 14792674.8026 | 12077081.6056 | 6326428.6422 | 0 | 40174116.2631 | 73370301.3134 | 237137.3706 | 5.9346 | 6769.4217 | 12363.0475 | 138.0038 | 252.0374
1 | 3700 | 707 | 0.03 | 15 | 15 | 7 | 3.1623e-10 | 5spot_SharedNeighbor | CO2 | Porous | Wet | R245fa | MinimizeLCOE_Brownfield | IgnoreSilica | 119.1017 | 15.3329 | 1.5043 | 4 | 6692.2287 | 12209.2561 | 136.4301 | 248.9022 | 71.9067 | 8.4063 | 98.6699 | 3572014.5512 | 0 | 3515047.3018 | 0 | 0 | 0 | 827428.9286 | 3086651.4048 | 8030833.7961 | 5481209.083 | 24513185.0655 | 961560.8286 | 14792674.8026 | 14792674.8026 | 12077081.6056 | 6326428.6422 | 0 | 40267420.6968 | 73463605.7471 | 316227.766 | 6.017 | 6692.2287 | 12209.2561 | 136.4301 | 248.9022
1 | 3700 | 707 | 0.03 | 15 | 15 | 7 | 4.217e-10 | 5spot_SharedNeighbor | CO2 | Porous | Wet | R245fa | MinimizeLCOE_Brownfield | IgnoreSilica | 120 | 15.4555 | 1.5198 | 4 | 6634.3579 | 12094.8604 | 135.2504 | 246.5701 | 71.8425 | 8.3887 | 93.1769 | 3587226.0487 | 0 | 3536573.0763 | 0 | 0 | 0 | 811683.4697 | 3094838.2119 | 8052134.1888 | 5495747.0387 | 24578202.0342 | 961560.8286 | 14792674.8026 | 14792674.8026 | 12077081.6056 | 6326428.6422 | 0 | 40332437.6654 | 73528622.7158 | 421696.5034 | 6.0793 | 6634.3579 | 12094.8604 | 135.2504 | 246.5701
1 | 3700 | 707 | 0.03 | 15 | 15 | 7 | 5.6234e-10 | 5spot_SharedNeighbor | CO2 | Porous | Wet | R245fa | MinimizeLCOE_Brownfield | IgnoreSilica | 120.6876 | 15.5493 | 1.5317 | 4 | 6590.9666 | 12009.155 | 134.3658 | 244.8229 | 71.7929 | 8.3751 | 98.9698 | 3598785.9721 | 0 | 3553030.2599 | 0 | 0 | 0 | 799529.1215 | 3101024.6878 | 8068230.1301 | 5506732.8494 | 24627333.0207 | 961560.8286 | 14792674.8026 | 14792674.8026 | 12077081.6056 | 6326428.6422 | 0 | 40381568.652 | 73577753.7024 | 562341.3252 | 6.1268 | 6590.9666 | 12009.155 | 134.3658 | 244.8229
1 | 3700 | 707 | 0.03 | 15 | 15 | 7 | 7.4989e-10 | 5spot_SharedNeighbor | CO2 | Porous | Wet | R245fa | MinimizeLCOE_Brownfield | IgnoreSilica | 121.2017 | 15.6195 | 1.5407 | 4 | 6558.4293 | 11945.1363 | 133.7025 | 243.5178 | 71.7555 | 8.3648 | 96.3469 | 3607382.2596 | 0 | 3565325.1551 | 0 | 0 | 0 | 790095.3171 | 3105493.0654 | 8079855.932 | 5514667.698 | 24662819.4273 | 961560.8286 | 14792674.8026 | 14792674.8026 | 12077081.6056 | 6326428.6422 | 0 | 40417055.0585 | 73613240.1089 | 749894.2093 | 6.1626 | 6558.4293 | 11945.1363 | 133.7025 | 243.5178
1 | 3700 | 707 | 0.03 | 15 | 15 | 7 | 1e-09 | 5spot_SharedNeighbor | CO2 | Porous | Wet | R245fa | MinimizeLCOE_Brownfield | IgnoreSilica | 121.589 | 15.6724 | 1.5474 | 4 | 6534.0299 | 11897.2132 | 133.205 | 242.5408 | 71.7272 | 8.3571 | 103.8151 | 3613830.2589 | 0 | 3574579.7502 | 0 | 0 | 0 | 782868.2823 | 3108798.5337 | 8088456.0823 | 5520537.4773 | 24689070.3848 | 961560.8286 | 14792674.8026 | 14792674.8026 | 12077081.6056 | 6326428.6422 | 0 | 40443306.016 | 73639491.0664 | 1000000 | 6.1896 | 6534.0299 | 11897.2132 | 133.205 | 242.5408
1 | 3700 | 707 | 0.03 | 15 | 15 | 7 | 1.3335e-09 | 5spot_SharedNeighbor | CO2 | Porous | Wet | R245fa | MinimizeLCOE_Brownfield | IgnoreSilica | 121.8861 | 15.713 | 1.5525 | 4 | 6515.7327 | 11861.2006 | 132.832 | 241.8066 | 71.7054 | 8.3511 | 88.838 | 3618761.3177 | 0 | 3581675.8532 | 0 | 0 | 0 | 777429.2902 | 3111367.9198 | 8095141.0981 | 5525100.138 | 24709475.617 | 961560.8286 | 14792674.8026 | 14792674.8026 | 12077081.6056 | 6326428.6422 | 0 | 40463711.2482 | 73659896.2986 | 1333521.4322 | 6.2102 | 6515.7327 | 11861.2006 | 132.832 | 241.8066
1 | 3700 | 707 | 0.03 | 15 | 15 | 7 | 1.7783e-09 | 5spot_SharedNeighbor | CO2 | Porous | Wet | R245fa | MinimizeLCOE_Brownfield | IgnoreSilica | 122.1102 | 15.7435 | 1.5564 | 4 | 6502.0115 | 11834.2057 | 132.5523 | 241.2563 | 71.6889 | 8.3466 | 89.3322 | 3622471.9729 | 0 | 3587026.6132 | 0 | 0 | 0 | 773309.2627 | 3113295.061 | 8100155.1242 | 5528522.3138 | 24724780.3478 | 961560.8286 | 14792674.8026 | 14792674.8026 | 12077081.6056 | 6326428.6422 | 0 | 40479015.979 | 73675201.0294 | 1778279.41 | 6.2256 | 6502.0115 | 11834.2057 | 132.5523 | 241.2563
1 | 3700 | 707 | 0.03 | 15 | 15 | 7 | 2.3714e-09 | 5spot_SharedNeighbor | CO2 | Porous | Wet | R245fa | MinimizeLCOE_Brownfield | IgnoreSilica | 122.2734 | 15.7659 | 1.5593 | 4 | 6491.7217 | 11814.0886 | 132.3425 | 240.8462 | 71.6769 | 8.3433 | 96.9381 | 3625168.3875 | 0 | 3590920.9572 | 0 | 0 | 0 | 770129.0696 | 3114625.1816 | 8103615.825 | 5530884.3132 | 24735343.7342 | 961560.8286 | 14792674.8026 | 14792674.8026 | 12077081.6056 | 6326428.6422 | 0 | 40489579.3654 | 73685764.4158 | 2371373.7057 | 6.2371 | 6491.7217 | 11814.0886 | 132.3425 | 240.8462
1 | 3700 | 707 | 0.03 | 15 | 15 | 7 | 3.1623e-09 | 5spot_SharedNeighbor | CO2 | Porous | Wet | R245fa | MinimizeLCOE_Brownfield | IgnoreSilica | 122.3808 | 15.7807 | 1.5613 | 4 | 6484.0054 | 11799.3322 | 132.1852 | 240.5453 | 71.669 | 8.3411 | 85.4339 | 3626940.6072 | 0 | 3593483.82 | 0 | 0 | 0 | 767549.0749 | 3115309.6658 | 8105396.7125 | 5532099.8055 | 24740779.6859 | 961560.8286 | 14792674.8026 | 14792674.8026 | 12077081.6056 | 6326428.6422 | 0 | 40495015.3171 | 73691200.3675 | 3162277.6602 | 6.2454 | 6484.0054 | 11799.3322 | 132.1852 | 240.5453
1 | 3700 | 707 | 0.03 | 15 | 15 | 7 | 4.217e-09 | 5spot_SharedNeighbor | CO2 | Porous | Wet | R245fa | MinimizeLCOE_Brownfield | IgnoreSilica | 122.4735 | 15.7934 | 1.563 | 4 | 6478.2188 | 11788.0164 | 132.0673 | 240.3147 | 71.6621 | 8.3393 | 82.9091 | 3628467.65 | 0 | 3595693.3587 | 0 | 0 | 0 | 765747.1385 | 3116064.1774 | 8107359.7969 | 5533439.651 | 24746771.7725 | 961560.8286 | 14792674.8026 | 14792674.8026 | 12077081.6056 | 6326428.6422 | 0 | 40501007.4037 | 73697192.4541 | 4216965.0343 | 6.2519 | 6478.2188 | 11788.0164 | 132.0673 | 240.3147
1 | 3700 | 707 | 0.03 | 15 | 15 | 7 | 5.6234e-09 | 5spot_SharedNeighbor | CO2 | Porous | Wet | R245fa | MinimizeLCOE_Brownfield | IgnoreSilica | 122.5512 | 15.804 | 1.5642 | 4 | 6473.8794 | 11779.3576 | 131.9788 | 240.1381 | 71.6563 | 8.3377 | 90.5947 | 3629749.7655 | 0 | 3597549.4417 | 0 | 0 | 0 | 764488.6805 | 3116797.2762 | 8109267.1696 | 5534741.4721 | 24752593.8056 | 961560.8286 | 14792674.8026 | 14792674.8026 | 12077081.6056 | 6326428.6422 | 0 | 40506829.4368 | 73703014.4872 | 5623413.2519 | 6.257 | 6473.8794 | 11779.3576 | 131.9788 | 240.1381
1 | 3700 | 707 | 0.03 | 15 | 15 | 7 | 7.4989e-09 | 5spot_SharedNeighbor | CO2 | Porous | Wet | R245fa | MinimizeLCOE_Brownfield | IgnoreSilica | 122.6024 | 15.811 | 1.5652 | 4 | 6470.6253 | 11773.0199 | 131.9124 | 240.0089 | 71.6526 | 8.3367 | 98.4314 | 3630591.3059 | 0 | 3598768.583 | 0 | 0 | 0 | 763456.2115 | 3117198.2791 | 8110310.497 | 5535453.5644 | 24755778.441 | 961560.8286 | 14792674.8026 | 14792674.8026 | 12077081.6056 | 6326428.6422 | 0 | 40510014.0722 | 73706199.1226 | 7498942.0933 | 6.2606 | 6470.6253 | 11773.0199 | 131.9124 | 240.0089
1 | 3700 | 707 | 0.03 | 15 | 15 | 7 | 1e-08 | 5spot_SharedNeighbor | CO2 | Porous | Wet | R245fa | MinimizeLCOE_Brownfield | IgnoreSilica | 122.6413 | 15.8163 | 1.5658 | 4 | 6468.1851 | 11768.2564 | 131.8627 | 239.9118 | 71.6497 | 8.3359 | 102.8795 | 3631231.476 | 0 | 3599696.3085 | 0 | 0 | 0 | 762686.8268 | 3117509.6984 | 8111120.7461 | 5536006.5761 | 24758251.632 | 961560.8286 | 14792674.8026 | 14792674.8026 | 12077081.6056 | 6326428.6422 | 0 | 40512487.2632 | 73708672.3136 | 10000000 | 6.2633 | 6468.1851 | 11768.2564 | 131.8627 | 239.9118
1 | 3800 | 707 | 0.03 | 15 | 15 | 7 | 1e-13 | 5spot_SharedNeighbor | CO2 | Porous | Wet | R245fa | MinimizeLCOE_Brownfield | IgnoreSilica | 0.53564 | -0.024032 | 6.7167e-05 | 4 | 61659515.214 | 188827540.008 | 1257012.6183 | 3849504.8112 | 39.9611 | 6.6917 | 42.4427 | 44404.2871 | 0 | 12148.0297 | 0 | 0 | 0 | 47227.6459 | 40474.1854 | 105305.5281 | 71873.1868 | 321432.863 | 961560.8286 | 15283055.5775 | 15283055.5775 | 12387543.6942 | 6495607.7911 | 0 | 16566049.2691 | 50732256.3319 | 100 | 0.00026867 | 61659515.214 | 188827540.008 | 1257012.6183 | 3849504.8112
1 | 3800 | 707 | 0.03 | 15 | 15 | 7 | 1.3335e-13 | 5spot_SharedNeighbor | CO2 | Porous | Wet | R245fa | MinimizeLCOE_Brownfield | IgnoreSilica | 0.97664 | -0.0037665 | 0.0011357 | 4 | 3711710.8565 | 11232367.3656 | 75668.2463 | 228987.0016 | 50.2253 | 7.7282 | 47.4235 | 83118.8762 | 0 | 37572.7493 | 0 | 0 | 0 | 78717.0253 | 77769.3738 | 202339.958 | 138101.179 | 617619.1615 | 961560.8286 | 15283055.5775 | 15283055.5775 | 12387543.6942 | 6495607.7911 | 0 | 16862235.5677 | 51028442.6305 | 133.3521 | 0.004543 | 3711710.8565 | 11232367.3656 | 75668.2463 | 228987.0016
1 | 3800 | 707 | 0.03 | 15 | 15 | 7 | 1.7783e-13 | 5spot_SharedNeighbor | CO2 | Porous | Wet | R245fa | MinimizeLCOE_Brownfield | IgnoreSilica | 1.4569 | 0.034476 | 0.0033051 | 4 | 1298602.5104 | 3882957.1151 | 26473.7687 | 79159.3329 | 56.5274 | 8.3196 | 134.1611 | 124270.1025 | 0 | 65492.2948 | 0 | 0 | 0 | 108382.6945 | 116276.5858 | 302527.8246 | 206481.4566 | 923430.9588 | 961560.8286 | 15283055.5775 | 15283055.5775 | 12387543.6942 | 6495607.7911 | 0 | 17168047.365 | 51334254.4278 | 177.8279 | 0.01322 | 1298602.5104 | 3882957.1151 | 26473.7687 | 79159.3329
1 | 3800 | 707 | 0.03 | 15 | 15 | 7 | 2.3714e-13 | 5spot_SharedNeighbor | CO2 | Porous | Wet | R245fa | MinimizeLCOE_Brownfield | IgnoreSilica | 2.0404 | 0.091937 | 0.0068311 | 4 | 640881.111 | 1891276.6037 | 13065.2283 | 38556.2317 | 61.1587 | 8.7263 | 197.1842 | 171286.0533 | 0 | 98151.0939 | 0 | 0 | 0 | 139642.8215 | 159541.1878 | 415093.4443 | 283309.805 | 1267024.4058 | 961560.8286 | 15283055.5775 | 15283055.5775 | 12387543.6942 | 6495607.7911 | 0 | 17511640.812 | 51677847.8748 | 237.1374 | 0.027324 | 640881.111 | 1891276.6037 | 13065.2283 | 38556.2317
1 | 3800 | 707 | 0.03 | 15 | 15 | 7 | 3.1623e-13 | 5spot_SharedNeighbor | CO2 | Porous | Wet | R245fa | MinimizeLCOE_Brownfield | IgnoreSilica | 2.7741 | 0.17267 | 0.012076 | 4 | 370751.3683 | 1078052.3038 | 7558.2681 | 21977.5544 | 64.7644 | 9.0233 | 44.1455 | 226161.286 | 0 | 137190.6696 | 0 | 0 | 0 | 174074.8097 | 209596.4385 | 545326.9387 | 372196.841 | 1664546.9835 | 961560.8286 | 15283055.5775 | 15283055.5775 | 12387543.6942 | 6495607.7911 | 0 | 17909163.3897 | 52075370.4525 | 316.2278 | 0.048305 | 370751.3683 | 1078052.3038 | 7558.2681 | 21977.5544
1 | 3800 | 707 | 0.03 | 15 | 15 | 7 | 4.217e-13 | 5spot_SharedNeighbor | CO2 | Porous | Wet | R245fa | MinimizeLCOE_Brownfield | IgnoreSilica | 3.7144 | 0.28282 | 0.019527 | 4 | 235289.4553 | 672712.025 | 4796.6938 | 13714.1445 | 67.6403 | 9.2467 | 54.0174 | 291057.1676 | 0 | 184520.0052 | 0 | 0 | 0 | 213218.5553 | 268630.3339 | 698921.0253 | 477027.9611 | 2133375.0484 | 961560.8286 | 15283055.5775 | 15283055.5775 | 12387543.6942 | 6495607.7911 | 0 | 18377991.4546 | 52544198.5174 | 421.6965 | 0.078108 | 235289.4553 | 672712.025 | 4796.6938 | 13714.1445
1 | 3800 | 707 | 0.03 | 15 | 15 | 7 | 5.6234e-13 | 5spot_SharedNeighbor | CO2 | Porous | Wet | R245fa | MinimizeLCOE_Brownfield | IgnoreSilica | 4.9324 | 0.43082 | 0.029833 | 4 | 158694.0892 | 445002.4615 | 3235.1937 | 9071.9771 | 69.9481 | 9.4168 | 47.2138 | 368407.9632 | 0 | 242396.5114 | 0 | 0 | 0 | 258649.5474 | 339087.0686 | 882234.9962 | 602143.513 | 2692919.5998 | 961560.8286 | 15283055.5775 | 15283055.5775 | 12387543.6942 | 6495607.7911 | 0 | 18937536.006 | 53103743.0688 | 562.3413 | 0.11933 | 158694.0892 | 445002.4615 | 3235.1937 | 9071.9771
1 | 3800 | 707 | 0.03 | 15 | 15 | 7 | 7.4989e-13 | 5spot_SharedNeighbor | CO2 | Porous | Wet | R245fa | MinimizeLCOE_Brownfield | IgnoreSilica | 6.4935 | 0.62508 | 0.043832 | 4 | 111773.4016 | 306642.3406 | 2278.652 | 6251.3189 | 71.7708 | 9.545 | 55.2016 | 459595.2166 | 0 | 312416.9422 | 0 | 0 | 0 | 310404.8665 | 422142.6399 | 1098328.5555 | 749631.8075 | 3352520.0282 | 961560.8286 | 15283055.5775 | 15283055.5775 | 12387543.6942 | 6495607.7911 | 0 | 19597136.4344 | 53763343.4972 | 749.8942 | 0.17533 | 111773.4016 | 306642.3406 | 2278.652 | 6251.3189
1 | 3800 | 707 | 0.03 | 15 | 15 | 7 | 1e-12 | 5spot_SharedNeighbor | CO2 | Porous | Wet | R245fa | MinimizeLCOE_Brownfield | IgnoreSilica | 8.5009 | 0.87851 | 0.06263 | 4 | 81347.5779 | 217729.0777 | 1658.3804 | 4438.7017 | 73.2091 | 9.6417 | 53.4098 | 567533.4844 | 0 | 397470.6559 | 0 | 0 | 0 | 369896.9986 | 520611.4442 | 1354524.1857 | 924490.5894 | 4134527.3583 | 961560.8286 | 15283055.5775 | 15283055.5775 | 12387543.6942 | 6495607.7911 | 0 | 20379143.7644 | 54545350.8273 | 1000 | 0.25052 | 81347.5779 | 217729.0777 | 1658.3804 | 4438.7017
1 | 3800 | 707 | 0.03 | 15 | 15 | 7 | 1.3335e-12 | 5spot_SharedNeighbor | CO2 | Porous | Wet | R245fa | MinimizeLCOE_Brownfield | IgnoreSilica | 11.0808 | 1.2072 | 0.087655 | 4 | 60770.1915 | 158214.7692 | 1238.8826 | 3225.4221 | 74.3365 | 9.7137 | 57.6211 | 695369.078 | 0 | 500829.8437 | 0 | 0 | 0 | 438393.1362 | 637490.9026 | 1658620.5611 | 1132042.6142 | 5062746.1358 | 961560.8286 | 15283055.5775 | 15283055.5775 | 12387543.6942 | 6495607.7911 | 0 | 21307362.5419 | 55473569.6047 | 1333.5214 | 0.35062 | 60770.1915 | 158214.7692 | 1238.8826 | 3225.4221
1 | 3800 | 707 | 0.03 | 15 | 15 | 7 | 1.7783e-12 | 5spot_SharedNeighbor | CO2 | Porous | Wet | R245fa | MinimizeLCOE_Brownfield | IgnoreSilica | 14.3406 | 1.6256 | 0.12063 | 4 | 46401.183 | 117211.283 | 945.9509 | 2389.5105 | 75.201 | 9.7649 | 53.9146 | 844473.4552 | 0 | 624500.2623 | 0 | 0 | 0 | 514775.0951 | 773662.0369 | 2012909.9202 | 1373852.3817 | 6144173.1514 | 961560.8286 | 15283055.5775 | 15283055.5775 | 12387543.6942 | 6495607.7911 | 0 | 22388789.5575 | 56554996.6203 | 1778.2794 | 0.4825 | 46401.183 | 117211.283 | 945.9509 | 2389.5105
1 | 3800 | 707 | 0.03 | 15 | 15 | 7 | 2.3714e-12 | 5spot_SharedNeighbor | CO2 | Porous | Wet | R245fa | MinimizeLCOE_Brownfield | IgnoreSilica | 18.4887 | 2.1605 | 0.1638 | 4 | 36116.3962 | 88262.5775 | 736.2816 | 1799.352 | 75.8619 | 9.7987 | 51.7246 | 1019883.3972 | 0 | 773745.1234 | 0 | 0 | 0 | 601676.3109 | 934168.8843 | 2430515.8125 | 1658876.9842 | 7418866.5125 | 961560.8286 | 15283055.5775 | 15283055.5775 | 12387543.6942 | 6495607.7911 | 0 | 23663482.9187 | 57829689.9815 | 2371.3737 | 0.6552 | 36116.3962 | 88262.5775 | 736.2816 | 1799.352
1 | 3800 | 707 | 0.03 | 15 | 15 | 7 | 3.1623e-12 | 5spot_SharedNeighbor | CO2 | Porous | Wet | R245fa | MinimizeLCOE_Brownfield | IgnoreSilica | 23.6561 | 2.8299 | 0.21958 | 4 | 28612.2151 | 67510.9338 | 583.2987 | 1376.3017 | 76.3454 | 9.8155 | 49.8293 | 1222181.7371 | 0 | 950368.0969 | 0 | 0 | 0 | 696626.8788 | 1118978.918 | 2911353.6104 | 1987058.6614 | 8886567.9025 | 961560.8286 | 15283055.5775 | 15283055.5775 | 12387543.6942 | 6495607.7911 | 0 | 25131184.3087 | 59297391.3715 | 3162.2777 | 0.87834 | 28612.2151 | 67510.9338 | 583.2987 | 1376.3017
1 | 3800 | 707 | 0.03 | 15 | 15 | 7 | 4.217e-12 | 5spot_SharedNeighbor | CO2 | Porous | Wet | R245fa | MinimizeLCOE_Brownfield | IgnoreSilica | 30.0091 | 3.6565 | 0.29061 | 4 | 23055.9205 | 52448.145 | 470.0261 | 1069.2264 | 76.6773 | 9.8146 | 58.5315 | 1452788.7368 | 0 | 1157120.6461 | 0 | 0 | 0 | 798311.1279 | 1329205.9992 | 3458321.3523 | 2360375.3843 | 10556123.2467 | 961560.8286 | 15283055.5775 | 15283055.5775 | 12387543.6942 | 6495607.7911 | 0 | 26800739.6528 | 60966946.7156 | 4216.965 | 1.1624 | 23055.9205 | 52448.145 | 470.0261 | 1069.2264
1 | 3800 | 707 | 0.03 | 15 | 15 | 7 | 5.6234e-12 | 5spot_SharedNeighbor | CO2 | Porous | Wet | R245fa | MinimizeLCOE_Brownfield | IgnoreSilica | 37.6339 | 4.6533 | 0.37905 | 4 | 18898.1149 | 41432.1342 | 385.2636 | 844.6501 | 76.871 | 9.7938 | 54.725 | 1709735.5568 | 0 | 1394017.7487 | 0 | 0 | 0 | 902638.648 | 1562492.8619 | 4065285.9153 | 2774641.1704 | 12408811.9011 | 961560.8286 | 15283055.5775 | 15283055.5775 | 12387543.6942 | 6495607.7911 | 0 | 28653428.3073 | 62819635.3701 | 5623.4133 | 1.5162 | 18898.1149 | 41432.1342 | 385.2636 | 844.6501
1 | 3800 | 707 | 0.03 | 15 | 15 | 7 | 7.4989e-12 | 5spot_SharedNeighbor | CO2 | Porous | Wet | R245fa | MinimizeLCOE_Brownfield | IgnoreSilica | 46.4593 | 5.8136 | 0.48571 | 4 | 15766.6084 | 33352.2564 | 321.4236 | 679.9309 | 76.9325 | 9.7503 | 68.0687 | 1986193.4722 | 0 | 1656696.386 | 0 | 0 | 0 | 1002347.012 | 1811642.3794 | 4713521.8522 | 3217075.5173 | 14387476.6192 | 961560.8286 | 15283055.5775 | 15283055.5775 | 12387543.6942 | 6495607.7911 | 0 | 30632093.0254 | 64798300.0882 | 7498.9421 | 1.9428 | 15766.6084 | 33352.2564 | 321.4236 | 679.9309
1 | 3800 | 707 | 0.03 | 15 | 15 | 7 | 1e-11 | 5spot_SharedNeighbor | CO2 | Porous | Wet | R245fa | MinimizeLCOE_Brownfield | IgnoreSilica | 56.177 | 7.0997 | 0.60873 | 4 | 13402.966 | 27434.7801 | 273.2376 | 559.2951 | 76.8658 | 9.6823 | 74.0441 | 2269542.2927 | 0 | 1934945.0687 | 0 | 0 | 0 | 1087427.3165 | 2063846.7243 | 5369705.8235 | 3664934.561 | 16390401.7867 | 961560.8286 | 15283055.5775 | 15283055.5775 | 12387543.6942 | 6495607.7911 | 0 | 32635018.1928 | 66801225.2556 | 10000 | 2.4349 | 13402.966 | 27434.7801 | 273.2376 | 559.2951
1 | 3800 | 707 | 0.03 | 15 | 15 | 7 | 1.3335e-11 | 5spot_SharedNeighbor | CO2 | Porous | Wet | R245fa | MinimizeLCOE_Brownfield | IgnoreSilica | 66.2908 | 8.4477 | 0.74309 | 4 | 11621.7972 | 23116.4721 | 236.9261 | 471.2606 | 76.6806 | 9.591 | 72.344 | 2544439.528 | 0 | 2214833.938 | 0 | 0 | 0 | 1149006.9648 | 2304229.368 | 5995132.1531 | 4091800.8822 | 18299442.8341 | 961560.8286 | 15283055.5775 | 15283055.5775 | 12387543.6942 | 6495607.7911 | 0 | 34544059.2403 | 68710266.3031 | 13335.2143 | 2.9724 | 11621.7972 | 23116.4721 | 236.9261 | 471.2606
1 | 3800 | 707 | 0.03 | 15 | 15 | 7 | 1.7783e-11 | 5spot_SharedNeighbor | CO2 | Porous | Wet | R245fa | MinimizeLCOE_Brownfield | IgnoreSilica | 76.1787 | 9.7749 | 0.88107 | 4 | 10284.4429 | 19978.9523 | 209.6623 | 407.298 | 76.3998 | 9.4823 | 74.1002 | 2795504.9945 | 0 | 2480609.905 | 0 | 0 | 0 | 1181439.628 | 2518446.2658 | 6552480.5791 | 4472202.6353 | 20000684.0077 | 961560.8286 | 15283055.5775 | 15283055.5775 | 12387543.6942 | 6495607.7911 | 0 | 36245300.4139 | 70411507.4767 | 17782.7941 | 3.5243 | 10284.4429 | 19978.9523 | 209.6623 | 407.298
1 | 3800 | 707 | 0.03 | 15 | 15 | 7 | 2.3714e-11 | 5spot_SharedNeighbor | CO2 | Porous | Wet | R245fa | MinimizeLCOE_Brownfield | IgnoreSilica | 85.2749 | 11.0044 | 1.0143 | 4 | 9283.9216 | 17705.2338 | 189.2653 | 360.9451 | 76.0606 | 9.3656 | 94.245 | 3012040.0201 | 0 | 2719272.022 | 0 | 0 | 0 | 1184909.947 | 2697326.5757 | 7017890.4523 | 4789854.437 | 21421293.4541 | 961560.8286 | 15283055.5775 | 15283055.5775 | 12387543.6942 | 6495607.7911 | 0 | 37665909.8603 | 71832116.9231 | 23713.7371 | 4.0571 | 9283.9216 | 17705.2338 | 189.2653 | 360.9451
1 | 3800 | 707 | 0.03 | 15 | 15 | 7 | 3.1623e-11 | 5spot_SharedNeighbor | CO2 | Porous | Wet | R245fa | MinimizeLCOE_Brownfield | IgnoreSilica | 93.246 | 12.0884 | 1.1361 | 4 | 8537.1375 | 16055.5927 | 174.0411 | 327.315 | 75.7021 | 9.2504 | 94.0187 | 3190874.6117 | 0 | 2924402.3213 | 0 | 0 | 0 | 1165625.4572 | 2839551.9322 | 7387931.6553 | 5042415.1616 | 22550801.1393 | 961560.8286 | 15283055.5775 | 15283055.5775 | 12387543.6942 | 6495607.7911 | 0 | 38795417.5455 | 72961624.6083 | 31622.7766 | 4.5443 | 8537.1375 | 16055.5927 | 174.0411 | 327.315
1 | 3800 | 707 | 0.03 | 15 | 15 | 7 | 4.217e-11 | 5spot_SharedNeighbor | CO2 | Porous | Wet | R245fa | MinimizeLCOE_Brownfield | IgnoreSilica | 99.9519 | 13.0054 | 1.2424 | 4 | 7980.2173 | 14855.2551 | 162.6875 | 302.8445 | 75.357 | 9.1441 | 81.0186 | 3333588.8498 | 0 | 3094371.9997 | 0 | 0 | 0 | 1131605.4952 | 2948230.8744 | 7670691.97 | 5235404.8865 | 23413894.0756 | 961560.8286 | 15283055.5775 | 15283055.5775 | 12387543.6942 | 6495607.7911 | 0 | 39658510.4818 | 73824717.5446 | 42169.6503 | 4.9696 | 7980.2173 | 14855.2551 | 162.6875 | 302.8445
1 | 3800 | 707 | 0.03 | 15 | 15 | 7 | 5.6234e-11 | 5spot_SharedNeighbor | CO2 | Porous | Wet | R245fa | MinimizeLCOE_Brownfield | IgnoreSilica | 105.4212 | 13.7568 | 1.3318 | 4 | 7564.7853 | 13978.1419 | 154.2184 | 284.9633 | 75.0464 | 9.0512 | 88.3927 | 3444802.2308 | 0 | 3231388.3701 | 0 | 0 | 0 | 1090579.4621 | 3029040.3246 | 7880941.5829 | 5378904.5675 | 24055656.5378 | 961560.8286 | 15283055.5775 | 15283055.5775 | 12387543.6942 | 6495607.7911 | 0 | 40300272.944 | 74466480.0068 | 56234.1325 | 5.3274 | 7564.7853 | 13978.1419 | 154.2184 | 284.9633
1 | 3800 | 707 | 0.03 | 15 | 15 | 7 | 7.4989e-11 | 5spot_SharedNeighbor | CO2 | Porous | Wet | R245fa | MinimizeLCOE_Brownfield | IgnoreSilica | 109.7861 | 14.3588 | 1.405 | 4 | 7254.6339 | 13334.1246 | 147.8955 | 271.8342 | 74.7798 | 8.973 | 88.8849 | 3530227.9741 | 0 | 3339772.3878 | 0 | 0 | 0 | 1048561.0905 | 3088238.9664 | 8034964.3057 | 5484028.2407 | 24525792.9651 | 961560.8286 | 15283055.5775 | 15283055.5775 | 12387543.6942 | 6495607.7911 | 0 | 40770409.3713 | 74936616.4341 | 74989.4209 | 5.6199 | 7254.6339 | 13334.1246 | 147.8955 | 271.8342
1 | 3800 | 707 | 0.03 | 15 | 15 | 7 | 1e-10 | 5spot_SharedNeighbor | CO2 | Porous | Wet | R245fa | MinimizeLCOE_Brownfield | IgnoreSilica | 113.1897 | 14.8299 | 1.4634 | 4 | 7022.8452 | 12859.7915 | 143.1702 | 262.1642 | 74.5604 | 8.9096 | 203.5408 | 3594784.0686 | 0 | 3423721.0253 | 0 | 0 | 0 | 1008986.58 | 3130721.7528 | 8145495.8015 | 5559468.2577 | 24863177.4859 | 961560.8286 | 15283055.5775 | 15283055.5775 | 12387543.6942 | 6495607.7911 | 0 | 41107793.8921 | 75274000.9549 | 100000 | 5.8534 | 7022.8452 | 12859.7915 | 143.1702 | 262.1642
1 | 3800 | 707 | 0.03 | 15 | 15 | 7 | 1.3335e-10 | 5spot_SharedNeighbor | CO2 | Porous | Wet | R245fa | MinimizeLCOE_Brownfield | IgnoreSilica | 115.8427 | 15.1978 | 1.5094 | 4 | 6849.4553 | 12508.3456 | 139.6354 | 254.9995 | 74.3824 | 8.8586 | 88.9126 | 3643855.0094 | 0 | 3488831.4853 | 0 | 0 | 0 | 974420.0996 | 3161771.5718 | 8226281.0613 | 5614605.8575 | 25109765.085 | 961560.8286 | 15283055.5775 | 15283055.5775 | 12387543.6942 | 6495607.7911 | 0 | 41354381.4912 | 75520588.554 | 133352.1432 | 6.0376 | 6849.4553 | 12508.3456 | 139.6354 | 254.9995
1 | 3800 | 707 | 0.03 | 15 | 15 | 7 | 1.7783e-10 | 5spot_SharedNeighbor | CO2 | Porous | Wet | R245fa | MinimizeLCOE_Brownfield | IgnoreSilica | 117.8714 | 15.4798 | 1.5451 | 4 | 6719.6506 | 12247.6678 | 136.9892 | 249.6853 | 74.2421 | 8.8188 | 87.9534 | 3680634.3713 | 0 | 3538429.3599 | 0 | 0 | 0 | 945119.0424 | 3184031.2817 | 8284196.2603 | 5654134.1709 | 25286544.4865 | 961560.8286 | 15283055.5775 | 15283055.5775 | 12387543.6942 | 6495607.7911 | 0 | 41531160.8926 | 75697367.9555 | 177827.941 | 6.1806 | 6719.6506 | 12247.6678 | 136.9892 | 249.6853
1 | 3800 | 707 | 0.03 | 15 | 15 | 7 | 2.3714e-10 | 5spot_SharedNeighbor | CO2 | Porous | Wet | R245fa | MinimizeLCOE_Brownfield | IgnoreSilica | 119.4307 | 15.6967 | 1.5727 | 4 | 6622.4195 | 12053.4326 | 135.007 | 245.7255 | 74.1317 | 8.7876 | 98.4421 | 3708468.1204 | 0 | 3576446.5514 | 0 | 0 | 0 | 921279.1676 | 3200415.5974 | 8326824.8888 | 5683229.0858 | 25416663.4113 | 961560.8286 | 15283055.5775 | 15283055.5775 | 12387543.6942 | 6495607.7911 | 0 | 41661279.8175 | 75827486.8803 | 237137.3706 | 6.2909 | 6622.4195 | 12053.4326 | 135.007 | 245.7255
1 | 3800 | 707 | 0.03 | 15 | 15 | 7 | 3.1623e-10 | 5spot_SharedNeighbor | CO2 | Porous | Wet | R245fa | MinimizeLCOE_Brownfield | IgnoreSilica | 120.595 | 15.8592 | 1.5937 | 4 | 6549.5589 | 11909.0672 | 133.5216 | 242.7824 | 74.048 | 8.7641 | 97.0954 | 3729000.5969 | 0 | 3604771.8739 | 0 | 0 | 0 | 901916.2835 | 3211918.6142 | 8356753.3789 | 5703655.8952 | 25508016.6426 | 961560.8286 | 15283055.5775 | 15283055.5775 | 12387543.6942 | 6495607.7911 | 0 | 41752633.0488 | 75918840.1116 | 316227.766 | 6.3749 | 6549.5589 | 11909.0672 | 133.5216 | 242.7824
1 | 3800 | 707 | 0.03 | 15 | 15 | 7 | 4.217e-10 | 5spot_SharedNeighbor | CO2 | Porous | Wet | R245fa | MinimizeLCOE_Brownfield | IgnoreSilica | 121.477 | 15.9823 | 1.6097 | 4 | 6494.946 | 11801.2628 | 132.4083 | 240.5847 | 73.9837 | 8.7461 | 100.9639 | 3744412.9716 | 0 | 3626196.0512 | 0 | 0 | 0 | 886678.0261 | 3220341.9491 | 8378669.1686 | 5718613.872 | 25574912.0386 | 961560.8286 | 15283055.5775 | 15283055.5775 | 12387543.6942 | 6495607.7911 | 0 | 41819528.4448 | 75985735.5076 | 421696.5034 | 6.4388 | 6494.946 | 11801.2628 | 132.4083 | 240.5847
1 | 3800 | 707 | 0.03 | 15 | 15 | 7 | 5.6234e-10 | 5spot_SharedNeighbor | CO2 | Porous | Wet | R245fa | MinimizeLCOE_Brownfield | IgnoreSilica | 122.1567 | 16.0771 | 1.6219 | 4 | 6454.0036 | 11720.3936 | 131.5736 | 238.9361 | 73.9337 | 8.7321 | 95.716 | 3756208.403 | 0 | 3642688.6865 | 0 | 0 | 0 | 874996.6368 | 3226818.5532 | 8395519.964 | 5730114.8861 | 25626347.1295 | 961560.8286 | 15283055.5775 | 15283055.5775 | 12387543.6942 | 6495607.7911 | 0 | 41870963.5357 | 76037170.5985 | 562341.3252 | 6.4876 | 6454.0036 | 11720.3936 | 131.5736 | 238.9361
1 | 3800 | 707 | 0.03 | 15 | 15 | 7 | 7.4989e-10 | 5spot_SharedNeighbor | CO2 | Porous | Wet | R245fa | MinimizeLCOE_Brownfield | IgnoreSilica | 122.6561 | 16.147 | 1.631 | 4 | 6423.3066 | 11660.1746 | 130.9478 | 237.7084 | 73.8967 | 8.7218 | 92.8362 | 3764826.1094 | 0 | 3654792.8012 | 0 | 0 | 0 | 865823.2374 | 3231322.4377 | 8407238.1476 | 5738112.7872 | 25662115.5205 | 961560.8286 | 15283055.5775 | 15283055.5775 | 12387543.6942 | 6495607.7911 | 0 | 41906731.9266 | 76072938.9895 | 749894.2093 | 6.5242 | 6423.3066 | 11660.1746 | 130.9478 | 237.7084
1 | 3800 | 707 | 0.03 | 15 | 15 | 7 | 1e-09 | 5spot_SharedNeighbor | CO2 | Porous | Wet | R245fa | MinimizeLCOE_Brownfield | IgnoreSilica | 123.0434 | 16.201 | 1.638 | 4 | 6400.2896 | 11614.8623 | 130.4786 | 236.7847 | 73.8678 | 8.7137 | 99.7363 | 3771483.4026 | 0 | 3664174.8276 | 0 | 0 | 0 | 858942.3488 | 3234894.2258 | 8416531.2075 | 5744455.4916 | 25690481.5039 | 961560.8286 | 15283055.5775 | 15283055.5775 | 12387543.6942 | 6495607.7911 | 0 | 41935097.9101 | 76101304.9729 | 1000000 | 6.5521 | 6400.2896 | 11614.8623 | 130.4786 | 236.7847
1 | 3800 | 707 | 0.03 | 15 | 15 | 7 | 1.3335e-09 | 5spot_SharedNeighbor | CO2 | Porous | Wet | R245fa | MinimizeLCOE_Brownfield | IgnoreSilica | 123.3212 | 16.24 | 1.6432 | 4 | 6383.0305 | 11581.208 | 130.1267 | 236.0986 | 73.8471 | 8.708 | 93.5915 | 3776243.8914 | 0 | 3670901.4457 | 0 | 0 | 0 | 853533.2549 | 3237264.6509 | 8422698.5673 | 5748664.8413 | 25709306.6514 | 961560.8286 | 15283055.5775 | 15283055.5775 | 12387543.6942 | 6495607.7911 | 0 | 41953923.0576 | 76120130.1204 | 1333521.4322 | 6.5727 | 6383.0305 | 11581.208 | 130.1267 | 236.0986
1 | 3800 | 707 | 0.03 | 15 | 15 | 7 | 1.7783e-09 | 5spot_SharedNeighbor | CO2 | Porous | Wet | R245fa | MinimizeLCOE_Brownfield | IgnoreSilica | 123.5381 | 16.2703 | 1.6471 | 4 | 6370.0885 | 11555.8296 | 129.8629 | 235.5812 | 73.8308 | 8.7034 | 95.5334 | 3779952.0529 | 0 | 3676150.8621 | 0 | 0 | 0 | 849530.1107 | 3239196.8801 | 8427725.8313 | 5752096.0523 | 25724651.7894 | 961560.8286 | 15283055.5775 | 15283055.5775 | 12387543.6942 | 6495607.7911 | 0 | 41969268.1955 | 76135475.2583 | 1778279.41 | 6.5885 | 6370.0885 | 11555.8296 | 129.8629 | 235.5812
1 | 3800 | 707 | 0.03 | 15 | 15 | 7 | 2.3714e-09 | 5spot_SharedNeighbor | CO2 | Porous | Wet | R245fa | MinimizeLCOE_Brownfield | IgnoreSilica | 123.7085 | 16.294 | 1.6501 | 4 | 6360.3836 | 11536.6598 | 129.665 | 235.1904 | 73.818 | 8.6999 | 100.9746 | 3782860.6812 | 0 | 3680274.352 | 0 | 0 | 0 | 846593.5292 | 3240794.1393 | 8431881.5723 | 5754932.4309 | 25737336.7049 | 961560.8286 | 15283055.5775 | 15283055.5775 | 12387543.6942 | 6495607.7911 | 0 | 41981953.111 | 76148160.1739 | 2371373.7057 | 6.6005 | 6360.3836 | 11536.6598 | 129.665 | 235.1904
1 | 3800 | 707 | 0.03 | 15 | 15 | 7 | 3.1623e-09 | 5spot_SharedNeighbor | CO2 | Porous | Wet | R245fa | MinimizeLCOE_Brownfield | IgnoreSilica | 123.8204 | 16.3098 | 1.6523 | 4 | 6353.1061 | 11522.6213 | 129.5167 | 234.9042 | 73.8096 | 8.6975 | 90.0996 | 3784767.1286 | 0 | 3682980.632 | 0 | 0 | 0 | 844178.9379 | 3241651.4125 | 8434112.0211 | 5756454.7581 | 25744144.8902 | 961560.8286 | 15283055.5775 | 15283055.5775 | 12387543.6942 | 6495607.7911 | 0 | 41988761.2964 | 76154968.3592 | 3162277.6602 | 6.6092 | 6353.1061 | 11522.6213 | 129.5167 | 234.9042
1 | 3800 | 707 | 0.03 | 15 | 15 | 7 | 4.217e-09 | 5spot_SharedNeighbor | CO2 | Porous | Wet | R245fa | MinimizeLCOE_Brownfield | IgnoreSilica | 123.913 | 16.3227 | 1.654 | 4 | 6347.6488 | 11511.922 | 129.4054 | 234.6861 | 73.8026 | 8.6956 | 88.1121 | 3786344.164 | 0 | 3685220.73 | 0 | 0 | 0 | 842465.6494 | 3242471.9119 | 8436246.7924 | 5757911.7833 | 25750661.0311 | 961560.8286 | 15283055.5775 | 15283055.5775 | 12387543.6942 | 6495607.7911 | 0 | 41995277.4372 | 76161484.5 | 4216965.0343 | 6.6159 | 6347.6488 | 11511.922 | 129.4054 | 234.6861
1 | 3800 | 707 | 0.03 | 15 | 15 | 7 | 5.6234e-09 | 5spot_SharedNeighbor | CO2 | Porous | Wet | R245fa | MinimizeLCOE_Brownfield | IgnoreSilica | 123.9861 | 16.3329 | 1.6553 | 4 | 6343.5565 | 11503.8266 | 129.322 | 234.5211 | 73.7971 | 8.6941 | 84.9386 | 3787589.2574 | 0 | 3686990.3296 | 0 | 0 | 0 | 841220.8603 | 3243162.1744 | 8438042.7138 | 5759137.5366 | 25756142.8722 | 961560.8286 | 15283055.5775 | 15283055.5775 | 12387543.6942 | 6495607.7911 | 0 | 42000759.2783 | 76166966.3411 | 5623413.2519 | 6.621 | 6343.5565 | 11503.8266 | 129.322 | 234.5211
1 | 3800 | 707 | 0.03 | 15 | 15 | 7 | 7.4989e-09 | 5spot_SharedNeighbor | CO2 | Porous | Wet | R245fa | MinimizeLCOE_Brownfield | IgnoreSilica | 124.0445 | 16.341 | 1.6562 | 4 | 6340.4877 | 11497.6873 | 129.2594 | 234.3959 | 73.7927 | 8.6928 | 90.5602 | 3788581.7482 | 0 | 3688401.5172 | 0 | 0 | 0 | 840326.8209 | 3243750.9337 | 8439574.5446 | 5760183.0426 | 25760818.6071 | 961560.8286 | 15283055.5775 | 15283055.5775 | 12387543.6942 | 6495607.7911 | 0 | 42005435.0132 | 76171642.076 | 7498942.0933 | 6.625 | 6340.4877 | 11497.6873 | 129.2594 | 234.3959
1 | 3800 | 707 | 0.03 | 15 | 15 | 7 | 1e-08 | 5spot_SharedNeighbor | CO2 | Porous | Wet | R245fa | MinimizeLCOE_Brownfield | IgnoreSilica | 124.0787 | 16.3458 | 1.6569 | 4 | 6338.1864 | 11493.2776 | 129.2125 | 234.306 | 73.7901 | 8.6921 | 83.2301 | 3789163.9356 | 0 | 3689229.9323 | 0 | 0 | 0 | 839538.627 | 3243993.673 | 8440206.1026 | 5760614.0939 | 25762746.3643 | 961560.8286 | 15283055.5775 | 15283055.5775 | 12387543.6942 | 6495607.7911 | 0 | 42007362.7705 | 76173569.8333 | 10000000 | 6.6277 | 6338.1864 | 11493.2776 | 129.2125 | 234.306
1 | 3900 | 707 | 0.03 | 15 | 15 | 7 | 1e-13 | 5spot_SharedNeighbor | CO2 | Porous | Wet | R245fa | MinimizeLCOE_Brownfield | IgnoreSilica | 0.55509 | -0.025 | 5.0854e-05 | 4 | 83974198.732 | 256771581.397 | 1711927.6247 | 5234635.996 | 40.6743 | 7.0103 | 45.6094 | 47012.0004 | 0 | 12777.0405 | 0 | 0 | 0 | 50295.1987 | 42932.8534 | 111702.4779 | 76239.2364 | 340958.8074 | 961560.8286 | 15779296.4433 | 15779296.4433 | 12703572.8692 | 6667130.9763 | 0 | 17081816.0794 | 52231816.3682 | 100 | 0.00020342 | 83974198.732 | 256771581.397 | 1711927.6247 | 5234635.996
1 | 3900 | 707 | 0.03 | 15 | 15 | 7 | 1.3335e-13 | 5spot_SharedNeighbor | CO2 | Porous | Wet | R245fa | MinimizeLCOE_Brownfield | IgnoreSilica | 1.0109 | -0.0037581 | 0.0012139 | 4 | 3582234.9061 | 10821546.0863 | 73028.7039 | 220611.8542 | 51.2604 | 8.0761 | 36.352 | 87839.55 | 0 | 39227.794 | 0 | 0 | 0 | 83586.7651 | 82155.1025 | 213750.7245 | 145889.2616 | 652449.1977 | 961560.8286 | 15779296.4433 | 15779296.4433 | 12703572.8692 | 6667130.9763 | 0 | 17393306.4696 | 52543306.7584 | 133.3521 | 0.0048554 | 3582234.9061 | 10821546.0863 | 73028.7039 | 220611.8542
1 | 3900 | 707 | 0.03 | 15 | 15 | 7 | 1.7783e-13 | 5spot_SharedNeighbor | CO2 | Porous | Wet | R245fa | MinimizeLCOE_Brownfield | IgnoreSilica | 1.5153 | 0.036908 | 0.0035788 | 4 | 1237901.5151 | 3693338.4481 | 25236.2968 | 75293.6999 | 57.8802 | 8.6928 | 141.0312 | 131948.0208 | 0 | 68745.6427 | 0 | 0 | 0 | 115688.2297 | 123388.9383 | 321032.707 | 219111.4191 | 979914.9575 | 961560.8286 | 15779296.4433 | 15779296.4433 | 12703572.8692 | 6667130.9763 | 0 | 17720772.2294 | 52870772.5182 | 177.8279 | 0.014315 | 1237901.5151 | 3693338.4481 | 25236.2968 | 75293.6999
1 | 3900 | 707 | 0.03 | 15 | 15 | 7 | 2.3714e-13 | 5spot_SharedNeighbor | CO2 | Porous | Wet | R245fa | MinimizeLCOE_Brownfield | IgnoreSilica | 2.1182 | 0.09743 | 0.0074237 | 4 | 608921.9963 | 1792630.2008 | 12413.6985 | 36545.1914 | 62.6715 | 9.1083 | 202.8521 | 181541.6376 | 0 | 102728.6685 | 0 | 0 | 0 | 148684.5184 | 168852.3815 | 439319.2604 | 299844.4223 | 1340970.8886 | 961560.8286 | 15779296.4433 | 15779296.4433 | 12703572.8692 | 6667130.9763 | 0 | 18081828.1606 | 53231828.4494 | 237.1374 | 0.029695 | 608921.9963 | 1792630.2008 | 12413.6985 | 36545.1914
1 | 3900 | 707 | 0.03 | 15 | 15 | 7 | 3.1623e-13 | 5spot_SharedNeighbor | CO2 | Porous | Wet | R245fa | MinimizeLCOE_Brownfield | IgnoreSilica | 2.9009 | 0.18477 | 0.013152 | 4 | 351945.795 | 1020077.0541 | 7174.8911 | 20795.6505 | 66.5146 | 9.4203 | 44.0643 | 241277.8742 | 0 | 144647.2757 | 0 | 0 | 0 | 187101.2469 | 223480.2948 | 581449.8849 | 396851.494 | 1774808.0706 | 961560.8286 | 15779296.4433 | 15779296.4433 | 12703572.8692 | 6667130.9763 | 0 | 18515665.3425 | 53665665.6313 | 316.2278 | 0.052609 | 351945.795 | 1020077.0541 | 7174.8911 | 20795.6505
1 | 3900 | 707 | 0.03 | 15 | 15 | 7 | 4.217e-13 | 5spot_SharedNeighbor | CO2 | Porous | Wet | R245fa | MinimizeLCOE_Brownfield | IgnoreSilica | 3.8802 | 0.30181 | 0.021282 | 4 | 223339.3222 | 636252.7193 | 4553.0742 | 12970.8723 | 69.4957 | 9.648 | 46.8215 | 310190.8852 | 0 | 194225.5307 | 0 | 0 | 0 | 228912.8703 | 285998.4216 | 744109.2267 | 507869.8372 | 2271306.7717 | 961560.8286 | 15779296.4433 | 15779296.4433 | 12703572.8692 | 6667130.9763 | 0 | 19012164.0437 | 54162164.3325 | 421.6965 | 0.085127 | 223339.3222 | 636252.7193 | 4553.0742 | 12970.8723
1 | 3900 | 707 | 0.03 | 15 | 15 | 7 | 5.6234e-13 | 5spot_SharedNeighbor | CO2 | Porous | Wet | R245fa | MinimizeLCOE_Brownfield | IgnoreSilica | 5.1519 | 0.45942 | 0.032528 | 4 | 150688.8492 | 420836.657 | 3071.996 | 8579.3245 | 71.8978 | 9.8218 | 34.1561 | 392567.2918 | 0 | 255017.9134 | 0 | 0 | 0 | 277707.1885 | 360864.0335 | 938894.1919 | 640814.5783 | 2865865.1974 | 961560.8286 | 15779296.4433 | 15779296.4433 | 12703572.8692 | 6667130.9763 | 0 | 19606722.4693 | 54756722.7581 | 562.3413 | 0.13011 | 150688.8492 | 420836.657 | 3071.996 | 8579.3245
1 | 3900 | 707 | 0.03 | 15 | 15 | 7 | 7.4989e-13 | 5spot_SharedNeighbor | CO2 | Porous | Wet | R245fa | MinimizeLCOE_Brownfield | IgnoreSilica | 6.7714 | 0.66519 | 0.047792 | 4 | 106201.1113 | 290071.3491 | 2165.0533 | 5913.4968 | 73.7862 | 9.9521 | 47.4938 | 489091.1495 | 0 | 328107.8371 | 0 | 0 | 0 | 332637.7353 | 448436.3215 | 1166739.3216 | 796323.5611 | 3561335.926 | 961560.8286 | 15779296.4433 | 15779296.4433 | 12703572.8692 | 6667130.9763 | 0 | 20302193.198 | 55452193.4868 | 749.8942 | 0.19117 | 106201.1113 | 290071.3491 | 2165.0533 | 5913.4968
1 | 3900 | 707 | 0.03 | 15 | 15 | 7 | 1e-12 | 5spot_SharedNeighbor | CO2 | Porous | Wet | R245fa | MinimizeLCOE_Brownfield | IgnoreSilica | 8.8519 | 0.93339 | 0.068276 | 4 | 77356.2539 | 206062.2238 | 1577.0119 | 4200.8572 | 75.2791 | 10.0505 | 43.2712 | 603307.9655 | 0 | 416841.2163 | 0 | 0 | 0 | 395742.6312 | 552197.8071 | 1436705.4226 | 980580.9723 | 4385376.015 | 961560.8286 | 15779296.4433 | 15779296.4433 | 12703572.8692 | 6667130.9763 | 0 | 21126233.2869 | 56276233.5757 | 1000 | 0.2731 | 77356.2539 | 206062.2238 | 1577.0119 | 4200.8572
1 | 3900 | 707 | 0.03 | 15 | 15 | 7 | 1.3335e-12 | 5spot_SharedNeighbor | CO2 | Porous | Wet | R245fa | MinimizeLCOE_Brownfield | IgnoreSilica | 11.5218 | 1.2808 | 0.095525 | 4 | 57846.3111 | 149838.2185 | 1179.2753 | 3054.6548 | 76.4505 | 10.1237 | 58.1131 | 738445.1028 | 0 | 524545.0893 | 0 | 0 | 0 | 468269.5968 | 675191.3177 | 1756709.3078 | 1198990.1993 | 5362150.6136 | 961560.8286 | 15779296.4433 | 15779296.4433 | 12703572.8692 | 6667130.9763 | 0 | 22103007.8856 | 57253008.1744 | 1333.5214 | 0.3821 | 57846.3111 | 149838.2185 | 1179.2753 | 3054.6548
1 | 3900 | 707 | 0.03 | 15 | 15 | 7 | 1.7783e-12 | 5spot_SharedNeighbor | CO2 | Porous | Wet | R245fa | MinimizeLCOE_Brownfield | IgnoreSilica | 14.9271 | 1.7267 | 0.13147 | 4 | 44219.7425 | 111059.3957 | 901.4793 | 2264.096 | 77.3572 | 10.1759 | 56.8237 | 897561.0759 | 0 | 654633.4301 | 0 | 0 | 0 | 550849.7481 | 820187.2591 | 2133959.0046 | 1456470.8691 | 6513661.387 | 961560.8286 | 15779296.4433 | 15779296.4433 | 12703572.8692 | 6667130.9763 | 0 | 23254518.6589 | 58404518.9477 | 1778.2794 | 0.52589 | 44219.7425 | 111059.3957 | 901.4793 | 2264.096
1 | 3900 | 707 | 0.03 | 15 | 15 | 7 | 2.3714e-12 | 5spot_SharedNeighbor | CO2 | Porous | Wet | R245fa | MinimizeLCOE_Brownfield | IgnoreSilica | 19.2197 | 2.2919 | 0.17842 | 4 | 34463.3822 | 83714.7688 | 702.5827 | 1706.6388 | 78.0435 | 10.2096 | 50.0435 | 1083007.7103 | 0 | 810165.0136 | 0 | 0 | 0 | 642996.3286 | 989105.9305 | 2573450.7377 | 1756433.0076 | 7855158.7284 | 961560.8286 | 15779296.4433 | 15779296.4433 | 12703572.8692 | 6667130.9763 | 0 | 24596016.0003 | 59746016.2891 | 2371.3737 | 0.71369 | 34463.3822 | 83714.7688 | 702.5827 | 1706.6388
1 | 3900 | 707 | 0.03 | 15 | 15 | 7 | 3.1623e-12 | 5spot_SharedNeighbor | CO2 | Porous | Wet | R245fa | MinimizeLCOE_Brownfield | IgnoreSilica | 24.5593 | 2.9984 | 0.23899 | 4 | 27342.3638 | 64111.0983 | 557.4111 | 1306.9915 | 78.5453 | 10.2254 | 52.5289 | 1296639.7151 | 0 | 994013.3054 | 0 | 0 | 0 | 743572.4579 | 1183347.9365 | 3078828.5928 | 2101363.7782 | 9397765.7859 | 961560.8286 | 15779296.4433 | 15779296.4433 | 12703572.8692 | 6667130.9763 | 0 | 26138623.0578 | 61288623.3466 | 3162.2777 | 0.95598 | 27342.3638 | 64111.0983 | 557.4111 | 1306.9915
1 | 3900 | 707 | 0.03 | 15 | 15 | 7 | 4.217e-12 | 5spot_SharedNeighbor | CO2 | Porous | Wet | R245fa | MinimizeLCOE_Brownfield | IgnoreSilica | 31.1345 | 3.872 | 0.31604 | 4 | 22068.166 | 49873.1339 | 449.8894 | 1016.7313 | 78.8897 | 10.2225 | 54.5388 | 1540596.6829 | 0 | 1209622.4462 | 0 | 0 | 0 | 851969.8282 | 1404853.6934 | 3655141.135 | 2494708.9303 | 11156892.7159 | 961560.8286 | 15779296.4433 | 15779296.4433 | 12703572.8692 | 6667130.9763 | 0 | 27897749.9879 | 63047750.2767 | 4216.965 | 1.2642 | 22068.166 | 49873.1339 | 449.8894 | 1016.7313
1 | 3900 | 707 | 0.03 | 15 | 15 | 7 | 5.6234e-12 | 5spot_SharedNeighbor | CO2 | Porous | Wet | R245fa | MinimizeLCOE_Brownfield | IgnoreSilica | 38.9808 | 4.92 | 0.41164 | 4 | 18120.733 | 39468.1818 | 369.4157 | 804.6123 | 79.088 | 10.1984 | 63.9509 | 1810901.9024 | 0 | 1455332.9797 | 0 | 0 | 0 | 962072.3585 | 1649039.8238 | 4290463.357 | 2928329.4014 | 13096139.8228 | 961560.8286 | 15779296.4433 | 15779296.4433 | 12703572.8692 | 6667130.9763 | 0 | 29836997.0947 | 64986997.3835 | 5623.4133 | 1.6466 | 18120.733 | 39468.1818 | 369.4157 | 804.6123
1 | 3900 | 707 | 0.03 | 15 | 15 | 7 | 7.4989e-12 | 5spot_SharedNeighbor | CO2 | Porous | Wet | R245fa | MinimizeLCOE_Brownfield | IgnoreSilica | 48.0166 | 6.1339 | 0.52643 | 4 | 15147.8239 | 31840.5235 | 308.8089 | 649.1121 | 79.1477 | 10.1502 | 65.3706 | 2100331.7032 | 0 | 1726532.2935 | 0 | 0 | 0 | 1066529.684 | 1908423.5355 | 4965326.5678 | 3388937.4098 | 15156081.1937 | 961560.8286 | 15779296.4433 | 15779296.4433 | 12703572.8692 | 6667130.9763 | 0 | 31896938.4656 | 67046938.7544 | 7498.9421 | 2.1057 | 15147.8239 | 31840.5235 | 308.8089 | 649.1121
1 | 3900 | 707 | 0.03 | 15 | 15 | 7 | 1e-11 | 5spot_SharedNeighbor | CO2 | Porous | Wet | R245fa | MinimizeLCOE_Brownfield | IgnoreSilica | 57.9233 | 7.4739 | 0.65816 | 4 | 12904.7108 | 26256.3454 | 263.08 | 535.2711 | 79.0736 | 10.0761 | 76.5406 | 2395764.2506 | 0 | 2012721.9919 | 0 | 0 | 0 | 1155331.7382 | 2169889.0125 | 5645606.105 | 3853242.1723 | 17232555.2705 | 961560.8286 | 15779296.4433 | 15779296.4433 | 12703572.8692 | 6667130.9763 | 0 | 33973412.5425 | 69123412.8313 | 10000 | 2.6326 | 12904.7108 | 26256.3454 | 263.08 | 535.2711
1 | 3900 | 707 | 0.03 | 15 | 15 | 7 | 1.3335e-11 | 5spot_SharedNeighbor | CO2 | Porous | Wet | R245fa | MinimizeLCOE_Brownfield | IgnoreSilica | 68.1667 | 8.8694 | 0.80111 | 4 | 11215.3884 | 22184.5619 | 228.6409 | 452.2623 | 78.8767 | 9.978 | 69.8431 | 2680571.8972 | 0 | 2298875.9595 | 0 | 0 | 0 | 1218986.1926 | 2417389.2792 | 6289551.0299 | 4292747.8152 | 19198122.1737 | 961560.8286 | 15779296.4433 | 15779296.4433 | 12703572.8692 | 6667130.9763 | 0 | 35938979.4456 | 71088979.7344 | 13335.2143 | 3.2044 | 11215.3884 | 22184.5619 | 228.6409 | 452.2623
1 | 3900 | 707 | 0.03 | 15 | 15 | 7 | 1.7783e-11 | 5spot_SharedNeighbor | CO2 | Porous | Wet | R245fa | MinimizeLCOE_Brownfield | IgnoreSilica | 78.0935 | 10.2318 | 0.94678 | 4 | 9947.8117 | 19229.2251 | 202.7996 | 392.0138 | 78.5837 | 9.8628 | 76.2123 | 2938508.7828 | 0 | 2568380.3042 | 0 | 0 | 0 | 1251642.3827 | 2635827.2732 | 6857881.8823 | 4680645.3 | 20932885.9252 | 961560.8286 | 15779296.4433 | 15779296.4433 | 12703572.8692 | 6667130.9763 | 0 | 37673743.1972 | 72823743.486 | 17782.7941 | 3.7871 | 9947.8117 | 19229.2251 | 202.7996 | 392.0138
1 | 3900 | 707 | 0.03 | 15 | 15 | 7 | 2.3714e-11 | 5spot_SharedNeighbor | CO2 | Porous | Wet | R245fa | MinimizeLCOE_Brownfield | IgnoreSilica | 87.1728 | 11.4867 | 1.0865 | 4 | 8999.9967 | 17087.7887 | 183.4771 | 348.3577 | 78.2337 | 9.7403 | 80.7672 | 3159828.8716 | 0 | 2809144.7152 | 0 | 0 | 0 | 1254728.1453 | 2817243.6755 | 7329890.1475 | 5002800.6399 | 22373636.1949 | 961560.8286 | 15779296.4433 | 15779296.4433 | 12703572.8692 | 6667130.9763 | 0 | 39114493.4668 | 74264493.7556 | 23713.7371 | 4.3461 | 8999.9967 | 17087.7887 | 183.4771 | 348.3577
1 | 3900 | 707 | 0.03 | 15 | 15 | 7 | 3.1623e-11 | 5spot_SharedNeighbor | CO2 | Porous | Wet | R245fa | MinimizeLCOE_Brownfield | IgnoreSilica | 95.1117 | 12.5907 | 1.2137 | 4 | 8292.8182 | 15533.115 | 169.0603 | 316.6636 | 77.866 | 9.62 | 87.5467 | 3342346.4594 | 0 | 3015741.4006 | 0 | 0 | 0 | 1235380.1616 | 2961452.5284 | 7705092.0015 | 5258883.6148 | 23518896.1663 | 961560.8286 | 15779296.4433 | 15779296.4433 | 12703572.8692 | 6667130.9763 | 0 | 40259753.4382 | 75409753.727 | 31622.7766 | 4.8548 | 8292.8182 | 15533.115 | 169.0603 | 316.6636
1 | 3900 | 707 | 0.03 | 15 | 15 | 7 | 4.217e-11 | 5spot_SharedNeighbor | CO2 | Porous | Wet | R245fa | MinimizeLCOE_Brownfield | IgnoreSilica | 101.7398 | 13.5178 | 1.324 | 4 | 7765.5686 | 14402.4534 | 158.3116 | 293.6135 | 77.5157 | 9.5102 | 94.2229 | 3487017.1619 | 0 | 3185709.8942 | 0 | 0 | 0 | 1200968.6835 | 3070741.3384 | 7989439.067 | 5452956.3298 | 24386832.4748 | 961560.8286 | 15779296.4433 | 15779296.4433 | 12703572.8692 | 6667130.9763 | 0 | 41127689.7468 | 76277690.0356 | 42169.6503 | 5.2962 | 7765.5686 | 14402.4534 | 158.3116 | 293.6135
1 | 3900 | 707 | 0.03 | 15 | 15 | 7 | 5.6234e-11 | 5spot_SharedNeighbor | CO2 | Porous | Wet | R245fa | MinimizeLCOE_Brownfield | IgnoreSilica | 107.1339 | 14.2758 | 1.4165 | 4 | 7372.3435 | 13575.8052 | 150.2952 | 276.7612 | 77.2019 | 9.4147 | 78.5651 | 3599618.5106 | 0 | 3322485.9953 | 0 | 0 | 0 | 1159975.4214 | 3152011.1716 | 8200886.5022 | 5597273.5491 | 25032251.1501 | 961560.8286 | 15779296.4433 | 15779296.4433 | 12703572.8692 | 6667130.9763 | 0 | 41773108.4221 | 76923108.7109 | 56234.1325 | 5.6662 | 7372.3435 | 13575.8052 | 150.2952 | 276.7612
1 | 3900 | 707 | 0.03 | 15 | 15 | 7 | 7.4989e-11 | 5spot_SharedNeighbor | CO2 | Porous | Wet | R245fa | MinimizeLCOE_Brownfield | IgnoreSilica | 111.4381 | 14.8828 | 1.492 | 4 | 7078.8201 | 12968.401 | 144.3113 | 264.3784 | 76.933 | 9.3344 | 96.6726 | 3686170.5545 | 0 | 3430696.7753 | 0 | 0 | 0 | 1118403.2866 | 3211755.5404 | 8356329.0944 | 5703366.3124 | 25506721.5636 | 961560.8286 | 15779296.4433 | 15779296.4433 | 12703572.8692 | 6667130.9763 | 0 | 42247578.8355 | 77397579.1243 | 74989.4209 | 5.9682 | 7078.8201 | 12968.401 | 144.3113 | 264.3784
1 | 3900 | 707 | 0.03 | 15 | 15 | 7 | 1e-10 | 5spot_SharedNeighbor | CO2 | Porous | Wet | R245fa | MinimizeLCOE_Brownfield | IgnoreSilica | 114.8 | 15.3586 | 1.5522 | 4 | 6859.4951 | 12520.6466 | 139.8401 | 255.2503 | 76.7116 | 9.2692 | 94.4805 | 3751736.8554 | 0 | 3514675.8556 | 0 | 0 | 0 | 1079574.8508 | 3254935.1491 | 8468673.579 | 5780043.7315 | 25849640.0214 | 961560.8286 | 15779296.4433 | 15779296.4433 | 12703572.8692 | 6667130.9763 | 0 | 42590497.2933 | 77740497.5821 | 100000 | 6.209 | 6859.4951 | 12520.6466 | 139.8401 | 255.2503
1 | 3900 | 707 | 0.03 | 15 | 15 | 7 | 1.3335e-10 | 5spot_SharedNeighbor | CO2 | Porous | Wet | R245fa | MinimizeLCOE_Brownfield | IgnoreSilica | 117.4085 | 15.7286 | 1.5996 | 4 | 6695.4572 | 12189.0517 | 136.496 | 248.4903 | 76.5329 | 9.2172 | 107.7962 | 3801374.7394 | 0 | 3579520.2815 | 0 | 0 | 0 | 1045633.2015 | 3286346.0068 | 8550398.1873 | 5835822.456 | 26099094.8724 | 961560.8286 | 15779296.4433 | 15779296.4433 | 12703572.8692 | 6667130.9763 | 0 | 42839952.1444 | 77989952.4332 | 133352.1432 | 6.3984 | 6695.4572 | 12189.0517 | 136.496 | 248.4903
1 | 3900 | 707 | 0.03 | 15 | 15 | 7 | 1.7783e-10 | 5spot_SharedNeighbor | CO2 | Porous | Wet | R245fa | MinimizeLCOE_Brownfield | IgnoreSilica | 119.3964 | 16.0113 | 1.6363 | 4 | 6572.6752 | 11943.1689 | 133.9929 | 243.4777 | 76.3926 | 9.1767 | 106.5095 | 3838477.1925 | 0 | 3628760.016 | 0 | 0 | 0 | 1016875.2143 | 3308803.8449 | 8608828.8754 | 5875702.6012 | 26277447.7443 | 961560.8286 | 15779296.4433 | 15779296.4433 | 12703572.8692 | 6667130.9763 | 0 | 43018305.0163 | 78168305.3051 | 177827.941 | 6.545 | 6572.6752 | 11943.1689 | 133.9929 | 243.4777
1 | 3900 | 707 | 0.03 | 15 | 15 | 7 | 2.3714e-10 | 5spot_SharedNeighbor | CO2 | Porous | Wet | R245fa | MinimizeLCOE_Brownfield | IgnoreSilica | 120.9071 | 16.2265 | 1.6644 | 4 | 6480.7199 | 11760.2891 | 132.1182 | 239.7494 | 76.2836 | 9.1454 | 83.6922 | 3866249.9392 | 0 | 3666076.7609 | 0 | 0 | 0 | 993320.9463 | 3325002.5821 | 8650974.6668 | 5904467.9698 | 26406092.8651 | 961560.8286 | 15779296.4433 | 15779296.4433 | 12703572.8692 | 6667130.9763 | 0 | 43146950.1371 | 78296950.4259 | 237137.3706 | 6.6577 | 6480.7199 | 11760.2891 | 132.1182 | 239.7494
1 | 3900 | 707 | 0.03 | 15 | 15 | 7 | 3.1623e-10 | 5spot_SharedNeighbor | CO2 | Porous | Wet | R245fa | MinimizeLCOE_Brownfield | IgnoreSilica | 122.0714 | 16.3924 | 1.6861 | 4 | 6411.8234 | 11623.5653 | 130.7137 | 236.9621 | 76.1983 | 9.1209 | 84.208 | 3887406.9436 | 0 | 3694779.9715 | 0 | 0 | 0 | 974734.4592 | 3337199.336 | 8682708.1186 | 5926126.7028 | 26502955.5317 | 961560.8286 | 15779296.4433 | 15779296.4433 | 12703572.8692 | 6667130.9763 | 0 | 43243812.8037 | 78393813.0925 | 316227.766 | 6.7444 | 6411.8234 | 11623.5653 | 130.7137 | 236.9621
1 | 3900 | 707 | 0.03 | 15 | 15 | 7 | 4.217e-10 | 5spot_SharedNeighbor | CO2 | Porous | Wet | R245fa | MinimizeLCOE_Brownfield | IgnoreSilica | 122.9339 | 16.5156 | 1.7025 | 4 | 6360.1886 | 11521.8665 | 129.661 | 234.8888 | 76.1342 | 9.1027 | 86.315 | 3902940.0045 | 0 | 3716011.6753 | 0 | 0 | 0 | 959862.5861 | 3345737.5637 | 8704922.8356 | 5941288.7036 | 26570763.3688 | 961560.8286 | 15779296.4433 | 15779296.4433 | 12703572.8692 | 6667130.9763 | 0 | 43311620.6408 | 78461620.9296 | 421696.5034 | 6.8098 | 6360.1886 | 11521.8665 | 129.661 | 234.8888
1 | 3900 | 707 | 0.03 | 15 | 15 | 7 | 5.6234e-10 | 5spot_SharedNeighbor | CO2 | Porous | Wet | R245fa | MinimizeLCOE_Brownfield | IgnoreSilica | 123.5964 | 16.6102 | 1.7149 | 4 | 6321.4834 | 11445.6178 | 128.872 | 233.3344 | 76.0846 | 9.0885 | 101.1278 | 3914790.2945 | 0 | 3732301.4783 | 0 | 0 | 0 | 948456.1227 | 3352263.6793 | 8721902.4496 | 5952877.639 | 26622591.6634 | 961560.8286 | 15779296.4433 | 15779296.4433 | 12703572.8692 | 6667130.9763 | 0 | 43363448.9354 | 78513449.2242 | 562341.3252 | 6.8597 | 6321.4834 | 11445.6178 | 128.872 | 233.3344
1 | 3900 | 707 | 0.03 | 15 | 15 | 7 | 7.4989e-10 | 5spot_SharedNeighbor | CO2 | Porous | Wet | R245fa | MinimizeLCOE_Brownfield | IgnoreSilica | 124.0982 | 16.6818 | 1.7244 | 4 | 6292.4664 | 11388.5304 | 128.2804 | 232.1706 | 76.0467 | 9.0778 | 85.9663 | 3923718.6312 | 0 | 3744628.5196 | 0 | 0 | 0 | 939699.6756 | 3357138.2623 | 8734585.1147 | 5961533.8186 | 26661304.022 | 961560.8286 | 15779296.4433 | 15779296.4433 | 12703572.8692 | 6667130.9763 | 0 | 43402161.294 | 78552161.5828 | 749894.2093 | 6.8975 | 6292.4664 | 11388.5304 | 128.2804 | 232.1706
1 | 3900 | 707 | 0.03 | 15 | 15 | 7 | 1e-09 | 5spot_SharedNeighbor | CO2 | Porous | Wet | R245fa | MinimizeLCOE_Brownfield | IgnoreSilica | 124.466 | 16.7344 | 1.7314 | 4 | 6270.7107 | 11345.9969 | 127.8369 | 231.3035 | 76.0188 | 9.0699 | 91.3267 | 3930237.554 | 0 | 3753659.0951 | 0 | 0 | 0 | 932871.32 | 3360539.508 | 8743434.4583 | 5967573.6774 | 26688315.6128 | 961560.8286 | 15779296.4433 | 15779296.4433 | 12703572.8692 | 6667130.9763 | 0 | 43429172.8847 | 78579173.1735 | 1000000 | 6.9257 | 6270.7107 | 11345.9969 | 127.8369 | 231.3035
1 | 3900 | 707 | 0.03 | 15 | 15 | 7 | 1.3335e-09 | 5spot_SharedNeighbor | CO2 | Porous | Wet | R245fa | MinimizeLCOE_Brownfield | IgnoreSilica | 124.7561 | 16.7758 | 1.7368 | 4 | 6254.3983 | 11313.8774 | 127.5044 | 230.6487 | 75.9968 | 9.0636 | 89.3962 | 3935363.222 | 0 | 3760776.9545 | 0 | 0 | 0 | 927845.8473 | 3363354.5493 | 8750758.6183 | 5972572.5671 | 26710671.7585 | 961560.8286 | 15779296.4433 | 15779296.4433 | 12703572.8692 | 6667130.9763 | 0 | 43451529.0304 | 78601529.3192 | 1333521.4322 | 6.9474 | 6254.3983 | 11313.8774 | 127.5044 | 230.6487
1 | 3900 | 707 | 0.03 | 15 | 15 | 7 | 1.7783e-09 | 5spot_SharedNeighbor | CO2 | Porous | Wet | R245fa | MinimizeLCOE_Brownfield | IgnoreSilica | 124.9601 | 16.8051 | 1.7408 | 4 | 6242.1668 | 11290.0926 | 127.255 | 230.1638 | 75.9812 | 9.0592 | 108.7009 | 3938959.6502 | 0 | 3765781.1974 | 0 | 0 | 0 | 923854.8957 | 3365152.3399 | 8755436.1008 | 5975765.045 | 26724949.229 | 961560.8286 | 15779296.4433 | 15779296.4433 | 12703572.8692 | 6667130.9763 | 0 | 43465806.5009 | 78615806.7897 | 1778279.41 | 6.9633 | 6242.1668 | 11290.0926 | 127.255 | 230.1638
1 | 3900 | 707 | 0.03 | 15 | 15 | 7 | 2.3714e-09 | 5spot_SharedNeighbor | CO2 | Porous | Wet | R245fa | MinimizeLCOE_Brownfield | IgnoreSilica | 125.1233 | 16.8283 | 1.7439 | 4 | 6232.9951 | 11272.0737 | 127.068 | 229.7965 | 75.9687 | 9.0557 | 118.8919 | 3941831.839 | 0 | 3769782.951 | 0 | 0 | 0 | 920963.84 | 3366705.6657 | 8759477.5358 | 5978523.4075 | 26737285.2389 | 961560.8286 | 15779296.4433 | 15779296.4433 | 12703572.8692 | 6667130.9763 | 0 | 43478142.5108 | 78628142.7996 | 2371373.7057 | 6.9755 | 6232.9951 | 11272.0737 | 127.068 | 229.7965
1 | 3900 | 707 | 0.03 | 15 | 15 | 7 | 3.1623e-09 | 5spot_SharedNeighbor | CO2 | Porous | Wet | R245fa | MinimizeLCOE_Brownfield | IgnoreSilica | 125.2307 | 16.8439 | 1.7461 | 4 | 6226.1176 | 11258.8661 | 126.9278 | 229.5272 | 75.9604 | 9.0534 | 104.0751 | 3943719.6589 | 0 | 3772416.5275 | 0 | 0 | 0 | 918590.1429 | 3367543.2685 | 8761656.8064 | 5980010.8044 | 26743937.2086 | 961560.8286 | 15779296.4433 | 15779296.4433 | 12703572.8692 | 6667130.9763 | 0 | 43484794.4806 | 78634794.7694 | 3162277.6602 | 6.9843 | 6226.1176 | 11258.8661 | 126.9278 | 229.5272
1 | 3900 | 707 | 0.03 | 15 | 15 | 7 | 4.217e-09 | 5spot_SharedNeighbor | CO2 | Porous | Wet | R245fa | MinimizeLCOE_Brownfield | IgnoreSilica | 125.3233 | 16.8571 | 1.7478 | 4 | 6220.9603 | 11248.7303 | 126.8227 | 229.3206 | 75.9533 | 9.0513 | 100.9519 | 3945346.3446 | 0 | 3774687.0468 | 0 | 0 | 0 | 916954.2302 | 3368425.1724 | 8763951.3396 | 5981576.8705 | 26750941.004 | 961560.8286 | 15779296.4433 | 15779296.4433 | 12703572.8692 | 6667130.9763 | 0 | 43491798.276 | 78641798.5648 | 4216965.0343 | 6.9912 | 6220.9603 | 11248.7303 | 126.8227 | 229.3206
1 | 3900 | 707 | 0.03 | 15 | 15 | 7 | 5.6234e-09 | 5spot_SharedNeighbor | CO2 | Porous | Wet | R245fa | MinimizeLCOE_Brownfield | IgnoreSilica | 125.4035 | 16.8684 | 1.7492 | 4 | 6217.093 | 11240.9218 | 126.7439 | 229.1614 | 75.9472 | 9.0496 | 85.179 | 3946754.871 | 0 | 3776653.9661 | 0 | 0 | 0 | 915858.7114 | 3369314.3439 | 8766264.7815 | 5983155.8421 | 26758002.516 | 961560.8286 | 15779296.4433 | 15779296.4433 | 12703572.8692 | 6667130.9763 | 0 | 43498859.7879 | 78648860.0767 | 5623413.2519 | 6.9967 | 6217.093 | 11240.9218 | 126.7439 | 229.1614
1 | 3900 | 707 | 0.03 | 15 | 15 | 7 | 7.4989e-09 | 5spot_SharedNeighbor | CO2 | Porous | Wet | R245fa | MinimizeLCOE_Brownfield | IgnoreSilica | 125.4398 | 16.8738 | 1.75 | 4 | 6214.193 | 11235.5359 | 126.6847 | 229.0516 | 75.9444 | 9.0488 | 104.3324 | 3947390.6643 | 0 | 3777543.0025 | 0 | 0 | 0 | 914732.1617 | 3369469.6731 | 8766668.9162 | 5983431.6723 | 26759236.0901 | 961560.8286 | 15779296.4433 | 15779296.4433 | 12703572.8692 | 6667130.9763 | 0 | 43500093.3621 | 78650093.6509 | 7498942.0933 | 7.0001 | 6214.193 | 11235.5359 | 126.6847 | 229.0516
1 | 3900 | 707 | 0.03 | 15 | 15 | 7 | 1e-08 | 5spot_SharedNeighbor | CO2 | Porous | Wet | R245fa | MinimizeLCOE_Brownfield | IgnoreSilica | 125.4741 | 16.8787 | 1.7507 | 4 | 6212.0184 | 11231.3599 | 126.6404 | 228.9665 | 75.9417 | 9.0481 | 96.2451 | 3947991.2786 | 0 | 3778382.6916 | 0 | 0 | 0 | 913975.074 | 3369736.1272 | 8767362.1751 | 5983904.8358 | 26761352.1822 | 961560.8286 | 15779296.4433 | 15779296.4433 | 12703572.8692 | 6667130.9763 | 0 | 43502209.4541 | 78652209.7429 | 10000000 | 7.0029 | 6212.0184 | 11231.3599 | 126.6404 | 228.9665
1 | 4000 | 707 | 0.03 | 15 | 15 | 7 | 1e-13 | 5spot_SharedNeighbor | CO2 | Porous | Wet | R245fa | MinimizeLCOE_Brownfield | IgnoreSilica | 0.5699 | -0.026019 | 3.4521e-05 | 4 | 127459747.7018 | 389236351.5508 | 2598439.359 | 7935109.5075 | 41.2397 | 7.3139 | 32.7419 | 49247.2289 | 0 | 13159.8206 | 0 | 0 | 0 | 52982.3913 | 45001.8819 | 117085.6656 | 79913.3726 | 357390.3609 | 961560.8286 | 16281397.4 | 16281397.4 | 13025169.1305 | 6840998.1979 | 0 | 17600348.5895 | 53747913.3178 | 100 | 0.00013809 | 127459747.7018 | 389236351.5508 | 2598439.359 | 7935109.5075
1 | 4000 | 707 | 0.03 | 15 | 15 | 7 | 1.3335e-13 | 5spot_SharedNeighbor | CO2 | Porous | Wet | R245fa | MinimizeLCOE_Brownfield | IgnoreSilica | 1.0498 | -0.0034811 | 0.0012995 | 4 | 3450112.423 | 10404008.3844 | 70335.2084 | 212099.7834 | 52.3722 | 8.4319 | 41.5044 | 93065.2887 | 0 | 41181.0446 | 0 | 0 | 0 | 88960.5178 | 87050.672 | 226487.9919 | 154582.7083 | 691328.2233 | 961560.8286 | 16281397.4 | 16281397.4 | 13025169.1305 | 6840998.1979 | 0 | 17934286.4519 | 54081851.1802 | 133.3521 | 0.0051982 | 3450112.423 | 10404008.3844 | 70335.2084 | 212099.7834
1 | 4000 | 707 | 0.03 | 15 | 15 | 7 | 1.7783e-13 | 5spot_SharedNeighbor | CO2 | Porous | Wet | R245fa | MinimizeLCOE_Brownfield | IgnoreSilica | 1.5736 | 0.039458 | 0.0038742 | 4 | 1179602.0949 | 3512158.2183 | 24047.7842 | 71600.0958 | 59.2315 | 9.0658 | 154.5974 | 139779.8361 | 0 | 72043.7994 | 0 | 0 | 0 | 123088.0258 | 130615.5479 | 339834.8628 | 231944.2768 | 1037306.3489 | 961560.8286 | 16281397.4 | 16281397.4 | 13025169.1305 | 6840998.1979 | 0 | 18280264.5774 | 54427829.3058 | 177.8279 | 0.015497 | 1179602.0949 | 3512158.2183 | 24047.7842 | 71600.0958
1 | 4000 | 707 | 0.03 | 15 | 15 | 7 | 2.3714e-13 | 5spot_SharedNeighbor | CO2 | Porous | Wet | R245fa | MinimizeLCOE_Brownfield | IgnoreSilica | 2.2154 | 0.10475 | 0.0080646 | 4 | 578851.2433 | 1699418.6301 | 11800.6655 | 34644.9474 | 64.3066 | 9.5007 | 212.4011 | 193584.9156 | 0 | 108443.281 | 0 | 0 | 0 | 159600.5069 | 180035.1944 | 468414.6455 | 319702.6205 | 1429781.1639 | 961560.8286 | 16281397.4 | 16281397.4 | 13025169.1305 | 6840998.1979 | 0 | 18672739.3925 | 54820304.1208 | 237.1374 | 0.032258 | 578851.2433 | 1699418.6301 | 11800.6655 | 34644.9474
1 | 4000 | 707 | 0.03 | 15 | 15 | 7 | 3.1623e-13 | 5spot_SharedNeighbor | CO2 | Porous | Wet | R245fa | MinimizeLCOE_Brownfield | IgnoreSilica | 3.0176 | 0.19629 | 0.014297 | 4 | 334396.2346 | 966481.1291 | 6817.1195 | 19703.0251 | 68.2285 | 9.8145 | 44.4568 | 255983.0738 | 0 | 151665.4505 | 0 | 0 | 0 | 199482.0774 | 236780.9347 | 616055.4216 | 420470.4839 | 1880437.4418 | 961560.8286 | 16281397.4 | 16281397.4 | 13025169.1305 | 6840998.1979 | 0 | 19123395.6704 | 55270960.3987 | 316.2278 | 0.057188 | 334396.2346 | 966481.1291 | 6817.1195 | 19703.0251
1 | 4000 | 707 | 0.03 | 15 | 15 | 7 | 4.217e-13 | 5spot_SharedNeighbor | CO2 | Porous | Wet | R245fa | MinimizeLCOE_Brownfield | IgnoreSilica | 4.0434 | 0.32111 | 0.023151 | 4 | 212230.6504 | 602580.9275 | 4326.6089 | 12284.4273 | 71.3496 | 10.0491 | 54.2489 | 329593.3859 | 0 | 203927.0139 | 0 | 0 | 0 | 244657.3578 | 303489.3255 | 789616.9706 | 538929.8075 | 2410213.8611 | 961560.8286 | 16281397.4 | 16281397.4 | 13025169.1305 | 6840998.1979 | 0 | 19653172.0897 | 55800736.818 | 421.6965 | 0.092603 | 212230.6504 | 602580.9275 | 4326.6089 | 12284.4273
1 | 4000 | 707 | 0.03 | 15 | 15 | 7 | 5.6234e-13 | 5spot_SharedNeighbor | CO2 | Porous | Wet | R245fa | MinimizeLCOE_Brownfield | IgnoreSilica | 5.3487 | 0.48642 | 0.035376 | 4 | 143260.7504 | 398711.1908 | 2920.5642 | 8128.2669 | 73.8197 | 10.225 | 54.4845 | 415859.588 | 0 | 266739.3197 | 0 | 0 | 0 | 295423.1634 | 381428.6077 | 992398.9956 | 677332.7062 | 3029182.3806 | 961560.8286 | 16281397.4 | 16281397.4 | 13025169.1305 | 6840998.1979 | 0 | 20272140.6092 | 56419705.3375 | 562.3413 | 0.14151 | 143260.7504 | 398711.1908 | 2920.5642 | 8128.2669
1 | 4000 | 707 | 0.03 | 15 | 15 | 7 | 7.4989e-13 | 5spot_SharedNeighbor | CO2 | Porous | Wet | R245fa | MinimizeLCOE_Brownfield | IgnoreSilica | 7.0466 | 0.70617 | 0.052 | 4 | 101035.7458 | 274820.8081 | 2059.7503 | 5602.5939 | 75.8059 | 10.3596 | 53.0654 | 519134.2719 | 0 | 343886.0186 | 0 | 0 | 0 | 355037.8271 | 475042.6659 | 1235963.572 | 843570.5344 | 3772634.8898 | 961560.8286 | 16281397.4 | 16281397.4 | 13025169.1305 | 6840998.1979 | 0 | 21015593.1184 | 57163157.8467 | 749.8942 | 0.208 | 101035.7458 | 274820.8081 | 2059.7503 | 5602.5939
1 | 4000 | 707 | 0.03 | 15 | 15 | 7 | 1e-12 | 5spot_SharedNeighbor | CO2 | Porous | Wet | R245fa | MinimizeLCOE_Brownfield | IgnoreSilica | 9.2197 | 0.9918 | 0.074303 | 4 | 73657.4988 | 195279.5382 | 1501.6077 | 3981.0375 | 77.3659 | 10.4605 | 46.8459 | 640834.9425 | 0 | 437165.5154 | 0 | 0 | 0 | 422992.4272 | 585387.2251 | 1523057.4804 | 1039518.0261 | 4648955.6166 | 961560.8286 | 16281397.4 | 16281397.4 | 13025169.1305 | 6840998.1979 | 0 | 21891913.8452 | 58039478.5735 | 1000 | 0.29721 | 73657.4988 | 195279.5382 | 1501.6077 | 3981.0375
1 | 4000 | 707 | 0.03 | 15 | 15 | 7 | 1.3335e-12 | 5spot_SharedNeighbor | CO2 | Porous | Wet | R245fa | MinimizeLCOE_Brownfield | IgnoreSilica | 11.9776 | 1.3581 | 0.10391 | 4 | 55136.3232 | 142106.0584 | 1124.0285 | 2897.0242 | 78.5775 | 10.5345 | 48.6867 | 783269.5607 | 0 | 549152.0341 | 0 | 0 | 0 | 499382.9865 | 714403.7867 | 1858732.1086 | 1268622.8573 | 5673563.3338 | 961560.8286 | 16281397.4 | 16281397.4 | 13025169.1305 | 6840998.1979 | 0 | 22916521.5624 | 59064086.2907 | 1333.5214 | 0.41563 | 55136.3232 | 142106.0584 | 1124.0285 | 2897.0242
1 | 4000 | 707 | 0.03 | 15 | 15 | 7 | 1.7783e-12 | 5spot_SharedNeighbor | CO2 | Porous | Wet | R245fa | MinimizeLCOE_Brownfield | IgnoreSilica | 15.5191 | 1.8313 | 0.14299 | 4 | 42196.7538 | 105395.5458 | 860.2379 | 2148.6308 | 79.5228 | 10.5875 | 61.7207 | 952167.6483 | 0 | 685360.6348 | 0 | 0 | 0 | 587718.3702 | 867846.1948 | 2257957.7792 | 1541102.5807 | 6892153.2081 | 961560.8286 | 16281397.4 | 16281397.4 | 13025169.1305 | 6840998.1979 | 0 | 24135111.4367 | 60282676.165 | 1778.2794 | 0.57197 | 42196.7538 | 105395.5458 | 860.2379 | 2148.6308
1 | 4000 | 707 | 0.03 | 15 | 15 | 7 | 2.3714e-12 | 5spot_SharedNeighbor | CO2 | Porous | Wet | R245fa | MinimizeLCOE_Brownfield | IgnoreSilica | 19.9554 | 2.4277 | 0.19393 | 4 | 32929.1314 | 79527.4132 | 671.3049 | 1621.2739 | 80.234 | 10.6208 | 63.0535 | 1147824.6055 | 0 | 847220.2446 | 0 | 0 | 0 | 685094.6601 | 1045254.409 | 2719537.561 | 1856140.2663 | 8301071.7465 | 961560.8286 | 16281397.4 | 16281397.4 | 13025169.1305 | 6840998.1979 | 0 | 25544029.9751 | 61691594.7034 | 2371.3737 | 0.77573 | 32929.1314 | 79527.4132 | 671.3049 | 1621.2739
1 | 4000 | 707 | 0.03 | 15 | 15 | 7 | 3.1623e-12 | 5spot_SharedNeighbor | CO2 | Porous | Wet | R245fa | MinimizeLCOE_Brownfield | IgnoreSilica | 25.4996 | 3.1762 | 0.25967 | 4 | 26162.4524 | 60964.1896 | 533.357 | 1242.8375 | 80.7563 | 10.6356 | 62.8193 | 1374304.9779 | 0 | 1039479.2095 | 0 | 0 | 0 | 792678.9633 | 1250520.6287 | 3253598.1589 | 2220647.5982 | 9931229.5366 | 961560.8286 | 16281397.4 | 16281397.4 | 13025169.1305 | 6840998.1979 | 0 | 27174187.7652 | 63321752.4935 | 3162.2777 | 1.0387 | 26162.4524 | 60964.1896 | 533.357 | 1242.8375
1 | 4000 | 707 | 0.03 | 15 | 15 | 7 | 4.217e-12 | 5spot_SharedNeighbor | CO2 | Porous | Wet | R245fa | MinimizeLCOE_Brownfield | IgnoreSilica | 32.2601 | 4.0936 | 0.34294 | 4 | 21149.1727 | 47500.7164 | 431.1545 | 968.3664 | 81.1105 | 10.6305 | 60.4718 | 1630455.1859 | 0 | 1262809.2782 | 0 | 0 | 0 | 906323.2313 | 1481839.2012 | 3855441.6346 | 2631418.137 | 11768286.6683 | 961560.8286 | 16281397.4 | 16281397.4 | 13025169.1305 | 6840998.1979 | 0 | 29011244.8969 | 65158809.6252 | 4216.965 | 1.3717 | 21149.1727 | 47500.7164 | 431.1545 | 968.3664
1 | 4000 | 707 | 0.03 | 15 | 15 | 7 | 5.6234e-12 | 5spot_SharedNeighbor | CO2 | Porous | Wet | R245fa | MinimizeLCOE_Brownfield | IgnoreSilica | 40.3381 | 5.1953 | 0.44609 | 4 | 17396.3893 | 37654.3819 | 354.6489 | 767.6355 | 81.3134 | 10.6028 | 61.7892 | 1914725.1841 | 0 | 1517760.6326 | 0 | 0 | 0 | 1022581.7833 | 1737476.364 | 4520557.0937 | 3085373.1046 | 13798474.1621 | 961560.8286 | 16281397.4 | 16281397.4 | 13025169.1305 | 6840998.1979 | 0 | 31041432.3907 | 67188997.119 | 5623.4133 | 1.7844 | 17396.3893 | 37654.3819 | 354.6489 | 767.6355
1 | 4000 | 707 | 0.03 | 15 | 15 | 7 | 7.4989e-12 | 5spot_SharedNeighbor | CO2 | Porous | Wet | R245fa | MinimizeLCOE_Brownfield | IgnoreSilica | 49.5823 | 6.4639 | 0.56936 | 4 | 14570.2993 | 30442.3843 | 297.0353 | 620.6092 | 81.3708 | 10.5496 | 70.9761 | 2217249.6908 | 0 | 1797514.4452 | 0 | 0 | 0 | 1131692.208 | 2007117.9742 | 5222109.2523 | 3564196.8683 | 15939880.4387 | 961560.8286 | 16281397.4 | 16281397.4 | 13025169.1305 | 6840998.1979 | 0 | 33182838.6673 | 69330403.3956 | 7498.9421 | 2.2774 | 14570.2993 | 30442.3843 | 297.0353 | 620.6092
1 | 4000 | 707 | 0.03 | 15 | 15 | 7 | 1e-11 | 5spot_SharedNeighbor | CO2 | Porous | Wet | R245fa | MinimizeLCOE_Brownfield | IgnoreSilica | 59.6749 | 7.8585 | 0.71013 | 4 | 12438.798 | 25164.5399 | 253.5817 | 513.0132 | 81.2886 | 10.4692 | 70.5874 | 2524800.0917 | 0 | 2091634.5333 | 0 | 0 | 0 | 1224075.2242 | 2277798.8412 | 5926365.344 | 4044866.1219 | 18089540.1564 | 961560.8286 | 16281397.4 | 16281397.4 | 13025169.1305 | 6840998.1979 | 0 | 35332498.3849 | 71480063.1133 | 10000 | 2.8405 | 12438.798 | 25164.5399 | 253.5817 | 513.0132
1 | 4000 | 707 | 0.03 | 15 | 15 | 7 | 1.3335e-11 | 5spot_SharedNeighbor | CO2 | Porous | Wet | R245fa | MinimizeLCOE_Brownfield | IgnoreSilica | 70.0233 | 9.2992 | 0.86179 | 4 | 10834.5042 | 21320.6411 | 220.876 | 434.6501 | 81.08 | 10.3642 | 76.538 | 2818878.8988 | 0 | 2383420.5149 | 0 | 0 | 0 | 1289093.5235 | 2531643.2455 | 6586816.4134 | 4495637.5477 | 20105490.1439 | 961560.8286 | 16281397.4 | 16281397.4 | 13025169.1305 | 6840998.1979 | 0 | 37348448.3725 | 73496013.1008 | 13335.2143 | 3.4472 | 10834.5042 | 21320.6411 | 220.876 | 434.6501
1 | 4000 | 707 | 0.03 | 15 | 15 | 7 | 1.7783e-11 | 5spot_SharedNeighbor | CO2 | Porous | Wet | R245fa | MinimizeLCOE_Brownfield | IgnoreSilica | 79.987 | 10.6969 | 1.0153 | 4 | 9631.478 | 18532.0643 | 196.3507 | 377.8012 | 80.7748 | 10.2422 | 88.2405 | 3083600.1786 | 0 | 2656615.4116 | 0 | 0 | 0 | 1321829.7754 | 2754197.6926 | 7165857.4325 | 4890844.9413 | 21872945.432 | 961560.8286 | 16281397.4 | 16281397.4 | 13025169.1305 | 6840998.1979 | 0 | 39115903.6606 | 75263468.3889 | 17782.7941 | 4.0613 | 9631.478 | 18532.0643 | 196.3507 | 377.8012
1 | 4000 | 707 | 0.03 | 15 | 15 | 7 | 2.3714e-11 | 5spot_SharedNeighbor | CO2 | Porous | Wet | R245fa | MinimizeLCOE_Brownfield | IgnoreSilica | 89.0681 | 11.9797 | 1.1618 | 4 | 8732.3792 | 16510.9043 | 178.0214 | 336.5971 | 80.4133 | 10.1136 | 80.9495 | 3310067.7284 | 0 | 2899962.5115 | 0 | 0 | 0 | 1324793.5029 | 2938581.2597 | 7645585.6518 | 5218269.3084 | 23337259.9627 | 961560.8286 | 16281397.4 | 16281397.4 | 13025169.1305 | 6840998.1979 | 0 | 40580218.1913 | 76727782.9196 | 23713.7371 | 4.6471 | 8732.3792 | 16510.9043 | 178.0214 | 336.5971
1 | 4000 | 707 | 0.03 | 15 | 15 | 7 | 3.1623e-11 | 5spot_SharedNeighbor | CO2 | Porous | Wet | R245fa | MinimizeLCOE_Brownfield | IgnoreSilica | 96.9339 | 13.0981 | 1.2941 | 4 | 8061.7797 | 15044.8316 | 164.3503 | 306.7092 | 80.0385 | 9.9889 | 92.1171 | 3495210.6255 | 0 | 3106922.3193 | 0 | 0 | 0 | 1304423.1118 | 3083556.8621 | 8022782.4307 | 5475713.8606 | 24488609.21 | 961560.8286 | 16281397.4 | 16281397.4 | 13025169.1305 | 6840998.1979 | 0 | 41731567.4386 | 77879132.1669 | 31622.7766 | 5.1765 | 8061.7797 | 15044.8316 | 164.3503 | 306.7092
1 | 4000 | 707 | 0.03 | 15 | 15 | 7 | 4.217e-11 | 5spot_SharedNeighbor | CO2 | Porous | Wet | R245fa | MinimizeLCOE_Brownfield | IgnoreSilica | 103.5038 | 14.0375 | 1.4086 | 4 | 7561.9149 | 13977.3478 | 154.1599 | 284.9471 | 79.6824 | 9.8753 | 102.0471 | 3642158.1711 | 0 | 3277348.717 | 0 | 0 | 0 | 1269820.6477 | 3193837.739 | 8309710.6506 | 5671548.2665 | 25364424.1918 | 961560.8286 | 16281397.4 | 16281397.4 | 13025169.1305 | 6840998.1979 | 0 | 42607382.4204 | 78754947.1487 | 42169.6503 | 5.6345 | 7561.9149 | 13977.3478 | 154.1599 | 284.9471
1 | 4000 | 707 | 0.03 | 15 | 15 | 7 | 5.6234e-11 | 5spot_SharedNeighbor | CO2 | Porous | Wet | R245fa | MinimizeLCOE_Brownfield | IgnoreSilica | 108.8387 | 14.8038 | 1.5043 | 4 | 7189.1728 | 13196.5694 | 146.561 | 269.0299 | 79.3647 | 9.7768 | 103.4352 | 3756369.2342 | 0 | 3414241.4344 | 0 | 0 | 0 | 1228947.5626 | 3275827.7102 | 8523031.7372 | 5817144.2914 | 26015561.9701 | 961560.8286 | 16281397.4 | 16281397.4 | 13025169.1305 | 6840998.1979 | 0 | 43258520.1987 | 79406084.927 | 56234.1325 | 6.0172 | 7189.1728 | 13196.5694 | 146.561 | 269.0299
1 | 4000 | 707 | 0.03 | 15 | 15 | 7 | 7.4989e-11 | 5spot_SharedNeighbor | CO2 | Porous | Wet | R245fa | MinimizeLCOE_Brownfield | IgnoreSilica | 113.0628 | 15.4132 | 1.582 | 4 | 6910.9764 | 12623.3051 | 140.8896 | 257.3431 | 79.095 | 9.6949 | 101.9319 | 3843553.6054 | 0 | 3521742.0926 | 0 | 0 | 0 | 1187326.0063 | 3335522.4647 | 8678345.2434 | 5923148.9508 | 26489638.3632 | 961560.8286 | 16281397.4 | 16281397.4 | 13025169.1305 | 6840998.1979 | 0 | 43732596.5918 | 79880161.3201 | 74989.4209 | 6.328 | 6910.9764 | 12623.3051 | 140.8896 | 257.3431
1 | 4000 | 707 | 0.03 | 15 | 15 | 7 | 1e-10 | 5spot_SharedNeighbor | CO2 | Porous | Wet | R245fa | MinimizeLCOE_Brownfield | IgnoreSilica | 116.3755 | 15.8924 | 1.644 | 4 | 6703.1311 | 12200.1386 | 136.6524 | 248.7163 | 78.8723 | 9.6282 | 102.9391 | 3909918.784 | 0 | 3605529.4614 | 0 | 0 | 0 | 1148973.002 | 3379124.2865 | 8791788.2397 | 6000576.1268 | 26835909.9002 | 961560.8286 | 16281397.4 | 16281397.4 | 13025169.1305 | 6840998.1979 | 0 | 44078868.1288 | 80226432.8571 | 100000 | 6.5759 | 6703.1311 | 12200.1386 | 136.6524 | 248.7163
1 | 4000 | 707 | 0.03 | 15 | 15 | 7 | 1.3335e-10 | 5spot_SharedNeighbor | CO2 | Porous | Wet | R245fa | MinimizeLCOE_Brownfield | IgnoreSilica | 118.9313 | 16.2632 | 1.6925 | 4 | 6547.7 | 11886.9484 | 133.4837 | 242.3315 | 78.6937 | 9.5753 | 104.0762 | 3959910.3864 | 0 | 3669873.4794 | 0 | 0 | 0 | 1115388.8239 | 3410617.349 | 8873726.7283 | 6056500.8289 | 27086017.5959 | 961560.8286 | 16281397.4 | 16281397.4 | 13025169.1305 | 6840998.1979 | 0 | 44328975.8245 | 80476540.5528 | 133352.1432 | 6.7702 | 6547.7 | 11886.9484 | 133.4837 | 242.3315
1 | 4000 | 707 | 0.03 | 15 | 15 | 7 | 1.7783e-10 | 5spot_SharedNeighbor | CO2 | Porous | Wet | R245fa | MinimizeLCOE_Brownfield | IgnoreSilica | 120.8922 | 16.5482 | 1.7302 | 4 | 6431.3758 | 11654.3542 | 131.1123 | 237.5898 | 78.5527 | 9.5338 | 95.0907 | 3997549.0016 | 0 | 3719069.353 | 0 | 0 | 0 | 1087236.0043 | 3433503.2 | 8933271.0179 | 6097141.0301 | 27267769.6069 | 961560.8286 | 16281397.4 | 16281397.4 | 13025169.1305 | 6840998.1979 | 0 | 44510727.8355 | 80658292.5638 | 177827.941 | 6.9209 | 6431.3758 | 11654.3542 | 131.1123 | 237.5898
1 | 4000 | 707 | 0.03 | 15 | 15 | 7 | 2.3714e-10 | 5spot_SharedNeighbor | CO2 | Porous | Wet | R245fa | MinimizeLCOE_Brownfield | IgnoreSilica | 122.3855 | 16.7656 | 1.7592 | 4 | 6344.2681 | 11481.2621 | 129.3365 | 234.0611 | 78.443 | 9.5017 | 97.494 | 4025792.1463 | 0 | 3756434.7153 | 0 | 0 | 0 | 1064272.0878 | 3450134.5903 | 8976542.484 | 6126674.6949 | 27399850.7187 | 961560.8286 | 16281397.4 | 16281397.4 | 13025169.1305 | 6840998.1979 | 0 | 44642808.9473 | 80790373.6756 | 237137.3706 | 7.0367 | 6344.2681 | 11481.2621 | 129.3365 | 234.0611
1 | 4000 | 707 | 0.03 | 15 | 15 | 7 | 3.1623e-10 | 5spot_SharedNeighbor | CO2 | Porous | Wet | R245fa | MinimizeLCOE_Brownfield | IgnoreSilica | 123.5233 | 16.9313 | 1.7813 | 4 | 6279.0111 | 11352.1031 | 128.0061 | 231.428 | 78.358 | 9.477 | 107.9676 | 4047069.0388 | 0 | 3784850.4667 | 0 | 0 | 0 | 1046011.7057 | 3462393.1724 | 9008436.8 | 6148443.2209 | 27497204.4044 | 961560.8286 | 16281397.4 | 16281397.4 | 13025169.1305 | 6840998.1979 | 0 | 44740162.633 | 80887727.3613 | 316227.766 | 7.1254 | 6279.0111 | 11352.1031 | 128.0061 | 231.428
1 | 4000 | 707 | 0.03 | 15 | 15 | 7 | 4.217e-10 | 5spot_SharedNeighbor | CO2 | Porous | Wet | R245fa | MinimizeLCOE_Brownfield | IgnoreSilica | 124.3734 | 17.0555 | 1.7981 | 4 | 6230.109 | 11255.8731 | 127.0092 | 229.4662 | 78.2937 | 9.4583 | 98.4987 | 4062829.0436 | 0 | 3806051.8475 | 0 | 0 | 0 | 1031520.1014 | 3471156.3871 | 9031236.8872 | 6164004.7489 | 27566799.0157 | 961560.8286 | 16281397.4 | 16281397.4 | 13025169.1305 | 6840998.1979 | 0 | 44809757.2443 | 80957321.9726 | 421696.5034 | 7.1925 | 6230.109 | 11255.8731 | 127.0092 | 229.4662
1 | 4000 | 707 | 0.03 | 15 | 15 | 7 | 5.6234e-10 | 5spot_SharedNeighbor | CO2 | Porous | Wet | R245fa | MinimizeLCOE_Brownfield | IgnoreSilica | 125.0138 | 17.149 | 1.8108 | 4 | 6193.4553 | 11183.9666 | 126.262 | 228.0003 | 78.2449 | 9.4442 | 105.6083 | 4074622.205 | 0 | 3822004.4602 | 0 | 0 | 0 | 1020254.1975 | 3477583.5364 | 9047959.0114 | 6175417.9422 | 27617841.3527 | 961560.8286 | 16281397.4 | 16281397.4 | 13025169.1305 | 6840998.1979 | 0 | 44860799.5813 | 81008364.3096 | 562341.3252 | 7.2433 | 6193.4553 | 11183.9666 | 126.262 | 228.0003
1 | 4000 | 707 | 0.03 | 15 | 15 | 7 | 7.4989e-10 | 5spot_SharedNeighbor | CO2 | Porous | Wet | R245fa | MinimizeLCOE_Brownfield | IgnoreSilica | 125.5083 | 17.2212 | 1.8205 | 4 | 6165.9782 | 11129.9407 | 125.7018 | 226.8989 | 78.2069 | 9.4332 | 99.3565 | 4083684.3599 | 0 | 3834314.4157 | 0 | 0 | 0 | 1011745.4257 | 3482600.2385 | 9061011.4411 | 6184326.4937 | 27657682.3747 | 961560.8286 | 16281397.4 | 16281397.4 | 13025169.1305 | 6840998.1979 | 0 | 44900640.6033 | 81048205.3316 | 749894.2093 | 7.282 | 6165.9782 | 11129.9407 | 125.7018 | 226.8989
1 | 4000 | 707 | 0.03 | 15 | 15 | 7 | 1e-09 | 5spot_SharedNeighbor | CO2 | Porous | Wet | R245fa | MinimizeLCOE_Brownfield | IgnoreSilica | 125.8614 | 17.273 | 1.8277 | 4 | 6145.3783 | 11089.8708 | 125.2818 | 226.082 | 78.1796 | 9.4254 | 129.9029 | 4090127.6925 | 0 | 3843095.6527 | 0 | 0 | 0 | 1004982.071 | 3485900.1123 | 9069597.0359 | 6190186.3386 | 27683888.903 | 961560.8286 | 16281397.4 | 16281397.4 | 13025169.1305 | 6840998.1979 | 0 | 44926847.1316 | 81074411.8599 | 1000000 | 7.3107 | 6145.3783 | 11089.8708 | 125.2818 | 226.082
1 | 4000 | 707 | 0.03 | 15 | 15 | 7 | 1.3335e-09 | 5spot_SharedNeighbor | CO2 | Porous | Wet | R245fa | MinimizeLCOE_Brownfield | IgnoreSilica | 126.1392 | 17.3135 | 1.8332 | 4 | 6129.9331 | 11059.6246 | 124.967 | 225.4654 | 78.1581 | 9.4192 | 96.8939 | 4095185.0326 | 0 | 3850003.9657 | 0 | 0 | 0 | 1000002.1523 | 3488624.5487 | 9076685.4605 | 6195024.334 | 27705525.4937 | 961560.8286 | 16281397.4 | 16281397.4 | 13025169.1305 | 6840998.1979 | 0 | 44948483.7223 | 81096048.4507 | 1333521.4322 | 7.3326 | 6129.9331 | 11059.6246 | 124.967 | 225.4654
1 | 4000 | 707 | 0.03 | 15 | 15 | 7 | 1.7783e-09 | 5spot_SharedNeighbor | CO2 | Porous | Wet | R245fa | MinimizeLCOE_Brownfield | IgnoreSilica | 126.3561 | 17.3451 | 1.8373 | 4 | 6118.3524 | 11036.8116 | 124.7309 | 225.0003 | 78.1413 | 9.4143 | 100.8157 | 4099124.6506 | 0 | 3855395.271 | 0 | 0 | 0 | 996333.1019 | 3490832.6792 | 9082430.563 | 6198945.4845 | 27723061.7503 | 961560.8286 | 16281397.4 | 16281397.4 | 13025169.1305 | 6840998.1979 | 0 | 44966019.9789 | 81113584.7072 | 1778279.41 | 7.3494 | 6118.3524 | 11036.8116 | 124.7309 | 225.0003
1 | 4000 | 707 | 0.03 | 15 | 15 | 7 | 2.3714e-09 | 5spot_SharedNeighbor | CO2 | Porous | Wet | R245fa | MinimizeLCOE_Brownfield | IgnoreSilica | 126.507 | 17.3673 | 1.8404 | 4 | 6109.6688 | 11019.9449 | 124.5539 | 224.6565 | 78.1295 | 9.4109 | 103.8289 | 4101861.4641 | 0 | 3859146.2636 | 0 | 0 | 0 | 993400.8898 | 3492219.3608 | 9086038.4241 | 6201407.9239 | 27734074.3262 | 961560.8286 | 16281397.4 | 16281397.4 | 13025169.1305 | 6840998.1979 | 0 | 44977032.5548 | 81124597.2831 | 2371373.7057 | 7.3616 | 6109.6688 | 11019.9449 | 124.5539 | 224.6565
1 | 4000 | 707 | 0.03 | 15 | 15 | 7 | 3.1623e-09 | 5spot_SharedNeighbor | CO2 | Porous | Wet | R245fa | MinimizeLCOE_Brownfield | IgnoreSilica | 126.6339 | 17.3857 | 1.8428 | 4 | 6103.1575 | 11007.0467 | 124.4211 | 224.3935 | 78.1196 | 9.4081 | 93.9457 | 4104159.6628 | 0 | 3862298.8866 | 0 | 0 | 0 | 991366.5853 | 3493551.8025 | 9089505.1642 | 6203774.0452 | 27744656.1465 | 961560.8286 | 16281397.4 | 16281397.4 | 13025169.1305 | 6840998.1979 | 0 | 44987614.3751 | 81135179.1034 | 3162277.6602 | 7.3712 | 6103.1575 | 11007.0467 | 124.4211 | 224.3935
1 | 4000 | 707 | 0.03 | 15 | 15 | 7 | 4.217e-09 | 5spot_SharedNeighbor | CO2 | Porous | Wet | R245fa | MinimizeLCOE_Brownfield | IgnoreSilica | 126.7117 | 17.3972 | 1.8445 | 4 | 6098.2749 | 10997.709 | 124.3216 | 224.2032 | 78.1135 | 9.4063 | 101.8934 | 4105566.5238 | 0 | 3864230.9501 | 0 | 0 | 0 | 989604.8898 | 3494166.9218 | 9091105.5784 | 6204866.3608 | 27749541.2247 | 961560.8286 | 16281397.4 | 16281397.4 | 13025169.1305 | 6840998.1979 | 0 | 44992499.4533 | 81140064.1817 | 4216965.0343 | 7.3779 | 6098.2749 | 10997.709 | 124.3216 | 224.2032
1 | 4000 | 707 | 0.03 | 15 | 15 | 7 | 5.6234e-09 | 5spot_SharedNeighbor | CO2 | Porous | Wet | R245fa | MinimizeLCOE_Brownfield | IgnoreSilica | 126.7823 | 17.4075 | 1.8458 | 4 | 6094.6136 | 10990.4782 | 124.2469 | 224.0558 | 78.108 | 9.4047 | 110.7901 | 4106842.5415 | 0 | 3865983.765 | 0 | 0 | 0 | 988439.2221 | 3494893.5562 | 9092996.1319 | 6206156.7024 | 27755311.919 | 961560.8286 | 16281397.4 | 16281397.4 | 13025169.1305 | 6840998.1979 | 0 | 44998270.1476 | 81145834.8759 | 5623413.2519 | 7.3833 | 6094.6136 | 10990.4782 | 124.2469 | 224.0558
1 | 4000 | 707 | 0.03 | 15 | 15 | 7 | 7.4989e-09 | 5spot_SharedNeighbor | CO2 | Porous | Wet | R245fa | MinimizeLCOE_Brownfield | IgnoreSilica | 126.8313 | 17.4146 | 1.8468 | 4 | 6091.8681 | 10985.1301 | 124.191 | 223.9467 | 78.1042 | 9.4036 | 104.9984 | 4107729.4767 | 0 | 3867202.8177 | 0 | 0 | 0 | 987512.2174 | 3495353.3596 | 9094192.4462 | 6206973.2115 | 27758963.5291 | 961560.8286 | 16281397.4 | 16281397.4 | 13025169.1305 | 6840998.1979 | 0 | 45001921.7577 | 81149486.486 | 7498942.0933 | 7.3872 | 6091.8681 | 10985.1301 | 124.191 | 223.9467
1 | 4000 | 707 | 0.03 | 15 | 15 | 7 | 1e-08 | 5spot_SharedNeighbor | CO2 | Porous | Wet | R245fa | MinimizeLCOE_Brownfield | IgnoreSilica | 126.8554 | 17.4183 | 1.8474 | 4 | 6089.8093 | 10981.3609 | 124.149 | 223.8699 | 78.1023 | 9.4031 | 107.9575 | 4108163.6713 | 0 | 3867800.2883 | 0 | 0 | 0 | 986649.176 | 3495419.1228 | 9094363.5486 | 6207089.9924 | 27759485.7994 | 961560.8286 | 16281397.4 | 16281397.4 | 13025169.1305 | 6840998.1979 | 0 | 45002444.0279 | 81150008.7563 | 10000000 | 7.3898 | 6089.8093 | 10981.3609 | 124.149 | 223.8699
1 | 4100 | 707 | 0.03 | 15 | 15 | 7 | 1e-13 | 5spot_SharedNeighbor | CO2 | Porous | Wet | R245fa | MinimizeLCOE_Brownfield | IgnoreSilica | 0 | 0 | 0 | 0 | [6 empty] | 20.2471 | [19 empty] | 100 | 0
1 | 4100 | 707 | 0.03 | 15 | 15 | 7 | 1.3335e-13 | 5spot_SharedNeighbor | CO2 | Porous | Wet | R245fa | MinimizeLCOE_Brownfield | IgnoreSilica | 1.1035 | -0.0024118 | 0.0013948 | 4 | 3314629.4319 | 9974785.3226 | 67573.2043 | 203349.4907 | 53.7305 | 8.8115 | 34.852 | 99765.307 | 0 | 44047.8203 | 0 | 0 | 0 | 95863.4923 | 93473.8816 | 243199.8658 | 165988.9057 | 742339.2725 | 961560.8286 | 16789358.4475 | 16789358.4475 | 13352332.4781 | 7017209.4558 | 0 | 18493258.5486 | 55652158.9299 | 133.3521 | 0.0055793 | 3314629.4319 | 9974785.3226 | 67573.2043 | 203349.4907
1 | 4100 | 707 | 0.03 | 15 | 15 | 7 | 1.7783e-13 | 5spot_SharedNeighbor | CO2 | Porous | Wet | R245fa | MinimizeLCOE_Brownfield | IgnoreSilica | 1.6514 | 0.043498 | 0.0041954 | 4 | 1123919.4329 | 3338179.2143 | 22912.6179 | 68053.2985 | 60.777 | 9.4562 | 171.994 | 149486.2911 | 0 | 76519.9304 | 0 | 0 | 0 | 132468.4249 | 139805.1121 | 363744.2238 | 248262.9069 | 1110286.8894 | 961560.8286 | 16789358.4475 | 16789358.4475 | 13352332.4781 | 7017209.4558 | 0 | 18861206.1655 | 56020106.5468 | 177.8279 | 0.016782 | 1123919.4329 | 3338179.2143 | 22912.6179 | 68053.2985
1 | 4100 | 707 | 0.03 | 15 | 15 | 7 | 2.3714e-13 | 5spot_SharedNeighbor | CO2 | Porous | Wet | R245fa | MinimizeLCOE_Brownfield | IgnoreSilica | 2.3126 | 0.11229 | 0.0087482 | 4 | 550720.6176 | 1612625.3216 | 11227.1847 | 32875.5484 | 65.9431 | 9.8938 | 225.6983 | 205901.9743 | 0 | 114227.2349 | 0 | 0 | 0 | 170717.1566 | 191430.0826 | 498061.8073 | 339937.4176 | 1520275.6732 | 961560.8286 | 16789358.4475 | 16789358.4475 | 13352332.4781 | 7017209.4558 | 0 | 19271194.9493 | 56430095.3306 | 237.1374 | 0.034993 | 550720.6176 | 1612625.3216 | 11227.1847 | 32875.5484
1 | 4100 | 707 | 0.03 | 15 | 15 | 7 | 3.1623e-13 | 5spot_SharedNeighbor | CO2 | Porous | Wet | R245fa | MinimizeLCOE_Brownfield | IgnoreSilica | 3.1445 | 0.20914 | 0.015523 | 4 | 318014.4692 | 916480.4639 | 6483.1551 | 18683.6939 | 69.985 | 10.2121 | 36.0013 | 271783.5342 | 0 | 159309.9413 | 0 | 0 | 0 | 212921.3083 | 251165.7656 | 653481.801 | 446014.7569 | 1994677.1073 | 961560.8286 | 16789358.4475 | 16789358.4475 | 13352332.4781 | 7017209.4558 | 0 | 19745596.3834 | 56904496.7647 | 316.2278 | 0.06209 | 318014.4692 | 916480.4639 | 6483.1551 | 18683.6939
1 | 4100 | 707 | 0.03 | 15 | 15 | 7 | 4.217e-13 | 5spot_SharedNeighbor | CO2 | Porous | Wet | R245fa | MinimizeLCOE_Brownfield | IgnoreSilica | 4.2091 | 0.34125 | 0.025142 | 4 | 201893.5601 | 571382.1312 | 4115.8733 | 11648.3976 | 73.2145 | 10.4511 | 48.7193 | 349615.6702 | 0 | 213880.3886 | 0 | 0 | 0 | 260849.4914 | 321494.7646 | 836463.4298 | 570903.4785 | 2553207.2231 | 961560.8286 | 16789358.4475 | 16789358.4475 | 13352332.4781 | 7017209.4558 | 0 | 20304126.4992 | 57463026.8805 | 421.6965 | 0.10057 | 201893.5601 | 571382.1312 | 4115.8733 | 11648.3976
1 | 4100 | 707 | 0.03 | 15 | 15 | 7 | 5.6234e-13 | 5spot_SharedNeighbor | CO2 | Porous | Wet | R245fa | MinimizeLCOE_Brownfield | IgnoreSilica | 5.5728 | 0.5172 | 0.038431 | 4 | 136359.6983 | 378082.5688 | 2779.8769 | 7707.7246 | 75.7881 | 10.6313 | 56.287 | 441433.6278 | 0 | 279895.6333 | 0 | 0 | 0 | 315397.1938 | 404323.3174 | 1051966.3338 | 717988.6386 | 3211004.7447 | 961560.8286 | 16789358.4475 | 16789358.4475 | 13352332.4781 | 7017209.4558 | 0 | 20961924.0208 | 58120824.4021 | 562.3413 | 0.15373 | 136359.6983 | 378082.5688 | 2779.8769 | 7707.7246
1 | 4100 | 707 | 0.03 | 15 | 15 | 7 | 7.4989e-13 | 5spot_SharedNeighbor | CO2 | Porous | Wet | R245fa | MinimizeLCOE_Brownfield | IgnoreSilica | 7.3218 | 0.74832 | 0.056469 | 4 | 96241.0477 | 260750.8106 | 1962.0039 | 5315.758 | 77.8323 | 10.7676 | 64.0563 | 549864.2568 | 0 | 359862.7124 | 0 | 0 | 0 | 377761.4386 | 502120.4791 | 1306414.4874 | 891654.7318 | 3987678.1061 | 961560.8286 | 16789358.4475 | 16789358.4475 | 13352332.4781 | 7017209.4558 | 0 | 21738597.3822 | 58897497.7636 | 749.8942 | 0.22588 | 96241.0477 | 260750.8106 | 1962.0039 | 5315.758
1 | 4100 | 707 | 0.03 | 15 | 15 | 7 | 1e-12 | 5spot_SharedNeighbor | CO2 | Porous | Wet | R245fa | MinimizeLCOE_Brownfield | IgnoreSilica | 9.583 | 1.0513 | 0.080691 | 4 | 70224.7482 | 185352.3901 | 1431.6265 | 3778.6592 | 79.4574 | 10.8707 | 52.8221 | 678981.4426 | 0 | 457551.0841 | 0 | 0 | 0 | 450358.8568 | 618887.6395 | 1610218.6868 | 1099007.3404 | 4915005.0501 | 961560.8286 | 16789358.4475 | 16789358.4475 | 13352332.4781 | 7017209.4558 | 0 | 22665924.3262 | 59824824.7076 | 1000 | 0.32276 | 70224.7482 | 185352.3901 | 1431.6265 | 3778.6592
1 | 4100 | 707 | 0.03 | 15 | 15 | 7 | 1.3335e-12 | 5spot_SharedNeighbor | CO2 | Porous | Wet | R245fa | MinimizeLCOE_Brownfield | IgnoreSilica | 12.4575 | 1.4406 | 0.11285 | 4 | 52620.5968 | 134941.803 | 1072.742 | 2750.9712 | 80.7202 | 10.9462 | 56.9213 | 830347.3011 | 0 | 575027.2863 | 0 | 0 | 0 | 532292.9839 | 755690.3528 | 1966151.2846 | 1341938.6521 | 6001447.8609 | 961560.8286 | 16789358.4475 | 16789358.4475 | 13352332.4781 | 7017209.4558 | 0 | 23752367.137 | 60911267.5183 | 1333.5214 | 0.45139 | 52620.5968 | 134941.803 | 1072.742 | 2750.9712
1 | 4100 | 707 | 0.03 | 15 | 15 | 7 | 1.7783e-12 | 5spot_SharedNeighbor | CO2 | Porous | Wet | R245fa | MinimizeLCOE_Brownfield | IgnoreSilica | 16.1038 | 1.938 | 0.15518 | 4 | 40317.7095 | 100183.7694 | 821.931 | 2042.3816 | 81.6947 | 10.9993 | 70.6373 | 1007702.9357 | 0 | 716202.1134 | 0 | 0 | 0 | 624726.6395 | 915966.3586 | 2383156.5744 | 1626553.331 | 7274307.9526 | 961560.8286 | 16789358.4475 | 16789358.4475 | 13352332.4781 | 7017209.4558 | 0 | 25025227.2287 | 62184127.61 | 1778.2794 | 0.6207 | 40317.7095 | 100183.7694 | 821.931 | 2042.3816
1 | 4100 | 707 | 0.03 | 15 | 15 | 7 | 2.3714e-12 | 5spot_SharedNeighbor | CO2 | Porous | Wet | R245fa | MinimizeLCOE_Brownfield | IgnoreSilica | 20.7083 | 2.5693 | 0.2104 | 4 | 31502.8479 | 75656.1475 | 642.2282 | 1542.3529 | 82.4347 | 11.0325 | 52.0978 | 1214880.1651 | 0 | 885360.1502 | 0 | 0 | 0 | 728559.0344 | 1103231.7464 | 2870382.7002 | 1959095.1733 | 8761508.9696 | 961560.8286 | 16789358.4475 | 16789358.4475 | 13352332.4781 | 7017209.4558 | 0 | 26512428.2457 | 63671328.6271 | 2371.3737 | 0.84159 | 31502.8479 | 75656.1475 | 642.2282 | 1542.3529
1 | 4100 | 707 | 0.03 | 15 | 15 | 7 | 3.1623e-12 | 5spot_SharedNeighbor | CO2 | Porous | Wet | R245fa | MinimizeLCOE_Brownfield | IgnoreSilica | 26.4204 | 3.3565 | 0.28145 | 4 | 25064.3843 | 58070.5984 | 510.9714 | 1183.8477 | 82.9738 | 11.046 | 60.2711 | 1452972.504 | 0 | 1084850.2431 | 0 | 0 | 0 | 841605.978 | 1317977.2028 | 3429106.3273 | 2340435.5295 | 10466947.7846 | 961560.8286 | 16789358.4475 | 16789358.4475 | 13352332.4781 | 7017209.4558 | 0 | 28217867.0607 | 65376767.442 | 3162.2777 | 1.1258 | 25064.3843 | 58070.5984 | 510.9714 | 1183.8477
1 | 4100 | 707 | 0.03 | 15 | 15 | 7 | 4.217e-12 | 5spot_SharedNeighbor | CO2 | Porous | Wet | R245fa | MinimizeLCOE_Brownfield | IgnoreSilica | 33.3996 | 4.323 | 0.37138 | 4 | 20292.8338 | 45306.6383 | 413.6969 | 923.6371 | 83.3397 | 11.0386 | 66.465 | 1722862.2223 | 0 | 1317121.3394 | 0 | 0 | 0 | 961887.7926 | 1560729.8282 | 4060698.8632 | 2771510.4132 | 12394810.4589 | 961560.8286 | 16789358.4475 | 16789358.4475 | 13352332.4781 | 7017209.4558 | 0 | 30145729.735 | 67304630.1164 | 4216.965 | 1.4855 | 20292.8338 | 45306.6383 | 413.6969 | 923.6371
1 | 4100 | 707 | 0.03 | 15 | 15 | 7 | 5.6234e-12 | 5spot_SharedNeighbor | CO2 | Porous | Wet | R245fa | MinimizeLCOE_Brownfield | IgnoreSilica | 41.6823 | 5.4763 | 0.48234 | 4 | 16720.4554 | 35980.3508 | 340.8691 | 733.5081 | 83.5463 | 11.0071 | 66.2774 | 2020396.0107 | 0 | 1580568.1195 | 0 | 0 | 0 | 1083358.8487 | 1826885.9618 | 4753182.5268 | 3244144.7426 | 14508536.2102 | 961560.8286 | 16789358.4475 | 16789358.4475 | 13352332.4781 | 7017209.4558 | 0 | 32259455.4863 | 69418355.8676 | 5623.4133 | 1.9293 | 16720.4554 | 35980.3508 | 340.8691 | 733.5081
1 | 4100 | 707 | 0.03 | 15 | 15 | 7 | 7.4989e-12 | 5spot_SharedNeighbor | CO2 | Porous | Wet | R245fa | MinimizeLCOE_Brownfield | IgnoreSilica | 51.1487 | 6.8027 | 0.61451 | 4 | 14030.5113 | 29147.8165 | 286.0309 | 594.2177 | 83.6014 | 10.9485 | 68.2248 | 2336690.8813 | 0 | 1869403.1488 | 0 | 0 | 0 | 1197596.7893 | 2107439.4196 | 5483125.0744 | 3742345.5303 | 16736600.8437 | 961560.8286 | 16789358.4475 | 16789358.4475 | 13352332.4781 | 7017209.4558 | 0 | 34487520.1198 | 71646420.5011 | 7498.9421 | 2.458 | 14030.5113 | 29147.8165 | 286.0309 | 594.2177
1 | 4100 | 707 | 0.03 | 15 | 15 | 7 | 1e-11 | 5spot_SharedNeighbor | CO2 | Porous | Wet | R245fa | MinimizeLCOE_Brownfield | IgnoreSilica | 61.4117 | 8.251 | 0.76456 | 4 | 12002.5332 | 24152.9029 | 244.6879 | 492.3896 | 83.5107 | 10.8615 | 74.0955 | 2656031.1396 | 0 | 2171090.6235 | 0 | 0 | 0 | 1293093.7521 | 2386884.0509 | 6210182.6833 | 4238577.2878 | 18955859.5372 | 961560.8286 | 16789358.4475 | 16789358.4475 | 13352332.4781 | 7017209.4558 | 0 | 36706778.8133 | 73865679.1946 | 10000 | 3.0583 | 12002.5332 | 24152.9029 | 244.6879 | 492.3896
1 | 4100 | 707 | 0.03 | 15 | 15 | 7 | 1.3335e-11 | 5spot_SharedNeighbor | CO2 | Porous | Wet | R245fa | MinimizeLCOE_Brownfield | IgnoreSilica | 71.8527 | 9.736 | 0.92512 | 4 | 10477.0803 | 20518.7523 | 213.5895 | 418.3025 | 83.2906 | 10.7495 | 78.3496 | 2959079.2017 | 0 | 2468213.5149 | 0 | 0 | 0 | 1359105.4372 | 2646695.28 | 6886158.2066 | 4699944.4724 | 21019196.1128 | 961560.8286 | 16789358.4475 | 16789358.4475 | 13352332.4781 | 7017209.4558 | 0 | 38770115.3889 | 75929015.7702 | 13335.2143 | 3.7005 | 10477.0803 | 20518.7523 | 213.5895 | 418.3025
1 | 4100 | 707 | 0.03 | 15 | 15 | 7 | 1.7783e-11 | 5spot_SharedNeighbor | CO2 | Porous | Wet | R245fa | MinimizeLCOE_Brownfield | IgnoreSilica | 81.8527 | 11.1692 | 1.0866 | 4 | 9333.8631 | 17882.957 | 190.2834 | 364.5683 | 82.9731 | 10.6207 | 78.5475 | 3230550.5869 | 0 | 2745103.8502 | 0 | 0 | 0 | 1391842.0276 | 2873323.6212 | 7475798.6627 | 5102386.1996 | 22819004.9482 | 961560.8286 | 16789358.4475 | 16789358.4475 | 13352332.4781 | 7017209.4558 | 0 | 40569924.2243 | 77728824.6056 | 17782.7941 | 4.3465 | 9333.8631 | 17882.957 | 190.2834 | 364.5683
1 | 4100 | 707 | 0.03 | 15 | 15 | 7 | 2.3714e-11 | 5spot_SharedNeighbor | CO2 | Porous | Wet | R245fa | MinimizeLCOE_Brownfield | IgnoreSilica | 90.9117 | 12.4767 | 1.2398 | 4 | 8479.8651 | 15973.0378 | 172.8735 | 325.632 | 82.6014 | 10.4862 | 92.3644 | 3461517.1575 | 0 | 2990388.106 | 0 | 0 | 0 | 1394085.4488 | 3059936.3778 | 7961326.7759 | 5433769.1134 | 24301022.9795 | 961560.8286 | 16789358.4475 | 16789358.4475 | 13352332.4781 | 7017209.4558 | 0 | 42051942.2556 | 79210842.637 | 23713.7371 | 4.959 | 8479.8651 | 15973.0378 | 172.8735 | 325.632
1 | 4100 | 707 | 0.03 | 15 | 15 | 7 | 3.1623e-11 | 5spot_SharedNeighbor | CO2 | Porous | Wet | R245fa | MinimizeLCOE_Brownfield | IgnoreSilica | 98.7346 | 13.6133 | 1.3775 | 4 | 7843.1061 | 14587.0635 | 159.8923 | 297.377 | 82.2184 | 10.3566 | 79.914 | 3649899.5062 | 0 | 3198473.3311 | 0 | 0 | 0 | 1373182.3233 | 3206406.5126 | 8342412.0214 | 5693867.624 | 25464241.3185 | 961560.8286 | 16789358.4475 | 16789358.4475 | 13352332.4781 | 7017209.4558 | 0 | 43215160.5946 | 80374060.976 | 31622.7766 | 5.51 | 7843.1061 | 14587.0635 | 159.8923 | 297.377
1 | 4100 | 707 | 0.03 | 15 | 15 | 7 | 4.217e-11 | 5spot_SharedNeighbor | CO2 | Porous | Wet | R245fa | MinimizeLCOE_Brownfield | IgnoreSilica | 105.236 | 14.5633 | 1.4961 | 4 | 7368.5612 | 13577.943 | 150.2181 | 276.8047 | 81.8573 | 10.2394 | 94.3463 | 3798785.725 | 0 | 3369044.6549 | 0 | 0 | 0 | 1338052.3626 | 3317294.2696 | 8630919.2189 | 5890779.7145 | 26344875.9456 | 961560.8286 | 16789358.4475 | 16789358.4475 | 13352332.4781 | 7017209.4558 | 0 | 44095795.2216 | 81254695.603 | 42169.6503 | 5.9843 | 7368.5612 | 13577.943 | 150.2181 | 276.8047
1 | 4100 | 707 | 0.03 | 15 | 15 | 7 | 5.6234e-11 | 5spot_SharedNeighbor | CO2 | Porous | Wet | R245fa | MinimizeLCOE_Brownfield | IgnoreSilica | 110.5024 | 15.3365 | 1.5949 | 4 | 7014.7476 | 12839.5655 | 143.0051 | 261.7519 | 81.5366 | 10.1383 | 98.0858 | 3914317.6984 | 0 | 3505771.246 | 0 | 0 | 0 | 1296998.1374 | 3399663.9619 | 8845228.2618 | 6037050.04 | 26999029.3454 | 961560.8286 | 16789358.4475 | 16789358.4475 | 13352332.4781 | 7017209.4558 | 0 | 44749948.6215 | 81908849.0028 | 56234.1325 | 6.3794 | 7014.7476 | 12839.5655 | 143.0051 | 261.7519
1 | 4100 | 707 | 0.03 | 15 | 15 | 7 | 7.4989e-11 | 5spot_SharedNeighbor | CO2 | Porous | Wet | R245fa | MinimizeLCOE_Brownfield | IgnoreSilica | 114.6707 | 15.9509 | 1.6749 | 4 | 6750.7071 | 12297.0936 | 137.6223 | 250.6929 | 81.2649 | 10.0543 | 88.592 | 4002546.5195 | 0 | 3613135.2423 | 0 | 0 | 0 | 1255570.8498 | 3459788.5185 | 9001660.0249 | 6143817.9326 | 27476519.0875 | 961560.8286 | 16789358.4475 | 16789358.4475 | 13352332.4781 | 7017209.4558 | 0 | 45227438.3636 | 82386338.745 | 74989.4209 | 6.6997 | 6750.7071 | 12297.0936 | 137.6223 | 250.6929
1 | 4100 | 707 | 0.03 | 15 | 15 | 7 | 1e-10 | 5spot_SharedNeighbor | CO2 | Porous | Wet | R245fa | MinimizeLCOE_Brownfield | IgnoreSilica | 117.9297 | 16.4328 | 1.7386 | 4 | 6553.4584 | 11896.6754 | 133.6011 | 242.5298 | 81.0414 | 9.9862 | 94.9601 | 4069546.6606 | 0 | 3696579.2443 | 0 | 0 | 0 | 1217475.4274 | 3503604.5196 | 9115660.2718 | 6221625.4436 | 27824491.5673 | 961560.8286 | 16789358.4475 | 16789358.4475 | 13352332.4781 | 7017209.4558 | 0 | 45575410.8434 | 82734311.2247 | 100000 | 6.9544 | 6553.4584 | 11896.6754 | 133.6011 | 242.5298
1 | 4100 | 707 | 0.03 | 15 | 15 | 7 | 1.3335e-10 | 5spot_SharedNeighbor | CO2 | Porous | Wet | R245fa | MinimizeLCOE_Brownfield | IgnoreSilica | 120.4318 | 16.8039 | 1.7884 | 4 | 6405.967 | 11600.4594 | 130.5943 | 236.4911 | 80.8632 | 9.9325 | 91.7229 | 4119802.218 | 0 | 3760358.5214 | 0 | 0 | 0 | 1184091.3649 | 3535058.3207 | 9197496.6103 | 6277480.4262 | 28074287.4614 | 961560.8286 | 16789358.4475 | 16789358.4475 | 13352332.4781 | 7017209.4558 | 0 | 45825206.7375 | 82984107.1189 | 133352.1432 | 7.1535 | 6405.967 | 11600.4594 | 130.5943 | 236.4911
1 | 4100 | 707 | 0.03 | 15 | 15 | 7 | 1.7783e-10 | 5spot_SharedNeighbor | CO2 | Porous | Wet | R245fa | MinimizeLCOE_Brownfield | IgnoreSilica | 122.364 | 17.0909 | 1.8271 | 4 | 6295.5962 | 11380.1394 | 128.3442 | 231.9995 | 80.7217 | 9.8901 | 95.1997 | 4157906.395 | 0 | 3809447.5473 | 0 | 0 | 0 | 1156409.0525 | 3558267.568 | 9257882.3108 | 6318694.9076 | 28258607.7811 | 961560.8286 | 16789358.4475 | 16789358.4475 | 13352332.4781 | 7017209.4558 | 0 | 46009527.0572 | 83168427.4385 | 177827.941 | 7.3082 | 6295.5962 | 11380.1394 | 128.3442 | 231.9995
1 | 4100 | 707 | 0.03 | 15 | 15 | 7 | 2.3714e-10 | 5spot_SharedNeighbor | CO2 | Porous | Wet | R245fa | MinimizeLCOE_Brownfield | IgnoreSilica | 123.8204 | 17.3077 | 1.8566 | 4 | 6212.9548 | 11216.4473 | 126.6595 | 228.6624 | 80.6127 | 9.8577 | 93.4799 | 4186218.4599 | 0 | 3846354.9442 | 0 | 0 | 0 | 1133664.7617 | 3574832.8847 | 9300981.8669 | 6348111.2402 | 28390164.1576 | 961560.8286 | 16789358.4475 | 16789358.4475 | 13352332.4781 | 7017209.4558 | 0 | 46141083.4337 | 83299983.815 | 237137.3706 | 7.4266 | 6212.9548 | 11216.4473 | 126.6595 | 228.6624
1 | 4100 | 707 | 0.03 | 15 | 15 | 7 | 3.1623e-10 | 5spot_SharedNeighbor | CO2 | Porous | Wet | R245fa | MinimizeLCOE_Brownfield | IgnoreSilica | 124.9406 | 17.4745 | 1.8794 | 4 | 6151.0492 | 11094.0727 | 125.3975 | 226.1677 | 80.5276 | 9.8325 | 106.4179 | 4207758.9265 | 0 | 3874693.0281 | 0 | 0 | 0 | 1115776.6463 | 3587309.1543 | 9333442.5613 | 6370266.3312 | 28489246.6477 | 961560.8286 | 16789358.4475 | 16789358.4475 | 13352332.4781 | 7017209.4558 | 0 | 46240165.9238 | 83399066.3052 | 316227.766 | 7.5174 | 6151.0492 | 11094.0727 | 125.3975 | 226.1677
1 | 4100 | 707 | 0.03 | 15 | 15 | 7 | 4.217e-10 | 5spot_SharedNeighbor | CO2 | Porous | Wet | R245fa | MinimizeLCOE_Brownfield | IgnoreSilica | 125.7862 | 17.6005 | 1.8966 | 4 | 6104.6623 | 11002.7271 | 124.4518 | 224.3055 | 80.4625 | 9.8133 | 92.8719 | 4223878.6904 | 0 | 3896051.1971 | 0 | 0 | 0 | 1101713.0108 | 3596440.7303 | 9357201.0489 | 6386481.9871 | 28561766.6646 | 961560.8286 | 16789358.4475 | 16789358.4475 | 13352332.4781 | 7017209.4558 | 0 | 46312685.9407 | 83471586.322 | 421696.5034 | 7.5864 | 6104.6623 | 11002.7271 | 124.4518 | 224.3055
1 | 4100 | 707 | 0.03 | 15 | 15 | 7 | 5.6234e-10 | 5spot_SharedNeighbor | CO2 | Porous | Wet | R245fa | MinimizeLCOE_Brownfield | IgnoreSilica | 126.4144 | 17.6943 | 1.9096 | 4 | 6069.896 | 10934.6312 | 123.743 | 222.9172 | 80.4138 | 9.7989 | 107.6943 | 4235778.5485 | 0 | 3911903.8821 | 0 | 0 | 0 | 1090665.7663 | 3602955.7968 | 9374151.9154 | 6398051.3018 | 28613507.2108 | 961560.8286 | 16789358.4475 | 16789358.4475 | 13352332.4781 | 7017209.4558 | 0 | 46364426.4869 | 83523326.8683 | 562341.3252 | 7.6384 | 6069.896 | 10934.6312 | 123.743 | 222.9172
1 | 4100 | 707 | 0.03 | 15 | 15 | 7 | 7.4989e-10 | 5spot_SharedNeighbor | CO2 | Porous | Wet | R245fa | MinimizeLCOE_Brownfield | IgnoreSilica | 126.8897 | 17.7653 | 1.9194 | 4 | 6043.8352 | 10883.6508 | 123.2118 | 221.8779 | 80.3767 | 9.788 | 101.5161 | 4244737.1928 | 0 | 3923887.1176 | 0 | 0 | 0 | 1082198.3873 | 3607820.8521 | 9386809.7914 | 6406690.5623 | 28652143.9035 | 961560.8286 | 16789358.4475 | 16789358.4475 | 13352332.4781 | 7017209.4558 | 0 | 46403063.1796 | 83561963.5609 | 749894.2093 | 7.6778 | 6043.8352 | 10883.6508 | 123.2118 | 221.8779
1 | 4100 | 707 | 0.03 | 15 | 15 | 7 | 1e-09 | 5spot_SharedNeighbor | CO2 | Porous | Wet | R245fa | MinimizeLCOE_Brownfield | IgnoreSilica | 127.2575 | 17.8201 | 1.9269 | 4 | 6024.2979 | 10845.2996 | 122.8135 | 221.0961 | 80.3478 | 9.7795 | 105.7869 | 4251645.6486 | 0 | 3933156.6622 | 0 | 0 | 0 | 1075867.7007 | 3611661.3044 | 9396801.8606 | 6413510.3548 | 28682643.5312 | 961560.8286 | 16789358.4475 | 16789358.4475 | 13352332.4781 | 7017209.4558 | 0 | 46433562.8073 | 83592463.1886 | 1000000 | 7.7077 | 6024.2979 | 10845.2996 | 122.8135 | 221.0961
1 | 4100 | 707 | 0.03 | 15 | 15 | 7 | 1.3335e-09 | 5spot_SharedNeighbor | CO2 | Porous | Wet | R245fa | MinimizeLCOE_Brownfield | IgnoreSilica | 127.5204 | 17.8595 | 1.9325 | 4 | 6009.65 | 10816.8333 | 122.5148 | 220.5158 | 80.3271 | 9.7735 | 100.0322 | 4256567.4501 | 0 | 3939776.7457 | 0 | 0 | 0 | 1070863.3617 | 3614210.9474 | 9403435.5086 | 6418037.9559 | 28702891.9694 | 961560.8286 | 16789358.4475 | 16789358.4475 | 13352332.4781 | 7017209.4558 | 0 | 46453811.2455 | 83612711.6269 | 1333521.4322 | 7.7299 | 6009.65 | 10816.8333 | 122.5148 | 220.5158
1 | 4100 | 707 | 0.03 | 15 | 15 | 7 | 1.7783e-09 | 5spot_SharedNeighbor | CO2 | Porous | Wet | R245fa | MinimizeLCOE_Brownfield | IgnoreSilica | 127.723 | 17.8898 | 1.9367 | 4 | 5998.6673 | 10795.4126 | 122.2909 | 220.0791 | 80.3111 | 9.7688 | 98.3182 | 4260354.453 | 0 | 3944879.183 | 0 | 0 | 0 | 1067141.8032 | 3616226.4213 | 9408679.3582 | 6421616.991 | 28718898.2096 | 961560.8286 | 16789358.4475 | 16789358.4475 | 13352332.4781 | 7017209.4558 | 0 | 46469817.4857 | 83628717.867 | 1778279.41 | 7.7467 | 5998.6673 | 10795.4126 | 122.2909 | 220.0791
1 | 4100 | 707 | 0.03 | 15 | 15 | 7 | 2.3714e-09 | 5spot_SharedNeighbor | CO2 | Porous | Wet | R245fa | MinimizeLCOE_Brownfield | IgnoreSilica | 127.8714 | 17.912 | 1.9398 | 4 | 5990.4323 | 10779.4316 | 122.1231 | 219.7533 | 80.2993 | 9.7653 | 89.4479 | 4263122.3385 | 0 | 3948613.6109 | 0 | 0 | 0 | 1064276.7699 | 3617644.9606 | 9412370.1063 | 6424136.0024 | 28730163.7887 | 961560.8286 | 16789358.4475 | 16789358.4475 | 13352332.4781 | 7017209.4558 | 0 | 46481083.0648 | 83639983.4461 | 2371373.7057 | 7.7592 | 5990.4323 | 10779.4316 | 122.1231 | 219.7533
1 | 4100 | 707 | 0.03 | 15 | 15 | 7 | 3.1623e-09 | 5spot_SharedNeighbor | CO2 | Porous | Wet | R245fa | MinimizeLCOE_Brownfield | IgnoreSilica | 127.9808 | 17.9285 | 1.9421 | 4 | 5984.2574 | 10767.4893 | 121.9972 | 219.5098 | 80.2906 | 9.7628 | 105.057 | 4265162.0406 | 0 | 3951368.3433 | 0 | 0 | 0 | 1062089.8574 | 3618661.8941 | 9415015.9588 | 6425941.8511 | 28738239.9452 | 961560.8286 | 16789358.4475 | 16789358.4475 | 13352332.4781 | 7017209.4558 | 0 | 46489159.2213 | 83648059.6027 | 3162277.6602 | 7.7686 | 5984.2574 | 10767.4893 | 121.9972 | 219.5098
1 | 4100 | 707 | 0.03 | 15 | 15 | 7 | 4.217e-09 | 5spot_SharedNeighbor | CO2 | Porous | Wet | R245fa | MinimizeLCOE_Brownfield | IgnoreSilica | 128.0734 | 17.9422 | 1.944 | 4 | 5979.6272 | 10758.3461 | 121.9028 | 219.3234 | 80.2833 | 9.7606 | 102.0361 | 4266886.9305 | 0 | 3953699.2347 | 0 | 0 | 0 | 1060584.3909 | 3619656.5169 | 9417603.7633 | 6427708.0808 | 28746138.917 | 961560.8286 | 16789358.4475 | 16789358.4475 | 13352332.4781 | 7017209.4558 | 0 | 46497058.1931 | 83655958.5745 | 4216965.0343 | 7.7759 | 5979.6272 | 10758.3461 | 121.9028 | 219.3234
1 | 4100 | 707 | 0.03 | 15 | 15 | 7 | 5.6234e-09 | 5spot_SharedNeighbor | CO2 | Porous | Wet | R245fa | MinimizeLCOE_Brownfield | IgnoreSilica | 128.142 | 17.9524 | 1.9453 | 4 | 5976.1552 | 10751.5097 | 121.832 | 219.1841 | 80.2779 | 9.759 | 98.279 | 4268162.3733 | 0 | 3955423.8664 | 0 | 0 | 0 | 1059438.34 | 3620379.5861 | 9419485.041 | 6428992.0916 | 28751881.2983 | 961560.8286 | 16789358.4475 | 16789358.4475 | 13352332.4781 | 7017209.4558 | 0 | 46502800.5744 | 83661700.9558 | 5623413.2519 | 7.7814 | 5976.1552 | 10751.5097 | 121.832 | 219.1841
1 | 4100 | 707 | 0.03 | 15 | 15 | 7 | 7.4989e-09 | 5spot_SharedNeighbor | CO2 | Porous | Wet | R245fa | MinimizeLCOE_Brownfield | IgnoreSilica | 128.1808 | 17.9584 | 1.9463 | 4 | 5973.5517 | 10746.6126 | 121.7789 | 219.0842 | 80.2748 | 9.7581 | 89.6407 | 4268885.1932 | 0 | 3956402.1423 | 0 | 0 | 0 | 1058407.5533 | 3620641.0066 | 9420165.2036 | 6429456.3165 | 28753957.4154 | 961560.8286 | 16789358.4475 | 16789358.4475 | 13352332.4781 | 7017209.4558 | 0 | 46504876.6915 | 83663777.0729 | 7498942.0933 | 7.7851 | 5973.5517 | 10746.6126 | 121.7789 | 219.0842
1 | 4100 | 707 | 0.03 | 15 | 15 | 7 | 1e-08 | 5spot_SharedNeighbor | CO2 | Porous | Wet | R245fa | MinimizeLCOE_Brownfield | IgnoreSilica | 128.2197 | 17.9642 | 1.9471 | 4 | 5971.5993 | 10742.7638 | 121.7391 | 219.0058 | 80.2717 | 9.7572 | 93.2599 | 4269608.5108 | 0 | 3957380.8755 | 0 | 0 | 0 | 1057764.5302 | 3621054.0274 | 9421239.7991 | 6430189.75 | 28757237.4931 | 961560.8286 | 16789358.4475 | 16789358.4475 | 13352332.4781 | 7017209.4558 | 0 | 46508156.7691 | 83667057.1505 | 10000000 | 7.7882 | 5971.5993 | 10742.7638 | 121.7391 | 219.0058
1 | 4200 | 707 | 0.03 | 15 | 15 | 7 | 1e-13 | 5spot_SharedNeighbor | CO2 | Porous | Wet | R245fa | MinimizeLCOE_Brownfield | IgnoreSilica | 0 | 0 | 0 | 0 | [6 empty] | 19.9371 | [19 empty] | 100 | 0
1 | 4200 | 707 | 0.03 | 15 | 15 | 7 | 1.3335e-13 | 5spot_SharedNeighbor | CO2 | Porous | Wet | R245fa | MinimizeLCOE_Brownfield | IgnoreSilica | 1.1458 | -0.0018573 | 0.0014978 | 4 | 3179749.4006 | 9553269.0724 | 64823.4925 | 194756.3118 | 54.8932 | 9.1726 | 115.9697 | 105527.5272 | 0 | 46261.2157 | 0 | 0 | 0 | 101746.6523 | 98878.8041 | 257262.3655 | 175586.8507 | 785263.4154 | 961560.8286 | 17303179.5858 | 17303179.5858 | 13685062.912 | 7195764.7501 | 0 | 19050003.8299 | 57234011.0778 | 133.3521 | 0.005991 | 3179749.4006 | 9553269.0724 | 64823.4925 | 194756.3118
1 | 4200 | 707 | 0.03 | 15 | 15 | 7 | 1.7783e-13 | 5spot_SharedNeighbor | CO2 | Porous | Wet | R245fa | MinimizeLCOE_Brownfield | IgnoreSilica | 1.7098 | 0.046287 | 0.0045369 | 4 | 1070911.6923 | 3174991.9041 | 21831.9834 | 64726.5045 | 62.1274 | 9.8297 | 190.0152 | 157658.3634 | 0 | 79909.9017 | 0 | 0 | 0 | 140100.9134 | 147290.9796 | 383220.9153 | 261556.1491 | 1169737.2224 | 961560.8286 | 17303179.5858 | 17303179.5858 | 13685062.912 | 7195764.7501 | 0 | 19434477.6368 | 57618484.8848 | 177.8279 | 0.018148 | 1070911.6923 | 3174991.9041 | 21831.9834 | 64726.5045
1 | 4200 | 707 | 0.03 | 15 | 15 | 7 | 2.3714e-13 | 5spot_SharedNeighbor | CO2 | Porous | Wet | R245fa | MinimizeLCOE_Brownfield | IgnoreSilica | 2.4099 | 0.1201 | 0.0094796 | 4 | 524207.7839 | 1531215.2474 | 10686.6847 | 31215.8939 | 67.5802 | 10.2864 | 243.9049 | 218481.3651 | 0 | 120085.2822 | 0 | 0 | 0 | 181999.5703 | 203020.8249 | 528218.541 | 360520.008 | 1612325.5915 | 961560.8286 | 17303179.5858 | 17303179.5858 | 13685062.912 | 7195764.7501 | 0 | 19877066.006 | 58061073.2539 | 237.1374 | 0.037918 | 524207.7839 | 1531215.2474 | 10686.6847 | 31215.8939
1 | 4200 | 707 | 0.03 | 15 | 15 | 7 | 3.1623e-13 | 5spot_SharedNeighbor | CO2 | Porous | Wet | R245fa | MinimizeLCOE_Brownfield | IgnoreSilica | 3.2734 | 0.22258 | 0.016829 | 4 | 302713.6901 | 869961.4491 | 6171.228 | 17735.3408 | 71.7525 | 10.6105 | 51.9811 | 288085.2031 | 0 | 167156.382 | 0 | 0 | 0 | 226744.7173 | 265974.6579 | 692011.501 | 472312.0688 | 2112284.5301 | 961560.8286 | 17303179.5858 | 17303179.5858 | 13685062.912 | 7195764.7501 | 0 | 20377024.9446 | 58561032.1925 | 316.2278 | 0.067315 | 302713.6901 | 869961.4491 | 6171.228 | 17735.3408
1 | 4200 | 707 | 0.03 | 15 | 15 | 7 | 4.217e-13 | 5spot_SharedNeighbor | CO2 | Porous | Wet | R245fa | MinimizeLCOE_Brownfield | IgnoreSilica | 4.3749 | 0.36198 | 0.027259 | 4 | 192264.9539 | 542467.6202 | 3919.5811 | 11058.9362 | 75.0841 | 10.8535 | 43.3527 | 370077.5321 | 0 | 223956.251 | 0 | 0 | 0 | 277280.6987 | 339812.6479 | 884122.8047 | 603431.9811 | 2698681.9156 | 961560.8286 | 17303179.5858 | 17303179.5858 | 13685062.912 | 7195764.7501 | 0 | 20963422.3301 | 59147429.578 | 421.6965 | 0.10903 | 192264.9539 | 542467.6202 | 3919.5811 | 11058.9362
1 | 4200 | 707 | 0.03 | 15 | 15 | 7 | 5.6234e-13 | 5spot_SharedNeighbor | CO2 | Porous | Wet | R245fa | MinimizeLCOE_Brownfield | IgnoreSilica | 5.7897 | 0.54805 | 0.041666 | 4 | 129941.3755 | 359048.9914 | 2649.0307 | 7319.6993 | 77.7515 | 11.0373 | 59.9517 | 467105.6875 | 0 | 292871.0231 | 0 | 0 | 0 | 335128.2571 | 427090.9374 | 1111203.0108 | 758418.8878 | 3391817.8038 | 961560.8286 | 17303179.5858 | 17303179.5858 | 13685062.912 | 7195764.7501 | 0 | 21656558.2182 | 59840565.4661 | 562.3413 | 0.16666 | 129941.3755 | 359048.9914 | 2649.0307 | 7319.6993
1 | 4200 | 707 | 0.03 | 15 | 15 | 7 | 7.4989e-13 | 5spot_SharedNeighbor | CO2 | Porous | Wet | R245fa | MinimizeLCOE_Brownfield | IgnoreSilica | 7.6191 | 0.79422 | 0.061239 | 4 | 91784.1856 | 247665.3125 | 1871.1448 | 5048.9924 | 79.8853 | 11.1772 | 61.8854 | 582613.4516 | 0 | 377022.7245 | 0 | 0 | 0 | 402325.4699 | 531165.0419 | 1381982.4821 | 943231.441 | 4218340.611 | 961560.8286 | 17303179.5858 | 17303179.5858 | 13685062.912 | 7195764.7501 | 0 | 22483081.0254 | 60667088.2733 | 749.8942 | 0.24496 | 91784.1856 | 247665.3125 | 1871.1448 | 5048.9924
1 | 4200 | 707 | 0.03 | 15 | 15 | 7 | 1e-12 | 5spot_SharedNeighbor | CO2 | Porous | Wet | R245fa | MinimizeLCOE_Brownfield | IgnoreSilica | 9.9554 | 1.1136 | 0.087474 | 4 | 67034.2677 | 176163.7699 | 1366.5842 | 3591.3367 | 81.5609 | 11.2816 | 63.2437 | 718502.4139 | 0 | 478579.0973 | 0 | 0 | 0 | 478693.6765 | 653552.3232 | 1700409.0829 | 1160564.139 | 5190300.7328 | 961560.8286 | 17303179.5858 | 17303179.5858 | 13685062.912 | 7195764.7501 | 0 | 23455041.1473 | 61639048.3952 | 1000 | 0.3499 | 67034.2677 | 176163.7699 | 1366.5842 | 3591.3367
1 | 4200 | 707 | 0.03 | 15 | 15 | 7 | 1.3335e-12 | 5spot_SharedNeighbor | CO2 | Porous | Wet | R245fa | MinimizeLCOE_Brownfield | IgnoreSilica | 12.925 | 1.5238 | 0.12228 | 4 | 50281.7036 | 128347.4719 | 1025.0605 | 2616.5368 | 82.866 | 11.358 | 48.7838 | 877856.7959 | 0 | 600724.5473 | 0 | 0 | 0 | 564956.4369 | 796979.7342 | 2073577.7855 | 1415259.4464 | 6329354.7462 | 961560.8286 | 17303179.5858 | 17303179.5858 | 13685062.912 | 7195764.7501 | 0 | 24594095.1607 | 62778102.4086 | 1333.5214 | 0.48913 | 50281.7036 | 128347.4719 | 1025.0605 | 2616.5368
1 | 4200 | 707 | 0.03 | 15 | 15 | 7 | 1.7783e-12 | 5spot_SharedNeighbor | CO2 | Porous | Wet | R245fa | MinimizeLCOE_Brownfield | IgnoreSilica | 16.6982 | 2.0487 | 0.16808 | 4 | 38569.6909 | 95362.5697 | 786.2953 | 1944.095 | 83.8761 | 11.4115 | 54.2901 | 1064943.0083 | 0 | 747789.2551 | 0 | 0 | 0 | 662727.3476 | 965429.2483 | 2511848.8673 | 1714388.4653 | 7667126.192 | 961560.8286 | 17303179.5858 | 17303179.5858 | 13685062.912 | 7195764.7501 | 0 | 25931866.6064 | 64115873.8544 | 1778.2794 | 0.67234 | 38569.6909 | 95362.5697 | 786.2953 | 1944.095
1 | 4200 | 707 | 0.03 | 15 | 15 | 7 | 2.3714e-12 | 5spot_SharedNeighbor | CO2 | Porous | Wet | R245fa | MinimizeLCOE_Brownfield | IgnoreSilica | 21.4512 | 2.7135 | 0.22776 | 4 | 30174.8739 | 72087.2747 | 615.1556 | 1469.5966 | 84.6418 | 11.4444 | 51.3101 | 1283001.5264 | 0 | 923607.9157 | 0 | 0 | 0 | 772117.5437 | 1161703.5245 | 3022514.2725 | 2062928.0974 | 9225872.8801 | 961560.8286 | 17303179.5858 | 17303179.5858 | 13685062.912 | 7195764.7501 | 0 | 27490613.2946 | 65674620.5425 | 2371.3737 | 0.91104 | 30174.8739 | 72087.2747 | 615.1556 | 1469.5966
1 | 4200 | 707 | 0.03 | 15 | 15 | 7 | 3.1623e-12 | 5spot_SharedNeighbor | CO2 | Porous | Wet | R245fa | MinimizeLCOE_Brownfield | IgnoreSilica | 27.3561 | 3.5435 | 0.3045 | 4 | 24040.9121 | 55390.5715 | 490.1065 | 1129.2117 | 85.2002 | 11.4566 | 58.7448 | 1533998.7529 | 0 | 1131293.3937 | 0 | 0 | 0 | 891789.5548 | 1387261.8636 | 3609370.8025 | 2463469.7379 | 11017184.1055 | 961560.8286 | 17303179.5858 | 17303179.5858 | 13685062.912 | 7195764.7501 | 0 | 29281924.52 | 67465931.7679 | 3162.2777 | 1.218 | 24040.9121 | 55390.5715 | 490.1065 | 1129.2117
1 | 4200 | 707 | 0.03 | 15 | 15 | 7 | 4.217e-12 | 5spot_SharedNeighbor | CO2 | Porous | Wet | R245fa | MinimizeLCOE_Brownfield | IgnoreSilica | 34.5398 | 4.5586 | 0.40137 | 4 | 19493.6739 | 43277.181 | 397.4049 | 882.2639 | 85.5766 | 11.4465 | 52.9469 | 1817325.171 | 0 | 1372122.7746 | 0 | 0 | 0 | 1018155.269 | 1640965.2537 | 4269454.9818 | 2913990.7536 | 13032014.2037 | 961560.8286 | 17303179.5858 | 17303179.5858 | 13685062.912 | 7195764.7501 | 0 | 31296754.6181 | 69480761.866 | 4216.965 | 1.6055 | 19493.6739 | 43277.181 | 397.4049 | 882.2639
1 | 4200 | 707 | 0.03 | 15 | 15 | 7 | 5.6234e-12 | 5spot_SharedNeighbor | CO2 | Porous | Wet | R245fa | MinimizeLCOE_Brownfield | IgnoreSilica | 43.0512 | 5.7679 | 0.52059 | 4 | 16088.7745 | 34425.6221 | 327.9914 | 701.8129 | 85.7871 | 11.411 | 65.9806 | 2129203.1178 | 0 | 1644920.8382 | 0 | 0 | 0 | 1145705.1035 | 1918733.3332 | 4992150.5467 | 3407245.3265 | 15237958.2658 | 961560.8286 | 17303179.5858 | 17303179.5858 | 13685062.912 | 7195764.7501 | 0 | 33502698.6803 | 71686705.9282 | 5623.4133 | 2.0824 | 16088.7745 | 34425.6221 | 327.9914 | 701.8129
1 | 4200 | 707 | 0.03 | 15 | 15 | 7 | 7.4989e-12 | 5spot_SharedNeighbor | CO2 | Porous | Wet | R245fa | MinimizeLCOE_Brownfield | IgnoreSilica | 52.7151 | 7.1501 | 0.66192 | 4 | 13525.2852 | 27946.9549 | 275.7312 | 569.7365 | 85.839 | 11.3469 | 67.235 | 2458612.8962 | 0 | 1942166.3287 | 0 | 0 | 0 | 1264215.4021 | 2209347.9046 | 5748270.0481 | 3923312.423 | 17545925.0027 | 961560.8286 | 17303179.5858 | 17303179.5858 | 13685062.912 | 7195764.7501 | 0 | 35810665.4172 | 73994672.6651 | 7498.9421 | 2.6477 | 13525.2852 | 27946.9549 | 275.7312 | 569.7365
1 | 4200 | 707 | 0.03 | 15 | 15 | 7 | 1e-11 | 5spot_SharedNeighbor | CO2 | Porous | Wet | R245fa | MinimizeLCOE_Brownfield | IgnoreSilica | 63.1218 | 8.6497 | 0.82142 | 4 | 11593.48 | 23214.7565 | 236.3488 | 473.2642 | 85.7399 | 11.2532 | 80.325 | 2789042.3787 | 0 | 2250718.5877 | 0 | 0 | 0 | 1362018.8828 | 2496694.1412 | 6495886.0131 | 4433575.681 | 19827935.6846 | 961560.8286 | 17303179.5858 | 17303179.5858 | 13685062.912 | 7195764.7501 | 0 | 38092676.099 | 76276683.347 | 10000 | 3.2857 | 11593.48 | 23214.7565 | 236.3488 | 473.2642
1 | 4200 | 707 | 0.03 | 15 | 15 | 7 | 1.3335e-11 | 5spot_SharedNeighbor | CO2 | Porous | Wet | R245fa | MinimizeLCOE_Brownfield | IgnoreSilica | 73.6696 | 10.1814 | 0.99118 | 4 | 10141.243 | 19772.1553 | 206.743 | 403.0821 | 85.5077 | 11.1338 | 91.791 | 3101522.1825 | 0 | 2553633.931 | 0 | 0 | 0 | 1429376.1107 | 2762967.5675 | 7188674.8479 | 4906418.2962 | 21942592.9358 | 961560.8286 | 17303179.5858 | 17303179.5858 | 13685062.912 | 7195764.7501 | 0 | 40207333.3503 | 78391340.5982 | 13335.2143 | 3.9647 | 10141.243 | 19772.1553 | 206.743 | 403.0821
1 | 4200 | 707 | 0.03 | 15 | 15 | 7 | 1.7783e-11 | 5spot_SharedNeighbor | CO2 | Porous | Wet | R245fa | MinimizeLCOE_Brownfield | IgnoreSilica | 83.7085 | 11.6507 | 1.1609 | 4 | 9053.5264 | 17276.694 | 184.5684 | 352.2088 | 85.1778 | 10.998 | 97.7997 | 3379771.5728 | 0 | 2834300.9894 | 0 | 0 | 0 | 1462086.3265 | 2993701.9666 | 7788998.4244 | 5316151.4725 | 23775010.7522 | 961560.8286 | 17303179.5858 | 17303179.5858 | 13685062.912 | 7195764.7501 | 0 | 42039751.1666 | 80223758.4146 | 17782.7941 | 4.6435 | 9053.5264 | 17276.694 | 184.5684 | 352.2088
1 | 4200 | 707 | 0.03 | 15 | 15 | 7 | 2.3714e-11 | 5spot_SharedNeighbor | CO2 | Porous | Wet | R245fa | MinimizeLCOE_Brownfield | IgnoreSilica | 92.7339 | 12.9815 | 1.3207 | 4 | 8241.3479 | 15469.5606 | 168.011 | 315.3679 | 84.7963 | 10.8577 | 96.4816 | 3614842.8717 | 0 | 3081185.6153 | 0 | 0 | 0 | 1463229.3024 | 3182110.5379 | 8279198.8789 | 5650723.3554 | 25271290.5616 | 961560.8286 | 17303179.5858 | 17303179.5858 | 13685062.912 | 7195764.7501 | 0 | 43536030.976 | 81720038.224 | 23713.7371 | 5.2826 | 8241.3479 | 15469.5606 | 168.011 | 315.3679
1 | 4200 | 707 | 0.03 | 15 | 15 | 7 | 3.1623e-11 | 5spot_SharedNeighbor | CO2 | Porous | Wet | R245fa | MinimizeLCOE_Brownfield | IgnoreSilica | 100.5024 | 14.1344 | 1.4637 | 4 | 7635.9472 | 14157.6481 | 155.6691 | 288.6228 | 84.406 | 10.7233 | 98.2933 | 3806091.0914 | 0 | 3290056.2763 | 0 | 0 | 0 | 1441443.6572 | 3329660.4997 | 8663093.613 | 5912739.3996 | 26443084.5372 | 961560.8286 | 17303179.5858 | 17303179.5858 | 13685062.912 | 7195764.7501 | 0 | 44707824.9517 | 82891832.1996 | 31622.7766 | 5.8549 | 7635.9472 | 14157.6481 | 155.6691 | 288.6228
1 | 4200 | 707 | 0.03 | 15 | 15 | 7 | 4.217e-11 | 5spot_SharedNeighbor | CO2 | Porous | Wet | R245fa | MinimizeLCOE_Brownfield | IgnoreSilica | 106.9487 | 15.0966 | 1.5865 | 4 | 7184.8528 | 13201.8462 | 146.4729 | 269.1375 | 84.0395 | 10.6024 | 84.6603 | 3957123.3276 | 0 | 3461082.3935 | 0 | 0 | 0 | 1405913.5814 | 3441406.528 | 8953833.8562 | 6111175.5897 | 27330535.2764 | 961560.8286 | 17303179.5858 | 17303179.5858 | 13685062.912 | 7195764.7501 | 0 | 45595275.6908 | 83779282.9387 | 42169.6503 | 6.346 | 7184.8528 | 13201.8462 | 146.4729 | 269.1375
1 | 4200 | 707 | 0.03 | 15 | 15 | 7 | 5.6234e-11 | 5spot_SharedNeighbor | CO2 | Porous | Wet | R245fa | MinimizeLCOE_Brownfield | IgnoreSilica | 112.1445 | 15.876 | 1.6884 | 4 | 6848.5624 | 12502.6016 | 139.6172 | 254.8824 | 83.7162 | 10.4986 | 80.3983 | 4073827.2029 | 0 | 3597540.6495 | 0 | 0 | 0 | 1364496.4795 | 3523987.0895 | 9168691.5376 | 6257820.3722 | 27986363.3312 | 961560.8286 | 17303179.5858 | 17303179.5858 | 13685062.912 | 7195764.7501 | 0 | 46251103.7457 | 84435110.9936 | 56234.1325 | 6.7534 | 6848.5624 | 12502.6016 | 139.6172 | 254.8824
1 | 4200 | 707 | 0.03 | 15 | 15 | 7 | 7.4989e-11 | 5spot_SharedNeighbor | CO2 | Porous | Wet | R245fa | MinimizeLCOE_Brownfield | IgnoreSilica | 116.2512 | 16.4945 | 1.7707 | 4 | 6597.6211 | 11988.662 | 134.5014 | 244.4051 | 83.443 | 10.4127 | 98.948 | 4162894.3988 | 0 | 3704575.1998 | 0 | 0 | 0 | 1323030.7201 | 3584295.1243 | 9325600.6734 | 6364914.0815 | 28465310.1979 | 961560.8286 | 17303179.5858 | 17303179.5858 | 13685062.912 | 7195764.7501 | 0 | 46730050.6123 | 84914057.8603 | 74989.4209 | 7.0829 | 6597.6211 | 11988.662 | 134.5014 | 244.4051
1 | 4200 | 707 | 0.03 | 15 | 15 | 7 | 1e-10 | 5spot_SharedNeighbor | CO2 | Porous | Wet | R245fa | MinimizeLCOE_Brownfield | IgnoreSilica | 119.4501 | 16.9779 | 1.8361 | 4 | 6410.1733 | 11609.3617 | 130.6801 | 236.6725 | 83.2194 | 10.3434 | 100.7028 | 4230326.5402 | 0 | 3787472.3599 | 0 | 0 | 0 | 1284962.8116 | 3628077.0676 | 9439512.3089 | 6442661.1134 | 28813012.2015 | 961560.8286 | 17303179.5858 | 17303179.5858 | 13685062.912 | 7195764.7501 | 0 | 47077752.6159 | 85261759.8639 | 100000 | 7.3442 | 6410.1733 | 11609.3617 | 130.6801 | 236.6725
1 | 4200 | 707 | 0.03 | 15 | 15 | 7 | 1.3335e-10 | 5spot_SharedNeighbor | CO2 | Porous | Wet | R245fa | MinimizeLCOE_Brownfield | IgnoreSilica | 121.923 | 17.3524 | 1.8872 | 4 | 6270.0218 | 11328.2991 | 127.8229 | 230.9427 | 83.0401 | 10.2884 | 94.8308 | 4281283.6799 | 0 | 3851281.4915 | 0 | 0 | 0 | 1252040.6795 | 3659996.2819 | 9522559.557 | 6499342.5667 | 29066504.2564 | 961560.8286 | 17303179.5858 | 17303179.5858 | 13685062.912 | 7195764.7501 | 0 | 47331244.6709 | 85515251.9188 | 133352.1432 | 7.5488 | 6270.0218 | 11328.2991 | 127.8229 | 230.9427
1 | 4200 | 707 | 0.03 | 15 | 15 | 7 | 1.7783e-10 | 5spot_SharedNeighbor | CO2 | Porous | Wet | R245fa | MinimizeLCOE_Brownfield | IgnoreSilica | 123.8157 | 17.6397 | 1.9268 | 4 | 6165.1521 | 11119.531 | 125.685 | 226.6867 | 82.8989 | 10.2454 | 95.2572 | 4319594.258 | 0 | 3899964.643 | 0 | 0 | 0 | 1224564.2859 | 3683208.0429 | 9582951.7979 | 6540561.512 | 29250844.5398 | 961560.8286 | 17303179.5858 | 17303179.5858 | 13685062.912 | 7195764.7501 | 0 | 47515584.9543 | 85699592.2022 | 177827.941 | 7.7071 | 6165.1521 | 11119.531 | 125.685 | 226.6867
1 | 4200 | 707 | 0.03 | 15 | 15 | 7 | 2.3714e-10 | 5spot_SharedNeighbor | CO2 | Porous | Wet | R245fa | MinimizeLCOE_Brownfield | IgnoreSilica | 125.2501 | 17.8578 | 1.9571 | 4 | 6086.6357 | 10964.2335 | 124.0843 | 223.5207 | 82.7898 | 10.2124 | 109.8589 | 4348226.6994 | 0 | 3936770.7666 | 0 | 0 | 0 | 1202166.8295 | 3699994.0753 | 9626625.6107 | 6570369.7867 | 29384153.7681 | 961560.8286 | 17303179.5858 | 17303179.5858 | 13685062.912 | 7195764.7501 | 0 | 47648894.1826 | 85832901.4305 | 237137.3706 | 7.8284 | 6086.6357 | 10964.2335 | 124.0843 | 223.5207
1 | 4200 | 707 | 0.03 | 15 | 15 | 7 | 3.1623e-10 | 5spot_SharedNeighbor | CO2 | Porous | Wet | R245fa | MinimizeLCOE_Brownfield | IgnoreSilica | 126.3413 | 18.0239 | 1.9803 | 4 | 6027.8242 | 10848.3476 | 122.8853 | 221.1582 | 82.7054 | 10.187 | 113.2446 | 4369775.0805 | 0 | 3964718.7364 | 0 | 0 | 0 | 1184409.4324 | 3712372.2672 | 9658831.1271 | 6592350.7133 | 29482457.3569 | 961560.8286 | 17303179.5858 | 17303179.5858 | 13685062.912 | 7195764.7501 | 0 | 47747197.7714 | 85931205.0193 | 316227.766 | 7.9211 | 6027.8242 | 10848.3476 | 122.8853 | 221.1582
1 | 4200 | 707 | 0.03 | 15 | 15 | 7 | 4.217e-10 | 5spot_SharedNeighbor | CO2 | Porous | Wet | R245fa | MinimizeLCOE_Brownfield | IgnoreSilica | 127.1649 | 18.1494 | 1.9979 | 4 | 5983.7583 | 10761.8294 | 121.987 | 219.3944 | 82.641 | 10.1677 | 110.7039 | 4385908.1555 | 0 | 3985787.5644 | 0 | 0 | 0 | 1170476.9468 | 3721447.34 | 9682442.6049 | 6608466.0321 | 29554528.6438 | 961560.8286 | 17303179.5858 | 17303179.5858 | 13685062.912 | 7195764.7501 | 0 | 47819269.0582 | 86003276.3062 | 421696.5034 | 7.9915 | 5983.7583 | 10761.8294 | 121.987 | 219.3944
1 | 4200 | 707 | 0.03 | 15 | 15 | 7 | 5.6234e-10 | 5spot_SharedNeighbor | CO2 | Porous | Wet | R245fa | MinimizeLCOE_Brownfield | IgnoreSilica | 127.7936 | 18.2452 | 2.0113 | 4 | 5950.7333 | 10697.0205 | 121.3137 | 218.0732 | 82.5915 | 10.1528 | 96.6252 | 4398144.8765 | 0 | 4001852.3172 | 0 | 0 | 0 | 1159784.4811 | 3728314.8532 | 9700310.4654 | 6620661.2141 | 29609068.2076 | 961560.8286 | 17303179.5858 | 17303179.5858 | 13685062.912 | 7195764.7501 | 0 | 47873808.622 | 86057815.8699 | 562341.3252 | 8.045 | 5950.7333 | 10697.0205 | 121.3137 | 218.0732
1 | 4200 | 707 | 0.03 | 15 | 15 | 7 | 7.4989e-10 | 5spot_SharedNeighbor | CO2 | Porous | Wet | R245fa | MinimizeLCOE_Brownfield | IgnoreSilica | 128.2586 | 18.3162 | 2.0213 | 4 | 5925.9788 | 10648.689 | 120.8091 | 217.0879 | 82.5545 | 10.1418 | 100.3973 | 4407154.1487 | 0 | 4013727.8892 | 0 | 0 | 0 | 1151443.8986 | 3733207.1152 | 9713039.1277 | 6629348.7876 | 29647920.967 | 961560.8286 | 17303179.5858 | 17303179.5858 | 13685062.912 | 7195764.7501 | 0 | 47912661.3814 | 86096668.6294 | 749894.2093 | 8.0852 | 5925.9788 | 10648.689 | 120.8091 | 217.0879
1 | 4200 | 707 | 0.03 | 15 | 15 | 7 | 1e-09 | 5spot_SharedNeighbor | CO2 | Porous | Wet | R245fa | MinimizeLCOE_Brownfield | IgnoreSilica | 128.607 | 18.3694 | 2.0289 | 4 | 5907.4214 | 10612.5367 | 120.4308 | 216.3509 | 82.5267 | 10.1334 | 104.2915 | 4413878.8832 | 0 | 4022618.8639 | 0 | 0 | 0 | 1145052.3944 | 3736804.5552 | 9722398.9285 | 6635737.044 | 29676490.6691 | 961560.8286 | 17303179.5858 | 17303179.5858 | 13685062.912 | 7195764.7501 | 0 | 47941231.0836 | 86125238.3315 | 1000000 | 8.1154 | 5907.4214 | 10612.5367 | 120.4308 | 216.3509
1 | 4200 | 707 | 0.03 | 15 | 15 | 7 | 1.3335e-09 | 5spot_SharedNeighbor | CO2 | Porous | Wet | R245fa | MinimizeLCOE_Brownfield | IgnoreSilica | 128.8823 | 18.4113 | 2.0347 | 4 | 5893.5086 | 10585.2241 | 120.1471 | 215.7941 | 82.5047 | 10.1269 | 111.9472 | 4419177.7329 | 0 | 4029640.3308 | 0 | 0 | 0 | 1140381.149 | 3739787.6929 | 9730160.4411 | 6641034.4359 | 29700181.7826 | 961560.8286 | 17303179.5858 | 17303179.5858 | 13685062.912 | 7195764.7501 | 0 | 47964922.1971 | 86148929.445 | 1333521.4322 | 8.1386 | 5893.5086 | 10585.2241 | 120.1471 | 215.7941
1 | 4200 | 707 | 0.03 | 15 | 15 | 7 | 1.7783e-09 | 5spot_SharedNeighbor | CO2 | Porous | Wet | R245fa | MinimizeLCOE_Brownfield | IgnoreSilica | 129.0823 | 18.4418 | 2.039 | 4 | 5883.0772 | 10564.8837 | 119.9345 | 215.3794 | 82.4886 | 10.1221 | 99.055 | 4423020.4988 | 0 | 4034741.6611 | 0 | 0 | 0 | 1136745.5575 | 3741858.0098 | 9735546.9809 | 6644710.86 | 29716623.5682 | 961560.8286 | 17303179.5858 | 17303179.5858 | 13685062.912 | 7195764.7501 | 0 | 47981363.9827 | 86165371.2306 | 1778279.41 | 8.1558 | 5883.0772 | 10564.8837 | 119.9345 | 215.3794
1 | 4200 | 707 | 0.03 | 15 | 15 | 7 | 2.3714e-09 | 5spot_SharedNeighbor | CO2 | Porous | Wet | R245fa | MinimizeLCOE_Brownfield | IgnoreSilica | 129.2138 | 18.4622 | 2.042 | 4 | 5875.2557 | 10549.9736 | 119.775 | 215.0755 | 82.478 | 10.1189 | 100.4946 | 4425541.8629 | 0 | 4038093.758 | 0 | 0 | 0 | 1133736.0798 | 3742974.9633 | 9738453.0646 | 6646694.3218 | 29725494.0504 | 961560.8286 | 17303179.5858 | 17303179.5858 | 13685062.912 | 7195764.7501 | 0 | 47990234.4648 | 86174241.7128 | 2371373.7057 | 8.1682 | 5875.2557 | 10549.9736 | 119.775 | 215.0755
1 | 4200 | 707 | 0.03 | 15 | 15 | 7 | 3.1623e-09 | 5spot_SharedNeighbor | CO2 | Porous | Wet | R245fa | MinimizeLCOE_Brownfield | IgnoreSilica | 129.3381 | 18.481 | 2.0446 | 4 | 5869.391 | 10538.346 | 119.6555 | 214.8384 | 82.468 | 10.1159 | 103.7387 | 4427923.7334 | 0 | 4041262.2072 | 0 | 0 | 0 | 1131824.7858 | 3744394.1833 | 9742145.5841 | 6649214.5422 | 29736765.036 | 961560.8286 | 17303179.5858 | 17303179.5858 | 13685062.912 | 7195764.7501 | 0 | 48001505.4504 | 86185512.6984 | 3162277.6602 | 8.1783 | 5869.391 | 10538.346 | 119.6555 | 214.8384
1 | 4200 | 707 | 0.03 | 15 | 15 | 7 | 4.217e-09 | 5spot_SharedNeighbor | CO2 | Porous | Wet | R245fa | MinimizeLCOE_Brownfield | IgnoreSilica | 129.4112 | 18.4923 | 2.0463 | 4 | 5864.9934 | 10529.9857 | 119.5658 | 214.668 | 82.4621 | 10.1142 | 100.0235 | 4429323.5772 | 0 | 4043126.4874 | 0 | 0 | 0 | 1130103.9593 | 3744996.0693 | 9743711.568 | 6650283.3584 | 29741545.0195 | 961560.8286 | 17303179.5858 | 17303179.5858 | 13685062.912 | 7195764.7501 | 0 | 48006285.4339 | 86190292.6819 | 4216965.0343 | 8.1852 | 5864.9934 | 10529.9857 | 119.5658 | 214.668
1 | 4200 | 707 | 0.03 | 15 | 15 | 7 | 5.6234e-09 | 5spot_SharedNeighbor | CO2 | Porous | Wet | R245fa | MinimizeLCOE_Brownfield | IgnoreSilica | 129.487 | 18.5037 | 2.0478 | 4 | 5861.6958 | 10523.3499 | 119.4986 | 214.5327 | 82.456 | 10.1124 | 109.1319 | 4430773.8032 | 0 | 4045057.9176 | 0 | 0 | 0 | 1129100.7152 | 3745923.65 | 9746124.9427 | 6651930.5362 | 29748911.5649 | 961560.8286 | 17303179.5858 | 17303179.5858 | 13685062.912 | 7195764.7501 | 0 | 48013651.9793 | 86197659.2272 | 5623413.2519 | 8.1911 | 5861.6958 | 10523.3499 | 119.4986 | 214.5327
1 | 4200 | 707 | 0.03 | 15 | 15 | 7 | 7.4989e-09 | 5spot_SharedNeighbor | CO2 | Porous | Wet | R245fa | MinimizeLCOE_Brownfield | IgnoreSilica | 129.5233 | 18.5094 | 2.0487 | 4 | 5859.2231 | 10518.7373 | 119.4482 | 214.4387 | 82.4531 | 10.1115 | 100.9888 | 4431467.0693 | 0 | 4045982.3449 | 0 | 0 | 0 | 1128059.9122 | 3746148.6373 | 9746710.3135 | 6652330.0638 | 29750698.341 | 961560.8286 | 17303179.5858 | 17303179.5858 | 13685062.912 | 7195764.7501 | 0 | 48015438.7555 | 86199446.0034 | 7498942.0933 | 8.1948 | 5859.2231 | 10518.7373 | 119.4482 | 214.4387
1 | 4200 | 707 | 0.03 | 15 | 15 | 7 | 1e-08 | 5spot_SharedNeighbor | CO2 | Porous | Wet | R245fa | MinimizeLCOE_Brownfield | IgnoreSilica | 129.5692 | 18.5163 | 2.0496 | 4 | 5857.3688 | 10514.9489 | 119.4104 | 214.3615 | 82.4494 | 10.1104 | 93.5298 | 4432346.1224 | 0 | 4047153.8163 | 0 | 0 | 0 | 1127538.9984 | 3746745.1855 | 9748262.4095 | 6653389.4012 | 29755435.9333 | 961560.8286 | 17303179.5858 | 17303179.5858 | 13685062.912 | 7195764.7501 | 0 | 48020176.3477 | 86204183.5957 | 10000000 | 8.1983 | 5857.3688 | 10514.9489 | 119.4104 | 214.3615
1 | 4300 | 707 | 0.03 | 15 | 15 | 7 | 1e-13 | 5spot_SharedNeighbor | CO2 | Porous | Wet | R245fa | MinimizeLCOE_Brownfield | IgnoreSilica | 0 | 0 | 0 | 0 | [6 empty] | 22.3528 | [19 empty] | 100 | 0
1 | 4300 | 707 | 0.03 | 15 | 15 | 7 | 1.3335e-13 | 5spot_SharedNeighbor | CO2 | Porous | Wet | R245fa | MinimizeLCOE_Brownfield | IgnoreSilica | 1.6 | 0.021238 | 0.00092546 | 4 | 5389652.8872 | 15985106.3848 | 109875.3642 | 325878.0151 | 61.6901 | 10.0474 | 24.437 | 150449.4209 | 0 | 73348.0506 | 0 | 0 | 0 | 153090.851 | 146986.4458 | 382428.5808 | 261015.3645 | 1167318.7136 | 961560.8286 | 17822860.8151 | 17822860.8151 | 14023360.4323 | 7376664.0807 | 0 | 19951740.3573 | 59174625.6853 | 133.3521 | 0.0037019 | 5389652.8872 | 15985106.3848 | 109875.3642 | 325878.0151
1 | 4300 | 707 | 0.03 | 15 | 15 | 7 | 1.7783e-13 | 5spot_SharedNeighbor | CO2 | Porous | Wet | R245fa | MinimizeLCOE_Brownfield | IgnoreSilica | 1.6 | 0.036957 | 0.004751 | 4 | 1046321.5005 | 3110233.8068 | 21330.679 | 63406.3231 | 61.6901 | 10.0474 | 29.142 | 150449.4228 | 0 | 73348.0494 | 0 | 0 | 0 | 131363.0288 | 138512.5954 | 360381.3604 | 245967.6836 | 1100022.1405 | 961560.8286 | 17822860.8151 | 17822860.8151 | 14023360.4323 | 7376664.0807 | 0 | 19884443.7842 | 59107329.1122 | 177.8279 | 0.019004 | 1046321.5005 | 3110233.8068 | 21330.679 | 63406.3231
1 | 4300 | 707 | 0.03 | 15 | 15 | 7 | 2.3714e-13 | 5spot_SharedNeighbor | CO2 | Porous | Wet | R245fa | MinimizeLCOE_Brownfield | IgnoreSilica | 1.6 | 0.048935 | 0.0075796 | 4 | 654108.5661 | 1947813.2448 | 13334.8879 | 39708.8076 | 61.6896 | 10.0469 | 28.3658 | 150446.3147 | 0 | 73349.9632 | 0 | 0 | 0 | 114250.7092 | 131838.325 | 343016.2778 | 234115.6579 | 1047017.2478 | 961560.8286 | 17822860.8151 | 17822860.8151 | 14023360.4323 | 7376664.0807 | 0 | 19831438.8915 | 59054324.2195 | 237.1374 | 0.030318 | 654108.5661 | 1947813.2448 | 13334.8879 | 39708.8076
1 | 4300 | 707 | 0.03 | 15 | 15 | 7 | 3.1623e-13 | 5spot_SharedNeighbor | CO2 | Porous | Wet | R245fa | MinimizeLCOE_Brownfield | IgnoreSilica | 3.4003 | 0.23619 | 0.018214 | 4 | 288448.6547 | 826816.2896 | 5880.416 | 16855.7684 | 73.5166 | 11.0091 | 47.78 | 304578.6373 | 0 | 174985.8309 | 0 | 0 | 0 | 240610.5668 | 280868.2637 | 730761.6081 | 498759.8132 | 2230564.7202 | 961560.8286 | 17822860.8151 | 17822860.8151 | 14023360.4323 | 7376664.0807 | 0 | 21014986.3639 | 60237871.6919 | 316.2278 | 0.072855 | 288448.6547 | 826816.2896 | 5880.416 | 16855.7684
1 | 4300 | 707 | 0.03 | 15 | 15 | 7 | 4.217e-13 | 5spot_SharedNeighbor | CO2 | Porous | Wet | R245fa | MinimizeLCOE_Brownfield | IgnoreSilica | 4.5381 | 0.38301 | 0.029502 | 4 | 183287.8718 | 515663.8982 | 3736.5712 | 10512.5061 | 76.9523 | 11.2557 | 51.9153 | 390785.4378 | 0 | 234021.9985 | 0 | 0 | 0 | 293726.8661 | 358228.3779 | 932036.7567 | 636134.2379 | 2844933.6749 | 961560.8286 | 17822860.8151 | 17822860.8151 | 14023360.4323 | 7376664.0807 | 0 | 21629355.3186 | 60852240.6466 | 421.6965 | 0.11801 | 183287.8718 | 515663.8982 | 3736.5712 | 10512.5061
1 | 4300 | 707 | 0.03 | 15 | 15 | 7 | 5.6234e-13 | 5spot_SharedNeighbor | CO2 | Porous | Wet | R245fa | MinimizeLCOE_Brownfield | IgnoreSilica | 6.0138 | 0.58058 | 0.045102 | 4 | 123964.2857 | 341374.0977 | 2527.1796 | 6959.3727 | 79.7312 | 11.4444 | 59.1494 | 493815.3882 | 0 | 306347.1733 | 0 | 0 | 0 | 355688.6709 | 450781.9806 | 1172842.2455 | 800488.9321 | 3579964.3906 | 961560.8286 | 17822860.8151 | 17822860.8151 | 14023360.4323 | 7376664.0807 | 0 | 22364386.0343 | 61587271.3623 | 562.3413 | 0.18041 | 123964.2857 | 341374.0977 | 2527.1796 | 6959.3727
1 | 4300 | 707 | 0.03 | 15 | 15 | 7 | 7.4989e-13 | 5spot_SharedNeighbor | CO2 | Porous | Wet | R245fa | MinimizeLCOE_Brownfield | IgnoreSilica | 7.9091 | 0.84052 | 0.066278 | 4 | 87635.8215 | 235583.2902 | 1786.5748 | 4802.684 | 81.9379 | 11.5867 | 58.8512 | 615639.988 | 0 | 394063.3676 | 0 | 0 | 0 | 426738.938 | 560212.4945 | 1457557.9954 | 994813.2817 | 4449026.0654 | 961560.8286 | 17822860.8151 | 17822860.8151 | 14023360.4323 | 7376664.0807 | 0 | 23233447.7091 | 62456333.0371 | 749.8942 | 0.26511 | 87635.8215 | 235583.2902 | 1786.5748 | 4802.684
1 | 4300 | 707 | 0.03 | 15 | 15 | 7 | 1e-12 | 5spot_SharedNeighbor | CO2 | Porous | Wet | R245fa | MinimizeLCOE_Brownfield | IgnoreSilica | 10.3233 | 1.177 | 0.09464 | 4 | 64064.5591 | 167675.0017 | 1306.0427 | 3418.2817 | 83.6686 | 11.6926 | 68.6345 | 758628.2694 | 0 | 499662.5285 | 0 | 0 | 0 | 507121.5401 | 688510.8118 | 1791363.8994 | 1222642.6702 | 5467929.7195 | 961560.8286 | 17822860.8151 | 17822860.8151 | 14023360.4323 | 7376664.0807 | 0 | 24252351.3631 | 63475236.6912 | 1000 | 0.37856 | 64064.5591 | 167675.0017 | 1306.0427 | 3418.2817
1 | 4300 | 707 | 0.03 | 15 | 15 | 7 | 1.3335e-12 | 5spot_SharedNeighbor | CO2 | Porous | Wet | R245fa | MinimizeLCOE_Brownfield | IgnoreSilica | 13.4003 | 1.6103 | 0.13227 | 4 | 48103.9705 | 122238.1424 | 980.6645 | 2491.9899 | 85.0215 | 11.7703 | 42.3174 | 926813.3374 | 0 | 627043.0168 | 0 | 0 | 0 | 598506.1659 | 839421.3828 | 2184002.2492 | 1490626.4118 | 6666412.5639 | 961560.8286 | 17822860.8151 | 17822860.8151 | 14023360.4323 | 7376664.0807 | 0 | 25450834.2076 | 64673719.5356 | 1333.5214 | 0.52908 | 48103.9705 | 122238.1424 | 980.6645 | 2491.9899
1 | 4300 | 707 | 0.03 | 15 | 15 | 7 | 1.7783e-12 | 5spot_SharedNeighbor | CO2 | Porous | Wet | R245fa | MinimizeLCOE_Brownfield | IgnoreSilica | 17.3218 | 2.1661 | 0.1818 | 4 | 36941.0852 | 90877.7818 | 753.094 | 1852.6665 | 86.0708 | 11.8244 | 65.9277 | 1124856.219 | 0 | 780873.3333 | 0 | 0 | 0 | 702780.5729 | 1017318.9488 | 2646855.2241 | 1806533.0779 | 8079217.376 | 961560.8286 | 17822860.8151 | 17822860.8151 | 14023360.4323 | 7376664.0807 | 0 | 26863639.0197 | 66086524.3477 | 1778.2794 | 0.7272 | 36941.0852 | 90877.7818 | 753.094 | 1852.6665
1 | 4300 | 707 | 0.03 | 15 | 15 | 7 | 2.3714e-12 | 5spot_SharedNeighbor | CO2 | Porous | Wet | R245fa | MinimizeLCOE_Brownfield | IgnoreSilica | 22.2212 | 2.865 | 0.24617 | 4 | 28936.548 | 68769.7174 | 589.9107 | 1401.9637 | 86.8596 | 11.8565 | 55.2564 | 1353819.8229 | 0 | 963296.1587 | 0 | 0 | 0 | 817528.6825 | 1222511.419 | 3180723.9406 | 2170909.4468 | 9708789.4704 | 961560.8286 | 17822860.8151 | 17822860.8151 | 14023360.4323 | 7376664.0807 | 0 | 28493211.1141 | 67716096.4421 | 2371.3737 | 0.98468 | 28936.548 | 68769.7174 | 589.9107 | 1401.9637
1 | 4300 | 707 | 0.03 | 15 | 15 | 7 | 3.1623e-12 | 5spot_SharedNeighbor | CO2 | Porous | Wet | R245fa | MinimizeLCOE_Brownfield | IgnoreSilica | 28.3159 | 3.7386 | 0.32888 | 4 | 23085.5318 | 52900.6325 | 470.6298 | 1078.4509 | 87.4357 | 11.8672 | 69.9383 | 1617784.741 | 0 | 1179126.6486 | 0 | 0 | 0 | 943648.6194 | 1458818.4035 | 3795546.241 | 2590538.3002 | 11585462.9536 | 961560.8286 | 17822860.8151 | 17822860.8151 | 14023360.4323 | 7376664.0807 | 0 | 30369884.5973 | 69592769.9253 | 3162.2777 | 1.3155 | 23085.5318 | 52900.6325 | 470.6298 | 1078.4509
1 | 4300 | 707 | 0.03 | 15 | 15 | 7 | 4.217e-12 | 5spot_SharedNeighbor | CO2 | Porous | Wet | R245fa | MinimizeLCOE_Brownfield | IgnoreSilica | 35.6971 | 4.8025 | 0.43301 | 4 | 18746.7752 | 41392.4689 | 382.1784 | 843.8415 | 87.8215 | 11.8544 | 65.1016 | 1914463.5957 | 0 | 1428345.6585 | 0 | 0 | 0 | 1075764.4564 | 1723243.7472 | 4483526.7442 | 3060099.1302 | 13685443.3322 | 961560.8286 | 17822860.8151 | 17822860.8151 | 14023360.4323 | 7376664.0807 | 0 | 32469864.9758 | 71692750.3039 | 4216.965 | 1.732 | 18746.7752 | 41392.4689 | 382.1784 | 843.8415
1 | 4300 | 707 | 0.03 | 15 | 15 | 7 | 5.6234e-12 | 5spot_SharedNeighbor | CO2 | Porous | Wet | R245fa | MinimizeLCOE_Brownfield | IgnoreSilica | 44.4324 | 6.0686 | 0.56085 | 4 | 15497.607 | 32981.2674 | 315.9397 | 672.3677 | 88.0352 | 11.8145 | 67.3094 | 2240727.7837 | 0 | 1710430.4202 | 0 | 0 | 0 | 1209202.862 | 2012540.8157 | 5236218.3736 | 3573826.6335 | 15982946.8888 | 961560.8286 | 17822860.8151 | 17822860.8151 | 14023360.4323 | 7376664.0807 | 0 | 34767368.5324 | 73990253.8605 | 5623.4133 | 2.2434 | 15497.607 | 32981.2674 | 315.9397 | 672.3677
1 | 4300 | 707 | 0.03 | 15 | 15 | 7 | 7.4989e-12 | 5spot_SharedNeighbor | CO2 | Porous | Wet | R245fa | MinimizeLCOE_Brownfield | IgnoreSilica | 54.2887 | 7.5072 | 0.71167 | 4 | 13051.758 | 26830.1763 | 266.0777 | 546.9694 | 88.0833 | 11.7445 | 63.5243 | 2583236.9148 | 0 | 2016011.7887 | 0 | 0 | 0 | 1331775.8406 | 2313099.5722 | 6018210.6048 | 4107552.3996 | 18369887.1206 | 961560.8286 | 17822860.8151 | 17822860.8151 | 14023360.4323 | 7376664.0807 | 0 | 37154308.7643 | 76377194.0923 | 7498.9421 | 2.8467 | 13051.758 | 26830.1763 | 266.0777 | 546.9694
1 | 4300 | 707 | 0.03 | 15 | 15 | 7 | 1e-11 | 5spot_SharedNeighbor | CO2 | Porous | Wet | R245fa | MinimizeLCOE_Brownfield | IgnoreSilica | 64.8487 | 9.0602 | 0.881 | 4 | 11209.4345 | 22339.703 | 228.5195 | 455.4251 | 87.975 | 11.6438 | 79.6676 | 2925120.4673 | 0 | 2331762.0828 | 0 | 0 | 0 | 1432089.6293 | 2608699.15 | 6787300.0705 | 4632471.7632 | 20717443.1632 | 961560.8286 | 17822860.8151 | 17822860.8151 | 14023360.4323 | 7376664.0807 | 0 | 39501864.8069 | 78724750.1349 | 10000 | 3.524 | 11209.4345 | 22339.703 | 228.5195 | 455.4251
1 | 4300 | 707 | 0.03 | 15 | 15 | 7 | 1.3335e-11 | 5spot_SharedNeighbor | CO2 | Porous | Wet | R245fa | MinimizeLCOE_Brownfield | IgnoreSilica | 75.4749 | 10.6356 | 1.06 | 4 | 9825.291 | 19075.7772 | 200.3018 | 388.8855 | 87.731 | 11.517 | 78.9367 | 3246191.8097 | 0 | 2639684.8546 | 0 | 0 | 0 | 1499920.4876 | 2880460.8893 | 7494368.3701 | 5115060.4064 | 22875686.8177 | 961560.8286 | 17822860.8151 | 17822860.8151 | 14023360.4323 | 7376664.0807 | 0 | 41660108.4614 | 80882993.7894 | 13335.2143 | 4.2401 | 9825.291 | 19075.7772 | 200.3018 | 388.8855
1 | 4300 | 707 | 0.03 | 15 | 15 | 7 | 1.7783e-11 | 5spot_SharedNeighbor | CO2 | Porous | Wet | R245fa | MinimizeLCOE_Brownfield | IgnoreSilica | 85.5332 | 12.1386 | 1.2379 | 4 | 8789.1537 | 16710.4748 | 179.1788 | 340.6656 | 87.3892 | 11.3743 | 87.1091 | 3530648.6983 | 0 | 2923595.6752 | 0 | 0 | 0 | 1532052.8356 | 3114655.9116 | 8103695.7781 | 5530938.8829 | 24735587.7817 | 961560.8286 | 17822860.8151 | 17822860.8151 | 14023360.4323 | 7376664.0807 | 0 | 43520009.4254 | 82742894.7535 | 17782.7941 | 4.9516 | 8789.1537 | 16710.4748 | 179.1788 | 340.6656
1 | 4300 | 707 | 0.03 | 15 | 15 | 7 | 2.3714e-11 | 5spot_SharedNeighbor | CO2 | Porous | Wet | R245fa | MinimizeLCOE_Brownfield | IgnoreSilica | 94.5346 | 13.4938 | 1.4045 | 4 | 8015.8117 | 14997.5544 | 163.4132 | 305.7454 | 86.9978 | 11.228 | 85.7437 | 3769991.3225 | 0 | 3172320.6767 | 0 | 0 | 0 | 1532222.4497 | 3305068.4351 | 8599110.1053 | 5869069.3409 | 26247782.3301 | 961560.8286 | 17822860.8151 | 17822860.8151 | 14023360.4323 | 7376664.0807 | 0 | 45032203.9738 | 84255089.3018 | 23713.7371 | 5.6179 | 8015.8117 | 14997.5544 | 163.4132 | 305.7454
1 | 4300 | 707 | 0.03 | 15 | 15 | 7 | 3.1623e-11 | 5spot_SharedNeighbor | CO2 | Porous | Wet | R245fa | MinimizeLCOE_Brownfield | IgnoreSilica | 102.2493 | 14.663 | 1.5529 | 4 | 7439.5151 | 13753.8882 | 151.6646 | 280.3916 | 86.6004 | 11.0889 | 93.1171 | 3964015.8478 | 0 | 3381954.9777 | 0 | 0 | 0 | 1509451.71 | 3453614.7889 | 8985597.2468 | 6132854.7565 | 27427489.3278 | 961560.8286 | 17822860.8151 | 17822860.8151 | 14023360.4323 | 7376664.0807 | 0 | 46211910.9715 | 85434796.2995 | 31622.7766 | 6.2117 | 7439.5151 | 13753.8882 | 151.6646 | 280.3916
1 | 4300 | 707 | 0.03 | 15 | 15 | 7 | 4.217e-11 | 5spot_SharedNeighbor | CO2 | Porous | Wet | R245fa | MinimizeLCOE_Brownfield | IgnoreSilica | 108.6265 | 15.6351 | 1.6798 | 4 | 7010.1758 | 12847.6604 | 142.9119 | 261.9169 | 86.2296 | 10.9644 | 103.7584 | 4116767.7528 | 0 | 3553018.8215 | 0 | 0 | 0 | 1473133.3015 | 3565738.7516 | 9277320.798 | 6331962.0745 | 28317941.4998 | 961560.8286 | 17822860.8151 | 17822860.8151 | 14023360.4323 | 7376664.0807 | 0 | 47102363.1435 | 86325248.4715 | 42169.6503 | 6.7191 | 7010.1758 | 12847.6604 | 142.9119 | 261.9169
1 | 4300 | 707 | 0.03 | 15 | 15 | 7 | 5.6234e-11 | 5spot_SharedNeighbor | CO2 | Porous | Wet | R245fa | MinimizeLCOE_Brownfield | IgnoreSilica | 113.7498 | 16.4201 | 1.7847 | 4 | 6690.1354 | 12184.5595 | 136.3875 | 248.3987 | 85.9041 | 10.8582 | 82.5955 | 4234509.7085 | 0 | 3689110.6231 | 0 | 0 | 0 | 1431200.9625 | 3648380.3047 | 9492337.1672 | 6478715.1646 | 28974253.9306 | 961560.8286 | 17822860.8151 | 17822860.8151 | 14023360.4323 | 7376664.0807 | 0 | 47758675.5743 | 86981560.9023 | 56234.1325 | 7.1387 | 6690.1354 | 12184.5595 | 136.3875 | 248.3987
1 | 4300 | 707 | 0.03 | 15 | 15 | 7 | 7.4989e-11 | 5spot_SharedNeighbor | CO2 | Porous | Wet | R245fa | MinimizeLCOE_Brownfield | IgnoreSilica | 117.7982 | 17.0428 | 1.8693 | 4 | 6451.3373 | 11696.8829 | 131.5192 | 238.4568 | 85.6296 | 10.7703 | 95.107 | 4324412.7548 | 0 | 3795860.2466 | 0 | 0 | 0 | 1389640.5818 | 3708866.2974 | 9649709.3128 | 6586124.8877 | 29454614.0811 | 961560.8286 | 17822860.8151 | 17822860.8151 | 14023360.4323 | 7376664.0807 | 0 | 48239035.7248 | 87461921.0528 | 74989.4209 | 7.4774 | 6451.3373 | 11696.8829 | 131.5192 | 238.4568
1 | 4300 | 707 | 0.03 | 15 | 15 | 7 | 1e-10 | 5spot_SharedNeighbor | CO2 | Porous | Wet | R245fa | MinimizeLCOE_Brownfield | IgnoreSilica | 120.9628 | 17.531 | 1.9365 | 4 | 6272.9716 | 11336.5545 | 127.883 | 231.111 | 85.4043 | 10.6993 | 106.97 | 4392758.876 | 0 | 3878846.9561 | 0 | 0 | 0 | 1351912.6958 | 3753172.2259 | 9764984.2503 | 6664802.4012 | 29806477.4053 | 961560.8286 | 17822860.8151 | 17822860.8151 | 14023360.4323 | 7376664.0807 | 0 | 48590899.049 | 87813784.377 | 100000 | 7.7461 | 6272.9716 | 11336.5545 | 127.883 | 231.111
1 | 4300 | 707 | 0.03 | 15 | 15 | 7 | 1.3335e-10 | 5spot_SharedNeighbor | CO2 | Porous | Wet | R245fa | MinimizeLCOE_Brownfield | IgnoreSilica | 123.3944 | 17.9071 | 1.9889 | 4 | 6139.6192 | 11069.757 | 125.1644 | 225.672 | 85.2248 | 10.6433 | 93.1163 | 4444117.5592 | 0 | 3942346.9207 | 0 | 0 | 0 | 1319160.0719 | 3785193.5752 | 9848297.2327 | 6721665.2236 | 30060780.5834 | 961560.8286 | 17822860.8151 | 17822860.8151 | 14023360.4323 | 7376664.0807 | 0 | 48845202.2271 | 88068087.5551 | 133352.1432 | 7.9557 | 6139.6192 | 11069.757 | 125.1644 | 225.672
1 | 4300 | 707 | 0.03 | 15 | 15 | 7 | 1.7783e-10 | 5spot_SharedNeighbor | CO2 | Porous | Wet | R245fa | MinimizeLCOE_Brownfield | IgnoreSilica | 125.2501 | 18.1949 | 2.0294 | 4 | 6039.8431 | 10871.6279 | 123.1304 | 221.6328 | 85.0841 | 10.5997 | 109.1267 | 4482637.3612 | 0 | 3990661.7049 | 0 | 0 | 0 | 1291834.6861 | 3808402.1633 | 9908681.2183 | 6762878.5346 | 30245095.6684 | 961560.8286 | 17822860.8151 | 17822860.8151 | 14023360.4323 | 7376664.0807 | 0 | 49029517.3121 | 88252402.6401 | 177827.941 | 8.1177 | 6039.8431 | 10871.6279 | 123.1304 | 221.6328
1 | 4300 | 707 | 0.03 | 15 | 15 | 7 | 2.3714e-10 | 5spot_SharedNeighbor | CO2 | Porous | Wet | R245fa | MinimizeLCOE_Brownfield | IgnoreSilica | 126.6534 | 18.4129 | 2.0604 | 4 | 5965.1448 | 10724.2685 | 121.6075 | 218.6287 | 84.9755 | 10.5663 | 97.6292 | 4511372.4745 | 0 | 4027110.3038 | 0 | 0 | 0 | 1269571.4316 | 3825141.1419 | 9952232.6068 | 6792603.2521 | 30378031.2106 | 961560.8286 | 17822860.8151 | 17822860.8151 | 14023360.4323 | 7376664.0807 | 0 | 49162452.8543 | 88385338.1823 | 237137.3706 | 8.2416 | 5965.1448 | 10724.2685 | 121.6075 | 218.6287
1 | 4300 | 707 | 0.03 | 15 | 15 | 7 | 3.1623e-10 | 5spot_SharedNeighbor | CO2 | Porous | Wet | R245fa | MinimizeLCOE_Brownfield | IgnoreSilica | 127.725 | 18.5795 | 2.0841 | 4 | 5909.1963 | 10614.2091 | 120.467 | 216.385 | 84.8913 | 10.5405 | 100.3456 | 4533091.6644 | 0 | 4054899.8112 | 0 | 0 | 0 | 1252023.7824 | 3837605.9506 | 9984663.4823 | 6814737.991 | 30477022.682 | 961560.8286 | 17822860.8151 | 17822860.8151 | 14023360.4323 | 7376664.0807 | 0 | 49261444.3257 | 88484329.6537 | 316227.766 | 8.3364 | 5909.1963 | 10614.2091 | 120.467 | 216.385
1 | 4300 | 707 | 0.03 | 15 | 15 | 7 | 4.217e-10 | 5spot_SharedNeighbor | CO2 | Porous | Wet | R245fa | MinimizeLCOE_Brownfield | IgnoreSilica | 128.5339 | 18.7054 | 2.1021 | 4 | 5867.2775 | 10532.0339 | 119.6124 | 214.7098 | 84.8271 | 10.5209 | 109.6753 | 4549353.484 | 0 | 4075846.7481 | 0 | 0 | 0 | 1238272.5141 | 3846754.371 | 10008465.7956 | 6830983.5589 | 30549676.4718 | 961560.8286 | 17822860.8151 | 17822860.8151 | 14023360.4323 | 7376664.0807 | 0 | 49334098.1155 | 88556983.4435 | 421696.5034 | 8.4083 | 5867.2775 | 10532.0339 | 119.6124 | 214.7098
1 | 4300 | 707 | 0.03 | 15 | 15 | 7 | 5.6234e-10 | 5spot_SharedNeighbor | CO2 | Porous | Wet | R245fa | MinimizeLCOE_Brownfield | IgnoreSilica | 129.1406 | 18.7999 | 2.1157 | 4 | 5835.8628 | 10470.6591 | 118.972 | 213.4585 | 84.7784 | 10.5061 | 104.9153 | 4561478.7134 | 0 | 4091545.4889 | 0 | 0 | 0 | 1227577.1297 | 3853434.5195 | 10025846.1716 | 6842846.0227 | 30602728.0459 | 961560.8286 | 17822860.8151 | 17822860.8151 | 14023360.4323 | 7376664.0807 | 0 | 49387149.6896 | 88610035.0176 | 562341.3252 | 8.4627 | 5835.8628 | 10470.6591 | 118.972 | 213.4585
1 | 4300 | 707 | 0.03 | 15 | 15 | 7 | 7.4989e-10 | 5spot_SharedNeighbor | CO2 | Porous | Wet | R245fa | MinimizeLCOE_Brownfield | IgnoreSilica | 129.6009 | 18.8717 | 2.126 | 4 | 5812.3162 | 10424.6831 | 118.4919 | 212.5213 | 84.7413 | 10.4948 | 99.2096 | 4570634.4053 | 0 | 4103445.5627 | 0 | 0 | 0 | 1219412.1056 | 3858461.9087 | 10038926.407 | 6851773.5521 | 30642653.9413 | 961560.8286 | 17822860.8151 | 17822860.8151 | 14023360.4323 | 7376664.0807 | 0 | 49427075.585 | 88649960.913 | 749894.2093 | 8.5039 | 5812.3162 | 10424.6831 | 118.4919 | 212.5213
1 | 4300 | 707 | 0.03 | 15 | 15 | 7 | 1e-09 | 5spot_SharedNeighbor | CO2 | Porous | Wet | R245fa | MinimizeLCOE_Brownfield | IgnoreSilica | 129.9519 | 18.9263 | 2.1338 | 4 | 5794.6647 | 10390.1842 | 118.1321 | 211.818 | 84.7129 | 10.4861 | 88.9966 | 4577592.0714 | 0 | 4112515.5188 | 0 | 0 | 0 | 1213247.071 | 3862308.3179 | 10048933.9747 | 6858603.9227 | 30673200.8765 | 961560.8286 | 17822860.8151 | 17822860.8151 | 14023360.4323 | 7376664.0807 | 0 | 49457622.5202 | 88680507.8482 | 1000000 | 8.535 | 5794.6647 | 10390.1842 | 118.1321 | 211.818
1 | 4300 | 707 | 0.03 | 15 | 15 | 7 | 1.3335e-09 | 5spot_SharedNeighbor | CO2 | Porous | Wet | R245fa | MinimizeLCOE_Brownfield | IgnoreSilica | 130.2077 | 18.9662 | 2.1396 | 4 | 5781.4313 | 10364.4872 | 117.8623 | 211.2941 | 84.6921 | 10.4798 | 94.4846 | 4582648.4636 | 0 | 4119122.0975 | 0 | 0 | 0 | 1208443.5513 | 3864983.5039 | 10055894.2599 | 6863354.4603 | 30694446.3365 | 961560.8286 | 17822860.8151 | 17822860.8151 | 14023360.4323 | 7376664.0807 | 0 | 49478867.9802 | 88701753.3082 | 1333521.4322 | 8.5582 | 5781.4313 | 10364.4872 | 117.8623 | 211.2941
1 | 4300 | 707 | 0.03 | 15 | 15 | 7 | 1.7783e-09 | 5spot_SharedNeighbor | CO2 | Porous | Wet | R245fa | MinimizeLCOE_Brownfield | IgnoreSilica | 130.4124 | 18.998 | 2.144 | 4 | 5771.5095 | 10345.0205 | 117.66 | 210.8972 | 84.6754 | 10.4747 | 92.9434 | 4586687.1738 | 0 | 4124407.4489 | 0 | 0 | 0 | 1204986.5306 | 3867271.6498 | 10061847.5462 | 6867417.7006 | 30712618.0498 | 961560.8286 | 17822860.8151 | 17822860.8151 | 14023360.4323 | 7376664.0807 | 0 | 49497039.6935 | 88719925.0215 | 1778279.41 | 8.5761 | 5771.5095 | 10345.0205 | 117.66 | 210.8972
1 | 4300 | 707 | 0.03 | 15 | 15 | 7 | 2.3714e-09 | 5spot_SharedNeighbor | CO2 | Porous | Wet | R245fa | MinimizeLCOE_Brownfield | IgnoreSilica | 130.5561 | 19.0205 | 2.1473 | 4 | 5764.0702 | 10330.6047 | 117.5084 | 210.6034 | 84.6637 | 10.4712 | 99.0284 | 4589518.2782 | 0 | 4128117.6492 | 0 | 0 | 0 | 1202229.7145 | 3868747.6003 | 10065687.6668 | 6870038.6618 | 30724339.5708 | 961560.8286 | 17822860.8151 | 17822860.8151 | 14023360.4323 | 7376664.0807 | 0 | 49508761.2145 | 88731646.5425 | 2371373.7057 | 8.5892 | 5764.0702 | 10330.6047 | 117.5084 | 210.6034
1 | 4300 | 707 | 0.03 | 15 | 15 | 7 | 3.1623e-09 | 5spot_SharedNeighbor | CO2 | Porous | Wet | R245fa | MinimizeLCOE_Brownfield | IgnoreSilica | 130.6681 | 19.0379 | 2.1498 | 4 | 5758.4922 | 10319.7289 | 117.3947 | 210.3816 | 84.6545 | 10.4684 | 99.1106 | 4591723.4668 | 0 | 4131010.1453 | 0 | 0 | 0 | 1200211.0156 | 3869948.4048 | 10068811.9138 | 6872171.0246 | 30733875.971 | 961560.8286 | 17822860.8151 | 17822860.8151 | 14023360.4323 | 7376664.0807 | 0 | 49518297.6147 | 88741182.9427 | 3162277.6602 | 8.5992 | 5758.4922 | 10319.7289 | 117.3947 | 210.3816
1 | 4300 | 707 | 0.03 | 15 | 15 | 7 | 4.217e-09 | 5spot_SharedNeighbor | CO2 | Porous | Wet | R245fa | MinimizeLCOE_Brownfield | IgnoreSilica | 130.7413 | 19.0495 | 2.1516 | 4 | 5754.3095 | 10311.7634 | 117.3094 | 210.2192 | 84.6485 | 10.4666 | 94.5421 | 4593161.3214 | 0 | 4132897.9233 | 0 | 0 | 0 | 1198533.4946 | 3870591.1683 | 10070484.2525 | 6873312.4301 | 30738980.5901 | 961560.8286 | 17822860.8151 | 17822860.8151 | 14023360.4323 | 7376664.0807 | 0 | 49523402.2338 | 88746287.5618 | 4216965.0343 | 8.6063 | 5754.3095 | 10311.7634 | 117.3094 | 210.2192
1 | 4300 | 707 | 0.03 | 15 | 15 | 7 | 5.6234e-09 | 5spot_SharedNeighbor | CO2 | Porous | Wet | R245fa | MinimizeLCOE_Brownfield | IgnoreSilica | 130.7996 | 19.0586 | 2.1529 | 4 | 5751.1731 | 10305.7329 | 117.2454 | 210.0963 | 84.6437 | 10.4651 | 102.1553 | 4594307.5649 | 0 | 4134403.4095 | 0 | 0 | 0 | 1197321.5604 | 3871152.6886 | 10071945.2131 | 6874309.5657 | 30743440.0022 | 961560.8286 | 17822860.8151 | 17822860.8151 | 14023360.4323 | 7376664.0807 | 0 | 49527861.6459 | 88750746.9739 | 5623413.2519 | 8.6118 | 5751.1731 | 10305.7329 | 117.2454 | 210.0963
1 | 4300 | 707 | 0.03 | 15 | 15 | 7 | 7.4989e-09 | 5spot_SharedNeighbor | CO2 | Porous | Wet | R245fa | MinimizeLCOE_Brownfield | IgnoreSilica | 130.8534 | 19.0669 | 2.1541 | 4 | 5748.8213 | 10301.042 | 117.1975 | 210.0007 | 84.6393 | 10.4638 | 95.6349 | 4595363.0339 | 0 | 4135789.7846 | 0 | 0 | 0 | 1196553.3878 | 3871805.4204 | 10073643.4875 | 6875468.6729 | 30748623.7871 | 961560.8286 | 17822860.8151 | 17822860.8151 | 14023360.4323 | 7376664.0807 | 0 | 49533045.4308 | 88755930.7588 | 7498942.0933 | 8.6162 | 5748.8213 | 10301.042 | 117.1975 | 210.0007
1 | 4300 | 707 | 0.03 | 15 | 15 | 7 | 1e-08 | 5spot_SharedNeighbor | CO2 | Porous | Wet | R245fa | MinimizeLCOE_Brownfield | IgnoreSilica | 130.8922 | 19.0729 | 2.1549 | 4 | 5747.0577 | 10297.5489 | 117.1615 | 209.9295 | 84.6361 | 10.4628 | 97.8009 | 4596126.9467 | 0 | 4136793.5964 | 0 | 0 | 0 | 1195956.0774 | 3872261.882 | 10074831.1068 | 6876279.2475 | 30752248.8568 | 961560.8286 | 17822860.8151 | 17822860.8151 | 14023360.4323 | 7376664.0807 | 0 | 49536670.5005 | 88759555.8286 | 10000000 | 8.6195 | 5747.0577 | 10297.5489 | 117.1615 | 209.9295
1 | 4400 | 707 | 0.03 | 15 | 15 | 7 | 1e-13 | 5spot_SharedNeighbor | CO2 | Porous | Wet | R245fa | MinimizeLCOE_Brownfield | IgnoreSilica | 0 | 0 | 0 | 0 | [6 empty] | 22.4191 | [19 empty] | 100 | 0
1 | 4400 | 707 | 0.03 | 15 | 15 | 7 | 1.3335e-13 | 5spot_SharedNeighbor | CO2 | Porous | Wet | R245fa | MinimizeLCOE_Brownfield | IgnoreSilica | 1.6 | 0.019814 | 0.001212 | 4 | 4226699.5581 | 12534595.3922 | 86166.9875 | 255534.6814 | 62.3672 | 10.3635 | 26.5023 | 153107.3659 | 0 | 73242.2958 | 0 | 0 | 0 | 154792.6127 | 148645.487 | 386745.0658 | 263961.4542 | 1180494.2814 | 961560.8286 | 18348402.1352 | 18348402.1352 | 14367225.0389 | 7559907.4476 | 0 | 20490457.2452 | 60765991.8668 | 133.3521 | 0.0048479 | 4226699.5581 | 12534595.3922 | 86166.9875 | 255534.6814
1 | 4400 | 707 | 0.03 | 15 | 15 | 7 | 1.7783e-13 | 5spot_SharedNeighbor | CO2 | Porous | Wet | R245fa | MinimizeLCOE_Brownfield | IgnoreSilica | 1.6 | 0.035516 | 0.0050213 | 4 | 1016854.2596 | 3022080.1609 | 20729.9495 | 61609.1917 | 62.3672 | 10.3635 | 28.6641 | 153107.3679 | 0 | 73242.2946 | 0 | 0 | 0 | 133273.8124 | 140253.1552 | 364909.9399 | 249058.5321 | 1113845.1021 | 961560.8286 | 18348402.1352 | 18348402.1352 | 14367225.0389 | 7559907.4476 | 0 | 20423808.0658 | 60699342.6875 | 177.8279 | 0.020085 | 1016854.2596 | 3022080.1609 | 20729.9495 | 61609.1917
1 | 4400 | 707 | 0.03 | 15 | 15 | 7 | 2.3714e-13 | 5spot_SharedNeighbor | CO2 | Porous | Wet | R245fa | MinimizeLCOE_Brownfield | IgnoreSilica | 1.6 | 0.047463 | 0.0078371 | 4 | 649841.7979 | 1934618.0344 | 13247.904 | 39439.8054 | 62.3672 | 10.3635 | 28.961 | 153107.369 | 0 | 73242.2939 | 0 | 0 | 0 | 116361.8401 | 133657.4862 | 347749.3621 | 237346.0852 | 1061464.4364 | 961560.8286 | 18348402.1352 | 18348402.1352 | 14367225.0389 | 7559907.4476 | 0 | 20371427.4002 | 60646962.0219 | 237.1374 | 0.031348 | 649841.7979 | 1934618.0344 | 13247.904 | 39439.8054
1 | 4400 | 707 | 0.03 | 15 | 15 | 7 | 3.1623e-13 | 5spot_SharedNeighbor | CO2 | Porous | Wet | R245fa | MinimizeLCOE_Brownfield | IgnoreSilica | 3.5272 | 0.25021 | 0.019686 | 4 | 275071.7124 | 786535.9268 | 5607.7089 | 16034.5987 | 75.2834 | 11.4075 | 50.2394 | 321404.1707 | 0 | 182910.8223 | 0 | 0 | 0 | 254651.7024 | 295997.0112 | 770123.5058 | 525625.1172 | 2350712.3295 | 961560.8286 | 18348402.1352 | 18348402.1352 | 14367225.0389 | 7559907.4476 | 0 | 21660675.2933 | 61936209.9149 | 316.2278 | 0.078746 | 275071.7124 | 786535.9268 | 5607.7089 | 16034.5987
1 | 4400 | 707 | 0.03 | 15 | 15 | 7 | 4.217e-13 | 5spot_SharedNeighbor | CO2 | Porous | Wet | R245fa | MinimizeLCOE_Brownfield | IgnoreSilica | 4.7233 | 0.40705 | 0.031899 | 4 | 174909.5062 | 490557.322 | 3565.7669 | 10000.6745 | 78.8776 | 11.6617 | 49.5824 | 413552.5846 | 0 | 245325.992 | 0 | 0 | 0 | 312261.0516 | 378744.455 | 985415.3807 | 672566.2456 | 3007865.7094 | 961560.8286 | 18348402.1352 | 18348402.1352 | 14367225.0389 | 7559907.4476 | 0 | 22317828.6732 | 62593363.2949 | 421.6965 | 0.1276 | 174909.5062 | 490557.322 | 3565.7669 | 10000.6745
1 | 4400 | 707 | 0.03 | 15 | 15 | 7 | 5.6234e-13 | 5spot_SharedNeighbor | CO2 | Porous | Wet | R245fa | MinimizeLCOE_Brownfield | IgnoreSilica | 6.2307 | 0.61315 | 0.04873 | 4 | 118391.7517 | 325018.4165 | 2413.576 | 6625.94 | 81.7056 | 11.851 | 61.7669 | 520596.3098 | 0 | 319634.8982 | 0 | 0 | 0 | 375968.8436 | 474318.0201 | 1234078.1923 | 842283.724 | 3766879.9881 | 961560.8286 | 18348402.1352 | 18348402.1352 | 14367225.0389 | 7559907.4476 | 0 | 23076842.9519 | 63352377.5735 | 562.3413 | 0.19492 | 118391.7517 | 325018.4165 | 2413.576 | 6625.94
1 | 4400 | 707 | 0.03 | 15 | 15 | 7 | 7.4989e-13 | 5spot_SharedNeighbor | CO2 | Porous | Wet | R245fa | MinimizeLCOE_Brownfield | IgnoreSilica | 8.2038 | 0.88863 | 0.071613 | 4 | 83769.4629 | 224369.9454 | 1707.7538 | 4574.0848 | 84.0007 | 11.9967 | 68.4589 | 649660.0667 | 0 | 411513.9751 | 0 | 0 | 0 | 451815.8308 | 590066.0503 | 1535230.8237 | 1047826.583 | 4686113.3296 | 961560.8286 | 18348402.1352 | 18348402.1352 | 14367225.0389 | 7559907.4476 | 0 | 23996076.2934 | 64271610.915 | 749.8942 | 0.28645 | 83769.4629 | 224369.9454 | 1707.7538 | 4574.0848
1 | 4400 | 707 | 0.03 | 15 | 15 | 7 | 1e-12 | 5spot_SharedNeighbor | CO2 | Porous | Wet | R245fa | MinimizeLCOE_Brownfield | IgnoreSilica | 10.6935 | 1.2424 | 0.10221 | 4 | 61296.5662 | 159805.0028 | 1249.6134 | 3257.8411 | 85.784 | 12.1041 | 50.6331 | 799747.1555 | 0 | 521097.2388 | 0 | 0 | 0 | 536078.8938 | 724200.0823 | 1884220.0604 | 1286018.908 | 5751362.3388 | 961560.8286 | 18348402.1352 | 18348402.1352 | 14367225.0389 | 7559907.4476 | 0 | 25061325.3025 | 65336859.9242 | 1000 | 0.40885 | 61296.5662 | 159805.0028 | 1249.6134 | 3257.8411
1 | 4400 | 707 | 0.03 | 15 | 15 | 7 | 1.3335e-12 | 5spot_SharedNeighbor | CO2 | Porous | Wet | R245fa | MinimizeLCOE_Brownfield | IgnoreSilica | 13.8802 | 1.6995 | 0.14282 | 4 | 46073.3381 | 116572.7752 | 939.2673 | 2376.4937 | 87.1853 | 12.1829 | 49.0288 | 977063.5371 | 0 | 653858.0698 | 0 | 0 | 0 | 632766.5605 | 882838.3853 | 2296964.3835 | 1567725.3897 | 7011216.326 | 961560.8286 | 18348402.1352 | 18348402.1352 | 14367225.0389 | 7559907.4476 | 0 | 26321179.2898 | 66596713.9114 | 1333.5214 | 0.57129 | 46073.3381 | 116572.7752 | 939.2673 | 2376.4937
1 | 4400 | 707 | 0.03 | 15 | 15 | 7 | 1.7783e-12 | 5spot_SharedNeighbor | CO2 | Porous | Wet | R245fa | MinimizeLCOE_Brownfield | IgnoreSilica | 17.9239 | 2.2839 | 0.1962 | 4 | 35421.485 | 86741.2161 | 722.1149 | 1768.337 | 88.268 | 12.2372 | 62.7412 | 1184999.6692 | 0 | 813519.6638 | 0 | 0 | 0 | 742194.9084 | 1068878.5541 | 2781002.7407 | 1898091.5144 | 8488687.0506 | 961560.8286 | 18348402.1352 | 18348402.1352 | 14367225.0389 | 7559907.4476 | 0 | 27798650.0144 | 68074184.636 | 1778.2794 | 0.7848 | 35421.485 | 86741.2161 | 722.1149 | 1768.337
1 | 4400 | 707 | 0.03 | 15 | 15 | 7 | 2.3714e-12 | 5spot_SharedNeighbor | CO2 | Porous | Wet | R245fa | MinimizeLCOE_Brownfield | IgnoreSilica | 22.9936 | 3.0208 | 0.26557 | 4 | 27780.1232 | 65693.9901 | 566.3354 | 1339.2608 | 89.0847 | 12.2689 | 47.8 | 1426262.5967 | 0 | 1003539.0389 | 0 | 0 | 0 | 863630.1772 | 1284438.407 | 3341845.2605 | 2280878.0583 | 10200593.5386 | 961560.8286 | 18348402.1352 | 18348402.1352 | 14367225.0389 | 7559907.4476 | 0 | 29510556.5024 | 69786091.124 | 2371.3737 | 1.0623 | 27780.1232 | 65693.9901 | 566.3354 | 1339.2608
1 | 4400 | 707 | 0.03 | 15 | 15 | 7 | 3.1623e-12 | 5spot_SharedNeighbor | CO2 | Porous | Wet | R245fa | MinimizeLCOE_Brownfield | IgnoreSilica | 29.2586 | 3.9365 | 0.35447 | 4 | 22192.4099 | 50597.5899 | 452.4223 | 1031.5003 | 89.677 | 12.2779 | 57.611 | 1702625.0268 | 0 | 1226928.9797 | 0 | 0 | 0 | 995382.0099 | 1530725.0464 | 3982632.5759 | 2718228.568 | 12156522.2067 | 961560.8286 | 18348402.1352 | 18348402.1352 | 14367225.0389 | 7559907.4476 | 0 | 31466485.1705 | 71742019.7922 | 3162.2777 | 1.4179 | 22192.4099 | 50597.5899 | 452.4223 | 1031.5003
1 | 4400 | 707 | 0.03 | 15 | 15 | 7 | 4.217e-12 | 5spot_SharedNeighbor | CO2 | Porous | Wet | R245fa | MinimizeLCOE_Brownfield | IgnoreSilica | 36.8614 | 5.0536 | 0.46629 | 4 | 18047.7209 | 39641.4461 | 367.9272 | 808.1445 | 90.0737 | 12.262 | 65.9196 | 2013905.3427 | 0 | 1485462.422 | 0 | 0 | 0 | 1134331.6119 | 1807142.7569 | 4701814.7574 | 3209085.1846 | 14351742.0754 | 961560.8286 | 18348402.1352 | 18348402.1352 | 14367225.0389 | 7559907.4476 | 0 | 33661705.0392 | 73937239.6608 | 4216.965 | 1.8651 | 18047.7209 | 39641.4461 | 367.9272 | 808.1445
1 | 4400 | 707 | 0.03 | 15 | 15 | 7 | 5.6234e-12 | 5spot_SharedNeighbor | CO2 | Porous | Wet | R245fa | MinimizeLCOE_Brownfield | IgnoreSilica | 45.7897 | 6.3736 | 0.60296 | 4 | 14943.5839 | 31642.5808 | 304.6452 | 645.0768 | 90.2897 | 12.2177 | 65.0369 | 2353650.1693 | 0 | 1775944.326 | 0 | 0 | 0 | 1272537.4288 | 2106831.4504 | 5481543.2635 | 3741265.9118 | 16731772.5498 | 961560.8286 | 18348402.1352 | 18348402.1352 | 14367225.0389 | 7559907.4476 | 0 | 36041735.5136 | 76317270.1352 | 5623.4133 | 2.4119 | 14943.5839 | 31642.5808 | 304.6452 | 645.0768
1 | 4400 | 707 | 0.03 | 15 | 15 | 7 | 7.4989e-12 | 5spot_SharedNeighbor | CO2 | Porous | Wet | R245fa | MinimizeLCOE_Brownfield | IgnoreSilica | 55.848 | 7.871 | 0.76368 | 4 | 12607.345 | 25792.0419 | 257.0178 | 525.8057 | 90.3341 | 12.1416 | 72.1093 | 2709820.3404 | 0 | 2090272.8449 | 0 | 0 | 0 | 1399568.4589 | 2417868.0412 | 6290796.6703 | 4293597.9905 | 19201924.3462 | 961560.8286 | 18348402.1352 | 18348402.1352 | 14367225.0389 | 7559907.4476 | 0 | 38511887.31 | 78787421.9316 | 7498.9421 | 3.0547 | 12607.345 | 25792.0419 | 257.0178 | 525.8057
1 | 4400 | 707 | 0.03 | 15 | 15 | 7 | 1e-11 | 5spot_SharedNeighbor | CO2 | Porous | Wet | R245fa | MinimizeLCOE_Brownfield | IgnoreSilica | 66.5466 | 9.4764 | 0.94303 | 4 | 10848.4013 | 21525.5614 | 221.1593 | 438.8277 | 90.2167 | 12.0337 | 79.5849 | 3062816.253 | 0 | 2412863.8268 | 0 | 0 | 0 | 1501957.7036 | 2721278.7355 | 7080209.0587 | 4832388.1663 | 21611513.7439 | 961560.8286 | 18348402.1352 | 18348402.1352 | 14367225.0389 | 7559907.4476 | 0 | 40921476.7077 | 81197011.3293 | 10000 | 3.7721 | 10848.4013 | 21525.5614 | 221.1593 | 438.8277
1 | 4400 | 707 | 0.03 | 15 | 15 | 7 | 1.3335e-11 | 5spot_SharedNeighbor | CO2 | Porous | Wet | R245fa | MinimizeLCOE_Brownfield | IgnoreSilica | 77.2628 | 11.0976 | 1.1316 | 4 | 9527.6785 | 18425.4787 | 194.2346 | 375.6283 | 89.9604 | 11.8992 | 92.4073 | 3392872.2658 | 0 | 2726174.6014 | 0 | 0 | 0 | 1570569.1757 | 2998950.2567 | 7802653.3988 | 5325471.2731 | 23816690.9716 | 961560.8286 | 18348402.1352 | 18348402.1352 | 14367225.0389 | 7559907.4476 | 0 | 43126653.9353 | 83402188.557 | 13335.2143 | 4.5265 | 9527.6785 | 18425.4787 | 194.2346 | 375.6283
1 | 4400 | 707 | 0.03 | 15 | 15 | 7 | 1.7783e-11 | 5spot_SharedNeighbor | CO2 | Porous | Wet | R245fa | MinimizeLCOE_Brownfield | IgnoreSilica | 87.3313 | 12.6332 | 1.3177 | 4 | 8539.5464 | 16180.6126 | 174.0902 | 329.8637 | 89.6071 | 11.7494 | 90.1957 | 3683232.3158 | 0 | 3013071.0025 | 0 | 0 | 0 | 1601822.0856 | 3236268.9075 | 8420107.8472 | 5746896.6216 | 25701398.7801 | 961560.8286 | 18348402.1352 | 18348402.1352 | 14367225.0389 | 7559907.4476 | 0 | 45011361.7439 | 85286896.3656 | 17782.7941 | 5.2709 | 8539.5464 | 16180.6126 | 174.0902 | 329.8637
1 | 4400 | 707 | 0.03 | 15 | 15 | 7 | 2.3714e-11 | 5spot_SharedNeighbor | CO2 | Porous | Wet | R245fa | MinimizeLCOE_Brownfield | IgnoreSilica | 96.3102 | 14.013 | 1.4912 | 4 | 7802.3244 | 14554.5186 | 159.0609 | 296.7135 | 89.2059 | 11.5971 | 81.3516 | 3926818.8793 | 0 | 3263664.5603 | 0 | 0 | 0 | 1600981.2546 | 3428671.2307 | 8920699.2252 | 6088560.5232 | 27229395.6734 | 961560.8286 | 18348402.1352 | 18348402.1352 | 14367225.0389 | 7559907.4476 | 0 | 46539358.6371 | 86814893.2588 | 23713.7371 | 5.9648 | 7802.3244 | 14554.5186 | 159.0609 | 296.7135
1 | 4400 | 707 | 0.03 | 15 | 15 | 7 | 3.1623e-11 | 5spot_SharedNeighbor | CO2 | Porous | Wet | R245fa | MinimizeLCOE_Brownfield | IgnoreSilica | 103.9667 | 15.1976 | 1.645 | 4 | 7253.0816 | 13373.9927 | 147.8639 | 272.6469 | 88.8019 | 11.4533 | 83.6605 | 4123407.4624 | 0 | 3473898.5866 | 0 | 0 | 0 | 1577029.0891 | 3577990.7038 | 9309197.8646 | 6353718.8275 | 28415242.534 | 961560.8286 | 18348402.1352 | 18348402.1352 | 14367225.0389 | 7559907.4476 | 0 | 47725205.4978 | 88000740.1194 | 31622.7766 | 6.58 | 7253.0816 | 13373.9927 | 147.8639 | 272.6469
1 | 4400 | 707 | 0.03 | 15 | 15 | 7 | 4.217e-11 | 5spot_SharedNeighbor | CO2 | Porous | Wet | R245fa | MinimizeLCOE_Brownfield | IgnoreSilica | 110.2855 | 16.1808 | 1.776 | 4 | 6843.9565 | 12513.2813 | 139.5233 | 255.1002 | 88.4264 | 11.3251 | 99.8939 | 4278041.4519 | 0 | 3645246.7157 | 0 | 0 | 0 | 1540028.3633 | 3690693.4471 | 9602427.284 | 6553853.9315 | 29310291.1935 | 961560.8286 | 18348402.1352 | 18348402.1352 | 14367225.0389 | 7559907.4476 | 0 | 48620254.1573 | 88895788.7789 | 42169.6503 | 7.1041 | 6843.9565 | 12513.2813 | 139.5233 | 255.1002
1 | 4400 | 707 | 0.03 | 15 | 15 | 7 | 5.6234e-11 | 5spot_SharedNeighbor | CO2 | Porous | Wet | R245fa | MinimizeLCOE_Brownfield | IgnoreSilica | 115.346 | 16.9724 | 1.884 | 4 | 6539.0104 | 11883.4004 | 133.3066 | 242.2592 | 88.0984 | 11.2163 | 97.5291 | 4396943.0878 | 0 | 3781180.9062 | 0 | 0 | 0 | 1497634.7764 | 3773545.9204 | 9817992.4243 | 6700981.5691 | 29968278.6841 | 961560.8286 | 18348402.1352 | 18348402.1352 | 14367225.0389 | 7559907.4476 | 0 | 49278241.6479 | 89553776.2696 | 56234.1325 | 7.536 | 6539.0104 | 11883.4004 | 133.3066 | 242.2592
1 | 4400 | 707 | 0.03 | 15 | 15 | 7 | 7.4989e-11 | 5spot_SharedNeighbor | CO2 | Porous | Wet | R245fa | MinimizeLCOE_Brownfield | IgnoreSilica | 119.3381 | 17.5993 | 1.971 | 4 | 6311.4883 | 11420.0163 | 128.6682 | 232.8125 | 87.8226 | 11.1266 | 104.0269 | 4487640.4669 | 0 | 3887656.1218 | 0 | 0 | 0 | 1455893.0957 | 3834163.9769 | 9975708.1727 | 6808625.8082 | 30449687.6421 | 961560.8286 | 18348402.1352 | 18348402.1352 | 14367225.0389 | 7559907.4476 | 0 | 49759650.6059 | 90035185.2276 | 74989.4209 | 7.884 | 6311.4883 | 11420.0163 | 128.6682 | 232.8125
1 | 4400 | 707 | 0.03 | 15 | 15 | 7 | 1e-10 | 5spot_SharedNeighbor | CO2 | Porous | Wet | R245fa | MinimizeLCOE_Brownfield | IgnoreSilica | 122.4392 | 18.0879 | 2.0398 | 4 | 6141.5537 | 11077.8609 | 125.2039 | 225.8372 | 87.5979 | 11.0545 | 93.5394 | 4556204.2047 | 0 | 3969929.8138 | 0 | 0 | 0 | 1417910.589 | 3878177.3969 | 10090222.0632 | 6886783.8915 | 30799227.959 | 961560.8286 | 18348402.1352 | 18348402.1352 | 14367225.0389 | 7559907.4476 | 0 | 50109190.9228 | 90384725.5445 | 100000 | 8.159 | 6141.5537 | 11077.8609 | 125.2039 | 225.8372
1 | 4400 | 707 | 0.03 | 15 | 15 | 7 | 1.3335e-10 | 5spot_SharedNeighbor | CO2 | Porous | Wet | R245fa | MinimizeLCOE_Brownfield | IgnoreSilica | 124.8286 | 18.4654 | 2.0934 | 4 | 6014.5109 | 10824.2823 | 122.6139 | 220.6676 | 87.4186 | 10.9976 | 109.7911 | 4607900.5234 | 0 | 4033070.4283 | 0 | 0 | 0 | 1385230.2191 | 3910218.4566 | 10173586.3281 | 6943681.7152 | 31053687.6707 | 961560.8286 | 18348402.1352 | 18348402.1352 | 14367225.0389 | 7559907.4476 | 0 | 50363650.6345 | 90639185.2561 | 133352.1432 | 8.3737 | 6014.5109 | 10824.2823 | 122.6139 | 220.6676
1 | 4400 | 707 | 0.03 | 15 | 15 | 7 | 1.7783e-10 | 5spot_SharedNeighbor | CO2 | Porous | Wet | R245fa | MinimizeLCOE_Brownfield | IgnoreSilica | 126.6534 | 18.7542 | 2.1349 | 4 | 5919.4606 | 10635.8936 | 120.6762 | 216.8271 | 87.2779 | 10.9533 | 100.7747 | 4646715.2737 | 0 | 4081148.2687 | 0 | 0 | 0 | 1358075.5793 | 3933516.2575 | 10234202.4268 | 6985053.4481 | 31238711.2542 | 961560.8286 | 18348402.1352 | 18348402.1352 | 14367225.0389 | 7559907.4476 | 0 | 50548674.2179 | 90824208.8396 | 177827.941 | 8.5394 | 5919.4606 | 10635.8936 | 120.6762 | 216.8271
1 | 4400 | 707 | 0.03 | 15 | 15 | 7 | 2.3714e-10 | 5spot_SharedNeighbor | CO2 | Porous | Wet | R245fa | MinimizeLCOE_Brownfield | IgnoreSilica | 128.0345 | 18.9733 | 2.1666 | 4 | 5848.3035 | 10495.7246 | 119.2256 | 213.9695 | 87.1693 | 10.9193 | 101.8228 | 4675709.404 | 0 | 4117458.0491 | 0 | 0 | 0 | 1336023.0702 | 3950384.3041 | 10278089.624 | 7015007.362 | 31372671.8134 | 961560.8286 | 18348402.1352 | 18348402.1352 | 14367225.0389 | 7559907.4476 | 0 | 50682634.7772 | 90958169.3988 | 237137.3706 | 8.6662 | 5848.3035 | 10495.7246 | 119.2256 | 213.9695
1 | 4400 | 707 | 0.03 | 15 | 15 | 7 | 3.1623e-10 | 5spot_SharedNeighbor | CO2 | Porous | Wet | R245fa | MinimizeLCOE_Brownfield | IgnoreSilica | 129.1017 | 19.1425 | 2.1909 | 4 | 5795.0095 | 10390.8036 | 118.1391 | 211.8306 | 87.0842 | 10.8928 | 101.9236 | 4697886.9242 | 0 | 4145468.8349 | 0 | 0 | 0 | 1318864.2837 | 3963265.8167 | 10311604.6774 | 7037882.0746 | 31474972.6113 | 961560.8286 | 18348402.1352 | 18348402.1352 | 14367225.0389 | 7559907.4476 | 0 | 50784935.5751 | 91060470.1967 | 316227.766 | 8.7636 | 5795.0095 | 10390.8036 | 118.1391 | 211.8306
1 | 4400 | 707 | 0.03 | 15 | 15 | 7 | 4.217e-10 | 5spot_SharedNeighbor | CO2 | Porous | Wet | R245fa | MinimizeLCOE_Brownfield | IgnoreSilica | 129.8936 | 19.2684 | 2.2092 | 4 | 5755.0811 | 10312.6962 | 117.3251 | 210.2383 | 87.0203 | 10.8729 | 93.4126 | 4714212.1351 | 0 | 4166224.9015 | 0 | 0 | 0 | 1305215.9421 | 3972404.6617 | 10335382.0775 | 7054110.6387 | 31547550.3566 | 961560.8286 | 18348402.1352 | 18348402.1352 | 14367225.0389 | 7559907.4476 | 0 | 50857513.3203 | 91133047.942 | 421696.5034 | 8.837 | 5755.0811 | 10312.6962 | 117.3251 | 210.2383
1 | 4400 | 707 | 0.03 | 15 | 15 | 7 | 5.6234e-10 | 5spot_SharedNeighbor | CO2 | Porous | Wet | R245fa | MinimizeLCOE_Brownfield | IgnoreSilica | 130.4829 | 19.3622 | 2.2231 | 4 | 5725.159 | 10254.4331 | 116.7151 | 209.0505 | 86.9723 | 10.858 | 103.3368 | 4726291.4164 | 0 | 4181659.2591 | 0 | 0 | 0 | 1294541.4378 | 3978971.9242 | 10352468.7474 | 7065772.642 | 31599705.4269 | 961560.8286 | 18348402.1352 | 18348402.1352 | 14367225.0389 | 7559907.4476 | 0 | 50909668.3907 | 91185203.0123 | 562341.3252 | 8.8923 | 5725.159 | 10254.4331 | 116.7151 | 209.0505
1 | 4400 | 707 | 0.03 | 15 | 15 | 7 | 7.4989e-10 | 5spot_SharedNeighbor | CO2 | Porous | Wet | R245fa | MinimizeLCOE_Brownfield | IgnoreSilica | 130.9387 | 19.4347 | 2.2336 | 4 | 5702.7317 | 10210.6368 | 116.2579 | 208.1576 | 86.935 | 10.8465 | 108.0895 | 4735592.951 | 0 | 4193588.8659 | 0 | 0 | 0 | 1286532.851 | 3984128.7205 | 10365885.6735 | 7074929.9698 | 31640659.0316 | 961560.8286 | 18348402.1352 | 18348402.1352 | 14367225.0389 | 7559907.4476 | 0 | 50950621.9954 | 91226156.617 | 749894.2093 | 8.9344 | 5702.7317 | 10210.6368 | 116.2579 | 208.1576
1 | 4400 | 707 | 0.03 | 15 | 15 | 7 | 1e-09 | 5spot_SharedNeighbor | CO2 | Porous | Wet | R245fa | MinimizeLCOE_Brownfield | IgnoreSilica | 131.2749 | 19.4882 | 2.2415 | 4 | 5685.9197 | 10177.9637 | 115.9152 | 207.4916 | 86.9074 | 10.8379 | 96.6242 | 4742429.2526 | 0 | 4202382.3361 | 0 | 0 | 0 | 1280319.9432 | 3987801.2975 | 10375440.9655 | 7081451.6529 | 31669825.4478 | 961560.8286 | 18348402.1352 | 18348402.1352 | 14367225.0389 | 7559907.4476 | 0 | 50979788.4116 | 91255323.0333 | 1000000 | 8.966 | 5685.9197 | 10177.9637 | 115.9152 | 207.4916
1 | 4400 | 707 | 0.03 | 15 | 15 | 7 | 1.3335e-09 | 5spot_SharedNeighbor | CO2 | Porous | Wet | R245fa | MinimizeLCOE_Brownfield | IgnoreSilica | 131.5307 | 19.5289 | 2.2475 | 4 | 5673.3158 | 10153.4418 | 115.6582 | 206.9916 | 86.8862 | 10.8314 | 103.3324 | 4747617.6411 | 0 | 4209070.4598 | 0 | 0 | 0 | 1275646.6246 | 3990610.5429 | 10382750.0459 | 7086440.2505 | 31692135.5648 | 961560.8286 | 18348402.1352 | 18348402.1352 | 14367225.0389 | 7559907.4476 | 0 | 51002098.5286 | 91277633.1502 | 1333521.4322 | 8.9898 | 5673.3158 | 10153.4418 | 115.6582 | 206.9916
1 | 4400 | 707 | 0.03 | 15 | 15 | 7 | 1.7783e-09 | 5spot_SharedNeighbor | CO2 | Porous | Wet | R245fa | MinimizeLCOE_Brownfield | IgnoreSilica | 131.7204 | 19.5592 | 2.2519 | 4 | 5663.8661 | 10135.1118 | 115.4656 | 206.618 | 86.8705 | 10.8266 | 100.3552 | 4751457.5644 | 0 | 4214028.5599 | 0 | 0 | 0 | 1272070.9269 | 3992647.25 | 10388049.1399 | 7090056.991 | 31708310.4321 | 961560.8286 | 18348402.1352 | 18348402.1352 | 14367225.0389 | 7559907.4476 | 0 | 51018273.3959 | 91293808.0175 | 1778279.41 | 9.0077 | 5663.8661 | 10135.1118 | 115.4656 | 206.618
1 | 4400 | 707 | 0.03 | 15 | 15 | 7 | 2.3714e-09 | 5spot_SharedNeighbor | CO2 | Porous | Wet | R245fa | MinimizeLCOE_Brownfield | IgnoreSilica | 131.8667 | 19.5824 | 2.2553 | 4 | 5656.7809 | 10121.3113 | 115.3211 | 206.3366 | 86.8584 | 10.8228 | 92.244 | 4754415.8001 | 0 | 4217852.7855 | 0 | 0 | 0 | 1269427.9338 | 3994261.6426 | 10392249.4583 | 7092923.7947 | 31721131.415 | 961560.8286 | 18348402.1352 | 18348402.1352 | 14367225.0389 | 7559907.4476 | 0 | 51031094.3788 | 91306629.0005 | 2371373.7057 | 9.0212 | 5656.7809 | 10121.3113 | 115.3211 | 206.3366
1 | 4400 | 707 | 0.03 | 15 | 15 | 7 | 3.1623e-09 | 5spot_SharedNeighbor | CO2 | Porous | Wet | R245fa | MinimizeLCOE_Brownfield | IgnoreSilica | 131.9787 | 19.6002 | 2.2579 | 4 | 5651.4683 | 10110.9313 | 115.2128 | 206.125 | 86.8491 | 10.82 | 91.0581 | 4756678.9 | 0 | 4220781.0774 | 0 | 0 | 0 | 1267467.7648 | 3995521.8195 | 10395528.1801 | 7095161.5897 | 31731139.3316 | 961560.8286 | 18348402.1352 | 18348402.1352 | 14367225.0389 | 7559907.4476 | 0 | 51041102.2954 | 91316636.9171 | 3162277.6602 | 9.0315 | 5651.4683 | 10110.9313 | 115.2128 | 206.125
1 | 4400 | 707 | 0.03 | 15 | 15 | 7 | 4.217e-09 | 5spot_SharedNeighbor | CO2 | Porous | Wet | R245fa | MinimizeLCOE_Brownfield | IgnoreSilica | 132.0519 | 19.612 | 2.2597 | 4 | 5647.4848 | 10103.3316 | 115.1316 | 205.9701 | 86.843 | 10.8181 | 87.5073 | 4758154.5278 | 0 | 4222692.2233 | 0 | 0 | 0 | 1265829.7926 | 3996203.852 | 10397302.6889 | 7096372.7284 | 31736555.813 | 961560.8286 | 18348402.1352 | 18348402.1352 | 14367225.0389 | 7559907.4476 | 0 | 51046518.7768 | 91322053.3984 | 4216965.0343 | 9.0388 | 5647.4848 | 10103.3316 | 115.1316 | 205.9701
1 | 4400 | 707 | 0.03 | 15 | 15 | 7 | 5.6234e-09 | 5spot_SharedNeighbor | CO2 | Porous | Wet | R245fa | MinimizeLCOE_Brownfield | IgnoreSilica | 132.1102 | 19.6213 | 2.2611 | 4 | 5644.4977 | 10097.5771 | 115.0707 | 205.8528 | 86.8382 | 10.8166 | 92.7349 | 4759330.8902 | 0 | 4224216.3482 | 0 | 0 | 0 | 1264649.0999 | 3996796.5719 | 10398844.8244 | 7097425.2676 | 31741263.0022 | 961560.8286 | 18348402.1352 | 18348402.1352 | 14367225.0389 | 7559907.4476 | 0 | 51051225.966 | 91326760.5876 | 5623413.2519 | 9.0444 | 5644.4977 | 10097.5771 | 115.0707 | 205.8528
1 | 4400 | 707 | 0.03 | 15 | 15 | 7 | 7.4989e-09 | 5spot_SharedNeighbor | CO2 | Porous | Wet | R245fa | MinimizeLCOE_Brownfield | IgnoreSilica | 132.1614 | 19.6294 | 2.2622 | 4 | 5642.2578 | 10093.1416 | 115.0251 | 205.7623 | 86.8339 | 10.8153 | 103.035 | 4760361.4814 | 0 | 4225551.8015 | 0 | 0 | 0 | 1263870.1817 | 3997415.5512 | 10400455.2815 | 7098524.4376 | 31746178.7348 | 961560.8286 | 18348402.1352 | 18348402.1352 | 14367225.0389 | 7559907.4476 | 0 | 51056141.6986 | 91331676.3202 | 7498942.0933 | 9.0489 | 5642.2578 | 10093.1416 | 115.0251 | 205.7623
1 | 4400 | 707 | 0.03 | 15 | 15 | 7 | 1e-08 | 5spot_SharedNeighbor | CO2 | Porous | Wet | R245fa | MinimizeLCOE_Brownfield | IgnoreSilica | 132.2003 | 19.6355 | 2.2631 | 4 | 5640.5782 | 10089.8069 | 114.9908 | 205.6944 | 86.8307 | 10.8143 | 107.1868 | 4761145.4909 | 0 | 4226568.0472 | 0 | 0 | 0 | 1263293.1088 | 3997892.5923 | 10401696.4446 | 7099371.5569 | 31749967.2408 | 961560.8286 | 18348402.1352 | 18348402.1352 | 14367225.0389 | 7559907.4476 | 0 | 51059930.2045 | 91335464.8262 | 10000000 | 9.0523 | 5640.5782 | 10089.8069 | 114.9908 | 205.6944
1 | 4500 | 707 | 0.03 | 15 | 15 | 7 | 1e-13 | 5spot_SharedNeighbor | CO2 | Porous | Wet | R245fa | MinimizeLCOE_Brownfield | IgnoreSilica | 0 | 0 | 0 | 0 | [6 empty] | 21.7024 | [19 empty] | 100 | 0
1 | 4500 | 707 | 0.03 | 15 | 15 | 7 | 1.3335e-13 | 5spot_SharedNeighbor | CO2 | Porous | Wet | R245fa | MinimizeLCOE_Brownfield | IgnoreSilica | 1.6 | 0.0184 | 0.0014879 | 4 | 3534343.0711 | 10480769.6961 | 72052.3641 | 213664.6665 | 63.0187 | 10.6779 | 26.4415 | 155701.9804 | 0 | 73122.6058 | 0 | 0 | 0 | 156494.0592 | 150274.2717 | 390982.8296 | 266853.8151 | 1193429.5618 | 961560.8286 | 18879803.5461 | 18879803.5461 | 14716656.7318 | 7745494.8509 | 0 | 21034793.9365 | 62376749.0653 | 133.3521 | 0.0059515 | 3534343.0711 | 10480769.6961 | 72052.3641 | 213664.6665
1 | 4500 | 707 | 0.03 | 15 | 15 | 7 | 1.7783e-13 | 5spot_SharedNeighbor | CO2 | Porous | Wet | R245fa | MinimizeLCOE_Brownfield | IgnoreSilica | 1.6 | 0.03408 | 0.0052813 | 4 | 992598.2185 | 2949600.7569 | 20235.4573 | 60131.6011 | 63.0187 | 10.6779 | 28.703 | 155701.9826 | 0 | 73122.6045 | 0 | 0 | 0 | 135179.5857 | 141961.6274 | 369355.0341 | 252092.4003 | 1127413.2346 | 961560.8286 | 18879803.5461 | 18879803.5461 | 14716656.7318 | 7745494.8509 | 0 | 20968777.6093 | 62310732.7381 | 177.8279 | 0.021125 | 992598.2185 | 2949600.7569 | 20235.4573 | 60131.6011
1 | 4500 | 707 | 0.03 | 15 | 15 | 7 | 2.3714e-13 | 5spot_SharedNeighbor | CO2 | Porous | Wet | R245fa | MinimizeLCOE_Brownfield | IgnoreSilica | 2.6887 | 0.14384 | 0.011968 | 4 | 453898.4589 | 1317477.8055 | 9253.334 | 26858.5671 | 72.4234 | 11.4591 | 50.1278 | 256651.7084 | 0 | 137346.9072 | 0 | 0 | 0 | 215580.949 | 237736.0302 | 618540.3842 | 422166.5219 | 1888022.5009 | 961560.8286 | 18879803.5461 | 18879803.5461 | 14716656.7318 | 7745494.8509 | 0 | 21729386.8757 | 63071342.0044 | 237.1374 | 0.047873 | 453898.4589 | 1317477.8055 | 9253.334 | 26858.5671
1 | 4500 | 707 | 0.03 | 15 | 15 | 7 | 3.1623e-13 | 5spot_SharedNeighbor | CO2 | Porous | Wet | R245fa | MinimizeLCOE_Brownfield | IgnoreSilica | 3.6561 | 0.26485 | 0.021249 | 4 | 262552.202 | 748958.1334 | 5352.4818 | 15268.5246 | 77.0616 | 11.8066 | 54.2494 | 338729.9182 | 0 | 191037.1203 | 0 | 0 | 0 | 269068.7026 | 311545.939 | 810578.6265 | 553236.5683 | 2474196.875 | 961560.8286 | 18879803.5461 | 18879803.5461 | 14716656.7318 | 7745494.8509 | 0 | 22315561.2498 | 63657516.3786 | 316.2278 | 0.084995 | 262552.202 | 748958.1334 | 5352.4818 | 15268.5246
1 | 4500 | 707 | 0.03 | 15 | 15 | 7 | 4.217e-13 | 5spot_SharedNeighbor | CO2 | Porous | Wet | R245fa | MinimizeLCOE_Brownfield | IgnoreSilica | 4.8935 | 0.43005 | 0.034419 | 4 | 167097.4498 | 467384.502 | 3406.5075 | 9528.2653 | 80.7727 | 12.0662 | 49.1448 | 435675.0916 | 0 | 255990.8525 | 0 | 0 | 0 | 329800.6132 | 398371.9574 | 1036482.1157 | 707420.3416 | 3163740.9719 | 961560.8286 | 18879803.5461 | 18879803.5461 | 14716656.7318 | 7745494.8509 | 0 | 23005105.3467 | 64347060.4755 | 421.6965 | 0.13767 | 167097.4498 | 467384.502 | 3406.5075 | 9528.2653
1 | 4500 | 707 | 0.03 | 15 | 15 | 7 | 5.6234e-13 | 5spot_SharedNeighbor | CO2 | Porous | Wet | R245fa | MinimizeLCOE_Brownfield | IgnoreSilica | 6.4741 | 0.64972 | 0.052598 | 4 | 113189.3926 | 309687.7229 | 2307.5189 | 6313.4031 | 83.7245 | 12.2604 | 53.3541 | 549760.7103 | 0 | 334354.2269 | 0 | 0 | 0 | 398614.6092 | 500264.5231 | 1301585.6708 | 888358.9652 | 3972938.7055 | 961560.8286 | 18879803.5461 | 18879803.5461 | 14716656.7318 | 7745494.8509 | 0 | 23814303.0803 | 65156258.2091 | 562.3413 | 0.21039 | 113189.3926 | 309687.7229 | 2307.5189 | 6313.4031
1 | 4500 | 707 | 0.03 | 15 | 15 | 7 | 7.4989e-13 | 5spot_SharedNeighbor | CO2 | Porous | Wet | R245fa | MinimizeLCOE_Brownfield | IgnoreSilica | 8.4887 | 0.9368 | 0.077229 | 4 | 80161.0249 | 213990.9402 | 1634.1909 | 4362.4948 | 86.0604 | 12.4065 | 49.1703 | 683761.3612 | 0 | 428718.9884 | 0 | 0 | 0 | 476511.5396 | 619706.8368 | 1612350.07 | 1100462.0533 | 4921510.8493 | 961560.8286 | 18879803.5461 | 18879803.5461 | 14716656.7318 | 7745494.8509 | 0 | 24762875.224 | 66104830.3528 | 749.8942 | 0.30891 | 80161.0249 | 213990.9402 | 1634.1909 | 4362.4948
1 | 4500 | 707 | 0.03 | 15 | 15 | 7 | 1e-12 | 5spot_SharedNeighbor | CO2 | Porous | Wet | R245fa | MinimizeLCOE_Brownfield | IgnoreSilica | 11.0808 | 1.3116 | 0.11024 | 4 | 58713.0005 | 152469.2444 | 1196.9439 | 3108.2918 | 87.9152 | 12.5164 | 56.7452 | 842720.8482 | 0 | 543511.6448 | 0 | 0 | 0 | 566536.3952 | 761579.8664 | 1981474.5909 | 1352397.1235 | 6048220.469 | 961560.8286 | 18879803.5461 | 18879803.5461 | 14716656.7318 | 7745494.8509 | 0 | 25889584.8438 | 67231539.9726 | 1000 | 0.44095 | 58713.0005 | 152469.2444 | 1196.9439 | 3108.2918
1 | 4500 | 707 | 0.03 | 15 | 15 | 7 | 1.3335e-12 | 5spot_SharedNeighbor | CO2 | Porous | Wet | R245fa | MinimizeLCOE_Brownfield | IgnoreSilica | 14.3749 | 1.7931 | 0.15398 | 4 | 44177.1675 | 111298.2716 | 900.6113 | 2268.9658 | 89.3607 | 12.5961 | 43.3104 | 1029167.6448 | 0 | 681585.7379 | 0 | 0 | 0 | 668358.75 | 927853.7317 | 2414085.081 | 1647662.6723 | 7368713.6178 | 961560.8286 | 18879803.5461 | 18879803.5461 | 14716656.7318 | 7745494.8509 | 0 | 27210077.9925 | 68552033.1213 | 1333.5214 | 0.61593 | 44177.1675 | 111298.2716 | 900.6113 | 2268.9658
1 | 4500 | 707 | 0.03 | 15 | 15 | 7 | 1.7783e-12 | 5spot_SharedNeighbor | CO2 | Porous | Wet | R245fa | MinimizeLCOE_Brownfield | IgnoreSilica | 18.5398 | 2.4064 | 0.2114 | 4 | 34001.5785 | 82891.5474 | 693.1682 | 1689.8563 | 90.4748 | 12.6504 | 58.0091 | 1247080.4611 | 0 | 847071.0305 | 0 | 0 | 0 | 782844.3953 | 1122028.3959 | 2919287.7264 | 1992473.8587 | 8910785.8679 | 961560.8286 | 18879803.5461 | 18879803.5461 | 14716656.7318 | 7745494.8509 | 0 | 28752150.2427 | 70094105.3714 | 1778.2794 | 0.84561 | 34001.5785 | 82891.5474 | 693.1682 | 1689.8563
1 | 4500 | 707 | 0.03 | 15 | 15 | 7 | 2.3714e-12 | 5spot_SharedNeighbor | CO2 | Porous | Wet | R245fa | MinimizeLCOE_Brownfield | IgnoreSilica | 23.7681 | 3.1808 | 0.28599 | 4 | 26698.6277 | 62837.5624 | 544.2876 | 1281.0287 | 91.317 | 12.6814 | 50.1901 | 1500314.0207 | 0 | 1044324.439 | 0 | 0 | 0 | 910402.2129 | 1347465.8623 | 3505829.7706 | 2392800.856 | 10701137.1616 | 961560.8286 | 18879803.5461 | 18879803.5461 | 14716656.7318 | 7745494.8509 | 0 | 30542501.5363 | 71884456.6651 | 2371.3737 | 1.144 | 26698.6277 | 62837.5624 | 544.2876 | 1281.0287
1 | 4500 | 707 | 0.03 | 15 | 15 | 7 | 3.1623e-12 | 5spot_SharedNeighbor | CO2 | Porous | Wet | R245fa | MinimizeLCOE_Brownfield | IgnoreSilica | 30.2332 | 4.1436 | 0.3815 | 4 | 21356.3021 | 48447.7095 | 435.3771 | 987.6721 | 91.9275 | 12.6886 | 56.863 | 1790582.2867 | 0 | 1276394.5951 | 0 | 0 | 0 | 1049160.4374 | 1605293.5545 | 4176644.5377 | 2850645.7185 | 12748721.1298 | 961560.8286 | 18879803.5461 | 18879803.5461 | 14716656.7318 | 7745494.8509 | 0 | 32590085.5045 | 73932040.6333 | 3162.2777 | 1.526 | 21356.3021 | 48447.7095 | 435.3771 | 987.6721
1 | 4500 | 707 | 0.03 | 15 | 15 | 7 | 4.217e-12 | 5spot_SharedNeighbor | CO2 | Porous | Wet | R245fa | MinimizeLCOE_Brownfield | IgnoreSilica | 38.0212 | 5.3103 | 0.50119 | 4 | 17392.5349 | 38014.2502 | 354.5703 | 774.9719 | 92.3324 | 12.6695 | 61.2171 | 2115187.1413 | 0 | 1543084.1554 | 0 | 0 | 0 | 1193382.3503 | 1892144.9223 | 4922972.9556 | 3360030.1992 | 15026801.7241 | 961560.8286 | 18879803.5461 | 18879803.5461 | 14716656.7318 | 7745494.8509 | 0 | 34868166.0988 | 76210121.2276 | 4216.965 | 2.0048 | 17392.5349 | 38014.2502 | 354.5703 | 774.9719
1 | 4500 | 707 | 0.03 | 15 | 15 | 7 | 5.6234e-12 | 5spot_SharedNeighbor | CO2 | Porous | Wet | R245fa | MinimizeLCOE_Brownfield | IgnoreSilica | 47.1781 | 6.6903 | 0.64726 | 4 | 14423.6691 | 30391.6958 | 294.046 | 619.5758 | 92.5512 | 12.6203 | 63.9278 | 2469961.8741 | 0 | 1843203.0609 | 0 | 0 | 0 | 1337705.2187 | 2203839.3599 | 5733937.9449 | 3913530.4681 | 17502177.9266 | 961560.8286 | 18879803.5461 | 18879803.5461 | 14716656.7318 | 7745494.8509 | 0 | 37343542.3013 | 78685497.4301 | 5623.4133 | 2.589 | 14423.6691 | 30391.6958 | 294.046 | 619.5758
1 | 4500 | 707 | 0.03 | 15 | 15 | 7 | 7.4989e-12 | 5spot_SharedNeighbor | CO2 | Porous | Wet | R245fa | MinimizeLCOE_Brownfield | IgnoreSilica | 57.4091 | 8.2438 | 0.81807 | 4 | 12189.7102 | 24823.7349 | 248.5037 | 506.0654 | 92.591 | 12.5379 | 78.1578 | 2838874.9686 | 0 | 2165424.2699 | 0 | 0 | 0 | 1468103.631 | 2524237.1191 | 6567547.1917 | 4482485.9079 | 20046673.0883 | 961560.8286 | 18879803.5461 | 18879803.5461 | 14716656.7318 | 7745494.8509 | 0 | 39888037.463 | 81229992.5918 | 7498.9421 | 3.2723 | 12189.7102 | 24823.7349 | 248.5037 | 506.0654
1 | 4500 | 707 | 0.03 | 15 | 15 | 7 | 1e-11 | 5spot_SharedNeighbor | CO2 | Porous | Wet | R245fa | MinimizeLCOE_Brownfield | IgnoreSilica | 68.2593 | 9.9043 | 1.0078 | 4 | 10508.5719 | 20763.7087 | 214.2315 | 423.2963 | 92.4637 | 12.4223 | 68.317 | 3203478.1044 | 0 | 2495299.7746 | 0 | 0 | 0 | 1572914.1127 | 2835959.8768 | 7378585.864 | 5036036.4669 | 22522274.1994 | 961560.8286 | 18879803.5461 | 18879803.5461 | 14716656.7318 | 7745494.8509 | 0 | 42363638.5741 | 83705593.7029 | 10000 | 4.0313 | 10508.5719 | 20763.7087 | 214.2315 | 423.2963
1 | 4500 | 707 | 0.03 | 15 | 15 | 7 | 1.3335e-11 | 5spot_SharedNeighbor | CO2 | Porous | Wet | R245fa | MinimizeLCOE_Brownfield | IgnoreSilica | 79.0339 | 11.5673 | 1.206 | 4 | 9247.0012 | 17817.1936 | 188.5126 | 363.2276 | 92.1957 | 12.2802 | 86.6201 | 3541530.675 | 0 | 2813093.3221 | 0 | 0 | 0 | 1641319.4663 | 3118417.9507 | 8113483.8323 | 5537619.431 | 24765464.6774 | 961560.8286 | 18879803.5461 | 18879803.5461 | 14716656.7318 | 7745494.8509 | 0 | 44606829.0521 | 85948784.1809 | 13335.2143 | 4.8239 | 9247.0012 | 17817.1936 | 188.5126 | 363.2276
1 | 4500 | 707 | 0.03 | 15 | 15 | 7 | 1.7783e-11 | 5spot_SharedNeighbor | CO2 | Porous | Wet | R245fa | MinimizeLCOE_Brownfield | IgnoreSilica | 89.107 | 13.135 | 1.4004 | 4 | 8303.6108 | 15683.8316 | 169.2803 | 319.7361 | 91.8311 | 12.1235 | 84.8223 | 3837582.1985 | 0 | 3102814.318 | 0 | 0 | 0 | 1671480.3193 | 3358631.966 | 8738471.4253 | 5964186.3054 | 26673166.5324 | 961560.8286 | 18879803.5461 | 18879803.5461 | 14716656.7318 | 7745494.8509 | 0 | 46514530.9071 | 87856486.0359 | 17782.7941 | 5.6017 | 8303.6108 | 15683.8316 | 169.2803 | 319.7361
1 | 4500 | 707 | 0.03 | 15 | 15 | 7 | 2.3714e-11 | 5spot_SharedNeighbor | CO2 | Porous | Wet | R245fa | MinimizeLCOE_Brownfield | IgnoreSilica | 98.0593 | 14.5387 | 1.5808 | 4 | 7600.0312 | 14138.133 | 154.9369 | 288.225 | 91.4204 | 11.9651 | 88.4871 | 4085225.1698 | 0 | 3355137.3249 | 0 | 0 | 0 | 1669456.8284 | 3552829.536 | 9243733.6672 | 6309038.1676 | 28215420.6941 | 961560.8286 | 18879803.5461 | 18879803.5461 | 14716656.7318 | 7745494.8509 | 0 | 48056785.0688 | 89398740.1976 | 23713.7371 | 6.3232 | 7600.0312 | 14138.133 | 154.9369 | 288.225
1 | 4500 | 707 | 0.03 | 15 | 15 | 7 | 3.1623e-11 | 5spot_SharedNeighbor | CO2 | Porous | Wet | R245fa | MinimizeLCOE_Brownfield | IgnoreSilica | 105.6575 | 15.7384 | 1.74 | 4 | 7075.9739 | 13015.99 | 144.2533 | 265.3486 | 91.0101 | 11.8166 | 93.5375 | 4284287.2533 | 0 | 3565936.3989 | 0 | 0 | 0 | 1644236.1158 | 3702839.3095 | 9634028.3266 | 6575422.2924 | 29406749.6964 | 961560.8286 | 18879803.5461 | 18879803.5461 | 14716656.7318 | 7745494.8509 | 0 | 49248114.0712 | 90590069.1999 | 31622.7766 | 6.9599 | 7075.9739 | 13015.99 | 144.2533 | 265.3486
1 | 4500 | 707 | 0.03 | 15 | 15 | 7 | 4.217e-11 | 5spot_SharedNeighbor | CO2 | Porous | Wet | R245fa | MinimizeLCOE_Brownfield | IgnoreSilica | 111.9056 | 16.7307 | 1.8751 | 4 | 6685.6603 | 12197.7151 | 136.2962 | 248.6669 | 90.6311 | 11.6851 | 89.9407 | 4440413.7932 | 0 | 3737190.216 | 0 | 0 | 0 | 1606212.5555 | 3815688.4602 | 9927638.6681 | 6775817.3836 | 30302961.0765 | 961560.8286 | 18879803.5461 | 18879803.5461 | 14716656.7318 | 7745494.8509 | 0 | 50144325.4512 | 91486280.58 | 42169.6503 | 7.5003 | 6685.6603 | 12197.7151 | 136.2962 | 248.6669
1 | 4500 | 707 | 0.03 | 15 | 15 | 7 | 5.6234e-11 | 5spot_SharedNeighbor | CO2 | Porous | Wet | R245fa | MinimizeLCOE_Brownfield | IgnoreSilica | 116.9091 | 17.5293 | 1.9862 | 4 | 6394.7571 | 11598.4514 | 130.3658 | 236.4501 | 90.3005 | 11.5735 | 101.6061 | 4560540.2313 | 0 | 3873084.043 | 0 | 0 | 0 | 1563382.4806 | 3898832.6344 | 10143962.7543 | 6923463.0174 | 30963265.1611 | 961560.8286 | 18879803.5461 | 18879803.5461 | 14716656.7318 | 7745494.8509 | 0 | 50804629.5358 | 92146584.6646 | 56234.1325 | 7.9447 | 6394.7571 | 11598.4514 | 130.3658 | 236.4501
1 | 4500 | 707 | 0.03 | 15 | 15 | 7 | 7.4989e-11 | 5spot_SharedNeighbor | CO2 | Porous | Wet | R245fa | MinimizeLCOE_Brownfield | IgnoreSilica | 120.8534 | 18.1614 | 2.0755 | 4 | 6177.723 | 11157.4031 | 125.9412 | 227.4588 | 90.0231 | 11.4818 | 91.1898 | 4652159.5346 | 0 | 3979474.6442 | 0 | 0 | 0 | 1521521.9268 | 3959730.8812 | 10302407.5003 | 7031604.8123 | 31446899.2994 | 961560.8286 | 18879803.5461 | 18879803.5461 | 14716656.7318 | 7745494.8509 | 0 | 51288263.6741 | 92630218.8029 | 74989.4209 | 8.3021 | 6177.723 | 11157.4031 | 125.9412 | 227.4588
1 | 4500 | 707 | 0.03 | 15 | 15 | 7 | 1e-10 | 5spot_SharedNeighbor | CO2 | Porous | Wet | R245fa | MinimizeLCOE_Brownfield | IgnoreSilica | 123.9083 | 18.6527 | 2.146 | 4 | 6015.6283 | 10831.7718 | 122.6367 | 220.8203 | 89.7979 | 11.4083 | 90.3402 | 4721254.8549 | 0 | 4061457.8342 | 0 | 0 | 0 | 1483483.471 | 4003816.5024 | 10417109.2437 | 7109891.109 | 31797013.0152 | 961560.8286 | 18879803.5461 | 18879803.5461 | 14716656.7318 | 7745494.8509 | 0 | 51638377.3899 | 92980332.5187 | 100000 | 8.584 | 6015.6283 | 10831.7718 | 122.6367 | 220.8203
1 | 4500 | 707 | 0.03 | 15 | 15 | 7 | 1.3335e-10 | 5spot_SharedNeighbor | CO2 | Porous | Wet | R245fa | MinimizeLCOE_Brownfield | IgnoreSilica | 126.2512 | 19.0306 | 2.2009 | 4 | 5894.4513 | 10590.555 | 120.1664 | 215.9028 | 89.6192 | 11.3506 | 99.3563 | 4773136.0712 | 0 | 4124092.3225 | 0 | 0 | 0 | 1450711.7107 | 4035696.6407 | 10500054.824 | 7166503.1719 | 32050194.741 | 961560.8286 | 18879803.5461 | 18879803.5461 | 14716656.7318 | 7745494.8509 | 0 | 51891559.1158 | 93233514.2446 | 133352.1432 | 8.8035 | 5894.4513 | 10590.555 | 120.1664 | 215.9028
1 | 4500 | 707 | 0.03 | 15 | 15 | 7 | 1.7783e-10 | 5spot_SharedNeighbor | CO2 | Porous | Wet | R245fa | MinimizeLCOE_Brownfield | IgnoreSilica | 128.0493 | 19.321 | 2.2433 | 4 | 5803.7931 | 10411.1392 | 118.3182 | 212.2452 | 89.4784 | 11.3055 | 102.2852 | 4812298.618 | 0 | 4172025.6985 | 0 | 0 | 0 | 1423726.0162 | 4059139.6297 | 10561048.6725 | 7208132.7268 | 32236371.3615 | 961560.8286 | 18879803.5461 | 18879803.5461 | 14716656.7318 | 7745494.8509 | 0 | 52077735.7363 | 93419690.8651 | 177827.941 | 8.9731 | 5803.7931 | 10411.1392 | 118.3182 | 212.2452
1 | 4500 | 707 | 0.03 | 15 | 15 | 7 | 2.3714e-10 | 5spot_SharedNeighbor | CO2 | Porous | Wet | R245fa | MinimizeLCOE_Brownfield | IgnoreSilica | 129.4159 | 19.5421 | 2.2757 | 4 | 5735.9265 | 10277.5254 | 116.9346 | 209.5213 | 89.3693 | 11.2708 | 111.611 | 4841680.2374 | 0 | 4208377.0656 | 0 | 0 | 0 | 1401943.9006 | 4076280.4694 | 10605645.6213 | 7238571.0608 | 32372498.3551 | 961560.8286 | 18879803.5461 | 18879803.5461 | 14716656.7318 | 7745494.8509 | 0 | 52213862.7298 | 93555817.8586 | 237137.3706 | 9.103 | 5735.9265 | 10277.5254 | 116.9346 | 209.5213
1 | 4500 | 707 | 0.03 | 15 | 15 | 7 | 3.1623e-10 | 5spot_SharedNeighbor | CO2 | Porous | Wet | R245fa | MinimizeLCOE_Brownfield | IgnoreSilica | 130.4512 | 19.7098 | 2.3005 | 4 | 5685.0988 | 10177.846 | 115.8984 | 207.4892 | 89.2854 | 11.2442 | 96.5209 | 4863722.07 | 0 | 4235875.8782 | 0 | 0 | 0 | 1384699.8983 | 4088876.1602 | 10638417.0249 | 7260938.2171 | 32472529.2487 | 961560.8286 | 18879803.5461 | 18879803.5461 | 14716656.7318 | 7745494.8509 | 0 | 52313893.6235 | 93655848.7523 | 316227.766 | 9.2019 | 5685.0988 | 10177.846 | 115.8984 | 207.4892
1 | 4500 | 707 | 0.03 | 15 | 15 | 7 | 4.217e-10 | 5spot_SharedNeighbor | CO2 | Porous | Wet | R245fa | MinimizeLCOE_Brownfield | IgnoreSilica | 131.2212 | 19.8349 | 2.3192 | 4 | 5647.0191 | 10103.5963 | 115.1221 | 205.9755 | 89.2223 | 11.2243 | 99.6811 | 4879989.0567 | 0 | 4256300.2105 | 0 | 0 | 0 | 1371040.1552 | 4097858.4747 | 10661787.1649 | 7276888.8178 | 32543863.8798 | 961560.8286 | 18879803.5461 | 18879803.5461 | 14716656.7318 | 7745494.8509 | 0 | 52385228.2545 | 93727183.3833 | 421696.5034 | 9.2766 | 5647.0191 | 10103.5963 | 115.1221 | 205.9755
1 | 4500 | 707 | 0.03 | 15 | 15 | 7 | 5.6234e-10 | 5spot_SharedNeighbor | CO2 | Porous | Wet | R245fa | MinimizeLCOE_Brownfield | IgnoreSilica | 131.8083 | 19.9302 | 2.3333 | 4 | 5618.4832 | 10047.9709 | 114.5404 | 204.8415 | 89.1738 | 11.209 | 95.7442 | 4892323.829 | 0 | 4271862.2151 | 0 | 0 | 0 | 1360590.3046 | 4104662.776 | 10679490.561 | 7288971.7495 | 32597901.4352 | 961560.8286 | 18879803.5461 | 18879803.5461 | 14716656.7318 | 7745494.8509 | 0 | 52439265.81 | 93781220.9388 | 562341.3252 | 9.3333 | 5618.4832 | 10047.9709 | 114.5404 | 204.8415
1 | 4500 | 707 | 0.03 | 15 | 15 | 7 | 7.4989e-10 | 5spot_SharedNeighbor | CO2 | Porous | Wet | R245fa | MinimizeLCOE_Brownfield | IgnoreSilica | 132.254 | 20.0025 | 2.3441 | 4 | 5597.0953 | 10006.293 | 114.1044 | 203.9918 | 89.1368 | 11.1973 | 96.909 | 4901644.9427 | 0 | 4283665.6843 | 0 | 0 | 0 | 1352629.712 | 4109796.7322 | 10692848.0619 | 7298088.5183 | 32638673.6514 | 961560.8286 | 18879803.5461 | 18879803.5461 | 14716656.7318 | 7745494.8509 | 0 | 52480038.0262 | 93821993.155 | 749894.2093 | 9.3763 | 5597.0953 | 10006.293 | 114.1044 | 203.9918
1 | 4500 | 707 | 0.03 | 15 | 15 | 7 | 1e-09 | 5spot_SharedNeighbor | CO2 | Porous | Wet | R245fa | MinimizeLCOE_Brownfield | IgnoreSilica | 132.5829 | 20.056 | 2.3521 | 4 | 5581.0627 | 9975.1935 | 113.7775 | 203.3578 | 89.1094 | 11.1887 | 98.7446 | 4908502.2094 | 0 | 4292373.811 | 0 | 0 | 0 | 1346461.1722 | 4113461.5051 | 10702383.0493 | 7304596.3431 | 32667778.0901 | 961560.8286 | 18879803.5461 | 18879803.5461 | 14716656.7318 | 7745494.8509 | 0 | 52509142.4648 | 93851097.5936 | 1000000 | 9.4084 | 5581.0627 | 9975.1935 | 113.7775 | 203.3578
1 | 4500 | 707 | 0.03 | 15 | 15 | 7 | 1.3335e-09 | 5spot_SharedNeighbor | CO2 | Porous | Wet | R245fa | MinimizeLCOE_Brownfield | IgnoreSilica | 132.8413 | 20.0979 | 2.3583 | 4 | 5569.0433 | 9951.7206 | 113.5325 | 202.8793 | 89.0877 | 11.1819 | 90.6246 | 4913875.8617 | 0 | 4299211.9651 | 0 | 0 | 0 | 1341948.1947 | 4116464.0484 | 10710195.051 | 7309928.1948 | 32691623.3156 | 961560.8286 | 18879803.5461 | 18879803.5461 | 14716656.7318 | 7745494.8509 | 0 | 52532987.6904 | 93874942.8192 | 1333521.4322 | 9.433 | 5569.0433 | 9951.7206 | 113.5325 | 202.8793
1 | 4500 | 707 | 0.03 | 15 | 15 | 7 | 1.7783e-09 | 5spot_SharedNeighbor | CO2 | Porous | Wet | R245fa | MinimizeLCOE_Brownfield | IgnoreSilica | 133.0265 | 20.128 | 2.3628 | 4 | 5560.0319 | 9934.2788 | 113.3488 | 202.5237 | 89.0722 | 11.177 | 87.6278 | 4917720.0019 | 0 | 4304112.0861 | 0 | 0 | 0 | 1338394.7646 | 4118488.4725 | 10715462.1873 | 7313523.1236 | 32707700.636 | 961560.8286 | 18879803.5461 | 18879803.5461 | 14716656.7318 | 7745494.8509 | 0 | 52549065.0108 | 93891020.1395 | 1778279.41 | 9.4512 | 5560.0319 | 9934.2788 | 113.3488 | 202.5237
1 | 4500 | 707 | 0.03 | 15 | 15 | 7 | 2.3714e-09 | 5spot_SharedNeighbor | CO2 | Porous | Wet | R245fa | MinimizeLCOE_Brownfield | IgnoreSilica | 133.1749 | 20.152 | 2.3663 | 4 | 5553.2753 | 9921.0591 | 113.211 | 202.2542 | 89.0597 | 11.1731 | 105.1164 | 4920795.2567 | 0 | 4308036.4668 | 0 | 0 | 0 | 1335852.9347 | 4120227.0167 | 10719985.5227 | 7316610.3929 | 32721507.5904 | 961560.8286 | 18879803.5461 | 18879803.5461 | 14716656.7318 | 7745494.8509 | 0 | 52562871.9652 | 93904827.0939 | 2371373.7057 | 9.4652 | 5553.2753 | 9921.0591 | 113.211 | 202.2542
1 | 4500 | 707 | 0.03 | 15 | 15 | 7 | 3.1623e-09 | 5spot_SharedNeighbor | CO2 | Porous | Wet | R245fa | MinimizeLCOE_Brownfield | IgnoreSilica | 133.2628 | 20.1666 | 2.3687 | 4 | 5548.2092 | 9911.5268 | 113.1077 | 202.0599 | 89.0523 | 11.1708 | 91.5619 | 4922615.5274 | 0 | 4310362.3949 | 0 | 0 | 0 | 1333580.0044 | 4120957.5914 | 10721886.3283 | 7317907.7318 | 32727309.5782 | 961560.8286 | 18879803.5461 | 18879803.5461 | 14716656.7318 | 7745494.8509 | 0 | 52568673.9529 | 93910629.0817 | 3162277.6602 | 9.4749 | 5548.2092 | 9911.5268 | 113.1077 | 202.0599
1 | 4500 | 707 | 0.03 | 15 | 15 | 7 | 4.217e-09 | 5spot_SharedNeighbor | CO2 | Porous | Wet | R245fa | MinimizeLCOE_Brownfield | IgnoreSilica | 133.3601 | 20.1821 | 2.3708 | 4 | 5544.4105 | 9903.8802 | 113.0303 | 201.904 | 89.0441 | 11.1682 | 100.5977 | 4924628.5708 | 0 | 4312934.6425 | 0 | 0 | 0 | 1332344.8026 | 4122264.1262 | 10725285.6638 | 7320227.8481 | 32737685.654 | 961560.8286 | 18879803.5461 | 18879803.5461 | 14716656.7318 | 7745494.8509 | 0 | 52579050.0287 | 93921005.1575 | 4216965.0343 | 9.4833 | 5544.4105 | 9903.8802 | 113.0303 | 201.904
1 | 4500 | 707 | 0.03 | 15 | 15 | 7 | 5.6234e-09 | 5spot_SharedNeighbor | CO2 | Porous | Wet | R245fa | MinimizeLCOE_Brownfield | IgnoreSilica | 133.4092 | 20.1903 | 2.3722 | 4 | 5541.5621 | 9898.5306 | 112.9722 | 201.7949 | 89.0399 | 11.1669 | 96.3998 | 4925642.5961 | 0 | 4314231.9663 | 0 | 0 | 0 | 1331051.993 | 4122661.3566 | 10726319.1758 | 7320933.2413 | 32740840.3291 | 961560.8286 | 18879803.5461 | 18879803.5461 | 14716656.7318 | 7745494.8509 | 0 | 52582204.7038 | 93924159.8326 | 5623413.2519 | 9.4887 | 5541.5621 | 9898.5306 | 112.9722 | 201.7949
1 | 4500 | 707 | 0.03 | 15 | 15 | 7 | 7.4989e-09 | 5spot_SharedNeighbor | CO2 | Porous | Wet | R245fa | MinimizeLCOE_Brownfield | IgnoreSilica | 133.4481 | 20.1967 | 2.3732 | 4 | 5539.4261 | 9894.4865 | 112.9287 | 201.7125 | 89.0367 | 11.1659 | 88.7124 | 4926446.0434 | 0 | 4315260.0966 | 0 | 0 | 0 | 1330112.2588 | 4123009.1755 | 10727224.1293 | 7321550.8906 | 32743602.5943 | 961560.8286 | 18879803.5461 | 18879803.5461 | 14716656.7318 | 7745494.8509 | 0 | 52584966.969 | 93926922.0978 | 7498942.0933 | 9.4929 | 5539.4261 | 9894.4865 | 112.9287 | 201.7125
1 | 4500 | 707 | 0.03 | 15 | 15 | 7 | 1e-08 | 5spot_SharedNeighbor | CO2 | Porous | Wet | R245fa | MinimizeLCOE_Brownfield | IgnoreSilica | 133.4861 | 20.2028 | 2.3741 | 4 | 5537.8245 | 9891.3121 | 112.896 | 201.6478 | 89.0334 | 11.1649 | 101.6328 | 4927232.8423 | 0 | 4316266.7271 | 0 | 0 | 0 | 1329541.4669 | 4123486.0042 | 10728464.7395 | 7322397.6326 | 32747389.4126 | 961560.8286 | 18879803.5461 | 18879803.5461 | 14716656.7318 | 7745494.8509 | 0 | 52588753.7873 | 93930708.9161 | 10000000 | 9.4963 | 5537.8245 | 9891.3121 | 112.896 | 201.6478
1 | 4600 | 707 | 0.03 | 15 | 15 | 7 | 1e-13 | 5spot_SharedNeighbor | CO2 | Porous | Wet | R245fa | MinimizeLCOE_Brownfield | IgnoreSilica | 0 | 0 | 0 | 0 | [6 empty] | 21.8071 | [19 empty] | 100 | 0
1 | 4600 | 707 | 0.03 | 15 | 15 | 7 | 1.3335e-13 | 5spot_SharedNeighbor | CO2 | Porous | Wet | R245fa | MinimizeLCOE_Brownfield | IgnoreSilica | 1.6 | 0.016995 | 0.0017534 | 4 | 3077635.7722 | 9126343.3678 | 62741.768 | 186052.8538 | 63.6454 | 10.9906 | 25.818 | 158235.8922 | 0 | 72989.7573 | 0 | 0 | 0 | 158195.6717 | 151874.3153 | 395145.8146 | 269695.1379 | 1206136.589 | 961560.8286 | 19417065.0479 | 19417065.0479 | 15071655.511 | 7933426.2906 | 0 | 21584762.4656 | 64006909.3151 | 133.3521 | 0.0070134 | 3077635.7722 | 9126343.3678 | 62741.768 | 186052.8538
1 | 4600 | 707 | 0.03 | 15 | 15 | 7 | 1.7783e-13 | 5spot_SharedNeighbor | CO2 | Porous | Wet | R245fa | MinimizeLCOE_Brownfield | IgnoreSilica | 1.6 | 0.03265 | 0.0055311 | 4 | 972658.721 | 2890107.1006 | 19828.9636 | 58918.7424 | 63.6454 | 10.9906 | 28.7295 | 158235.8946 | 0 | 72989.7559 | 0 | 0 | 0 | 137080.9322 | 143639.5673 | 373720.6895 | 255072.0498 | 1140738.8892 | 961560.8286 | 19417065.0479 | 19417065.0479 | 15071655.511 | 7933426.2906 | 0 | 21519364.7658 | 63941511.6153 | 177.8279 | 0.022124 | 972658.721 | 2890107.1006 | 19828.9636 | 58918.7424
1 | 4600 | 707 | 0.03 | 15 | 15 | 7 | 2.3714e-13 | 5spot_SharedNeighbor | CO2 | Porous | Wet | R245fa | MinimizeLCOE_Brownfield | IgnoreSilica | 2.7935 | 0.15333 | 0.012909 | 4 | 433245.1952 | 1254825.7386 | 8832.2893 | 25581.32 | 74.1138 | 11.8559 | 53.385 | 270932.3596 | 0 | 143916.6281 | 0 | 0 | 0 | 228270.1372 | 250816.4587 | 652572.9761 | 445394.4652 | 1991903.025 | 961560.8286 | 19417065.0479 | 19417065.0479 | 15071655.511 | 7933426.2906 | 0 | 22370528.9015 | 64792675.751 | 237.1374 | 0.051635 | 433245.1952 | 1254825.7386 | 8832.2893 | 25581.32
1 | 4600 | 707 | 0.03 | 15 | 15 | 7 | 3.1623e-13 | 5spot_SharedNeighbor | CO2 | Porous | Wet | R245fa | MinimizeLCOE_Brownfield | IgnoreSilica | 3.7876 | 0.28016 | 0.022904 | 4 | 250826.122 | 713860.9988 | 5113.4298 | 14553.022 | 78.853 | 12.2066 | 55.6236 | 356608.8341 | 0 | 199396.9774 | 0 | 0 | 0 | 283919.892 | 327571.0244 | 852272.6113 | 581693.5697 | 2601462.9088 | 961560.8286 | 19417065.0479 | 19417065.0479 | 15071655.511 | 7933426.2906 | 0 | 22980088.7854 | 65402235.6348 | 316.2278 | 0.091618 | 250826.122 | 713860.9988 | 5113.4298 | 14553.022
1 | 4600 | 707 | 0.03 | 15 | 15 | 7 | 4.217e-13 | 5spot_SharedNeighbor | CO2 | Porous | Wet | R245fa | MinimizeLCOE_Brownfield | IgnoreSilica | 5.0593 | 0.45318 | 0.037079 | 4 | 159776.5939 | 445799.8573 | 3257.262 | 9088.2331 | 82.6608 | 12.4696 | 42.5488 | 457885.4778 | 0 | 266550.7671 | 0 | 0 | 0 | 347151.3272 | 417919.1531 | 1087339.9094 | 742131.8308 | 3318978.4653 | 961560.8286 | 19417065.0479 | 19417065.0479 | 15071655.511 | 7933426.2906 | 0 | 23697604.3419 | 66119751.1913 | 421.6965 | 0.14832 | 159776.5939 | 445799.8573 | 3257.262 | 9088.2331
1 | 4600 | 707 | 0.03 | 15 | 15 | 7 | 5.6234e-13 | 5spot_SharedNeighbor | CO2 | Porous | Wet | R245fa | MinimizeLCOE_Brownfield | IgnoreSilica | 6.6982 | 0.68494 | 0.056655 | 4 | 108327.2777 | 295522.9059 | 2208.3981 | 6024.6342 | 85.7199 | 12.6682 | 54.4502 | 578165.9182 | 0 | 348304.5077 | 0 | 0 | 0 | 420022.0369 | 525132.0605 | 1366285.902 | 932518.2025 | 4170428.6279 | 961560.8286 | 19417065.0479 | 19417065.0479 | 15071655.511 | 7933426.2906 | 0 | 24549054.5044 | 66971201.3539 | 562.3413 | 0.22662 | 108327.2777 | 295522.9059 | 2208.3981 | 6024.6342
1 | 4600 | 707 | 0.03 | 15 | 15 | 7 | 7.4989e-13 | 5spot_SharedNeighbor | CO2 | Porous | Wet | R245fa | MinimizeLCOE_Brownfield | IgnoreSilica | 8.7936 | 0.9887 | 0.083184 | 4 | 76789.2465 | 204283.797 | 1565.4527 | 4164.6015 | 88.1439 | 12.8177 | 50.0114 | 719842.0803 | 0 | 447033.0816 | 0 | 0 | 0 | 502989.127 | 651247.0727 | 1694411.294 | 1156470.5248 | 5171993.1804 | 961560.8286 | 19417065.0479 | 19417065.0479 | 15071655.511 | 7933426.2906 | 0 | 25550619.0569 | 67972765.9064 | 749.8942 | 0.33274 | 76789.2465 | 204283.797 | 1565.4527 | 4164.6015
1 | 4600 | 707 | 0.03 | 15 | 15 | 7 | 1e-12 | 5spot_SharedNeighbor | CO2 | Porous | Wet | R245fa | MinimizeLCOE_Brownfield | IgnoreSilica | 11.4707 | 1.383 | 0.1187 | 4 | 56298.3265 | 145647.8872 | 1147.7175 | 2969.2292 | 90.0538 | 12.929 | 51.6214 | 886729.1188 | 0 | 566290.9019 | 0 | 0 | 0 | 597562.4624 | 799727.1684 | 2080726.0456 | 1420138.2808 | 6351173.9779 | 961560.8286 | 19417065.0479 | 19417065.0479 | 15071655.511 | 7933426.2906 | 0 | 26729799.8545 | 69151946.7039 | 1000 | 0.47479 | 56298.3265 | 145647.8872 | 1147.7175 | 2969.2292
1 | 4600 | 707 | 0.03 | 15 | 15 | 7 | 1.3335e-12 | 5spot_SharedNeighbor | CO2 | Porous | Wet | R245fa | MinimizeLCOE_Brownfield | IgnoreSilica | 14.8734 | 1.8894 | 0.16574 | 4 | 42404.1267 | 106392.8568 | 864.4655 | 2168.9623 | 91.5436 | 13.0095 | 65.7743 | 1082548.8503 | 0 | 709781.0417 | 0 | 0 | 0 | 704634.5507 | 973816.1327 | 2533669.82 | 1729281.7139 | 7733732.1094 | 961560.8286 | 19417065.0479 | 19417065.0479 | 15071655.511 | 7933426.2906 | 0 | 28112357.9859 | 70534504.8354 | 1333.5214 | 0.66296 | 42404.1267 | 106392.8568 | 864.4655 | 2168.9623
1 | 4600 | 707 | 0.03 | 15 | 15 | 7 | 1.7783e-12 | 5spot_SharedNeighbor | CO2 | Porous | Wet | R245fa | MinimizeLCOE_Brownfield | IgnoreSilica | 19.166 | 2.5334 | 0.22743 | 4 | 32672.9571 | 79305.7537 | 666.0824 | 1616.7551 | 92.6902 | 13.0638 | 57.9592 | 1310953.4646 | 0 | 881402.4158 | 0 | 0 | 0 | 824564.5514 | 1176598.9684 | 3061269.1621 | 2089379.1059 | 9344167.6682 | 961560.8286 | 19417065.0479 | 19417065.0479 | 15071655.511 | 7933426.2906 | 0 | 29722793.5448 | 72144940.3942 | 1778.2794 | 0.90971 | 32672.9571 | 79305.7537 | 666.0824 | 1616.7551
1 | 4600 | 707 | 0.03 | 15 | 15 | 7 | 2.3714e-12 | 5spot_SharedNeighbor | CO2 | Porous | Wet | R245fa | MinimizeLCOE_Brownfield | IgnoreSilica | 24.5593 | 3.3471 | 0.30751 | 4 | 25685.7932 | 60173.7016 | 523.6396 | 1226.7223 | 93.5579 | 13.094 | 53.0271 | 1576651.6516 | 0 | 1086181.5951 | 0 | 0 | 0 | 958569.8563 | 1412347.2102 | 3674637.7287 | 2508015.7561 | 11216403.798 | 961560.8286 | 19417065.0479 | 19417065.0479 | 15071655.511 | 7933426.2906 | 0 | 31595029.6745 | 74017176.524 | 2371.3737 | 1.2301 | 25685.7932 | 60173.7016 | 523.6396 | 1226.7223
1 | 4600 | 707 | 0.03 | 15 | 15 | 7 | 3.1623e-12 | 5spot_SharedNeighbor | CO2 | Porous | Wet | R245fa | MinimizeLCOE_Brownfield | IgnoreSilica | 31.1929 | 4.3538 | 0.40981 | 4 | 20572.4859 | 46451.9205 | 419.398 | 946.9852 | 94.1834 | 13.0992 | 60.0736 | 1879653.5945 | 0 | 1325886.3027 | 0 | 0 | 0 | 1102874.5467 | 1680281.6331 | 4371748.1362 | 2983807.9334 | 13344252.1465 | 961560.8286 | 19417065.0479 | 19417065.0479 | 15071655.511 | 7933426.2906 | 0 | 33722878.0231 | 76145024.8725 | 3162.2777 | 1.6392 | 20572.4859 | 46451.9205 | 419.398 | 946.9852
1 | 4600 | 707 | 0.03 | 15 | 15 | 7 | 4.217e-12 | 5spot_SharedNeighbor | CO2 | Porous | Wet | R245fa | MinimizeLCOE_Brownfield | IgnoreSilica | 39.2003 | 5.576 | 0.53788 | 4 | 16777.6306 | 36494.8 | 342.0347 | 743.9959 | 94.5984 | 13.0767 | 52.3235 | 2219255.4363 | 0 | 1602000.2474 | 0 | 0 | 0 | 1253887.4135 | 1979305.8079 | 5149747.7007 | 3514808.6225 | 15719005.2283 | 961560.8286 | 19417065.0479 | 19417065.0479 | 15071655.511 | 7933426.2906 | 0 | 36097631.1048 | 78519777.9543 | 4216.965 | 2.1515 | 16777.6306 | 36494.8 | 342.0347 | 743.9959
1 | 4600 | 707 | 0.03 | 15 | 15 | 7 | 5.6234e-12 | 5spot_SharedNeighbor | CO2 | Porous | Wet | R245fa | MinimizeLCOE_Brownfield | IgnoreSilica | 48.5593 | 7.0137 | 0.69358 | 4 | 13935.1208 | 29226.225 | 284.0863 | 595.8161 | 94.8188 | 13.0224 | 67.1943 | 2588247.835 | 0 | 1910978.1743 | 0 | 0 | 0 | 1403297.8473 | 2301984.3041 | 5989290.9574 | 4087814.146 | 18281613.2642 | 961560.8286 | 19417065.0479 | 19417065.0479 | 15071655.511 | 7933426.2906 | 0 | 38660239.1407 | 81082385.9902 | 5623.4133 | 2.7743 | 13935.1208 | 29226.225 | 284.0863 | 595.8161
1 | 4600 | 707 | 0.03 | 15 | 15 | 7 | 7.4989e-12 | 5spot_SharedNeighbor | CO2 | Porous | Wet | R245fa | MinimizeLCOE_Brownfield | IgnoreSilica | 58.9755 | 8.626 | 0.8749 | 4 | 11796.7395 | 23918.7692 | 240.4925 | 487.6165 | 94.8538 | 12.9333 | 77.9917 | 2970509.1398 | 0 | 2241566.0277 | 0 | 0 | 0 | 1537497.5309 | 2632333.3524 | 6848791.4172 | 4674440.8708 | 20905138.3389 | 961560.8286 | 19417065.0479 | 19417065.0479 | 15071655.511 | 7933426.2906 | 0 | 41283764.2155 | 83705911.0649 | 7498.9421 | 3.4996 | 11796.7395 | 23918.7692 | 240.4925 | 487.6165
1 | 4600 | 707 | 0.03 | 15 | 15 | 7 | 1e-11 | 5spot_SharedNeighbor | CO2 | Porous | Wet | R245fa | MinimizeLCOE_Brownfield | IgnoreSilica | 69.9501 | 10.3387 | 1.0752 | 4 | 10188.3063 | 20052.1193 | 207.7024 | 408.7896 | 94.7166 | 12.81 | 82.0165 | 3345899.2599 | 0 | 2577962.1665 | 0 | 0 | 0 | 1643842.0545 | 2951404.3575 | 7678948.7221 | 5241040.2894 | 23439096.8499 | 961560.8286 | 19417065.0479 | 19417065.0479 | 15071655.511 | 7933426.2906 | 0 | 43817722.7265 | 86239869.5759 | 10000 | 4.3008 | 10188.3063 | 20052.1193 | 207.7024 | 408.7896
1 | 4600 | 707 | 0.03 | 15 | 15 | 7 | 1.3335e-11 | 5spot_SharedNeighbor | CO2 | Porous | Wet | R245fa | MinimizeLCOE_Brownfield | IgnoreSilica | 80.7855 | 12.0443 | 1.2831 | 4 | 8981.9812 | 17247.4458 | 183.1098 | 351.6125 | 94.4367 | 12.6602 | 80.305 | 3692038.4726 | 0 | 2900339.2914 | 0 | 0 | 0 | 1712080.3077 | 3238738.648 | 8426533.6053 | 5751282.3336 | 25721012.6586 | 961560.8286 | 19417065.0479 | 19417065.0479 | 15071655.511 | 7933426.2906 | 0 | 46099638.5352 | 88521785.3846 | 13335.2143 | 5.1325 | 8981.9812 | 17247.4458 | 183.1098 | 351.6125
1 | 4600 | 707 | 0.03 | 15 | 15 | 7 | 1.7783e-11 | 5spot_SharedNeighbor | CO2 | Porous | Wet | R245fa | MinimizeLCOE_Brownfield | IgnoreSilica | 90.8728 | 13.6455 | 1.4861 | 4 | 8080.3487 | 15216.8965 | 164.7288 | 310.217 | 94.0605 | 12.4961 | 88.8926 | 3994006.7497 | 0 | 3193154.2911 | 0 | 0 | 0 | 1741331.2177 | 3482111.9808 | 9059741.0948 | 6183459.4562 | 27653804.7904 | 961560.8286 | 19417065.0479 | 19417065.0479 | 15071655.511 | 7933426.2906 | 0 | 48032430.667 | 90454577.5164 | 17782.7941 | 5.9444 | 8080.3487 | 15216.8965 | 164.7288 | 310.217
1 | 4600 | 707 | 0.03 | 15 | 15 | 7 | 2.3714e-11 | 5spot_SharedNeighbor | CO2 | Porous | Wet | R245fa | MinimizeLCOE_Brownfield | IgnoreSilica | 99.7861 | 15.0712 | 1.6733 | 4 | 7408.1481 | 13746.1092 | 151.0251 | 280.233 | 93.6411 | 12.3318 | 88.8833 | 4245277.8959 | 0 | 3446833.7957 | 0 | 0 | 0 | 1737742.5072 | 3677643.1375 | 9568473.0554 | 6530679.4728 | 29206649.8644 | 961560.8286 | 19417065.0479 | 19417065.0479 | 15071655.511 | 7933426.2906 | 0 | 49585275.7409 | 92007422.5904 | 23713.7371 | 6.6933 | 7408.1481 | 13746.1092 | 151.0251 | 280.233
1 | 4600 | 707 | 0.03 | 15 | 15 | 7 | 3.1623e-11 | 5spot_SharedNeighbor | CO2 | Porous | Wet | R245fa | MinimizeLCOE_Brownfield | IgnoreSilica | 107.3307 | 16.2864 | 1.8379 | 4 | 6907.5709 | 12677.9528 | 140.8202 | 258.4572 | 93.2245 | 12.1787 | 100.8175 | 4446832.5114 | 0 | 3658281.1539 | 0 | 0 | 0 | 1711260.2129 | 3828385.8125 | 9960674.5742 | 6798365.0683 | 30403799.3332 | 961560.8286 | 19417065.0479 | 19417065.0479 | 15071655.511 | 7933426.2906 | 0 | 50782425.2097 | 93204572.0592 | 31622.7766 | 7.3517 | 6907.5709 | 12677.9528 | 140.8202 | 258.4572
1 | 4600 | 707 | 0.03 | 15 | 15 | 7 | 4.217e-11 | 5spot_SharedNeighbor | CO2 | Porous | Wet | R245fa | MinimizeLCOE_Brownfield | IgnoreSilica | 113.5233 | 17.2897 | 1.9772 | 4 | 6534.7896 | 11898.6971 | 133.2205 | 242.571 | 92.8411 | 12.0434 | 108.2125 | 4604727.3323 | 0 | 3829811.3519 | 0 | 0 | 0 | 1672418.4005 | 3941713.263 | 10255529.3537 | 6999609.514 | 31303809.2153 | 961560.8286 | 19417065.0479 | 19417065.0479 | 15071655.511 | 7933426.2906 | 0 | 51682435.0919 | 94104581.9413 | 42169.6503 | 7.9088 | 6534.7896 | 11898.6971 | 133.2205 | 242.571
1 | 4600 | 707 | 0.03 | 15 | 15 | 7 | 5.6234e-11 | 5spot_SharedNeighbor | CO2 | Porous | Wet | R245fa | MinimizeLCOE_Brownfield | IgnoreSilica | 118.4561 | 18.0932 | 2.0913 | 4 | 6256.971 | 11328.1936 | 127.5568 | 230.9405 | 92.5091 | 11.9295 | 97.9969 | 4725650.9484 | 0 | 3965243.4577 | 0 | 0 | 0 | 1628772.9578 | 4024670.2719 | 10471366.4742 | 7146922.7837 | 31962626.8937 | 961560.8286 | 19417065.0479 | 19417065.0479 | 15071655.511 | 7933426.2906 | 0 | 52341252.7703 | 94763399.6197 | 56234.1325 | 8.3653 | 6256.971 | 11328.1936 | 127.5568 | 230.9405
1 | 4600 | 707 | 0.03 | 15 | 15 | 7 | 7.4989e-11 | 5spot_SharedNeighbor | CO2 | Porous | Wet | R245fa | MinimizeLCOE_Brownfield | IgnoreSilica | 122.342 | 18.7286 | 2.1829 | 4 | 6049.7073 | 10908.1099 | 123.3315 | 222.3766 | 92.231 | 11.836 | 92.0345 | 4817878.8596 | 0 | 4071228.501 | 0 | 0 | 0 | 1586510.3637 | 4085490.9125 | 10629609.3048 | 7254926.7672 | 32445644.7087 | 961560.8286 | 19417065.0479 | 19417065.0479 | 15071655.511 | 7933426.2906 | 0 | 52824270.5853 | 95246417.4347 | 74989.4209 | 8.7317 | 6049.7073 | 10908.1099 | 123.3315 | 222.3766
1 | 4600 | 707 | 0.03 | 15 | 15 | 7 | 1e-10 | 5spot_SharedNeighbor | CO2 | Porous | Wet | R245fa | MinimizeLCOE_Brownfield | IgnoreSilica | 125.3427 | 19.2211 | 2.255 | 4 | 5894.9146 | 10597.9802 | 120.1758 | 216.0542 | 92.0062 | 11.7614 | 107.2478 | 4887266.0428 | 0 | 4152670.3031 | 0 | 0 | 0 | 1548193.8313 | 4129370.7691 | 10743775.6908 | 7332847.6715 | 32794124.3085 | 961560.8286 | 19417065.0479 | 19417065.0479 | 15071655.511 | 7933426.2906 | 0 | 53172750.1851 | 95594897.0345 | 100000 | 9.0201 | 5894.9146 | 10597.9802 | 120.1758 | 216.0542
1 | 4600 | 707 | 0.03 | 15 | 15 | 7 | 1.3335e-10 | 5spot_SharedNeighbor | CO2 | Porous | Wet | R245fa | MinimizeLCOE_Brownfield | IgnoreSilica | 127.6472 | 19.6003 | 2.3111 | 4 | 5779.1998 | 10368.1035 | 117.8168 | 211.3678 | 91.8276 | 11.7028 | 93.2456 | 4939464.2148 | 0 | 4214985.6099 | 0 | 0 | 0 | 1515397.0322 | 4161240.2742 | 10826693.6057 | 7389440.8522 | 33047221.5891 | 961560.8286 | 19417065.0479 | 19417065.0479 | 15071655.511 | 7933426.2906 | 0 | 53425847.4657 | 95847994.3151 | 133352.1432 | 9.2445 | 5779.1998 | 10368.1035 | 117.8168 | 211.3678
1 | 4600 | 707 | 0.03 | 15 | 15 | 7 | 1.7783e-10 | 5spot_SharedNeighbor | CO2 | Porous | Wet | R245fa | MinimizeLCOE_Brownfield | IgnoreSilica | 129.4112 | 19.8912 | 2.3544 | 4 | 5692.6307 | 10197.1563 | 116.052 | 207.8828 | 91.6873 | 11.6571 | 100.8037 | 4978779.098 | 0 | 4262555.5262 | 0 | 0 | 0 | 1488398.9985 | 4184596.1129 | 10887460.707 | 7430915.6475 | 33232706.0901 | 961560.8286 | 19417065.0479 | 19417065.0479 | 15071655.511 | 7933426.2906 | 0 | 53611331.9667 | 96033478.8161 | 177827.941 | 9.4177 | 5692.6307 | 10197.1563 | 116.052 | 207.8828
1 | 4600 | 707 | 0.03 | 15 | 15 | 7 | 2.3714e-10 | 5spot_SharedNeighbor | CO2 | Porous | Wet | R245fa | MinimizeLCOE_Brownfield | IgnoreSilica | 130.7607 | 20.1138 | 2.3876 | 4 | 5627.8271 | 10069.673 | 114.7309 | 205.2839 | 91.578 | 11.6217 | 97.043 | 5008480.2156 | 0 | 4298873.7377 | 0 | 0 | 0 | 1466808.3698 | 4201923.306 | 10932542.5092 | 7461684.9038 | 33370313.0419 | 961560.8286 | 19417065.0479 | 19417065.0479 | 15071655.511 | 7933426.2906 | 0 | 53748938.9185 | 96171085.7679 | 237137.3706 | 9.5506 | 5627.8271 | 10069.673 | 114.7309 | 205.2839
1 | 4600 | 707 | 0.03 | 15 | 15 | 7 | 3.1623e-10 | 5spot_SharedNeighbor | CO2 | Porous | Wet | R245fa | MinimizeLCOE_Brownfield | IgnoreSilica | 131.7741 | 20.2814 | 2.4129 | 4 | 5579.2945 | 9974.7058 | 113.7415 | 203.3479 | 91.4947 | 11.5949 | 93.1606 | 5030566.8884 | 0 | 4326102.7415 | 0 | 0 | 0 | 1449589.5799 | 4214441.0918 | 10965111.2202 | 7483913.7183 | 33469725.24 | 961560.8286 | 19417065.0479 | 19417065.0479 | 15071655.511 | 7933426.2906 | 0 | 53848351.1166 | 96270497.966 | 316227.766 | 9.6515 | 5579.2945 | 9974.7058 | 113.7415 | 203.3479
1 | 4600 | 707 | 0.03 | 15 | 15 | 7 | 4.217e-10 | 5spot_SharedNeighbor | CO2 | Porous | Wet | R245fa | MinimizeLCOE_Brownfield | IgnoreSilica | 132.5318 | 20.4069 | 2.4319 | 4 | 5542.9353 | 9903.8889 | 113.0002 | 201.9042 | 91.4318 | 11.5746 | 93.5328 | 5046961.0169 | 0 | 4346440.0453 | 0 | 0 | 0 | 1436035.6866 | 4223480.332 | 10988629.469 | 7499965.4064 | 33541511.9563 | 961560.8286 | 19417065.0479 | 19417065.0479 | 15071655.511 | 7933426.2906 | 0 | 53920137.8328 | 96342284.6823 | 421696.5034 | 9.7277 | 5542.9353 | 9903.8889 | 113.0002 | 201.9042
1 | 4600 | 707 | 0.03 | 15 | 15 | 7 | 5.6234e-10 | 5spot_SharedNeighbor | CO2 | Porous | Wet | R245fa | MinimizeLCOE_Brownfield | IgnoreSilica | 133.1165 | 20.5036 | 2.4465 | 4 | 5515.6892 | 9850.7208 | 112.4448 | 200.8203 | 91.3828 | 11.5589 | 101.0357 | 5059542.262 | 0 | 4362121.2315 | 0 | 0 | 0 | 1425787.6085 | 4230505.9298 | 11006908.6331 | 7512441.3115 | 33597306.9763 | 961560.8286 | 19417065.0479 | 19417065.0479 | 15071655.511 | 7933426.2906 | 0 | 53975932.8529 | 96398079.7023 | 562341.3252 | 9.7859 | 5515.6892 | 9850.7208 | 112.4448 | 200.8203
1 | 4600 | 707 | 0.03 | 15 | 15 | 7 | 7.4989e-10 | 5spot_SharedNeighbor | CO2 | Porous | Wet | R245fa | MinimizeLCOE_Brownfield | IgnoreSilica | 133.5593 | 20.5769 | 2.4575 | 4 | 5495.2682 | 9810.8984 | 112.0285 | 200.0084 | 91.3455 | 11.547 | 98.8424 | 5069028.3569 | 0 | 4373988.0384 | 0 | 0 | 0 | 1417969.2153 | 4235784.3881 | 11020642.0991 | 7521814.6842 | 33639226.7821 | 961560.8286 | 19417065.0479 | 19417065.0479 | 15071655.511 | 7933426.2906 | 0 | 54017852.6586 | 96439999.5081 | 749894.2093 | 9.8299 | 5495.2682 | 9810.8984 | 112.0285 | 200.0084
1 | 4600 | 707 | 0.03 | 15 | 15 | 7 | 1e-09 | 5spot_SharedNeighbor | CO2 | Porous | Wet | R245fa | MinimizeLCOE_Brownfield | IgnoreSilica | 133.8734 | 20.6292 | 2.4656 | 4 | 5479.9607 | 9781.3841 | 111.7164 | 199.4067 | 91.3189 | 11.5385 | 111.3599 | 5075735.3882 | 0 | 4382402.0715 | 0 | 0 | 0 | 1411708.0696 | 4239239.7564 | 11029632.2586 | 7527950.6527 | 33666668.197 | 961560.8286 | 19417065.0479 | 19417065.0479 | 15071655.511 | 7933426.2906 | 0 | 54045294.0735 | 96467440.923 | 1000000 | 9.8624 | 5479.9607 | 9781.3841 | 111.7164 | 199.4067
1 | 4600 | 707 | 0.03 | 15 | 15 | 7 | 1.3335e-09 | 5spot_SharedNeighbor | CO2 | Porous | Wet | R245fa | MinimizeLCOE_Brownfield | IgnoreSilica | 134.1272 | 20.6711 | 2.4719 | 4 | 5468.4849 | 9759.0002 | 111.4825 | 198.9504 | 91.2974 | 11.5316 | 103.6221 | 5081141.724 | 0 | 4389197.4553 | 0 | 0 | 0 | 1407235.5881 | 4242254.1593 | 11037475.1165 | 7533303.5645 | 33690607.6077 | 961560.8286 | 19417065.0479 | 19417065.0479 | 15071655.511 | 7933426.2906 | 0 | 54069233.4843 | 96491380.3337 | 1333521.4322 | 9.8874 | 5468.4849 | 9759.0002 | 111.4825 | 198.9504
1 | 4600 | 707 | 0.03 | 15 | 15 | 7 | 1.7783e-09 | 5spot_SharedNeighbor | CO2 | Porous | Wet | R245fa | MinimizeLCOE_Brownfield | IgnoreSilica | 134.3144 | 20.7021 | 2.4765 | 4 | 5459.8812 | 9742.2833 | 111.3071 | 198.6096 | 91.2814 | 11.5265 | 113.7516 | 5085123.4617 | 0 | 4394210.3883 | 0 | 0 | 0 | 1403796.6177 | 4244420.8824 | 11043112.4856 | 7537151.1847 | 33707815.0204 | 961560.8286 | 19417065.0479 | 19417065.0479 | 15071655.511 | 7933426.2906 | 0 | 54086440.897 | 96508587.7464 | 1778279.41 | 9.9062 | 5459.8812 | 9742.2833 | 111.3071 | 198.6096
1 | 4600 | 707 | 0.03 | 15 | 15 | 7 | 2.3714e-09 | 5spot_SharedNeighbor | CO2 | Porous | Wet | R245fa | MinimizeLCOE_Brownfield | IgnoreSilica | 134.4413 | 20.7234 | 2.4799 | 4 | 5453.4304 | 9729.9704 | 111.1756 | 198.3586 | 91.2706 | 11.5231 | 102.3738 | 5087816.7606 | 0 | 4397605.7265 | 0 | 0 | 0 | 1400984.6488 | 4245698.783 | 11046437.3208 | 7539420.4531 | 33717963.6928 | 961560.8286 | 19417065.0479 | 19417065.0479 | 15071655.511 | 7933426.2906 | 0 | 54096589.5694 | 96518736.4188 | 2371373.7057 | 9.9197 | 5453.4304 | 9729.9704 | 111.1756 | 198.3586
1 | 4600 | 707 | 0.03 | 15 | 15 | 7 | 3.1623e-09 | 5spot_SharedNeighbor | CO2 | Porous | Wet | R245fa | MinimizeLCOE_Brownfield | IgnoreSilica | 134.5534 | 20.7418 | 2.4826 | 4 | 5448.5936 | 9720.4792 | 111.0769 | 198.1651 | 91.2611 | 11.52 | 72.1101 | 5090194.4979 | 0 | 4400604.9822 | 0 | 0 | 0 | 1399129.289 | 4247072.22 | 11050010.7221 | 7541859.3728 | 33728871.0841 | 961560.8286 | 19417065.0479 | 19417065.0479 | 15071655.511 | 7933426.2906 | 0 | 54107496.9606 | 96529643.8101 | 3162277.6602 | 9.9305 | 5448.5936 | 9720.4792 | 111.0769 | 198.1651
1 | 4600 | 707 | 0.03 | 15 | 15 | 7 | 4.217e-09 | 5spot_SharedNeighbor | CO2 | Porous | Wet | R245fa | MinimizeLCOE_Brownfield | IgnoreSilica | 134.6387 | 20.7559 | 2.4847 | 4 | 5444.9668 | 9713.3448 | 111.003 | 198.0197 | 91.2538 | 11.5177 | 91.8142 | 5092004.6754 | 0 | 4402889.9112 | 0 | 0 | 0 | 1397752.1116 | 4248132.2123 | 11052768.6047 | 7543741.6844 | 33737289.1996 | 961560.8286 | 19417065.0479 | 19417065.0479 | 15071655.511 | 7933426.2906 | 0 | 54115915.0762 | 96538061.9256 | 4216965.0343 | 9.9387 | 5444.9668 | 9713.3448 | 111.003 | 198.0197
1 | 4600 | 707 | 0.03 | 15 | 15 | 7 | 5.6234e-09 | 5spot_SharedNeighbor | CO2 | Porous | Wet | R245fa | MinimizeLCOE_Brownfield | IgnoreSilica | 134.6971 | 20.7655 | 2.4862 | 4 | 5442.2473 | 9708.0852 | 110.9476 | 197.9124 | 91.2488 | 11.5161 | 88.9282 | 5093240.531 | 0 | 4404450.9641 | 0 | 0 | 0 | 1396626.7885 | 4248784.1306 | 11054464.7623 | 7544899.3468 | 33742466.5232 | 961560.8286 | 19417065.0479 | 19417065.0479 | 15071655.511 | 7933426.2906 | 0 | 54121092.3998 | 96543239.2493 | 5623413.2519 | 9.9446 | 5442.2473 | 9708.0852 | 110.9476 | 197.9124
1 | 4600 | 707 | 0.03 | 15 | 15 | 7 | 7.4989e-09 | 5spot_SharedNeighbor | CO2 | Porous | Wet | R245fa | MinimizeLCOE_Brownfield | IgnoreSilica | 134.736 | 20.7721 | 2.4872 | 4 | 5440.208 | 9704.2177 | 110.906 | 197.8336 | 91.2454 | 11.5151 | 106.91 | 5094063.7141 | 0 | 4405491.363 | 0 | 0 | 0 | 1395705.0529 | 4249151.4507 | 11055420.4539 | 7545551.626 | 33745383.6606 | 961560.8286 | 19417065.0479 | 19417065.0479 | 15071655.511 | 7933426.2906 | 0 | 54124009.5372 | 96546156.3866 | 7498942.0933 | 9.9489 | 5440.208 | 9704.2177 | 110.906 | 197.8336
1 | 4600 | 707 | 0.03 | 15 | 15 | 7 | 1e-08 | 5spot_SharedNeighbor | CO2 | Porous | Wet | R245fa | MinimizeLCOE_Brownfield | IgnoreSilica | 134.7749 | 20.7784 | 2.4881 | 4 | 5438.6788 | 9701.167 | 110.8748 | 197.7714 | 91.2421 | 11.514 | 115.9542 | 5094887.4716 | 0 | 4406532.2521 | 0 | 0 | 0 | 1395164.4292 | 4249667.8196 | 11056763.9399 | 7546468.5828 | 33749484.4951 | 961560.8286 | 19417065.0479 | 19417065.0479 | 15071655.511 | 7933426.2906 | 0 | 54128110.3717 | 96550257.2211 | 10000000 | 9.9524 | 5438.6788 | 9701.167 | 110.8748 | 197.7714
1 | 4700 | 707 | 0.03 | 15 | 15 | 7 | 1e-13 | 5spot_SharedNeighbor | CO2 | Porous | Wet | R245fa | MinimizeLCOE_Brownfield | IgnoreSilica | 0 | 0 | 0 | 0 | [6 empty] | 22.3221 | [19 empty] | 100 | 0
1 | 4700 | 707 | 0.03 | 15 | 15 | 7 | 1.3335e-13 | 5spot_SharedNeighbor | CO2 | Porous | Wet | R245fa | MinimizeLCOE_Brownfield | IgnoreSilica | 1.6 | 0.015601 | 0.0020085 | 4 | 2755805.1087 | 8172241.0116 | 56180.8146 | 166602.1868 | 64.2485 | 11.3018 | 27.179 | 160711.608 | 0 | 72844.4984 | 0 | 0 | 0 | 159897.8616 | 153447.0475 | 399237.7413 | 272487.9619 | 1218626.7187 | 961560.8286 | 19960186.6406 | 19960186.6406 | 15432221.3765 | 8123701.7665 | 0 | 22140374.1879 | 65656483.9716 | 133.3521 | 0.0080341 | 2755805.1087 | 8172241.0116 | 56180.8146 | 166602.1868
1 | 4700 | 707 | 0.03 | 15 | 15 | 7 | 1.7783e-13 | 5spot_SharedNeighbor | CO2 | Porous | Wet | R245fa | MinimizeLCOE_Brownfield | IgnoreSilica | 1.6 | 0.031226 | 0.0057708 | 4 | 956344.7604 | 2841522.9224 | 19496.3815 | 57928.2882 | 64.2485 | 11.3018 | 28.7186 | 160711.6105 | 0 | 72844.4969 | 0 | 0 | 0 | 138978.3623 | 145288.4432 | 378010.7265 | 258000.0882 | 1153833.7276 | 961560.8286 | 19960186.6406 | 19960186.6406 | 15432221.3765 | 8123701.7665 | 0 | 22075581.1968 | 65591690.9805 | 177.8279 | 0.023083 | 956344.7604 | 2841522.9224 | 19496.3815 | 57928.2882
1 | 4700 | 707 | 0.03 | 15 | 15 | 7 | 2.3714e-13 | 5spot_SharedNeighbor | CO2 | Porous | Wet | R245fa | MinimizeLCOE_Brownfield | IgnoreSilica | 2.8861 | 0.16196 | 0.0139 | 4 | 413828.0147 | 1196464.178 | 8436.4438 | 24391.5406 | 75.7328 | 12.2471 | 50.0626 | 284376.117 | 0 | 149855.1476 | 0 | 0 | 0 | 239883.3667 | 262904.7062 | 684024.1164 | 466860.5147 | 2087903.9685 | 961560.8286 | 19960186.6406 | 19960186.6406 | 15432221.3765 | 8123701.7665 | 0 | 23009651.4378 | 66525761.2214 | 237.1374 | 0.055602 | 413828.0147 | 1196464.178 | 8436.4438 | 24391.5406
1 | 4700 | 707 | 0.03 | 15 | 15 | 7 | 3.1623e-13 | 5spot_SharedNeighbor | CO2 | Porous | Wet | R245fa | MinimizeLCOE_Brownfield | IgnoreSilica | 3.9339 | 0.29746 | 0.024666 | 4 | 239836.3342 | 680890.0279 | 4889.3881 | 13880.8642 | 80.7037 | 12.6107 | 47.0763 | 376078.0417 | 0 | 208659.7084 | 0 | 0 | 0 | 300387.7564 | 345198.9475 | 898136.8515 | 612996.856 | 2741458.1615 | 961560.8286 | 19960186.6406 | 19960186.6406 | 15432221.3765 | 8123701.7665 | 0 | 23663205.6308 | 67179315.4144 | 316.2278 | 0.098664 | 239836.3342 | 680890.0279 | 4889.3881 | 13880.8642
1 | 4700 | 707 | 0.03 | 15 | 15 | 7 | 4.217e-13 | 5spot_SharedNeighbor | CO2 | Porous | Wet | R245fa | MinimizeLCOE_Brownfield | IgnoreSilica | 5.2419 | 0.47886 | 0.039905 | 4 | 152922.5106 | 425543.6096 | 3117.5322 | 8675.2821 | 84.593 | 12.8759 | 54.9493 | 481828.2658 | 0 | 278097.752 | 0 | 0 | 0 | 366209.9708 | 439193.0355 | 1142690.1876 | 779909.533 | 3487928.7446 | 961560.8286 | 19960186.6406 | 19960186.6406 | 15432221.3765 | 8123701.7665 | 0 | 24409676.2138 | 67925785.9975 | 421.6965 | 0.15962 | 152922.5106 | 425543.6096 | 3117.5322 | 8675.2821
1 | 4700 | 707 | 0.03 | 15 | 15 | 7 | 5.6234e-13 | 5spot_SharedNeighbor | CO2 | Porous | Wet | R245fa | MinimizeLCOE_Brownfield | IgnoreSilica | 6.9345 | 0.72252 | 0.060944 | 4 | 103786.307 | 282296.0863 | 2115.8242 | 5754.9876 | 87.7392 | 13.0779 | 63.7474 | 608008.648 | 0 | 362999.8873 | 0 | 0 | 0 | 442726.0668 | 551356.4948 | 1434516.5008 | 979086.9882 | 4378694.5859 | 961560.8286 | 19960186.6406 | 19960186.6406 | 15432221.3765 | 8123701.7665 | 0 | 25300442.0551 | 68816551.8388 | 562.3413 | 0.24377 | 103786.307 | 282296.0863 | 2115.8242 | 5754.9876
1 | 4700 | 707 | 0.03 | 15 | 15 | 7 | 7.4989e-13 | 5spot_SharedNeighbor | CO2 | Porous | Wet | R245fa | MinimizeLCOE_Brownfield | IgnoreSilica | 9.0929 | 1.0412 | 0.089445 | 4 | 73634.4829 | 195262.8266 | 1501.1385 | 3980.6968 | 90.2277 | 13.2287 | 61.1245 | 756274.0943 | 0 | 465292.7538 | 0 | 0 | 0 | 529387.6013 | 682872.2353 | 1776693.4798 | 1212629.8073 | 5423149.9717 | 961560.8286 | 19960186.6406 | 19960186.6406 | 15432221.3765 | 8123701.7665 | 0 | 26344897.441 | 69861007.2246 | 749.8942 | 0.35778 | 73634.4829 | 195262.8266 | 1501.1385 | 3980.6968
1 | 4700 | 707 | 0.03 | 15 | 15 | 7 | 1e-12 | 5spot_SharedNeighbor | CO2 | Porous | Wet | R245fa | MinimizeLCOE_Brownfield | IgnoreSilica | 11.8534 | 1.4551 | 0.12758 | 4 | 54038.4736 | 139311.3847 | 1101.6474 | 2840.051 | 92.1941 | 13.3416 | 48.0116 | 931174.0866 | 0 | 589005.2114 | 0 | 0 | 0 | 628478.0996 | 837976.3851 | 2180242.6614 | 1488060.4159 | 6654936.8601 | 961560.8286 | 19960186.6406 | 19960186.6406 | 15432221.3765 | 8123701.7665 | 0 | 27576684.3293 | 71092794.113 | 1000 | 0.51032 | 54038.4736 | 139311.3847 | 1101.6474 | 2840.051
1 | 4700 | 707 | 0.03 | 15 | 15 | 7 | 1.3335e-12 | 5spot_SharedNeighbor | CO2 | Porous | Wet | R245fa | MinimizeLCOE_Brownfield | IgnoreSilica | 15.3681 | 1.9877 | 0.17809 | 4 | 40743.959 | 101831.451 | 830.6207 | 2075.9719 | 93.7313 | 13.4231 | 60.9154 | 1136782.1256 | 0 | 738129.19 | 0 | 0 | 0 | 741116.5711 | 1020250.8758 | 2654483.4966 | 1811739.5306 | 8102501.7897 | 961560.8286 | 19960186.6406 | 19960186.6406 | 15432221.3765 | 8123701.7665 | 0 | 29024249.2589 | 72540359.0426 | 1333.5214 | 0.71236 | 40743.959 | 101831.451 | 830.6207 | 2075.9719
1 | 4700 | 707 | 0.03 | 15 | 15 | 7 | 1.7783e-12 | 5spot_SharedNeighbor | CO2 | Porous | Wet | R245fa | MinimizeLCOE_Brownfield | IgnoreSilica | 19.7922 | 2.6635 | 0.24426 | 4 | 31428.068 | 75967.5837 | 640.7037 | 1548.7019 | 94.9119 | 13.4774 | 54.6432 | 1376096.6564 | 0 | 916110.6478 | 0 | 0 | 0 | 866779.2882 | 1232004.7711 | 3205423.6954 | 2187767.537 | 9784182.5959 | 961560.8286 | 19960186.6406 | 19960186.6406 | 15432221.3765 | 8123701.7665 | 0 | 30705930.0651 | 74222039.8487 | 1778.2794 | 0.97702 | 31428.068 | 75967.5837 | 640.7037 | 1548.7019
1 | 4700 | 707 | 0.03 | 15 | 15 | 7 | 2.3714e-12 | 5spot_SharedNeighbor | CO2 | Porous | Wet | R245fa | MinimizeLCOE_Brownfield | IgnoreSilica | 25.3487 | 3.5172 | 0.33009 | 4 | 24735.9727 | 57693.5999 | 504.2763 | 1176.1621 | 95.8049 | 13.5067 | 59.798 | 1654418.424 | 0 | 1128432.3243 | 0 | 0 | 0 | 1007208.4161 | 1478123.0741 | 3845773.0341 | 2624819.1185 | 11738774.3911 | 961560.8286 | 19960186.6406 | 19960186.6406 | 15432221.3765 | 8123701.7665 | 0 | 32660521.8604 | 76176631.644 | 2371.3737 | 1.3204 | 24735.9727 | 57693.5999 | 504.2763 | 1176.1621
1 | 4700 | 707 | 0.03 | 15 | 15 | 7 | 3.1623e-12 | 5spot_SharedNeighbor | CO2 | Porous | Wet | R245fa | MinimizeLCOE_Brownfield | IgnoreSilica | 32.1675 | 4.5712 | 0.43954 | 4 | 19836.7067 | 44587.4758 | 404.3981 | 908.976 | 96.4469 | 13.5097 | 62.357 | 1971135.7045 | 0 | 1376452.5878 | 0 | 0 | 0 | 1157885.6043 | 1757134.8197 | 4571704.3629 | 3120282.1668 | 13954595.2462 | 961560.8286 | 19960186.6406 | 19960186.6406 | 15432221.3765 | 8123701.7665 | 0 | 34876342.7154 | 78392452.499 | 3162.2777 | 1.7582 | 19836.7067 | 44587.4758 | 404.3981 | 908.976
1 | 4700 | 707 | 0.03 | 15 | 15 | 7 | 4.217e-12 | 5spot_SharedNeighbor | CO2 | Porous | Wet | R245fa | MinimizeLCOE_Brownfield | IgnoreSilica | 40.377 | 5.8477 | 0.57628 | 4 | 16199.7746 | 35077.8417 | 330.2543 | 715.1092 | 96.8706 | 13.4835 | 67.0421 | 2325233.2313 | 0 | 1661479.3664 | 0 | 0 | 0 | 1314949.2176 | 2067648.108 | 5379596.244 | 3671684.9762 | 16420591.1435 | 961560.8286 | 19960186.6406 | 19960186.6406 | 15432221.3765 | 8123701.7665 | 0 | 37342338.6127 | 80858448.3964 | 4216.965 | 2.3051 | 16199.7746 | 35077.8417 | 330.2543 | 715.1092
1 | 4700 | 707 | 0.03 | 15 | 15 | 7 | 5.6234e-12 | 5spot_SharedNeighbor | CO2 | Porous | Wet | R245fa | MinimizeLCOE_Brownfield | IgnoreSilica | 49.9307 | 7.3432 | 0.74192 | 4 | 13475.4593 | 28138.8365 | 274.7155 | 573.6482 | 97.0924 | 13.424 | 74.397 | 2708379.5626 | 0 | 1979173.4368 | 0 | 0 | 0 | 1469195.2278 | 2401131.8086 | 6247252.4261 | 4263878.149 | 19069010.6108 | 961560.8286 | 19960186.6406 | 19960186.6406 | 15432221.3765 | 8123701.7665 | 0 | 39990758.08 | 83506867.8637 | 5623.4133 | 2.9677 | 13475.4593 | 28138.8365 | 274.7155 | 573.6482
1 | 4700 | 707 | 0.03 | 15 | 15 | 7 | 7.4989e-12 | 5spot_SharedNeighbor | CO2 | Porous | Wet | R245fa | MinimizeLCOE_Brownfield | IgnoreSilica | 60.5297 | 9.0151 | 0.93409 | 4 | 11426.5179 | 23073.2045 | 232.945 | 470.3785 | 97.1223 | 13.3279 | 70.6215 | 3104082.8105 | 0 | 2318141.7044 | 0 | 0 | 0 | 1607143.265 | 2741453.4342 | 7132699.4863 | 4868213.9617 | 21771734.6621 | 961560.8286 | 19960186.6406 | 19960186.6406 | 15432221.3765 | 8123701.7665 | 0 | 42693482.1314 | 86209591.915 | 7498.9421 | 3.7364 | 11426.5179 | 23073.2045 | 232.945 | 470.3785
1 | 4700 | 707 | 0.03 | 15 | 15 | 7 | 1e-11 | 5spot_SharedNeighbor | CO2 | Porous | Wet | R245fa | MinimizeLCOE_Brownfield | IgnoreSilica | 71.624 | 10.7801 | 1.1452 | 4 | 9886.1147 | 19386.108 | 201.5418 | 395.212 | 96.9751 | 13.1968 | 75.9098 | 3490184.7532 | 0 | 2660970.8655 | 0 | 0 | 0 | 1714860.9966 | 3067746.48 | 7981647.0596 | 5447638.1246 | 24363048.2794 | 961560.8286 | 19960186.6406 | 19960186.6406 | 15432221.3765 | 8123701.7665 | 0 | 45284795.7487 | 88800905.5323 | 10000 | 4.5806 | 9886.1147 | 19386.108 | 201.5418 | 395.212
1 | 4700 | 707 | 0.03 | 15 | 15 | 7 | 1.3335e-11 | 5spot_SharedNeighbor | CO2 | Porous | Wet | R245fa | MinimizeLCOE_Brownfield | IgnoreSilica | 82.5124 | 12.5276 | 1.363 | 4 | 8731.4556 | 16713.2327 | 178.0025 | 340.7219 | 96.6834 | 13.0391 | 80.0185 | 3844177.9904 | 0 | 2987729.2447 | 0 | 0 | 0 | 1782679.2233 | 3359688.7188 | 8741220.8793 | 5966062.8643 | 26681558.9208 | 961560.8286 | 19960186.6406 | 19960186.6406 | 15432221.3765 | 8123701.7665 | 0 | 47603306.39 | 91119416.1737 | 13335.2143 | 5.4519 | 8731.4556 | 16713.2327 | 178.0025 | 340.7219
1 | 4700 | 707 | 0.03 | 15 | 15 | 7 | 1.7783e-11 | 5spot_SharedNeighbor | CO2 | Porous | Wet | R245fa | MinimizeLCOE_Brownfield | IgnoreSilica | 92.6218 | 14.1636 | 1.5747 | 4 | 7868.8482 | 14777.6503 | 160.4171 | 301.2624 | 96.2954 | 12.8675 | 96.1581 | 4152270.6788 | 0 | 3283873.3295 | 0 | 0 | 0 | 1811195.123 | 3606462.2612 | 9383275.0165 | 6404278.0058 | 28641354.4149 | 961560.8286 | 19960186.6406 | 19960186.6406 | 15432221.3765 | 8123701.7665 | 0 | 49563101.8841 | 93079211.6678 | 17782.7941 | 6.2986 | 7868.8482 | 14777.6503 | 160.4171 | 301.2624
1 | 4700 | 707 | 0.03 | 15 | 15 | 7 | 2.3714e-11 | 5spot_SharedNeighbor | CO2 | Porous | Wet | R245fa | MinimizeLCOE_Brownfield | IgnoreSilica | 101.4964 | 15.6113 | 1.7688 | 4 | 7225.9557 | 13376.3654 | 147.3109 | 272.6953 | 95.8674 | 12.6972 | 103.2136 | 4407082.9426 | 0 | 3538883.115 | 0 | 0 | 0 | 1805961.837 | 3803251.8789 | 9895281.2347 | 6753732.7704 | 30204193.7786 | 961560.8286 | 19960186.6406 | 19960186.6406 | 15432221.3765 | 8123701.7665 | 0 | 51125941.2479 | 94642051.0315 | 23713.7371 | 7.0753 | 7225.9557 | 13376.3654 | 147.3109 | 272.6953
1 | 4700 | 707 | 0.03 | 15 | 15 | 7 | 3.1623e-11 | 5spot_SharedNeighbor | CO2 | Porous | Wet | R245fa | MinimizeLCOE_Brownfield | IgnoreSilica | 108.9702 | 16.8392 | 1.9387 | 4 | 6747.2997 | 12358.7853 | 137.5528 | 251.9506 | 95.4457 | 12.5397 | 94.6977 | 4610580.8346 | 0 | 3750459.5107 | 0 | 0 | 0 | 1777750.4408 | 3954128.4066 | 10287831.0106 | 7021656.0586 | 31402406.2619 | 961560.8286 | 19960186.6406 | 19960186.6406 | 15432221.3765 | 8123701.7665 | 0 | 52324153.7311 | 95840263.5147 | 31622.7766 | 7.7548 | 6747.2997 | 12358.7853 | 137.5528 | 251.9506
1 | 4700 | 707 | 0.03 | 15 | 15 | 7 | 4.217e-11 | 5spot_SharedNeighbor | CO2 | Porous | Wet | R245fa | MinimizeLCOE_Brownfield | IgnoreSilica | 115.0922 | 17.8509 | 2.082 | 4 | 6390.8817 | 11616.0898 | 130.2868 | 236.8097 | 95.0594 | 12.4011 | 89.4233 | 4769789.9212 | 0 | 3921809.5319 | 0 | 0 | 0 | 1737711.3898 | 4067431.2287 | 10582621.7123 | 7222856.7698 | 32302220.5536 | 961560.8286 | 19960186.6406 | 19960186.6406 | 15432221.3765 | 8123701.7665 | 0 | 53223968.0229 | 96740077.8065 | 42169.6503 | 8.3281 | 6390.8817 | 11616.0898 | 130.2868 | 236.8097
1 | 4700 | 707 | 0.03 | 15 | 15 | 7 | 5.6234e-11 | 5spot_SharedNeighbor | CO2 | Porous | Wet | R245fa | MinimizeLCOE_Brownfield | IgnoreSilica | 119.9714 | 18.6614 | 2.1993 | 4 | 6125.2731 | 11071.9237 | 124.872 | 225.7161 | 94.7251 | 12.2845 | 88.7975 | 4891862.8067 | 0 | 4057208.1937 | 0 | 0 | 0 | 1693520.6156 | 4150610.7302 | 10799037.7127 | 7370565.137 | 32962805.1959 | 961560.8286 | 19960186.6406 | 19960186.6406 | 15432221.3765 | 8123701.7665 | 0 | 53884552.6651 | 97400662.4488 | 56234.1325 | 8.7971 | 6125.2731 | 11071.9237 | 124.872 | 225.7161
1 | 4700 | 707 | 0.03 | 15 | 15 | 7 | 7.4989e-11 | 5spot_SharedNeighbor | CO2 | Porous | Wet | R245fa | MinimizeLCOE_Brownfield | IgnoreSilica | 123.8035 | 19.3005 | 2.2932 | 4 | 5927.1248 | 10671.244 | 120.8325 | 217.5477 | 94.4463 | 12.1892 | 77.7375 | 4984744.5798 | 0 | 4162876.1822 | 0 | 0 | 0 | 1650865.4114 | 4211409.6076 | 10957223.9201 | 7478530.4739 | 33445650.1749 | 961560.8286 | 19960186.6406 | 19960186.6406 | 15432221.3765 | 8123701.7665 | 0 | 54367397.6441 | 97883507.4278 | 74989.4209 | 9.1726 | 5927.1248 | 10671.244 | 120.8325 | 217.5477
1 | 4700 | 707 | 0.03 | 15 | 15 | 7 | 1e-10 | 5spot_SharedNeighbor | CO2 | Porous | Wet | R245fa | MinimizeLCOE_Brownfield | IgnoreSilica | 126.7628 | 19.7959 | 2.367 | 4 | 5779.1436 | 10375.3123 | 117.8157 | 211.5148 | 94.221 | 12.1133 | 113.0628 | 5054659.5719 | 0 | 4244088.0601 | 0 | 0 | 0 | 1612422.7446 | 4255356.4469 | 11071564.5812 | 7556570.3246 | 33794661.7293 | 961560.8286 | 19960186.6406 | 19960186.6406 | 15432221.3765 | 8123701.7665 | 0 | 54716409.1985 | 98232518.9822 | 100000 | 9.4679 | 5779.1436 | 10375.3123 | 117.8157 | 211.5148
1 | 4700 | 707 | 0.03 | 15 | 15 | 7 | 1.3335e-10 | 5spot_SharedNeighbor | CO2 | Porous | Wet | R245fa | MinimizeLCOE_Brownfield | IgnoreSilica | 129.046 | 20.1789 | 2.4245 | 4 | 5668.5233 | 10155.708 | 115.5605 | 207.0378 | 94.0414 | 12.0533 | 106.075 | 5107519.9931 | 0 | 4306524.5014 | 0 | 0 | 0 | 1579832.0487 | 4287611.8518 | 11155486.5284 | 7613848.7779 | 34050823.7013 | 961560.8286 | 19960186.6406 | 19960186.6406 | 15432221.3765 | 8123701.7665 | 0 | 54972571.1705 | 98488680.9542 | 133352.1432 | 9.6979 | 5668.5233 | 10155.708 | 115.5605 | 207.0378
1 | 4700 | 707 | 0.03 | 15 | 15 | 7 | 1.7783e-10 | 5spot_SharedNeighbor | CO2 | Porous | Wet | R245fa | MinimizeLCOE_Brownfield | IgnoreSilica | 130.7756 | 20.4699 | 2.4686 | 4 | 5585.7673 | 9992.6695 | 113.8734 | 203.7141 | 93.9018 | 12.0071 | 98.3782 | 5146932.4029 | 0 | 4353696.1848 | 0 | 0 | 0 | 1552746.5856 | 4310816.3176 | 11215859.7884 | 7655054.7684 | 34235106.0477 | 961560.8286 | 19960186.6406 | 19960186.6406 | 15432221.3765 | 8123701.7665 | 0 | 55156853.5169 | 98672963.3006 | 177827.941 | 9.8745 | 5585.7673 | 9992.6695 | 113.8734 | 203.7141
1 | 4700 | 707 | 0.03 | 15 | 15 | 7 | 2.3714e-10 | 5spot_SharedNeighbor | CO2 | Porous | Wet | R245fa | MinimizeLCOE_Brownfield | IgnoreSilica | 132.0908 | 20.6915 | 2.5024 | 4 | 5523.8195 | 9871.1874 | 112.6105 | 201.2375 | 93.7937 | 11.9715 | 89.5214 | 5176539.2434 | 0 | 4389497.6649 | 0 | 0 | 0 | 1531007.428 | 4327847.2911 | 11260170.8879 | 7685298.0044 | 34370360.5196 | 961560.8286 | 19960186.6406 | 19960186.6406 | 15432221.3765 | 8123701.7665 | 0 | 55292107.9888 | 98808217.7725 | 237137.3706 | 10.0098 | 5523.8195 | 9871.1874 | 112.6105 | 201.2375
1 | 4700 | 707 | 0.03 | 15 | 15 | 7 | 3.1623e-10 | 5spot_SharedNeighbor | CO2 | Porous | Wet | R245fa | MinimizeLCOE_Brownfield | IgnoreSilica | 133.0971 | 20.861 | 2.5283 | 4 | 5477.4267 | 9780.3751 | 111.6648 | 199.3862 | 93.7098 | 11.944 | 96.8985 | 5198978.7729 | 0 | 4416849.2044 | 0 | 0 | 0 | 1514022.1364 | 4340641.5443 | 11293458.9103 | 7708017.7637 | 34471968.332 | 961560.8286 | 19960186.6406 | 19960186.6406 | 15432221.3765 | 8123701.7665 | 0 | 55393715.8013 | 98909825.5849 | 316227.766 | 10.1131 | 5477.4267 | 9780.3751 | 111.6648 | 199.3862
1 | 4700 | 707 | 0.03 | 15 | 15 | 7 | 4.217e-10 | 5spot_SharedNeighbor | CO2 | Porous | Wet | R245fa | MinimizeLCOE_Brownfield | IgnoreSilica | 133.8493 | 20.988 | 2.5478 | 4 | 5442.6711 | 9712.6555 | 110.9562 | 198.0056 | 93.6465 | 11.9233 | 108.2543 | 5215632.5568 | 0 | 4437273.7405 | 0 | 0 | 0 | 1500653.7505 | 4349888.4186 | 11317517.3805 | 7724438.1639 | 34545404.0107 | 961560.8286 | 19960186.6406 | 19960186.6406 | 15432221.3765 | 8123701.7665 | 0 | 55467151.48 | 98983261.2636 | 421696.5034 | 10.1912 | 5442.6711 | 9712.6555 | 110.9562 | 198.0056
1 | 4700 | 707 | 0.03 | 15 | 15 | 7 | 5.6234e-10 | 5spot_SharedNeighbor | CO2 | Porous | Wet | R245fa | MinimizeLCOE_Brownfield | IgnoreSilica | 134.407 | 21.0824 | 2.5625 | 4 | 5416.6271 | 9662.1635 | 110.4253 | 196.9763 | 93.5991 | 11.9079 | 110.2823 | 5227911.1568 | 0 | 4452402.642 | 0 | 0 | 0 | 1490184.1627 | 4356494.2049 | 11334704.2814 | 7736168.577 | 34597865.0247 | 961560.8286 | 19960186.6406 | 19960186.6406 | 15432221.3765 | 8123701.7665 | 0 | 55519612.494 | 99035722.2776 | 562341.3252 | 10.2498 | 5416.6271 | 9662.1635 | 110.4253 | 196.9763
1 | 4700 | 707 | 0.03 | 15 | 15 | 7 | 7.4989e-10 | 5spot_SharedNeighbor | CO2 | Porous | Wet | R245fa | MinimizeLCOE_Brownfield | IgnoreSilica | 134.846 | 21.1564 | 2.5737 | 4 | 5397.1074 | 9624.0848 | 110.0273 | 196.2 | 93.5616 | 11.8957 | 112.3565 | 5237537.3705 | 0 | 4464304.6512 | 0 | 0 | 0 | 1482478.5953 | 4361885.0406 | 11348730.13 | 7745741.5068 | 34640677.2943 | 961560.8286 | 19960186.6406 | 19960186.6406 | 15432221.3765 | 8123701.7665 | 0 | 55562424.7635 | 99078534.5472 | 749894.2093 | 10.2949 | 5397.1074 | 9624.0848 | 110.0273 | 196.2
1 | 4700 | 707 | 0.03 | 15 | 15 | 7 | 1e-09 | 5spot_SharedNeighbor | CO2 | Porous | Wet | R245fa | MinimizeLCOE_Brownfield | IgnoreSilica | 135.1575 | 21.2092 | 2.582 | 4 | 5382.4755 | 9595.8624 | 109.729 | 195.6246 | 93.5349 | 11.887 | 111.8329 | 5244345.8878 | 0 | 4472746.3208 | 0 | 0 | 0 | 1476301.6987 | 4365423.6239 | 11357936.7978 | 7752025.2467 | 34668779.5757 | 961560.8286 | 19960186.6406 | 19960186.6406 | 15432221.3765 | 8123701.7665 | 0 | 55590527.045 | 99106636.8286 | 1000000 | 10.3281 | 5382.4755 | 9595.8624 | 109.729 | 195.6246
1 | 4700 | 707 | 0.03 | 15 | 15 | 7 | 1.3335e-09 | 5spot_SharedNeighbor | CO2 | Porous | Wet | R245fa | MinimizeLCOE_Brownfield | IgnoreSilica | 135.4035 | 21.2507 | 2.5884 | 4 | 5371.5065 | 9574.5423 | 109.5054 | 195.19 | 93.5137 | 11.8801 | 90.4649 | 5249710.5649 | 0 | 4479410.5793 | 0 | 0 | 0 | 1471807.7466 | 4368362.2674 | 11365582.5455 | 7757243.6267 | 34692117.3303 | 961560.8286 | 19960186.6406 | 19960186.6406 | 15432221.3765 | 8123701.7665 | 0 | 55613864.7995 | 99129974.5832 | 1333521.4322 | 10.3535 | 5371.5065 | 9574.5423 | 109.5054 | 195.19
1 | 4700 | 707 | 0.03 | 15 | 15 | 7 | 1.7783e-09 | 5spot_SharedNeighbor | CO2 | Porous | Wet | R245fa | MinimizeLCOE_Brownfield | IgnoreSilica | 135.5861 | 21.2816 | 2.5931 | 4 | 5363.2827 | 9558.6019 | 109.3378 | 194.865 | 93.498 | 11.875 | 99.3649 | 5253685.8083 | 0 | 4484356.5636 | 0 | 0 | 0 | 1468371.9701 | 4370501.5934 | 11371148.6328 | 7761042.5957 | 34709107.1639 | 961560.8286 | 19960186.6406 | 19960186.6406 | 15432221.3765 | 8123701.7665 | 0 | 55630854.6332 | 99146964.4168 | 1778279.41 | 10.3725 | 5363.2827 | 9558.6019 | 109.3378 | 194.865
1 | 4700 | 707 | 0.03 | 15 | 15 | 7 | 2.3714e-09 | 5spot_SharedNeighbor | CO2 | Porous | Wet | R245fa | MinimizeLCOE_Brownfield | IgnoreSilica | 135.7176 | 21.3039 | 2.5967 | 4 | 5357.1167 | 9546.7416 | 109.2121 | 194.6232 | 93.4866 | 11.8713 | 101.9803 | 5256544.2035 | 0 | 4487917.2888 | 0 | 0 | 0 | 1465687.8318 | 4371958.2364 | 11374938.5192 | 7763629.271 | 34720675.3508 | 961560.8286 | 19960186.6406 | 19960186.6406 | 15432221.3765 | 8123701.7665 | 0 | 55642422.82 | 99158532.6036 | 2371373.7057 | 10.3866 | 5357.1167 | 9546.7416 | 109.2121 | 194.6232
1 | 4700 | 707 | 0.03 | 15 | 15 | 7 | 3.1623e-09 | 5spot_SharedNeighbor | CO2 | Porous | Wet | R245fa | MinimizeLCOE_Brownfield | IgnoreSilica | 135.8297 | 21.3227 | 2.5994 | 4 | 5352.4935 | 9537.65 | 109.1178 | 194.4379 | 93.4769 | 11.8682 | 102.349 | 5258978.4751 | 0 | 4490951.6764 | 0 | 0 | 0 | 1463879.628 | 4373385.814 | 11378652.7833 | 7766164.3325 | 34732012.7093 | 961560.8286 | 19960186.6406 | 19960186.6406 | 15432221.3765 | 8123701.7665 | 0 | 55653760.1786 | 99169869.9622 | 3162277.6602 | 10.3977 | 5352.4935 | 9537.65 | 109.1178 | 194.4379
1 | 4700 | 707 | 0.03 | 15 | 15 | 7 | 4.217e-09 | 5spot_SharedNeighbor | CO2 | Porous | Wet | R245fa | MinimizeLCOE_Brownfield | IgnoreSilica | 135.9003 | 21.3348 | 2.6014 | 4 | 5349.0269 | 9531.0394 | 109.0471 | 194.3031 | 93.4708 | 11.8662 | 111.9975 | 5260509.0977 | 0 | 4492861.5175 | 0 | 0 | 0 | 1462300.8892 | 4374111.8867 | 11380541.8755 | 7767453.6767 | 34737778.9432 | 961560.8286 | 19960186.6406 | 19960186.6406 | 15432221.3765 | 8123701.7665 | 0 | 55659526.4125 | 99175636.1961 | 4216965.0343 | 10.4055 | 5349.0269 | 9531.0394 | 109.0471 | 194.3031
1 | 4700 | 707 | 0.03 | 15 | 15 | 7 | 5.6234e-09 | 5spot_SharedNeighbor | CO2 | Porous | Wet | R245fa | MinimizeLCOE_Brownfield | IgnoreSilica | 135.954 | 21.3439 | 2.6029 | 4 | 5346.4274 | 9526.0719 | 108.9942 | 194.2019 | 93.4662 | 11.8647 | 108.2961 | 5261673.7367 | 0 | 4494315.3167 | 0 | 0 | 0 | 1461126.3653 | 4374675.0133 | 11382007.0153 | 7768453.6648 | 34742251.112 | 961560.8286 | 19960186.6406 | 19960186.6406 | 15432221.3765 | 8123701.7665 | 0 | 55663998.5812 | 99180108.3649 | 5623413.2519 | 10.4114 | 5346.4274 | 9526.0719 | 108.9942 | 194.2019
1 | 4700 | 707 | 0.03 | 15 | 15 | 7 | 7.4989e-09 | 5spot_SharedNeighbor | CO2 | Porous | Wet | R245fa | MinimizeLCOE_Brownfield | IgnoreSilica | 136.0077 | 21.3528 | 2.6041 | 4 | 5344.4783 | 9522.1452 | 108.9544 | 194.1218 | 93.4615 | 11.8632 | 99.2248 | 5262839.0014 | 0 | 4495769.7489 | 0 | 0 | 0 | 1460458.7442 | 4375436.3229 | 11383987.7867 | 7769805.582 | 34748297.1862 | 961560.8286 | 19960186.6406 | 19960186.6406 | 15432221.3765 | 8123701.7665 | 0 | 55670044.6554 | 99186154.4391 | 7498942.0933 | 10.4164 | 5344.4783 | 9522.1452 | 108.9544 | 194.1218
1 | 4700 | 707 | 0.03 | 15 | 15 | 7 | 1e-08 | 5spot_SharedNeighbor | CO2 | Porous | Wet | R245fa | MinimizeLCOE_Brownfield | IgnoreSilica | 136.0271 | 21.3564 | 2.6048 | 4 | 5343.0166 | 9519.5153 | 108.9246 | 194.0682 | 93.4598 | 11.8627 | 102.372 | 5263259.4279 | 0 | 4496295.4825 | 0 | 0 | 0 | 1459623.3921 | 4375479.538 | 11384100.2235 | 7769882.3224 | 34748640.3863 | 961560.8286 | 19960186.6406 | 19960186.6406 | 15432221.3765 | 8123701.7665 | 0 | 55670387.8555 | 99186497.6392 | 10000000 | 10.4193 | 5343.0166 | 9519.5153 | 108.9246 | 194.0682
1 | 4800 | 707 | 0.03 | 15 | 15 | 7 | 1e-13 | 5spot_SharedNeighbor | CO2 | Porous | Wet | R245fa | MinimizeLCOE_Brownfield | IgnoreSilica | 0 | 0 | 0 | 0 | [6 empty] | 22.3106 | [19 empty] | 100 | 0
1 | 4800 | 707 | 0.03 | 15 | 15 | 7 | 1.3335e-13 | 5spot_SharedNeighbor | CO2 | Porous | Wet | R245fa | MinimizeLCOE_Brownfield | IgnoreSilica | 1.6 | 0.014215 | 0.0022535 | 4 | 2518441.2846 | 7468855.9569 | 51341.832 | 152262.7311 | 64.8287 | 11.6113 | 26.6264 | 163131.5194 | 0 | 72687.5482 | 0 | 0 | 0 | 161600.9771 | 154993.8174 | 403262.1193 | 275234.6826 | 1230910.6639 | 961560.8286 | 20509168.3242 | 20509168.3242 | 15798354.3283 | 8316321.2789 | 0 | 22701639.8167 | 67325483.748 | 133.3521 | 0.0090142 | 2518441.2846 | 7468855.9569 | 51341.832 | 152262.7311
1 | 4800 | 707 | 0.03 | 15 | 15 | 7 | 1.7783e-13 | 5spot_SharedNeighbor | CO2 | Porous | Wet | R245fa | MinimizeLCOE_Brownfield | IgnoreSilica | 1.6 | 0.029809 | 0.0060007 | 4 | 943114.4731 | 2802220.3145 | 19226.6642 | 57127.0514 | 64.8287 | 11.6113 | 28.8341 | 163131.5221 | 0 | 72687.5466 | 0 | 0 | 0 | 140872.32 | 146909.6416 | 382228.7521 | 260878.9774 | 1166708.7598 | 961560.8286 | 20509168.3242 | 20509168.3242 | 15798354.3283 | 8316321.2789 | 0 | 22637437.9126 | 67261281.844 | 177.8279 | 0.024003 | 943114.4731 | 2802220.3145 | 19226.6642 | 57127.0514
1 | 4800 | 707 | 0.03 | 15 | 15 | 7 | 2.3714e-13 | 5spot_SharedNeighbor | CO2 | Porous | Wet | R245fa | MinimizeLCOE_Brownfield | IgnoreSilica | 2.9936 | 0.17226 | 0.014958 | 4 | 395571.5191 | 1141395.117 | 8064.2605 | 23268.8833 | 77.4428 | 12.6451 | 50.5856 | 299428.9285 | 0 | 156718.7032 | 0 | 0 | 0 | 253177.8423 | 276636.9349 | 719752.5585 | 491245.9106 | 2196960.8779 | 961560.8286 | 20509168.3242 | 20509168.3242 | 15798354.3283 | 8316321.2789 | 0 | 23667690.0307 | 68291533.9621 | 237.1374 | 0.059832 | 395571.5191 | 1141395.117 | 8064.2605 | 23268.8833
1 | 4800 | 707 | 0.03 | 15 | 15 | 7 | 3.1623e-13 | 5spot_SharedNeighbor | CO2 | Porous | Wet | R245fa | MinimizeLCOE_Brownfield | IgnoreSilica | 4.0628 | 0.31335 | 0.026513 | 4 | 229522.5082 | 650292.2998 | 4679.1268 | 13257.0881 | 82.4921 | 13.0103 | 67.4161 | 394433.884 | 0 | 217066.2203 | 0 | 0 | 0 | 315382.8401 | 361484.3483 | 940508.1236 | 641916.1199 | 2870791.5361 | 961560.8286 | 20509168.3242 | 20509168.3242 | 15798354.3283 | 8316321.2789 | 0 | 24341520.6889 | 68965364.6202 | 316.2278 | 0.10605 | 229522.5082 | 650292.2998 | 4679.1268 | 13257.0881
1 | 4800 | 707 | 0.03 | 15 | 15 | 7 | 4.217e-13 | 5spot_SharedNeighbor | CO2 | Porous | Wet | R245fa | MinimizeLCOE_Brownfield | IgnoreSilica | 5.4265 | 0.50543 | 0.042887 | 4 | 146499.5131 | 406625.8849 | 2986.5907 | 8289.6187 | 86.5339 | 13.2826 | 74.8679 | 506384.3587 | 0 | 289871.2055 | 0 | 0 | 0 | 385692.199 | 460959.6276 | 1199322.3953 | 818562.1784 | 3660791.9645 | 961560.8286 | 20509168.3242 | 20509168.3242 | 15798354.3283 | 8316321.2789 | 0 | 25131521.1173 | 69755365.0487 | 421.6965 | 0.17155 | 146499.5131 | 406625.8849 | 2986.5907 | 8289.6187
1 | 4800 | 707 | 0.03 | 15 | 15 | 7 | 5.6234e-13 | 5spot_SharedNeighbor | CO2 | Porous | Wet | R245fa | MinimizeLCOE_Brownfield | IgnoreSilica | 7.1586 | 0.75957 | 0.065443 | 4 | 99524.8167 | 269992.0608 | 2028.948 | 5504.1534 | 89.7445 | 13.4862 | 64.4125 | 637528.9746 | 0 | 377259.1028 | 0 | 0 | 0 | 464668.4092 | 576988.0298 | 1501204.497 | 1024602.9158 | 4582251.9292 | 961560.8286 | 20509168.3242 | 20509168.3242 | 15798354.3283 | 8316321.2789 | 0 | 26052981.082 | 70676825.0133 | 562.3413 | 0.26177 | 99524.8167 | 269992.0608 | 2028.948 | 5504.1534
1 | 4800 | 707 | 0.03 | 15 | 15 | 7 | 7.4989e-13 | 5spot_SharedNeighbor | CO2 | Porous | Wet | R245fa | MinimizeLCOE_Brownfield | IgnoreSilica | 9.3977 | 1.0957 | 0.096034 | 4 | 70683.7793 | 186850.4737 | 1440.9844 | 3809.1996 | 92.3228 | 13.6409 | 58.3072 | 793792.444 | 0 | 484001.6257 | 0 | 0 | 0 | 556565.2894 | 715400.1501 | 1861324.4417 | 1270392.1779 | 5681476.1289 | 961560.8286 | 20509168.3242 | 20509168.3242 | 15798354.3283 | 8316321.2789 | 0 | 27152205.2817 | 71776049.213 | 749.8942 | 0.38414 | 70683.7793 | 186850.4737 | 1440.9844 | 3809.1996
1 | 4800 | 707 | 0.03 | 15 | 15 | 7 | 1e-12 | 5spot_SharedNeighbor | CO2 | Porous | Wet | R245fa | MinimizeLCOE_Brownfield | IgnoreSilica | 12.2406 | 1.5297 | 0.13692 | 4 | 51920.8713 | 133397.5016 | 1058.4772 | 2719.4885 | 94.3427 | 13.7545 | 55.9498 | 976763.1241 | 0 | 612167.0044 | 0 | 0 | 0 | 660079.8854 | 877113.9054 | 2282070.4611 | 1557559.9815 | 6965754.3619 | 961560.8286 | 20509168.3242 | 20509168.3242 | 15798354.3283 | 8316321.2789 | 0 | 28436483.5147 | 73060327.4461 | 1000 | 0.54769 | 51920.8713 | 133397.5016 | 1058.4772 | 2719.4885
1 | 4800 | 707 | 0.03 | 15 | 15 | 7 | 1.3335e-12 | 5spot_SharedNeighbor | CO2 | Porous | Wet | R245fa | MinimizeLCOE_Brownfield | IgnoreSilica | 15.8675 | 2.089 | 0.19107 | 4 | 39187.4564 | 97574.8855 | 798.8893 | 1989.196 | 95.9266 | 13.8369 | 69.6232 | 1192332.25 | 0 | 766974.5887 | 0 | 0 | 0 | 778319.8651 | 1067674.4145 | 2777869.8163 | 1895953.2291 | 8479124.1637 | 961560.8286 | 20509168.3242 | 20509168.3242 | 15798354.3283 | 8316321.2789 | 0 | 29949853.3165 | 74573697.2478 | 1333.5214 | 0.76427 | 39187.4564 | 97574.8855 | 798.8893 | 1989.196
1 | 4800 | 707 | 0.03 | 15 | 15 | 7 | 1.7783e-12 | 5spot_SharedNeighbor | CO2 | Porous | Wet | R245fa | MinimizeLCOE_Brownfield | IgnoreSilica | 20.4307 | 2.7985 | 0.26196 | 4 | 30260.0835 | 72847.335 | 616.8927 | 1485.0915 | 97.1422 | 13.8912 | 58.3654 | 1443148.3014 | 0 | 951673.7107 | 0 | 0 | 0 | 910183.8358 | 1288952.2807 | 3353589.4339 | 2288893.698 | 10236441.2604 | 961560.8286 | 20509168.3242 | 20509168.3242 | 15798354.3283 | 8316321.2789 | 0 | 31707170.4132 | 76331014.3445 | 1778.2794 | 1.0478 | 30260.0835 | 72847.335 | 616.8927 | 1485.0915
1 | 4800 | 707 | 0.03 | 15 | 15 | 7 | 2.3714e-12 | 5spot_SharedNeighbor | CO2 | Porous | Wet | R245fa | MinimizeLCOE_Brownfield | IgnoreSilica | 26.1381 | 3.6914 | 0.35375 | 4 | 23844.0725 | 55380.114 | 486.0937 | 1128.9985 | 98.0582 | 13.9193 | 66.7506 | 1733686.772 | 0 | 1171136.6447 | 0 | 0 | 0 | 1056393.8817 | 1544874.7464 | 4019447.1927 | 2743355.3004 | 12268894.5379 | 961560.8286 | 20509168.3242 | 20509168.3242 | 15798354.3283 | 8316321.2789 | 0 | 33739623.6907 | 78363467.6221 | 2371.3737 | 1.415 | 23844.0725 | 55380.114 | 486.0937 | 1128.9985
1 | 4800 | 707 | 0.03 | 15 | 15 | 7 | 3.1623e-12 | 5spot_SharedNeighbor | CO2 | Porous | Wet | R245fa | MinimizeLCOE_Brownfield | IgnoreSilica | 33.1561 | 4.7957 | 0.47075 | 4 | 19145.1212 | 42843.423 | 390.2992 | 873.4211 | 98.7175 | 13.92 | 66.0406 | 2065004.3086 | 0 | 1428061.8395 | 0 | 0 | 0 | 1214164.4628 | 1835819.9383 | 4776426.9009 | 3260009.5056 | 14579486.9558 | 961560.8286 | 20509168.3242 | 20509168.3242 | 15798354.3283 | 8316321.2789 | 0 | 36050216.1085 | 80674060.0399 | 3162.2777 | 1.883 | 19145.1212 | 42843.423 | 390.2992 | 873.4211
1 | 4800 | 707 | 0.03 | 15 | 15 | 7 | 4.217e-12 | 5spot_SharedNeighbor | CO2 | Porous | Wet | R245fa | MinimizeLCOE_Brownfield | IgnoreSilica | 41.5554 | 6.126 | 0.61643 | 4 | 15656.0418 | 33753.6 | 319.1696 | 688.1128 | 99.1489 | 13.8901 | 77.6571 | 2433278.8962 | 0 | 1721655.8952 | 0 | 0 | 0 | 1376731.7522 | 2157349.952 | 5612982.0418 | 3830975.5788 | 17132974.1161 | 961560.8286 | 20509168.3242 | 20509168.3242 | 15798354.3283 | 8316321.2789 | 0 | 38603703.2689 | 83227547.2003 | 4216.965 | 2.4657 | 15656.0418 | 33753.6 | 319.1696 | 688.1128
1 | 4800 | 707 | 0.03 | 15 | 15 | 7 | 5.6234e-12 | 5spot_SharedNeighbor | CO2 | Porous | Wet | R245fa | MinimizeLCOE_Brownfield | IgnoreSilica | 51.3191 | 7.6827 | 0.79249 | 4 | 13042.4408 | 27119.5263 | 265.8878 | 552.8682 | 99.3721 | 13.8249 | 74.8087 | 2831372.9167 | 0 | 2048650.2338 | 0 | 0 | 0 | 1536412.7482 | 2502410.0005 | 6510757.5064 | 4443725.7808 | 19873329.1865 | 961560.8286 | 20509168.3242 | 20509168.3242 | 15798354.3283 | 8316321.2789 | 0 | 41344058.3393 | 85967902.2707 | 5623.4133 | 3.17 | 13042.4408 | 27119.5263 | 265.8878 | 552.8682
1 | 4800 | 707 | 0.03 | 15 | 15 | 7 | 7.4989e-12 | 5spot_SharedNeighbor | CO2 | Porous | Wet | R245fa | MinimizeLCOE_Brownfield | IgnoreSilica | 62.087 | 9.4134 | 0.99577 | 4 | 11077.3079 | 22280.647 | 225.8259 | 454.2211 | 99.3963 | 13.7216 | 82.1753 | 3240117.4678 | 0 | 2395618.062 | 0 | 0 | 0 | 1677556.9076 | 2852184.0506 | 7420797.8362 | 5064847.0054 | 22651121.3296 | 961560.8286 | 20509168.3242 | 20509168.3242 | 15798354.3283 | 8316321.2789 | 0 | 44121850.4824 | 88745694.4137 | 7498.9421 | 3.9831 | 11077.3079 | 22280.647 | 225.8259 | 454.2211
1 | 4800 | 707 | 0.03 | 15 | 15 | 7 | 1e-11 | 5spot_SharedNeighbor | CO2 | Porous | Wet | R245fa | MinimizeLCOE_Brownfield | IgnoreSilica | 73.2876 | 11.2294 | 1.2178 | 4 | 9600.6434 | 18761.4027 | 195.7221 | 382.4766 | 99.2389 | 13.5825 | 75.7217 | 3636519.6493 | 0 | 2744511.913 | 0 | 0 | 0 | 1786163.8614 | 3185206.2152 | 8287253.1964 | 5656220.5926 | 25295875.4279 | 961560.8286 | 20509168.3242 | 20509168.3242 | 15798354.3283 | 8316321.2789 | 0 | 46766604.5807 | 91390448.5121 | 10000 | 4.8712 | 9600.6434 | 18761.4027 | 195.7221 | 382.4766
1 | 4800 | 707 | 0.03 | 15 | 15 | 7 | 1.3335e-11 | 5spot_SharedNeighbor | CO2 | Porous | Wet | R245fa | MinimizeLCOE_Brownfield | IgnoreSilica | 84.2445 | 13.0216 | 1.4458 | 4 | 8494.3642 | 16210.274 | 173.1691 | 330.4684 | 98.9347 | 13.4164 | 73.1158 | 3998850.6738 | 0 | 3076130.3086 | 0 | 0 | 0 | 1853959.5525 | 3482286.8086 | 9060195.9607 | 6183769.9116 | 27655193.2158 | 961560.8286 | 20509168.3242 | 20509168.3242 | 15798354.3283 | 8316321.2789 | 0 | 49125922.3685 | 93749766.2999 | 13335.2143 | 5.7834 | 8494.3642 | 16210.274 | 173.1691 | 330.4684
1 | 4800 | 707 | 0.03 | 15 | 15 | 7 | 1.7783e-11 | 5spot_SharedNeighbor | CO2 | Porous | Wet | R245fa | MinimizeLCOE_Brownfield | IgnoreSilica | 94.3345 | 14.6863 | 1.666 | 4 | 7668.2756 | 14364.5671 | 156.3282 | 292.8411 | 98.5365 | 13.2378 | 87.3908 | 4311743.5016 | 0 | 3374375.9488 | 0 | 0 | 0 | 1880543.6541 | 3730998.6108 | 9707293.0522 | 6625426.973 | 29630381.7405 | 961560.8286 | 20509168.3242 | 20509168.3242 | 15798354.3283 | 8316321.2789 | 0 | 51101110.8933 | 95724954.8247 | 17782.7941 | 6.664 | 7668.2756 | 14364.5671 | 156.3282 | 292.8411
1 | 4800 | 707 | 0.03 | 15 | 15 | 7 | 2.3714e-11 | 5spot_SharedNeighbor | CO2 | Porous | Wet | R245fa | MinimizeLCOE_Brownfield | IgnoreSilica | 103.1749 | 16.1564 | 1.8672 | 4 | 7052.7936 | 13027.6286 | 143.7807 | 265.5858 | 98.1 | 13.0615 | 101.0425 | 4570166.981 | 0 | 3630822.7555 | 0 | 0 | 0 | 1873739.2893 | 3929144.32 | 10222827.5424 | 6977289.8558 | 31203990.744 | 961560.8286 | 20509168.3242 | 20509168.3242 | 15798354.3283 | 8316321.2789 | 0 | 52674719.8968 | 97298563.8282 | 23713.7371 | 7.4686 | 7052.7936 | 13027.6286 | 143.7807 | 265.5858
1 | 4800 | 707 | 0.03 | 15 | 15 | 7 | 3.1623e-11 | 5spot_SharedNeighbor | CO2 | Porous | Wet | R245fa | MinimizeLCOE_Brownfield | IgnoreSilica | 110.6 | 17.4001 | 2.0425 | 4 | 6594.6313 | 12056.4888 | 134.4405 | 245.7878 | 97.6723 | 12.8992 | 100.3452 | 4776115.2923 | 0 | 3843111.1798 | 0 | 0 | 0 | 1844228.254 | 4080747.3432 | 10617267.5105 | 7246503.239 | 32407972.8187 | 961560.8286 | 20509168.3242 | 20509168.3242 | 15798354.3283 | 8316321.2789 | 0 | 53878701.9715 | 98502545.9028 | 31622.7766 | 8.1701 | 6594.6313 | 12056.4888 | 134.4405 | 245.7878
1 | 4800 | 707 | 0.03 | 15 | 15 | 7 | 4.217e-11 | 5spot_SharedNeighbor | CO2 | Porous | Wet | R245fa | MinimizeLCOE_Brownfield | IgnoreSilica | 116.6534 | 18.4201 | 2.1899 | 4 | 6253.5071 | 11347.8112 | 127.4862 | 231.3405 | 97.2831 | 12.7573 | 96.4207 | 4936579.9328 | 0 | 4014283.278 | 0 | 0 | 0 | 1802928.0561 | 4193978.5941 | 10911871.9985 | 7447576.8555 | 33307218.7149 | 961560.8286 | 20509168.3242 | 20509168.3242 | 15798354.3283 | 8316321.2789 | 0 | 54777947.8677 | 99401791.7991 | 42169.6503 | 8.7596 | 6253.5071 | 11347.8112 | 127.4862 | 231.3405
1 | 4800 | 707 | 0.03 | 15 | 15 | 7 | 5.6234e-11 | 5spot_SharedNeighbor | CO2 | Porous | Wet | R245fa | MinimizeLCOE_Brownfield | IgnoreSilica | 121.477 | 19.2371 | 2.3102 | 4 | 5999.3082 | 10828.2386 | 122.304 | 220.7483 | 96.9469 | 12.6381 | 105.4429 | 5059674.4386 | 0 | 4149558.2273 | 0 | 0 | 0 | 1758065.2101 | 4277246.1717 | 11128517.1548 | 7595441.6263 | 33968502.8288 | 961560.8286 | 20509168.3242 | 20509168.3242 | 15798354.3283 | 8316321.2789 | 0 | 55439231.9816 | 100063075.913 | 56234.1325 | 9.2409 | 5999.3082 | 10828.2386 | 122.304 | 220.7483
1 | 4800 | 707 | 0.03 | 15 | 15 | 7 | 7.4989e-11 | 5spot_SharedNeighbor | CO2 | Porous | Wet | R245fa | MinimizeLCOE_Brownfield | IgnoreSilica | 125.2501 | 19.8789 | 2.4063 | 4 | 5809.6769 | 10445.7569 | 118.4381 | 212.9509 | 96.6679 | 12.5411 | 108.3022 | 5153006.5454 | 0 | 4254722.872 | 0 | 0 | 0 | 1714828.4298 | 4337797.5604 | 11286059.4475 | 7702967.4782 | 34449382.3333 | 961560.8286 | 20509168.3242 | 20509168.3242 | 15798354.3283 | 8316321.2789 | 0 | 55920111.486 | 100543955.4174 | 74989.4209 | 9.6253 | 5809.6769 | 10445.7569 | 118.4381 | 212.9509
1 | 4800 | 707 | 0.03 | 15 | 15 | 7 | 1e-10 | 5spot_SharedNeighbor | CO2 | Porous | Wet | R245fa | MinimizeLCOE_Brownfield | IgnoreSilica | 128.166 | 20.3766 | 2.4818 | 4 | 5668.0589 | 10163.1031 | 115.551 | 207.1886 | 96.4425 | 12.4639 | 103.8011 | 5223350.2059 | 0 | 4335622.0716 | 0 | 0 | 0 | 1676153.5826 | 4381699.0854 | 11400282.2102 | 7780926.8608 | 34798034.0165 | 961560.8286 | 20509168.3242 | 20509168.3242 | 15798354.3283 | 8316321.2789 | 0 | 56268763.1693 | 100892607.1006 | 100000 | 9.9273 | 5668.0589 | 10163.1031 | 115.551 | 207.1886
1 | 4800 | 707 | 0.03 | 15 | 15 | 7 | 1.3335e-10 | 5spot_SharedNeighbor | CO2 | Porous | Wet | R245fa | MinimizeLCOE_Brownfield | IgnoreSilica | 130.4124 | 20.7609 | 2.5406 | 4 | 5562.1971 | 9953.3417 | 113.3929 | 202.9123 | 96.2632 | 12.4031 | 93.0662 | 5276477.5574 | 0 | 4397732.5234 | 0 | 0 | 0 | 1643438.1294 | 4413882.802 | 11484017.6389 | 7838078.0115 | 35053626.6625 | 961560.8286 | 20509168.3242 | 20509168.3242 | 15798354.3283 | 8316321.2789 | 0 | 56524355.8153 | 101148199.7466 | 133352.1432 | 10.1622 | 5562.1971 | 9953.3417 | 113.3929 | 202.9123
1 | 4800 | 707 | 0.03 | 15 | 15 | 7 | 1.7783e-10 | 5spot_SharedNeighbor | CO2 | Porous | Wet | R245fa | MinimizeLCOE_Brownfield | IgnoreSilica | 132.1102 | 21.0523 | 2.5856 | 4 | 5483.0025 | 9797.6318 | 111.7784 | 199.738 | 96.1242 | 12.3563 | 92.2042 | 5316016.4448 | 0 | 4444559.4606 | 0 | 0 | 0 | 1616263.6435 | 4436967.4241 | 11544079.0903 | 7879071.1862 | 35236957.2496 | 961560.8286 | 20509168.3242 | 20509168.3242 | 15798354.3283 | 8316321.2789 | 0 | 56707686.4023 | 101331530.3337 | 177827.941 | 10.3425 | 5483.0025 | 9797.6318 | 111.7784 | 199.738
1 | 4800 | 707 | 0.03 | 15 | 15 | 7 | 2.3714e-10 | 5spot_SharedNeighbor | CO2 | Porous | Wet | R245fa | MinimizeLCOE_Brownfield | IgnoreSilica | 133.413 | 21.2759 | 2.6202 | 4 | 5423.7216 | 9681.4055 | 110.5699 | 197.3685 | 96.0156 | 12.32 | 108.1661 | 5345992.867 | 0 | 4480420.5526 | 0 | 0 | 0 | 1594704.3489 | 4454235.9297 | 11589008.1997 | 7909736.2266 | 35374098.1245 | 961560.8286 | 20509168.3242 | 20509168.3242 | 15798354.3283 | 8316321.2789 | 0 | 56844827.2773 | 101468671.2086 | 237137.3706 | 10.4808 | 5423.7216 | 9681.4055 | 110.5699 | 197.3685
1 | 4800 | 707 | 0.03 | 15 | 15 | 7 | 3.1623e-10 | 5spot_SharedNeighbor | CO2 | Porous | Wet | R245fa | MinimizeLCOE_Brownfield | IgnoreSilica | 134.3876 | 21.4436 | 2.6464 | 4 | 5379.3267 | 9594.8538 | 109.6649 | 195.6041 | 95.9333 | 12.2926 | 108.9692 | 5368212.8648 | 0 | 4507211.103 | 0 | 0 | 0 | 1577503.8017 | 4466641.8301 | 11621285.8077 | 7931766.3573 | 35472621.7646 | 961560.8286 | 20509168.3242 | 20509168.3242 | 15798354.3283 | 8316321.2789 | 0 | 56943350.9173 | 101567194.8487 | 316227.766 | 10.5856 | 5379.3267 | 9594.8538 | 109.6649 | 195.6041
1 | 4800 | 707 | 0.03 | 15 | 15 | 7 | 4.217e-10 | 5spot_SharedNeighbor | CO2 | Porous | Wet | R245fa | MinimizeLCOE_Brownfield | IgnoreSilica | 135.1381 | 21.5726 | 2.6664 | 4 | 5346.0684 | 9529.9657 | 108.9868 | 194.2812 | 95.8692 | 12.2713 | 112.0092 | 5385204.292 | 0 | 4527820.0004 | 0 | 0 | 0 | 1564365.3372 | 4476181.9555 | 11646107.2572 | 7948707.5066 | 35548386.3489 | 961560.8286 | 20509168.3242 | 20509168.3242 | 15798354.3283 | 8316321.2789 | 0 | 57019115.5017 | 101642959.4331 | 421696.5034 | 10.6656 | 5346.0684 | 9529.9657 | 108.9868 | 194.2812
1 | 4800 | 707 | 0.03 | 15 | 15 | 7 | 5.6234e-10 | 5spot_SharedNeighbor | CO2 | Porous | Wet | R245fa | MinimizeLCOE_Brownfield | IgnoreSilica | 135.6936 | 21.6683 | 2.6814 | 4 | 5321.1466 | 9481.598 | 108.4788 | 193.2952 | 95.8214 | 12.2554 | 101.4665 | 5397712.463 | 0 | 4543061.3356 | 0 | 0 | 0 | 1554057.749 | 4482984.3036 | 11663805.5714 | 7960786.9697 | 35602408.3924 | 961560.8286 | 20509168.3242 | 20509168.3242 | 15798354.3283 | 8316321.2789 | 0 | 57073137.5452 | 101696981.4765 | 562341.3252 | 10.7257 | 5321.1466 | 9481.598 | 108.4788 | 193.2952
1 | 4800 | 707 | 0.03 | 15 | 15 | 7 | 7.4989e-10 | 5spot_SharedNeighbor | CO2 | Porous | Wet | R245fa | MinimizeLCOE_Brownfield | IgnoreSilica | 136.1197 | 21.7417 | 2.6928 | 4 | 5302.4682 | 9445.2831 | 108.098 | 192.5549 | 95.7846 | 12.2432 | 100.2973 | 5407270.765 | 0 | 4554748.3696 | 0 | 0 | 0 | 1546300.4378 | 4488244.6332 | 11677491.8701 | 7970128.1498 | 35644184.2255 | 961560.8286 | 20509168.3242 | 20509168.3242 | 15798354.3283 | 8316321.2789 | 0 | 57114913.3783 | 101738757.3096 | 749894.2093 | 10.7714 | 5302.4682 | 9445.2831 | 108.098 | 192.5549
1 | 4800 | 707 | 0.03 | 15 | 15 | 7 | 1e-09 | 5spot_SharedNeighbor | CO2 | Porous | Wet | R245fa | MinimizeLCOE_Brownfield | IgnoreSilica | 136.4339 | 21.7958 | 2.7014 | 4 | 5288.4671 | 9418.1894 | 107.8126 | 192.0025 | 95.7573 | 12.2342 | 112.9698 | 5414293.6897 | 0 | 4563358.3484 | 0 | 0 | 0 | 1540284.0377 | 4491995.0696 | 11687249.7361 | 7976788.0939 | 35673968.9753 | 961560.8286 | 20509168.3242 | 20509168.3242 | 15798354.3283 | 8316321.2789 | 0 | 57144698.1281 | 101768542.0595 | 1000000 | 10.8055 | 5288.4671 | 9418.1894 | 107.8126 | 192.0025
1 | 4800 | 707 | 0.03 | 15 | 15 | 7 | 1.3335e-09 | 5spot_SharedNeighbor | CO2 | Porous | Wet | R245fa | MinimizeLCOE_Brownfield | IgnoreSilica | 136.6682 | 21.8363 | 2.7078 | 4 | 5277.971 | 9397.922 | 107.5986 | 191.5894 | 95.7368 | 12.2275 | 103.3419 | 5419519.9191 | 0 | 4569778.2868 | 0 | 0 | 0 | 1535690.6429 | 4494745.6511 | 11694406.1849 | 7981672.5172 | 35695813.2021 | 961560.8286 | 20509168.3242 | 20509168.3242 | 15798354.3283 | 8316321.2789 | 0 | 57166542.3549 | 101790386.2862 | 1333521.4322 | 10.8312 | 5277.971 | 9397.922 | 107.5986 | 191.5894
1 | 4800 | 707 | 0.03 | 15 | 15 | 7 | 1.7783e-09 | 5spot_SharedNeighbor | CO2 | Porous | Wet | R245fa | MinimizeLCOE_Brownfield | IgnoreSilica | 136.836 | 21.8654 | 2.7125 | 4 | 5270.1018 | 9382.8579 | 107.4382 | 191.2822 | 95.7222 | 12.2226 | 110.9186 | 5423255.795 | 0 | 4574374.5145 | 0 | 0 | 0 | 1532081.1714 | 4496587.4775 | 11699198.2396 | 7984943.193 | 35710440.3911 | 961560.8286 | 20509168.3242 | 20509168.3242 | 15798354.3283 | 8316321.2789 | 0 | 57181169.5438 | 101805013.4752 | 1778279.41 | 10.8501 | 5270.1018 | 9382.8579 | 107.4382 | 191.2822
1 | 4800 | 707 | 0.03 | 15 | 15 | 7 | 2.3714e-09 | 5spot_SharedNeighbor | CO2 | Porous | Wet | R245fa | MinimizeLCOE_Brownfield | IgnoreSilica | 136.9823 | 21.8905 | 2.7163 | 4 | 5264.2018 | 9371.2688 | 107.3179 | 191.046 | 95.7094 | 12.2184 | 102.8562 | 5426511.0221 | 0 | 4578382.8406 | 0 | 0 | 0 | 1529693.2923 | 4498488.9904 | 11704145.5861 | 7988319.8587 | 35725541.5901 | 961560.8286 | 20509168.3242 | 20509168.3242 | 15798354.3283 | 8316321.2789 | 0 | 57196270.7429 | 101820114.6743 | 2371373.7057 | 10.8651 | 5264.2018 | 9371.2688 | 107.3179 | 191.046
1 | 4800 | 707 | 0.03 | 15 | 15 | 7 | 3.1623e-09 | 5spot_SharedNeighbor | CO2 | Porous | Wet | R245fa | MinimizeLCOE_Brownfield | IgnoreSilica | 137.0749 | 21.9066 | 2.7189 | 4 | 5259.7779 | 9362.8361 | 107.2277 | 190.8741 | 95.7012 | 12.2157 | 103.5713 | 5428567.9174 | 0 | 4580918.5838 | 0 | 0 | 0 | 1527609.2608 | 4499467.3472 | 11706691.0697 | 7990057.2035 | 35733311.3824 | 961560.8286 | 20509168.3242 | 20509168.3242 | 15798354.3283 | 8316321.2789 | 0 | 57204040.5352 | 101827884.4665 | 3162277.6602 | 10.8758 | 5259.7779 | 9362.8361 | 107.2277 | 190.8741
1 | 4800 | 707 | 0.03 | 15 | 15 | 7 | 4.217e-09 | 5spot_SharedNeighbor | CO2 | Porous | Wet | R245fa | MinimizeLCOE_Brownfield | IgnoreSilica | 137.1527 | 21.92 | 2.721 | 4 | 5256.4608 | 9356.3928 | 107.1601 | 190.7427 | 95.6944 | 12.2135 | 108.9785 | 5430295.222 | 0 | 4583048.8596 | 0 | 0 | 0 | 1526177.6991 | 4500413.4945 | 11709152.7509 | 7991737.3515 | 35740825.3775 | 961560.8286 | 20509168.3242 | 20509168.3242 | 15798354.3283 | 8316321.2789 | 0 | 57211554.5303 | 101835398.4617 | 4216965.0343 | 10.884 | 5256.4608 | 9356.3928 | 107.1601 | 190.7427
1 | 4800 | 707 | 0.03 | 15 | 15 | 7 | 5.6234e-09 | 5spot_SharedNeighbor | CO2 | Porous | Wet | R245fa | MinimizeLCOE_Brownfield | IgnoreSilica | 137.2038 | 21.9289 | 2.7225 | 4 | 5253.9735 | 9351.6689 | 107.1094 | 190.6464 | 95.6899 | 12.212 | 117.6304 | 5431428.909 | 0 | 4584448.0419 | 0 | 0 | 0 | 1524981.9051 | 4500934.9538 | 11710509.4811 | 7992663.3478 | 35744966.6386 | 961560.8286 | 20509168.3242 | 20509168.3242 | 15798354.3283 | 8316321.2789 | 0 | 57215695.7914 | 101839539.7228 | 5623413.2519 | 10.89 | 5253.9735 | 9351.6689 | 107.1094 | 190.6464
1 | 4800 | 707 | 0.03 | 15 | 15 | 7 | 7.4989e-09 | 5spot_SharedNeighbor | CO2 | Porous | Wet | R245fa | MinimizeLCOE_Brownfield | IgnoreSilica | 137.2575 | 21.9379 | 2.7238 | 4 | 5252.1084 | 9347.9018 | 107.0713 | 190.5696 | 95.6852 | 12.2105 | 111.3391 | 5432621.2059 | 0 | 4585919.2448 | 0 | 0 | 0 | 1524335.9533 | 4501721.7975 | 11712556.6871 | 7994060.6079 | 35751215.4966 | 961560.8286 | 20509168.3242 | 20509168.3242 | 15798354.3283 | 8316321.2789 | 0 | 57221944.6493 | 101845788.5807 | 7498942.0933 | 10.895 | 5252.1084 | 9347.9018 | 107.0713 | 190.5696
1 | 4800 | 707 | 0.03 | 15 | 15 | 7 | 1e-08 | 5spot_SharedNeighbor | CO2 | Porous | Wet | R245fa | MinimizeLCOE_Brownfield | IgnoreSilica | 137.277 | 21.9415 | 2.7245 | 4 | 5250.7098 | 9345.3828 | 107.0428 | 190.5183 | 95.6835 | 12.2099 | 112.6128 | 5433051.3867 | 0 | 4586451.0414 | 0 | 0 | 0 | 1523508.3625 | 4501774.2083 | 11712693.0492 | 7994153.6779 | 35751631.726 | 961560.8286 | 20509168.3242 | 20509168.3242 | 15798354.3283 | 8316321.2789 | 0 | 57222360.8788 | 101846204.8102 | 10000000 | 10.898 | 5250.7098 | 9345.3828 | 107.0428 | 190.5183
1 | 4900 | 707 | 0.03 | 15 | 15 | 7 | 1e-13 | 5spot_SharedNeighbor | CO2 | Porous | Wet | R245fa | MinimizeLCOE_Brownfield | IgnoreSilica | 0 | 0 | 0 | 0 | [6 empty] | 22.3111 | [19 empty] | 100 | 0
1 | 4900 | 707 | 0.03 | 15 | 15 | 7 | 1.3335e-13 | 5spot_SharedNeighbor | CO2 | Porous | Wet | R245fa | MinimizeLCOE_Brownfield | IgnoreSilica | 1.6 | 0.01284 | 0.0024886 | 4 | 2337532.0338 | 6933053.8841 | 47653.7523 | 141339.6811 | 65.3869 | 11.9192 | 26.916 | 165497.909 | 0 | 72519.5967 | 0 | 0 | 0 | 163305.3082 | 156515.8974 | 407222.2592 | 277937.5595 | 1242998.5301 | 961560.8286 | 21064010.0986 | 21064010.0986 | 16170054.3665 | 8511284.8276 | 0 | 23268569.4572 | 69013918.7499 | 133.3521 | 0.0099543 | 2337532.0338 | 6933053.8841 | 47653.7523 | 141339.6811
1 | 4900 | 707 | 0.03 | 15 | 15 | 7 | 1.7783e-13 | 5spot_SharedNeighbor | CO2 | Porous | Wet | R245fa | MinimizeLCOE_Brownfield | IgnoreSilica | 1.6 | 0.028399 | 0.0062209 | 4 | 932537.2601 | 2770905.8547 | 19011.0334 | 56488.6638 | 65.3869 | 11.9192 | 29.1155 | 165497.9118 | 0 | 72519.5951 | 0 | 0 | 0 | 142763.1888 | 148504.4714 | 386378.172 | 263711.0417 | 1179374.3808 | 961560.8286 | 21064010.0986 | 21064010.0986 | 16170054.3665 | 8511284.8276 | 0 | 23204945.308 | 68950294.6006 | 177.8279 | 0.024884 | 932537.2601 | 2770905.8547 | 19011.0334 | 56488.6638
1 | 4900 | 707 | 0.03 | 15 | 15 | 7 | 2.3714e-13 | 5spot_SharedNeighbor | CO2 | Porous | Wet | R245fa | MinimizeLCOE_Brownfield | IgnoreSilica | 3.0908 | 0.18185 | 0.016071 | 4 | 378398.7736 | 1090009.159 | 7714.1708 | 22221.3111 | 79.0941 | 13.0386 | 48.4674 | 313804.2981 | 0 | 163062.0084 | 0 | 0 | 0 | 265570.6137 | 289550.3989 | 753350.743 | 514177.3619 | 2299515.424 | 961560.8286 | 21064010.0986 | 21064010.0986 | 16170054.3665 | 8511284.8276 | 0 | 24325086.3512 | 70070435.6438 | 237.1374 | 0.064284 | 378398.7736 | 1090009.159 | 7714.1708 | 22221.3111
1 | 4900 | 707 | 0.03 | 15 | 15 | 7 | 3.1623e-13 | 5spot_SharedNeighbor | CO2 | Porous | Wet | R245fa | MinimizeLCOE_Brownfield | IgnoreSilica | 4.2091 | 0.33156 | 0.028476 | 4 | 219842.6726 | 621462.3923 | 4481.7902 | 12669.3515 | 84.3489 | 13.4145 | 57.3252 | 414631.8442 | 0 | 226525.1214 | 0 | 0 | 0 | 332280.2757 | 379640.5241 | 987746.7687 | 674157.4658 | 3014981.9999 | 961560.8286 | 21064010.0986 | 21064010.0986 | 16170054.3665 | 8511284.8276 | 0 | 25040552.9271 | 70785902.2197 | 316.2278 | 0.1139 | 219842.6726 | 621462.3923 | 4481.7902 | 12669.3515
1 | 4900 | 707 | 0.03 | 15 | 15 | 7 | 4.217e-13 | 5spot_SharedNeighbor | CO2 | Porous | Wet | R245fa | MinimizeLCOE_Brownfield | IgnoreSilica | 5.6117 | 0.53275 | 0.046027 | 4 | 140474.2291 | 388946.0396 | 2863.7572 | 7929.1911 | 88.4803 | 13.6896 | 69.9619 | 531454.0113 | 0 | 301804.26 | 0 | 0 | 0 | 405480.9519 | 483108.2971 | 1256948.6898 | 857893.3085 | 3836689.5186 | 961560.8286 | 21064010.0986 | 21064010.0986 | 16170054.3665 | 8511284.8276 | 0 | 25862260.4458 | 71607609.7384 | 421.6965 | 0.18411 | 140474.2291 | 388946.0396 | 2863.7572 | 7929.1911
1 | 4900 | 707 | 0.03 | 15 | 15 | 7 | 5.6234e-13 | 5spot_SharedNeighbor | CO2 | Porous | Wet | R245fa | MinimizeLCOE_Brownfield | IgnoreSilica | 7.4 | 0.7997 | 0.070203 | 4 | 95527.9428 | 258431.6644 | 1947.4663 | 5268.479 | 91.7796 | 13.8962 | 71.5181 | 668868.4379 | 0 | 392520.3428 | 0 | 0 | 0 | 488319.3208 | 604386.1596 | 1572488.8106 | 1073255.9247 | 4799838.9964 | 961560.8286 | 21064010.0986 | 21064010.0986 | 16170054.3665 | 8511284.8276 | 0 | 26825409.9236 | 72570759.2162 | 562.3413 | 0.28081 | 95527.9428 | 258431.6644 | 1947.4663 | 5268.479
1 | 4900 | 707 | 0.03 | 15 | 15 | 7 | 7.4989e-13 | 5spot_SharedNeighbor | CO2 | Porous | Wet | R245fa | MinimizeLCOE_Brownfield | IgnoreSilica | 9.6996 | 1.1512 | 0.10295 | 4 | 67911.9766 | 178993.7465 | 1384.4775 | 3649.0296 | 94.4194 | 14.0525 | 64.2234 | 831807.458 | 0 | 502775.4172 | 0 | 0 | 0 | 583803.2234 | 748170.5785 | 1946586.3743 | 1328585.1988 | 5941728.2503 | 961560.8286 | 21064010.0986 | 21064010.0986 | 16170054.3665 | 8511284.8276 | 0 | 27967299.1775 | 73712648.4701 | 749.8942 | 0.41182 | 67911.9766 | 178993.7465 | 1384.4775 | 3649.0296
1 | 4900 | 707 | 0.03 | 15 | 15 | 7 | 1e-12 | 5spot_SharedNeighbor | CO2 | Porous | Wet | R245fa | MinimizeLCOE_Brownfield | IgnoreSilica | 12.6452 | 1.6084 | 0.14677 | 4 | 49934.0193 | 127851.6756 | 1017.9725 | 2606.4293 | 96.5064 | 14.1681 | 42.2037 | 1024297.2636 | 0 | 636334.3169 | 0 | 0 | 0 | 693267.8324 | 918020.771 | 2388501.7343 | 1630201.5125 | 7290623.4308 | 961560.8286 | 21064010.0986 | 21064010.0986 | 16170054.3665 | 8511284.8276 | 0 | 29316194.358 | 75061543.6506 | 1000 | 0.5871 | 49934.0193 | 127851.6756 | 1017.9725 | 2606.4293
1 | 4900 | 707 | 0.03 | 15 | 15 | 7 | 1.3335e-12 | 5spot_SharedNeighbor | CO2 | Porous | Wet | R245fa | MinimizeLCOE_Brownfield | IgnoreSilica | 16.3692 | 2.193 | 0.20469 | 4 | 37726.2854 | 93599.051 | 769.1014 | 1908.1433 | 98.1283 | 14.2509 | 53.4936 | 1249076.8577 | 0 | 796225.2384 | 0 | 0 | 0 | 816104.7949 | 1115948.6875 | 2903469.5723 | 1981677.6434 | 8862502.7942 | 961560.8286 | 21064010.0986 | 21064010.0986 | 16170054.3665 | 8511284.8276 | 0 | 30888073.7214 | 76633423.014 | 1333.5214 | 0.81874 | 37726.2854 | 93599.051 | 769.1014 | 1908.1433
1 | 4900 | 707 | 0.03 | 15 | 15 | 7 | 1.7783e-12 | 5spot_SharedNeighbor | CO2 | Porous | Wet | R245fa | MinimizeLCOE_Brownfield | IgnoreSilica | 21.0808 | 2.9383 | 0.28055 | 4 | 29162.8527 | 69927.0193 | 594.5242 | 1425.5569 | 99.3808 | 14.3052 | 60.2419 | 1512102.4586 | 0 | 988075.3904 | 0 | 0 | 0 | 954766.994 | 1347428.4888 | 3505732.5323 | 2392734.4889 | 10700840.353 | 961560.8286 | 21064010.0986 | 21064010.0986 | 16170054.3665 | 8511284.8276 | 0 | 32726411.2802 | 78471760.5728 | 1778.2794 | 1.1222 | 29162.8527 | 69927.0193 | 594.5242 | 1425.5569
1 | 4900 | 707 | 0.03 | 15 | 15 | 7 | 2.3714e-12 | 5spot_SharedNeighbor | CO2 | Porous | Wet | R245fa | MinimizeLCOE_Brownfield | IgnoreSilica | 26.9345 | 3.8706 | 0.37855 | 4 | 23005.4918 | 53216.0339 | 468.9981 | 1084.8808 | 100.3183 | 14.332 | 60.0616 | 1814798.6565 | 0 | 1214556.062 | 0 | 0 | 0 | 1106490.3108 | 1612979.5614 | 4196641.9513 | 2864294.3641 | 12809760.9062 | 961560.8286 | 21064010.0986 | 21064010.0986 | 16170054.3665 | 8511284.8276 | 0 | 34835331.8334 | 80580681.126 | 2371.3737 | 1.5142 | 23005.4918 | 53216.0339 | 468.9981 | 1084.8808
1 | 4900 | 707 | 0.03 | 15 | 15 | 7 | 3.1623e-12 | 5spot_SharedNeighbor | CO2 | Porous | Wet | R245fa | MinimizeLCOE_Brownfield | IgnoreSilica | 34.1307 | 5.0235 | 0.50331 | 4 | 18494.2528 | 41216.5456 | 377.0304 | 840.255 | 100.9932 | 14.3303 | 68.2215 | 2159984.3697 | 0 | 1479710.3495 | 0 | 0 | 0 | 1270375.8895 | 1914927.5374 | 4982248.6467 | 3400487.0763 | 15207733.8692 | 961560.8286 | 21064010.0986 | 21064010.0986 | 16170054.3665 | 8511284.8276 | 0 | 37233304.7964 | 82978654.089 | 3162.2777 | 2.0132 | 18494.2528 | 41216.5456 | 377.0304 | 840.255
1 | 4900 | 707 | 0.03 | 15 | 15 | 7 | 4.217e-12 | 5spot_SharedNeighbor | CO2 | Porous | Wet | R245fa | MinimizeLCOE_Brownfield | IgnoreSilica | 42.7493 | 6.4129 | 0.65847 | 4 | 15143.7839 | 32511.8816 | 308.7265 | 662.7987 | 101.4338 | 14.2961 | 69.2056 | 2543971.3193 | 0 | 1782995.6925 | 0 | 0 | 0 | 1439825.8939 | 2249049.2332 | 5851564.7614 | 3993813.1873 | 17861220.0875 | 961560.8286 | 21064010.0986 | 21064010.0986 | 16170054.3665 | 8511284.8276 | 0 | 39886791.0147 | 85632140.3074 | 4216.965 | 2.6339 | 15143.7839 | 32511.8816 | 308.7265 | 662.7987
1 | 4900 | 707 | 0.03 | 15 | 15 | 7 | 5.6234e-12 | 5spot_SharedNeighbor | CO2 | Porous | Wet | R245fa | MinimizeLCOE_Brownfield | IgnoreSilica | 52.7003 | 8.0288 | 0.84517 | 4 | 12634.0293 | 26165.3682 | 257.5618 | 533.4164 | 101.6574 | 14.2251 | 76.9705 | 2956276.6501 | 0 | 2118611.4977 | 0 | 0 | 0 | 1604011.8059 | 2604770.9819 | 6777079.783 | 4625496.207 | 20686246.9257 | 961560.8286 | 21064010.0986 | 21064010.0986 | 16170054.3665 | 8511284.8276 | 0 | 42711817.8528 | 88457167.1455 | 5623.4133 | 3.3807 | 12634.0293 | 26165.3682 | 257.5618 | 533.4164
1 | 4900 | 707 | 0.03 | 15 | 15 | 7 | 7.4989e-12 | 5spot_SharedNeighbor | CO2 | Porous | Wet | R245fa | MinimizeLCOE_Brownfield | IgnoreSilica | 63.6313 | 9.8184 | 1.0599 | 4 | 10747.5307 | 21537.9385 | 219.103 | 439.08 | 101.6757 | 14.1145 | 74.5461 | 3378001.4536 | 0 | 2473474.3156 | 0 | 0 | 0 | 1748161.3329 | 2963858.4698 | 7711351.7674 | 5263156.0337 | 23538003.373 | 961560.8286 | 21064010.0986 | 21064010.0986 | 16170054.3665 | 8511284.8276 | 0 | 45563574.3002 | 91308923.5928 | 7498.9421 | 4.2394 | 10747.5307 | 21537.9385 | 219.103 | 439.08
1 | 4900 | 707 | 0.03 | 15 | 15 | 7 | 1e-11 | 5spot_SharedNeighbor | CO2 | Porous | Wet | R245fa | MinimizeLCOE_Brownfield | IgnoreSilica | 74.9413 | 11.6866 | 1.2931 | 4 | 9330.6596 | 18174.5799 | 190.2181 | 370.5134 | 101.5078 | 13.967 | 78.7292 | 3784877.4651 | 0 | 2828575.7826 | 0 | 0 | 0 | 1857744.2698 | 3303767.0318 | 8595724.121 | 5866758.337 | 26237447.0074 | 961560.8286 | 21064010.0986 | 21064010.0986 | 16170054.3665 | 8511284.8276 | 0 | 48263017.9345 | 94008367.2272 | 10000 | 5.1725 | 9330.6596 | 18174.5799 | 190.2181 | 370.5134
1 | 4900 | 707 | 0.03 | 15 | 15 | 7 | 1.3335e-11 | 5spot_SharedNeighbor | CO2 | Porous | Wet | R245fa | MinimizeLCOE_Brownfield | IgnoreSilica | 85.9398 | 13.5198 | 1.5313 | 4 | 8269.7401 | 15737.8841 | 168.5898 | 320.8381 | 101.192 | 13.7928 | 87.0873 | 4154676.0024 | 0 | 3164265.6397 | 0 | 0 | 0 | 1924690.67 | 3605016.6017 | 9379513.7071 | 6401710.8348 | 28629873.4558 | 961560.8286 | 21064010.0986 | 21064010.0986 | 16170054.3665 | 8511284.8276 | 0 | 50655444.383 | 96400793.6757 | 13335.2143 | 6.1254 | 8269.7401 | 15737.8841 | 168.5898 | 320.8381
1 | 4900 | 707 | 0.03 | 15 | 15 | 7 | 1.7783e-11 | 5spot_SharedNeighbor | CO2 | Porous | Wet | R245fa | MinimizeLCOE_Brownfield | IgnoreSilica | 96.0324 | 15.2166 | 1.7603 | 4 | 7477.8683 | 13974.8494 | 152.4465 | 284.8962 | 100.7828 | 13.6068 | 87.9056 | 4473009.4129 | 0 | 3465257.4546 | 0 | 0 | 0 | 1949919.574 | 3856392.7122 | 10033542.7822 | 6848099.1175 | 30626221.0534 | 961560.8286 | 21064010.0986 | 21064010.0986 | 16170054.3665 | 8511284.8276 | 0 | 52651791.9806 | 98397141.2732 | 17782.7941 | 7.041 | 7477.8683 | 13974.8494 | 152.4465 | 284.8962
1 | 4900 | 707 | 0.03 | 15 | 15 | 7 | 2.3714e-11 | 5spot_SharedNeighbor | CO2 | Porous | Wet | R245fa | MinimizeLCOE_Brownfield | IgnoreSilica | 104.8339 | 16.7083 | 1.9684 | 4 | 6888.0551 | 12697.9544 | 140.4223 | 258.865 | 100.3383 | 13.4245 | 97.1866 | 4734826.4893 | 0 | 3722977.381 | 0 | 0 | 0 | 1941358.7819 | 4055673.4344 | 10552030.3432 | 7201977.5318 | 32208843.9615 | 961560.8286 | 21064010.0986 | 21064010.0986 | 16170054.3665 | 8511284.8276 | 0 | 54234414.8887 | 99979764.1813 | 23713.7371 | 7.8737 | 6888.0551 | 12697.9544 | 140.4223 | 258.865
1 | 4900 | 707 | 0.03 | 15 | 15 | 7 | 3.1623e-11 | 5spot_SharedNeighbor | CO2 | Porous | Wet | R245fa | MinimizeLCOE_Brownfield | IgnoreSilica | 112.1956 | 17.9652 | 2.1491 | 4 | 6449.0774 | 11770.4229 | 131.4732 | 239.956 | 99.9057 | 13.2577 | 88.0525 | 4942738.1768 | 0 | 3935520.2584 | 0 | 0 | 0 | 1910141.9728 | 4207476.1591 | 10946989.894 | 7471545.5408 | 33414412.0018 | 961560.8286 | 21064010.0986 | 21064010.0986 | 16170054.3665 | 8511284.8276 | 0 | 55439982.929 | 101185332.2216 | 31622.7766 | 8.5966 | 6449.0774 | 11770.4229 | 131.4732 | 239.956
1 | 4900 | 707 | 0.03 | 15 | 15 | 7 | 4.217e-11 | 5spot_SharedNeighbor | CO2 | Porous | Wet | R245fa | MinimizeLCOE_Brownfield | IgnoreSilica | 118.2003 | 18.9964 | 2.3007 | 4 | 6122.2667 | 11093.0006 | 124.8107 | 226.1458 | 99.5125 | 13.1121 | 93.2225 | 5104910.8089 | 0 | 4107039.7378 | 0 | 0 | 0 | 1867950.0263 | 4321161.2235 | 11242775.1114 | 7673425.0295 | 34317261.9373 | 961560.8286 | 21064010.0986 | 21064010.0986 | 16170054.3665 | 8511284.8276 | 0 | 56342832.8645 | 102088182.1571 | 42169.6503 | 9.2029 | 6122.2667 | 11093.0006 | 124.8107 | 226.1458
1 | 4900 | 707 | 0.03 | 15 | 15 | 7 | 5.6234e-11 | 5spot_SharedNeighbor | CO2 | Porous | Wet | R245fa | MinimizeLCOE_Brownfield | IgnoreSilica | 122.9534 | 19.8172 | 2.424 | 4 | 5878.7445 | 10596.6705 | 119.8462 | 216.0275 | 99.1757 | 12.9907 | 91.7751 | 5228563.0149 | 0 | 4241724.7057 | 0 | 0 | 0 | 1822025.7808 | 4404002.2655 | 11458310.5098 | 7820532.3677 | 34975158.6444 | 961560.8286 | 21064010.0986 | 21064010.0986 | 16170054.3665 | 8511284.8276 | 0 | 57000729.5716 | 102746078.8642 | 56234.1325 | 9.6961 | 5878.7445 | 10596.6705 | 119.8462 | 216.0275
1 | 4900 | 707 | 0.03 | 15 | 15 | 7 | 7.4989e-11 | 5spot_SharedNeighbor | CO2 | Porous | Wet | R245fa | MinimizeLCOE_Brownfield | IgnoreSilica | 126.6728 | 20.4622 | 2.5224 | 4 | 5697.0819 | 10231.0701 | 116.1427 | 208.5742 | 98.8964 | 12.8921 | 100.5353 | 5322412.7628 | 0 | 4346495.6053 | 0 | 0 | 0 | 1778242.2144 | 4464388.7272 | 11615423.696 | 7927765.3456 | 35454728.3513 | 961560.8286 | 21064010.0986 | 21064010.0986 | 16170054.3665 | 8511284.8276 | 0 | 57480299.2785 | 103225648.5711 | 74989.4209 | 10.0894 | 5697.0819 | 10231.0701 | 116.1427 | 208.5742
1 | 4900 | 707 | 0.03 | 15 | 15 | 7 | 1e-10 | 5spot_SharedNeighbor | CO2 | Porous | Wet | R245fa | MinimizeLCOE_Brownfield | IgnoreSilica | 129.5498 | 20.9627 | 2.5996 | 4 | 5561.417 | 9960.7374 | 113.377 | 203.0631 | 98.6707 | 12.8135 | 91.4865 | 5393245.3982 | 0 | 4427178.3462 | 0 | 0 | 0 | 1739359.2871 | 4508315.3823 | 11729711.842 | 8005769.3537 | 35803579.6095 | 961560.8286 | 21064010.0986 | 21064010.0986 | 16170054.3665 | 8511284.8276 | 0 | 57829150.5367 | 103574499.8293 | 100000 | 10.3983 | 5561.417 | 9960.7374 | 113.377 | 203.0631
1 | 4900 | 707 | 0.03 | 15 | 15 | 7 | 1.3335e-10 | 5spot_SharedNeighbor | CO2 | Porous | Wet | R245fa | MinimizeLCOE_Brownfield | IgnoreSilica | 131.7593 | 21.3481 | 2.6595 | 4 | 5460.0065 | 9760.1723 | 111.3096 | 198.9743 | 98.4918 | 12.7518 | 103.6467 | 5446596.6873 | 0 | 4488936.9988 | 0 | 0 | 0 | 1706462.1722 | 4540378.3848 | 11813133.1975 | 8062706.1429 | 36058213.5834 | 961560.8286 | 21064010.0986 | 21064010.0986 | 16170054.3665 | 8511284.8276 | 0 | 58083784.5106 | 103829133.8033 | 133352.1432 | 10.638 | 5460.0065 | 9760.1723 | 111.3096 | 198.9743
1 | 4900 | 707 | 0.03 | 15 | 15 | 7 | 1.7783e-10 | 5spot_SharedNeighbor | CO2 | Porous | Wet | R245fa | MinimizeLCOE_Brownfield | IgnoreSilica | 133.4324 | 21.6407 | 2.7055 | 4 | 5384.1429 | 9611.2032 | 109.763 | 195.9374 | 98.353 | 12.7043 | 108.3922 | 5486390.3035 | 0 | 4535590.5331 | 0 | 0 | 0 | 1679274.0833 | 4563489.4187 | 11873263.3672 | 8103746.2193 | 36241753.925 | 961560.8286 | 21064010.0986 | 21064010.0986 | 16170054.3665 | 8511284.8276 | 0 | 58267324.8522 | 104012674.1448 | 177827.941 | 10.822 | 5384.1429 | 9611.2032 | 109.763 | 195.9374
1 | 4900 | 707 | 0.03 | 15 | 15 | 7 | 2.3714e-10 | 5spot_SharedNeighbor | CO2 | Porous | Wet | R245fa | MinimizeLCOE_Brownfield | IgnoreSilica | 134.7165 | 21.8654 | 2.7408 | 4 | 5327.3561 | 9499.9842 | 108.6054 | 193.67 | 98.2445 | 12.6674 | 110.7195 | 5516575.8899 | 0 | 4571331.2875 | 0 | 0 | 0 | 1657753.7737 | 4580807.7709 | 11918322.1671 | 8134499.7761 | 36379290.6653 | 961560.8286 | 21064010.0986 | 21064010.0986 | 16170054.3665 | 8511284.8276 | 0 | 58404861.5925 | 104150210.8851 | 237137.3706 | 10.9632 | 5327.3561 | 9499.9842 | 108.6054 | 193.67
1 | 4900 | 707 | 0.03 | 15 | 15 | 7 | 3.1623e-10 | 5spot_SharedNeighbor | CO2 | Porous | Wet | R245fa | MinimizeLCOE_Brownfield | IgnoreSilica | 135.6787 | 22.0341 | 2.7675 | 4 | 5284.8296 | 9417.128 | 107.7384 | 191.9809 | 98.1621 | 12.6395 | 98.9511 | 5538991.0601 | 0 | 4598076.1017 | 0 | 0 | 0 | 1640632.5447 | 4593302.8855 | 11950831.8922 | 8156688.3315 | 36478522.8157 | 961560.8286 | 21064010.0986 | 21064010.0986 | 16170054.3665 | 8511284.8276 | 0 | 58504093.7429 | 104249443.0355 | 316227.766 | 11.0702 | 5284.8296 | 9417.128 | 107.7384 | 191.9809
1 | 4900 | 707 | 0.03 | 15 | 15 | 7 | 4.217e-10 | 5spot_SharedNeighbor | CO2 | Porous | Wet | R245fa | MinimizeLCOE_Brownfield | IgnoreSilica | 136.4144 | 22.1631 | 2.7879 | 4 | 5252.9713 | 9355.083 | 107.0889 | 190.716 | 98.0985 | 12.618 | 111.367 | 5556011.9662 | 0 | 4618503.8544 | 0 | 0 | 0 | 1627479.3021 | 4602778.0979 | 11975484.4511 | 8173514.2094 | 36553771.8811 | 961560.8286 | 21064010.0986 | 21064010.0986 | 16170054.3665 | 8511284.8276 | 0 | 58579342.8083 | 104324692.101 | 421696.5034 | 11.1517 | 5252.9713 | 9355.083 | 107.0889 | 190.716
1 | 4900 | 707 | 0.03 | 15 | 15 | 7 | 5.6234e-10 | 5spot_SharedNeighbor | CO2 | Porous | Wet | R245fa | MinimizeLCOE_Brownfield | IgnoreSilica | 136.948 | 22.2571 | 2.8031 | 4 | 5229.0989 | 9308.9901 | 106.6023 | 189.7764 | 98.052 | 12.6024 | 110.8502 | 5568292.188 | 0 | 4633308.576 | 0 | 0 | 0 | 1616981.8642 | 4609247.225 | 11992315.7929 | 8185001.9461 | 36605147.5922 | 961560.8286 | 21064010.0986 | 21064010.0986 | 16170054.3665 | 8511284.8276 | 0 | 58630718.5194 | 104376067.812 | 562341.3252 | 11.2124 | 5229.0989 | 9308.9901 | 106.6023 | 189.7764
1 | 4900 | 707 | 0.03 | 15 | 15 | 7 | 7.4989e-10 | 5spot_SharedNeighbor | CO2 | Porous | Wet | R245fa | MinimizeLCOE_Brownfield | IgnoreSilica | 137.3696 | 22.3309 | 2.8148 | 4 | 5211.2071 | 9274.205 | 106.2375 | 189.0672 | 98.0151 | 12.5899 | 110.5658 | 5577957.2479 | 0 | 4644998.7821 | 0 | 0 | 0 | 1609294.6228 | 4614577.7546 | 12006184.7373 | 8194467.7856 | 36647480.9303 | 961560.8286 | 21064010.0986 | 21064010.0986 | 16170054.3665 | 8511284.8276 | 0 | 58673051.8574 | 104418401.1501 | 749894.2093 | 11.259 | 5211.2071 | 9274.205 | 106.2375 | 189.0672
1 | 4900 | 707 | 0.03 | 15 | 15 | 7 | 1e-09 | 5spot_SharedNeighbor | CO2 | Porous | Wet | R245fa | MinimizeLCOE_Brownfield | IgnoreSilica | 137.6861 | 22.3865 | 2.8235 | 4 | 5197.7957 | 9248.1677 | 105.9641 | 188.5364 | 97.9872 | 12.5806 | 98.3752 | 5585192.8237 | 0 | 4653773.3871 | 0 | 0 | 0 | 1603431.6228 | 4618535.1551 | 12016481.0818 | 8201495.2523 | 36678909.323 | 961560.8286 | 21064010.0986 | 21064010.0986 | 16170054.3665 | 8511284.8276 | 0 | 58704480.2502 | 104449829.5428 | 1000000 | 11.2941 | 5197.7957 | 9248.1677 | 105.9641 | 188.5364
1 | 4900 | 707 | 0.03 | 15 | 15 | 7 | 1.3335e-09 | 5spot_SharedNeighbor | CO2 | Porous | Wet | R245fa | MinimizeLCOE_Brownfield | IgnoreSilica | 137.9102 | 22.426 | 2.83 | 4 | 5187.7417 | 9228.8638 | 105.7591 | 188.1429 | 97.9674 | 12.574 | 99.7247 | 5590302.9352 | 0 | 4659983.0702 | 0 | 0 | 0 | 1598749.9582 | 4621124.0258 | 12023216.7923 | 8206092.5132 | 36699469.295 | 961560.8286 | 21064010.0986 | 21064010.0986 | 16170054.3665 | 8511284.8276 | 0 | 58725040.2221 | 104470389.5148 | 1333521.4322 | 11.32 | 5187.7417 | 9228.8638 | 105.7591 | 188.1429
1 | 4900 | 707 | 0.03 | 15 | 15 | 7 | 1.7783e-09 | 5spot_SharedNeighbor | CO2 | Porous | Wet | R245fa | MinimizeLCOE_Brownfield | IgnoreSilica | 138.0929 | 22.458 | 2.835 | 4 | 5180.204 | 9214.1949 | 105.6055 | 187.8438 | 97.9513 | 12.5685 | 109.1153 | 5594461.0891 | 0 | 4665042.5363 | 0 | 0 | 0 | 1595452.5701 | 4623432.9162 | 12029224.0516 | 8210192.591 | 36717805.7543 | 961560.8286 | 21064010.0986 | 21064010.0986 | 16170054.3665 | 8511284.8276 | 0 | 58743376.6815 | 104488725.9741 | 1778279.41 | 11.34 | 5180.204 | 9214.1949 | 105.6055 | 187.8438
1 | 4900 | 707 | 0.03 | 15 | 15 | 7 | 2.3714e-09 | 5spot_SharedNeighbor | CO2 | Porous | Wet | R245fa | MinimizeLCOE_Brownfield | IgnoreSilica | 138.2197 | 22.4804 | 2.8386 | 4 | 5174.5525 | 9203.3487 | 105.4903 | 187.6227 | 97.94 | 12.5648 | 98.4763 | 5597345.4417 | 0 | 4668556.499 | 0 | 0 | 0 | 1592790.366 | 4624889.9996 | 12033015.0836 | 8212780.0483 | 36729377.4383 | 961560.8286 | 21064010.0986 | 21064010.0986 | 16170054.3665 | 8511284.8276 | 0 | 58754948.3655 | 104500297.6581 | 2371373.7057 | 11.3546 | 5174.5525 | 9203.3487 | 105.4903 | 187.6227
1 | 4900 | 707 | 0.03 | 15 | 15 | 7 | 3.1623e-09 | 5spot_SharedNeighbor | CO2 | Porous | Wet | R245fa | MinimizeLCOE_Brownfield | IgnoreSilica | 138.3124 | 22.4968 | 2.8414 | 4 | 5170.3151 | 9195.2566 | 105.4039 | 187.4577 | 97.9318 | 12.562 | 97.2634 | 5599448.646 | 0 | 4671120.9636 | 0 | 0 | 0 | 1590740.719 | 4625911.0282 | 12035671.5905 | 8214593.1688 | 36737486.1161 | 961560.8286 | 21064010.0986 | 21064010.0986 | 16170054.3665 | 8511284.8276 | 0 | 58763057.0433 | 104508406.3359 | 3162277.6602 | 11.3655 | 5170.3151 | 9195.2566 | 105.4039 | 187.4577
1 | 4900 | 707 | 0.03 | 15 | 15 | 7 | 4.217e-09 | 5spot_SharedNeighbor | CO2 | Porous | Wet | R245fa | MinimizeLCOE_Brownfield | IgnoreSilica | 138.3977 | 22.5116 | 2.8436 | 4 | 5167.1377 | 9188.9636 | 105.3391 | 187.3295 | 97.9242 | 12.5595 | 106.6313 | 5601387.6318 | 0 | 4673485.816 | 0 | 0 | 0 | 1589466.2675 | 4627092.489 | 12038745.5091 | 8216691.1814 | 36746868.8947 | 961560.8286 | 21064010.0986 | 21064010.0986 | 16170054.3665 | 8511284.8276 | 0 | 58772439.8219 | 104517789.1146 | 4216965.0343 | 11.3743 | 5167.1377 | 9188.9636 | 105.3391 | 187.3295
1 | 4900 | 707 | 0.03 | 15 | 15 | 7 | 5.6234e-09 | 5spot_SharedNeighbor | CO2 | Porous | Wet | R245fa | MinimizeLCOE_Brownfield | IgnoreSilica | 138.4561 | 22.5218 | 2.8452 | 4 | 5164.7553 | 9184.3276 | 105.2905 | 187.2349 | 97.919 | 12.5577 | 102.7966 | 5602711.448 | 0 | 4675101.4821 | 0 | 0 | 0 | 1588411.2529 | 4627827.4314 | 12040657.6785 | 8217996.2764 | 36752705.5693 | 961560.8286 | 21064010.0986 | 21064010.0986 | 16170054.3665 | 8511284.8276 | 0 | 58778276.4965 | 104523625.7892 | 5623413.2519 | 11.3807 | 5164.7553 | 9184.3276 | 105.2905 | 187.2349
1 | 4900 | 707 | 0.03 | 15 | 15 | 7 | 7.4989e-09 | 5spot_SharedNeighbor | CO2 | Porous | Wet | R245fa | MinimizeLCOE_Brownfield | IgnoreSilica | 138.4903 | 22.528 | 2.8463 | 4 | 5162.9687 | 9180.9872 | 105.2541 | 187.1668 | 97.916 | 12.5567 | 106.1143 | 5603487.8374 | 0 | 4676049.8299 | 0 | 0 | 0 | 1587458.4946 | 4628128.5032 | 12041441.0055 | 8218530.9131 | 36755096.5837 | 961560.8286 | 21064010.0986 | 21064010.0986 | 16170054.3665 | 8511284.8276 | 0 | 58780667.5109 | 104526016.8035 | 7498942.0933 | 11.3851 | 5162.9687 | 9180.9872 | 105.2541 | 187.1668
1 | 4900 | 707 | 0.03 | 15 | 15 | 7 | 1e-08 | 5spot_SharedNeighbor | CO2 | Porous | Wet | R245fa | MinimizeLCOE_Brownfield | IgnoreSilica | 138.5144 | 22.5324 | 2.8471 | 4 | 5161.6291 | 9178.5057 | 105.2268 | 187.1163 | 97.9138 | 12.556 | 109.3002 | 5604033.1017 | 0 | 4676716.1079 | 0 | 0 | 0 | 1586715.8468 | 4628311.372 | 12041916.7926 | 8218855.6476 | 36756548.8685 | 961560.8286 | 21064010.0986 | 21064010.0986 | 16170054.3665 | 8511284.8276 | 0 | 58782119.7956 | 104527469.0883 | 10000000 | 11.3883 | 5161.6291 | 9178.5057 | 105.2268 | 187.1163
1 | 5000 | 707 | 0.03 | 15 | 15 | 7 | 1e-13 | 5spot_SharedNeighbor | CO2 | Porous | Wet | R245fa | MinimizeLCOE_Brownfield | IgnoreSilica | 0 | 0 | 0 | 0 | [6 empty] | 22.3637 | [19 empty] | 100 | 0
1 | 5000 | 707 | 0.03 | 15 | 15 | 7 | 1.3335e-13 | 5spot_SharedNeighbor | CO2 | Porous | Wet | R245fa | MinimizeLCOE_Brownfield | IgnoreSilica | 1.6 | 0.011475 | 0.0027138 | 4 | 2196269.0269 | 6514952.0088 | 44773.9148 | 132816.1088 | 65.9239 | 12.2256 | 26.2838 | 167812.9556 | 0 | 72341.3051 | 0 | 0 | 0 | 165011.0923 | 158014.4877 | 411121.2836 | 280598.7238 | 1254899.848 | 961560.8286 | 21624711.9638 | 21624711.9638 | 16547321.491 | 8708592.4126 | 0 | 23841172.6405 | 70721798.5079 | 133.3521 | 0.010855 | 2196269.0269 | 6514952.0088 | 44773.9148 | 132816.1088
1 | 5000 | 707 | 0.03 | 15 | 15 | 7 | 1.7783e-13 | 5spot_SharedNeighbor | CO2 | Porous | Wet | R245fa | MinimizeLCOE_Brownfield | IgnoreSilica | 1.6 | 0.026996 | 0.0064316 | 4 | 924266.9048 | 2746539.7912 | 18842.431 | 55991.9286 | 65.9239 | 12.2256 | 28.6116 | 167812.9587 | 0 | 72341.3034 | 0 | 0 | 0 | 144651.2975 | 150074.1682 | 390462.2013 | 266498.4756 | 1191840.4048 | 961560.8286 | 21624711.9638 | 21624711.9638 | 16547321.491 | 8708592.4126 | 0 | 23778113.1972 | 70658739.0646 | 177.8279 | 0.025726 | 924266.9048 | 2746539.7912 | 18842.431 | 55991.9286
1 | 5000 | 707 | 0.03 | 15 | 15 | 7 | 2.3714e-13 | 5spot_SharedNeighbor | CO2 | Porous | Wet | R245fa | MinimizeLCOE_Brownfield | IgnoreSilica | 3.2003 | 0.19292 | 0.017254 | 4 | 362234.9876 | 1041516.5804 | 7384.6502 | 21232.7242 | 80.8199 | 13.4375 | 63.7986 | 329590.3945 | 0 | 170189.1202 | 0 | 0 | 0 | 279419.9895 | 303887.8066 | 790653.7368 | 539637.4217 | 2413378.4692 | 961560.8286 | 21624711.9638 | 21624711.9638 | 16547321.491 | 8708592.4126 | 0 | 24999651.2617 | 71880277.1291 | 237.1374 | 0.069015 | 362234.9876 | 1041516.5804 | 7384.6502 | 21232.7242
1 | 5000 | 707 | 0.03 | 15 | 15 | 7 | 3.1623e-13 | 5spot_SharedNeighbor | CO2 | Porous | Wet | R245fa | MinimizeLCOE_Brownfield | IgnoreSilica | 4.3406 | 0.3486 | 0.03053 | 4 | 210743.7614 | 594628.5752 | 4296.2966 | 12122.3078 | 86.1537 | 13.815 | 59.828 | 433896.2315 | 0 | 235260.2008 | 0 | 0 | 0 | 347903.1771 | 396653.2476 | 1032010.3856 | 704368.2939 | 3150091.5365 | 961560.8286 | 21624711.9638 | 21624711.9638 | 16547321.491 | 8708592.4126 | 0 | 25736364.3289 | 72616990.1963 | 316.2278 | 0.12212 | 210743.7614 | 594628.5752 | 4296.2966 | 12122.3078
1 | 5000 | 707 | 0.03 | 15 | 15 | 7 | 4.217e-13 | 5spot_SharedNeighbor | CO2 | Porous | Wet | R245fa | MinimizeLCOE_Brownfield | IgnoreSilica | 5.7897 | 0.55989 | 0.04932 | 4 | 134816.1011 | 372452.7908 | 2748.4086 | 7592.9539 | 90.4137 | 14.0956 | 65.7915 | 556395.1104 | 0 | 313482.0384 | 0 | 0 | 0 | 424835.8749 | 504938.0792 | 1313745.3051 | 896658.1655 | 4010054.5735 | 961560.8286 | 21624711.9638 | 21624711.9638 | 16547321.491 | 8708592.4126 | 0 | 26596327.3659 | 73476953.2333 | 421.6965 | 0.19728 | 134816.1011 | 372452.7908 | 2748.4086 | 7592.9539
1 | 5000 | 707 | 0.03 | 15 | 15 | 7 | 5.6234e-13 | 5spot_SharedNeighbor | CO2 | Porous | Wet | R245fa | MinimizeLCOE_Brownfield | IgnoreSilica | 7.6534 | 0.84233 | 0.075224 | 4 | 91775.4049 | 247579.758 | 1870.9658 | 5047.2482 | 93.8366 | 14.3074 | 59.2568 | 701685.9654 | 0 | 408535.4644 | 0 | 0 | 0 | 513285.9395 | 633167.8741 | 1647372.9277 | 1124365.8733 | 5028414.0444 | 961560.8286 | 21624711.9638 | 21624711.9638 | 16547321.491 | 8708592.4126 | 0 | 27614686.8369 | 74495312.7043 | 562.3413 | 0.30089 | 91775.4049 | 247579.758 | 1870.9658 | 5047.2482
1 | 5000 | 707 | 0.03 | 15 | 15 | 7 | 7.4989e-13 | 5spot_SharedNeighbor | CO2 | Porous | Wet | R245fa | MinimizeLCOE_Brownfield | IgnoreSilica | 10.024 | 1.2109 | 0.11027 | 4 | 65309.0891 | 171598.925 | 1331.4141 | 3498.2762 | 96.5412 | 14.4655 | 65.5637 | 872069.5595 | 0 | 522794.6887 | 0 | 0 | 0 | 613114.3088 | 783111.6372 | 2037495.8418 | 1390632.7784 | 6219218.8145 | 961560.8286 | 21624711.9638 | 21624711.9638 | 16547321.491 | 8708592.4126 | 0 | 28805491.607 | 75686117.4744 | 749.8942 | 0.44106 | 65309.0891 | 171598.925 | 1331.4141 | 3498.2762
1 | 5000 | 707 | 0.03 | 15 | 15 | 7 | 1e-12 | 5spot_SharedNeighbor | CO2 | Porous | Wet | R245fa | MinimizeLCOE_Brownfield | IgnoreSilica | 13.0519 | 1.6892 | 0.1571 | 4 | 48070.3958 | 122672.4165 | 979.98 | 2500.8431 | 98.6775 | 14.5826 | 44.2435 | 1072875.3703 | 0 | 660843.0467 | 0 | 0 | 0 | 727050.4763 | 959699.8684 | 2496942.196 | 1704214.3558 | 7621625.3134 | 961560.8286 | 21624711.9638 | 21624711.9638 | 16547321.491 | 8708592.4126 | 0 | 30207898.1058 | 77088523.9732 | 1000 | 0.62841 | 48070.3958 | 122672.4165 | 979.98 | 2500.8431
1 | 5000 | 707 | 0.03 | 15 | 15 | 7 | 1.3335e-12 | 5spot_SharedNeighbor | CO2 | Porous | Wet | R245fa | MinimizeLCOE_Brownfield | IgnoreSilica | 16.8808 | 2.3009 | 0.21898 | 4 | 36352.8976 | 89873.7014 | 741.103 | 1832.197 | 100.339 | 14.6652 | 64.6817 | 1307450.0272 | 0 | 826189.5044 | 0 | 0 | 0 | 854950.5495 | 1165550.1316 | 3032522.3552 | 2069758.8195 | 9256421.3874 | 961560.8286 | 21624711.9638 | 21624711.9638 | 16547321.491 | 8708592.4126 | 0 | 31842694.1799 | 78723320.0473 | 1333.5214 | 0.87593 | 36352.8976 | 89873.7014 | 741.103 | 1832.197
1 | 5000 | 707 | 0.03 | 15 | 15 | 7 | 1.7783e-12 | 5spot_SharedNeighbor | CO2 | Porous | Wet | R245fa | MinimizeLCOE_Brownfield | IgnoreSilica | 21.7265 | 3.0807 | 0.29999 | 4 | 28130.8044 | 67199.0179 | 573.4845 | 1369.9429 | 101.6242 | 14.7192 | 60.0482 | 1582098.4929 | 0 | 1024675.0503 | 0 | 0 | 0 | 999584.9084 | 1406479.7961 | 3659371.9208 | 2497596.5285 | 11169806.697 | 961560.8286 | 21624711.9638 | 21624711.9638 | 16547321.491 | 8708592.4126 | 0 | 33756079.4894 | 80636705.3568 | 1778.2794 | 1.2 | 28130.8044 | 67199.0179 | 573.4845 | 1369.9429
1 | 5000 | 707 | 0.03 | 15 | 15 | 7 | 2.3714e-12 | 5spot_SharedNeighbor | CO2 | Porous | Wet | R245fa | MinimizeLCOE_Brownfield | IgnoreSilica | 27.7434 | 4.0558 | 0.40455 | 4 | 22216.0621 | 51186.9049 | 452.9045 | 1043.5143 | 102.5858 | 14.7447 | 68.1611 | 1898030.9374 | 0 | 1258893.2858 | 0 | 0 | 0 | 1157790.2821 | 1682738.6571 | 4378140.8085 | 2988171.0636 | 13363765.0346 | 961560.8286 | 21624711.9638 | 21624711.9638 | 16547321.491 | 8708592.4126 | 0 | 35950037.827 | 82830663.6944 | 2371.3737 | 1.6182 | 22216.0621 | 51186.9049 | 452.9045 | 1043.5143
1 | 5000 | 707 | 0.03 | 15 | 15 | 7 | 3.1623e-12 | 5spot_SharedNeighbor | CO2 | Porous | Wet | R245fa | MinimizeLCOE_Brownfield | IgnoreSilica | 35.1272 | 5.2596 | 0.53744 | 4 | 17880.9552 | 39688.2021 | 364.5275 | 809.0977 | 103.2763 | 14.7402 | 59.4643 | 2257718.9044 | 0 | 1532682.1564 | 0 | 0 | 0 | 1328236.3042 | 1996268.5723 | 5193881.3342 | 3544930.7342 | 15853718.0058 | 961560.8286 | 21624711.9638 | 21624711.9638 | 16547321.491 | 8708592.4126 | 0 | 38439990.7982 | 85320616.6656 | 3162.2777 | 2.1498 | 17880.9552 | 39688.2021 | 364.5275 | 809.0977
1 | 5000 | 707 | 0.03 | 15 | 15 | 7 | 4.217e-12 | 5spot_SharedNeighbor | CO2 | Porous | Wet | R245fa | MinimizeLCOE_Brownfield | IgnoreSilica | 43.9332 | 6.7048 | 0.70226 | 4 | 14660.6009 | 31349.8705 | 298.8762 | 639.1095 | 103.7241 | 14.7018 | 69.7203 | 2656215.8429 | 0 | 1844618.694 | 0 | 0 | 0 | 1503118.7165 | 2341541.7688 | 6092211.3662 | 4158059.4399 | 18595765.8282 | 961560.8286 | 21624711.9638 | 21624711.9638 | 16547321.491 | 8708592.4126 | 0 | 41182038.6207 | 88062664.4881 | 4216.965 | 2.809 | 14660.6009 | 31349.8705 | 298.8762 | 639.1095
1 | 5000 | 707 | 0.03 | 15 | 15 | 7 | 5.6234e-12 | 5spot_SharedNeighbor | CO2 | Porous | Wet | R245fa | MinimizeLCOE_Brownfield | IgnoreSilica | 54.077 | 8.3818 | 0.90001 | 4 | 12248.3768 | 25270.5773 | 249.6997 | 515.1749 | 103.9482 | 14.6247 | 77.2625 | 3083174.0414 | 0 | 2189136.2113 | 0 | 0 | 0 | 1672082.6332 | 2708313.2255 | 7046475.4614 | 4809364.293 | 21508545.8658 | 961560.8286 | 21624711.9638 | 21624711.9638 | 16547321.491 | 8708592.4126 | 0 | 44094818.6582 | 90975444.5256 | 5623.4133 | 3.6001 | 12248.3768 | 25270.5773 | 249.6997 | 515.1749
1 | 5000 | 707 | 0.03 | 15 | 15 | 7 | 7.4989e-12 | 5spot_SharedNeighbor | CO2 | Porous | Wet | R245fa | MinimizeLCOE_Brownfield | IgnoreSilica | 65.1628 | 10.2301 | 1.1264 | 4 | 10435.7508 | 20840.9177 | 212.7469 | 424.8703 | 103.9603 | 14.5065 | 90.602 | 3517697.591 | 0 | 2551694.6503 | 0 | 0 | 0 | 1818934.7931 | 3076447.5434 | 8004285.4419 | 5463089.2857 | 24432149.3054 | 961560.8286 | 21624711.9638 | 21624711.9638 | 16547321.491 | 8708592.4126 | 0 | 47018422.0979 | 93899047.9653 | 7498.9421 | 4.5055 | 10435.7508 | 20840.9177 | 212.7469 | 424.8703
1 | 5000 | 707 | 0.03 | 15 | 15 | 7 | 1e-11 | 5spot_SharedNeighbor | CO2 | Porous | Wet | R245fa | MinimizeLCOE_Brownfield | IgnoreSilica | 76.5855 | 12.1517 | 1.3712 | 4 | 9075.0403 | 17622.555 | 185.007 | 359.2596 | 103.7817 | 14.3504 | 84.3375 | 3935237.1532 | 0 | 2913157.3039 | 0 | 0 | 0 | 1929600.5477 | 3423418.0518 | 8907031.5313 | 6079232.0413 | 27187676.6291 | 961560.8286 | 21624711.9638 | 21624711.9638 | 16547321.491 | 8708592.4126 | 0 | 49773949.4216 | 96654575.289 | 10000 | 5.4847 | 9075.0403 | 17622.555 | 185.007 | 359.2596
1 | 5000 | 707 | 0.03 | 15 | 15 | 7 | 1.3335e-11 | 5spot_SharedNeighbor | CO2 | Porous | Wet | R245fa | MinimizeLCOE_Brownfield | IgnoreSilica | 87.6332 | 14.0274 | 1.6198 | 4 | 8056.7002 | 15292.1837 | 164.2467 | 311.7518 | 103.4538 | 14.1677 | 84.8505 | 4312735.1984 | 0 | 3253161.5607 | 0 | 0 | 0 | 1995876.0806 | 3729091.4075 | 9702330.9004 | 6622040.2025 | 29615235.3502 | 961560.8286 | 21624711.9638 | 21624711.9638 | 16547321.491 | 8708592.4126 | 0 | 52201508.1426 | 99082134.01 | 13335.2143 | 6.4793 | 8056.7002 | 15292.1837 | 164.2467 | 311.7518
1 | 5000 | 707 | 0.03 | 15 | 15 | 7 | 1.7783e-11 | 5spot_SharedNeighbor | CO2 | Porous | Wet | R245fa | MinimizeLCOE_Brownfield | IgnoreSilica | 97.7038 | 15.7526 | 1.8573 | 4 | 7296.9278 | 13607.0839 | 148.7577 | 277.3988 | 103.0348 | 13.9746 | 95.4366 | 4635666.4562 | 0 | 3556148.4841 | 0 | 0 | 0 | 2018994.5397 | 3982215.6972 | 10360908.3794 | 7071532.8643 | 31625466.4209 | 961560.8286 | 21624711.9638 | 21624711.9638 | 16547321.491 | 8708592.4126 | 0 | 54211739.2133 | 101092365.0807 | 17782.7941 | 7.4294 | 7296.9278 | 13607.0839 | 148.7577 | 277.3988
1 | 5000 | 707 | 0.03 | 15 | 15 | 7 | 2.3714e-11 | 5spot_SharedNeighbor | CO2 | Porous | Wet | R245fa | MinimizeLCOE_Brownfield | IgnoreSilica | 106.9144 | 17.3358 | 2.0771 | 4 | 6728.3818 | 12370.9429 | 137.1672 | 252.1984 | 102.5575 | 13.7762 | 93.2937 | 4913993.9771 | 0 | 3822621.9179 | 0 | 0 | 0 | 2019939.9424 | 4195056.7766 | 10914677.2082 | 7449491.4688 | 33315781.2909 | 961560.8286 | 21624711.9638 | 21624711.9638 | 16547321.491 | 8708592.4126 | 0 | 55902054.0833 | 102782679.9507 | 23713.7371 | 8.3084 | 6728.3818 | 12370.9429 | 137.1672 | 252.1984
1 | 5000 | 707 | 0.03 | 15 | 15 | 7 | 3.1623e-11 | 5spot_SharedNeighbor | CO2 | Porous | Wet | R245fa | MinimizeLCOE_Brownfield | IgnoreSilica | 114.2808 | 18.6166 | 2.2642 | 4 | 6305.2182 | 11481.5709 | 128.5404 | 234.0674 | 102.1128 | 13.6025 | 96.9388 | 5125081.4243 | 0 | 4031911.2732 | 0 | 0 | 0 | 1987764.2802 | 4346455.2213 | 11308584.9052 | 7718341.566 | 34518138.6702 | 961560.8286 | 21624711.9638 | 21624711.9638 | 16547321.491 | 8708592.4126 | 0 | 57104411.4626 | 103985037.33 | 31622.7766 | 9.0567 | 6305.2182 | 11481.5709 | 128.5404 | 234.0674
1 | 5000 | 707 | 0.03 | 15 | 15 | 7 | 4.217e-11 | 5spot_SharedNeighbor | CO2 | Porous | Wet | R245fa | MinimizeLCOE_Brownfield | IgnoreSilica | 120.264 | 19.6632 | 2.4205 | 4 | 5990.2837 | 10832.262 | 122.12 | 220.8303 | 101.7111 | 13.4518 | 99.729 | 5289061.0572 | 0 | 4199918.2616 | 0 | 0 | 0 | 1944500.1109 | 4459056.9776 | 11601551.5773 | 7918297.3396 | 35412385.3241 | 961560.8286 | 21624711.9638 | 21624711.9638 | 16547321.491 | 8708592.4126 | 0 | 57998658.1166 | 104879283.984 | 42169.6503 | 9.6821 | 5990.2837 | 10832.262 | 122.12 | 220.8303
1 | 5000 | 707 | 0.03 | 15 | 15 | 7 | 5.6234e-11 | 5spot_SharedNeighbor | CO2 | Porous | Wet | R245fa | MinimizeLCOE_Brownfield | IgnoreSilica | 124.9944 | 20.4953 | 2.5474 | 4 | 5755.6604 | 10356.4254 | 117.3369 | 211.1297 | 101.3678 | 13.3265 | 102.6547 | 5413964.4806 | 0 | 4331563.0002 | 0 | 0 | 0 | 1897834.3139 | 4540911.0999 | 11814519.213 | 8063652.127 | 36062444.2345 | 961560.8286 | 21624711.9638 | 21624711.9638 | 16547321.491 | 8708592.4126 | 0 | 58648717.027 | 105529342.8944 | 56234.1325 | 10.1897 | 5755.6604 | 10356.4254 | 117.3369 | 211.1297
1 | 5000 | 707 | 0.03 | 15 | 15 | 7 | 7.4989e-11 | 5spot_SharedNeighbor | CO2 | Porous | Wet | R245fa | MinimizeLCOE_Brownfield | IgnoreSilica | 128.6996 | 21.1496 | 2.6486 | 4 | 5580.6608 | 10005.7366 | 113.7693 | 203.9805 | 101.0832 | 13.2245 | 103.057 | 5508871.0059 | 0 | 4433984.643 | 0 | 0 | 0 | 1853717.6744 | 4600663.5961 | 11969982.9511 | 8169759.3227 | 36536979.1931 | 961560.8286 | 21624711.9638 | 21624711.9638 | 16547321.491 | 8708592.4126 | 0 | 59123251.9856 | 106003877.853 | 74989.4209 | 10.5943 | 5580.6608 | 10005.7366 | 113.7693 | 203.9805
1 | 5000 | 707 | 0.03 | 15 | 15 | 7 | 1e-10 | 5spot_SharedNeighbor | CO2 | Porous | Wet | R245fa | MinimizeLCOE_Brownfield | IgnoreSilica | 131.565 | 21.6573 | 2.7279 | 4 | 5449.9847 | 9746.3758 | 111.1053 | 198.6931 | 100.8535 | 13.1434 | 105.3913 | 5580490.3745 | 0 | 4512783.3744 | 0 | 0 | 0 | 1814675.5239 | 4644100.2164 | 12082996.127 | 8246893.1374 | 36881938.7536 | 961560.8286 | 21624711.9638 | 21624711.9638 | 16547321.491 | 8708592.4126 | 0 | 59468211.546 | 106348837.4134 | 100000 | 10.9116 | 5449.9847 | 9746.3758 | 111.1053 | 198.6931
1 | 5000 | 707 | 0.03 | 15 | 15 | 7 | 1.3335e-10 | 5spot_SharedNeighbor | CO2 | Porous | Wet | R245fa | MinimizeLCOE_Brownfield | IgnoreSilica | 133.7567 | 22.0467 | 2.7894 | 4 | 5352.3106 | 9554.0482 | 109.1141 | 194.7722 | 100.6721 | 13.08 | 108.9117 | 5634226.4985 | 0 | 4572827.691 | 0 | 0 | 0 | 1781567.0772 | 4675562.294 | 12164853.9993 | 8302762.8172 | 37131800.3771 | 961560.8286 | 21624711.9638 | 21624711.9638 | 16547321.491 | 8708592.4126 | 0 | 59718073.1696 | 106598699.037 | 133352.1432 | 11.1574 | 5352.3106 | 9554.0482 | 109.1141 | 194.7722
1 | 5000 | 707 | 0.03 | 15 | 15 | 7 | 1.7783e-10 | 5spot_SharedNeighbor | CO2 | Porous | Wet | R245fa | MinimizeLCOE_Brownfield | IgnoreSilica | 135.4204 | 22.343 | 2.8365 | 4 | 5279.2462 | 9411.1121 | 107.6246 | 191.8582 | 100.5312 | 13.0311 | 107.7218 | 5674404.7431 | 0 | 4618271.8664 | 0 | 0 | 0 | 1754338.7089 | 4698335.9741 | 12224106.4435 | 8343203.828 | 37312661.5639 | 961560.8286 | 21624711.9638 | 21624711.9638 | 16547321.491 | 8708592.4126 | 0 | 59898934.3564 | 106779560.2238 | 177827.941 | 11.3461 | 5279.2462 | 9411.1121 | 107.6246 | 191.8582
1 | 5000 | 707 | 0.03 | 15 | 15 | 7 | 2.3714e-10 | 5spot_SharedNeighbor | CO2 | Porous | Wet | R245fa | MinimizeLCOE_Brownfield | IgnoreSilica | 136.6922 | 22.5697 | 2.8727 | 4 | 5224.5572 | 9304.4587 | 106.5097 | 189.684 | 100.4215 | 12.9933 | 105.3128 | 5704767.3482 | 0 | 4652939.7922 | 0 | 0 | 0 | 1732734.4627 | 4715272.2252 | 12268171.0947 | 8373278.8578 | 37447163.7809 | 961560.8286 | 21624711.9638 | 21624711.9638 | 16547321.491 | 8708592.4126 | 0 | 60033436.5734 | 106914062.4408 | 237137.3706 | 11.4906 | 5224.5572 | 9304.4587 | 106.5097 | 189.684
1 | 5000 | 707 | 0.03 | 15 | 15 | 7 | 3.1623e-10 | 5spot_SharedNeighbor | CO2 | Porous | Wet | R245fa | MinimizeLCOE_Brownfield | IgnoreSilica | 137.6519 | 22.741 | 2.9001 | 4 | 5183.6031 | 9224.8997 | 105.6748 | 188.0621 | 100.3376 | 12.9645 | 108.5934 | 5727470.8061 | 0 | 4679053.4569 | 0 | 0 | 0 | 1715685.1997 | 4727661.6905 | 12300405.9418 | 8395279.8034 | 37545556.8984 | 961560.8286 | 21624711.9638 | 21624711.9638 | 16547321.491 | 8708592.4126 | 0 | 60131829.6908 | 107012455.5582 | 316227.766 | 11.6004 | 5183.6031 | 9224.8997 | 105.6748 | 188.0621
1 | 5000 | 707 | 0.03 | 15 | 15 | 7 | 4.217e-10 | 5spot_SharedNeighbor | CO2 | Porous | Wet | R245fa | MinimizeLCOE_Brownfield | IgnoreSilica | 138.3707 | 22.8695 | 2.9208 | 4 | 5152.9237 | 9165.5317 | 105.0493 | 186.8518 | 100.2742 | 12.9428 | 104.1825 | 5744361.6021 | 0 | 4698590.809 | 0 | 0 | 0 | 1702335.9073 | 4736662.4442 | 12323824.0566 | 8411263.1479 | 37617037.967 | 961560.8286 | 21624711.9638 | 21624711.9638 | 16547321.491 | 8708592.4126 | 0 | 60203310.7595 | 107083936.6269 | 421696.5034 | 11.6833 | 5152.9237 | 9165.5317 | 105.0493 | 186.8518
1 | 5000 | 707 | 0.03 | 15 | 15 | 7 | 5.6234e-10 | 5spot_SharedNeighbor | CO2 | Porous | Wet | R245fa | MinimizeLCOE_Brownfield | IgnoreSilica | 138.9165 | 22.9671 | 2.9365 | 4 | 5129.9351 | 9121.0739 | 104.5807 | 185.9454 | 100.2256 | 12.9262 | 106.7191 | 5757121.4227 | 0 | 4713412.4533 | 0 | 0 | 0 | 1692130.4979 | 4743439.1058 | 12341455.5402 | 8423296.9978 | 37670856.0177 | 961560.8286 | 21624711.9638 | 21624711.9638 | 16547321.491 | 8708592.4126 | 0 | 60257128.8102 | 107137754.6776 | 562341.3252 | 11.7462 | 5129.9351 | 9121.0739 | 104.5807 | 185.9454
1 | 5000 | 707 | 0.03 | 15 | 15 | 7 | 7.4989e-10 | 5spot_SharedNeighbor | CO2 | Porous | Wet | R245fa | MinimizeLCOE_Brownfield | IgnoreSilica | 139.3233 | 23.0399 | 2.9484 | 4 | 5112.7059 | 9087.8599 | 104.2294 | 185.2683 | 100.1892 | 12.9138 | 116.6195 | 5766592.1555 | 0 | 4724449.5615 | 0 | 0 | 0 | 1684251.6871 | 4748364.4276 | 12354270.217 | 8432043.278 | 37709971.3266 | 961560.8286 | 21624711.9638 | 21624711.9638 | 16547321.491 | 8708592.4126 | 0 | 60296244.119 | 107176869.9864 | 749894.2093 | 11.7934 | 5112.7059 | 9087.8599 | 104.2294 | 185.2683
1 | 5000 | 707 | 0.03 | 15 | 15 | 7 | 1e-09 | 5spot_SharedNeighbor | CO2 | Porous | Wet | R245fa | MinimizeLCOE_Brownfield | IgnoreSilica | 139.6398 | 23.0964 | 2.9574 | 4 | 5099.7915 | 9062.8429 | 103.9661 | 184.7583 | 100.1608 | 12.9041 | 104.336 | 5773941.9851 | 0 | 4733035.0283 | 0 | 0 | 0 | 1678443.2954 | 4752313.9204 | 12364545.9873 | 8439056.7024 | 37741336.9189 | 961560.8286 | 21624711.9638 | 21624711.9638 | 16547321.491 | 8708592.4126 | 0 | 60327609.7113 | 107208235.5787 | 1000000 | 11.8294 | 5099.7915 | 9062.8429 | 103.9661 | 184.7583
1 | 5000 | 707 | 0.03 | 15 | 15 | 7 | 1.3335e-09 | 5spot_SharedNeighbor | CO2 | Porous | Wet | R245fa | MinimizeLCOE_Brownfield | IgnoreSilica | 139.8593 | 23.1359 | 2.9639 | 4 | 5090.1101 | 9044.3577 | 103.7688 | 184.3815 | 100.141 | 12.8974 | 92.4056 | 5779025.1721 | 0 | 4738985.5969 | 0 | 0 | 0 | 1673716.2748 | 4754773.5471 | 12370945.4314 | 8443424.4544 | 37760870.4767 | 961560.8286 | 21624711.9638 | 21624711.9638 | 16547321.491 | 8708592.4126 | 0 | 60347143.2691 | 107227769.1366 | 1333521.4322 | 11.8558 | 5090.1101 | 9044.3577 | 103.7688 | 184.3815
1 | 5000 | 707 | 0.03 | 15 | 15 | 7 | 1.7783e-09 | 5spot_SharedNeighbor | CO2 | Porous | Wet | R245fa | MinimizeLCOE_Brownfield | IgnoreSilica | 140.0445 | 23.1689 | 2.9691 | 4 | 5082.8519 | 9030.2278 | 103.6208 | 184.0934 | 100.1243 | 12.8917 | 89.172 | 5783309.5173 | 0 | 4744005.7208 | 0 | 0 | 0 | 1670498.5582 | 4757147.3806 | 12377121.6591 | 8447639.8568 | 37779722.6928 | 961560.8286 | 21624711.9638 | 21624711.9638 | 16547321.491 | 8708592.4126 | 0 | 60365995.4852 | 107246621.3526 | 1778279.41 | 11.8764 | 5082.8519 | 9030.2278 | 103.6208 | 184.0934
1 | 5000 | 707 | 0.03 | 15 | 15 | 7 | 2.3714e-09 | 5spot_SharedNeighbor | CO2 | Porous | Wet | R245fa | MinimizeLCOE_Brownfield | IgnoreSilica | 140.1734 | 23.192 | 2.9729 | 4 | 5077.4099 | 9019.7779 | 103.5099 | 183.8804 | 100.1127 | 12.8877 | 103.9195 | 5786286.4581 | 0 | 4747498.7043 | 0 | 0 | 0 | 1667892.722 | 4758654.3749 | 12381042.5493 | 8450315.9449 | 37791690.7535 | 961560.8286 | 21624711.9638 | 21624711.9638 | 16547321.491 | 8708592.4126 | 0 | 60377963.546 | 107258589.4134 | 2371373.7057 | 11.8915 | 5077.4099 | 9019.7779 | 103.5099 | 183.8804
1 | 5000 | 707 | 0.03 | 15 | 15 | 7 | 3.1623e-09 | 5spot_SharedNeighbor | CO2 | Porous | Wet | R245fa | MinimizeLCOE_Brownfield | IgnoreSilica | 140.266 | 23.2087 | 2.9757 | 4 | 5073.3295 | 9012.0019 | 103.4267 | 183.7218 | 100.1043 | 12.8849 | 102.7101 | 5788422.8532 | 0 | 4750007.8066 | 0 | 0 | 0 | 1665857.7989 | 4759672.4989 | 12383691.499 | 8452123.9075 | 37799776.3642 | 961560.8286 | 21624711.9638 | 21624711.9638 | 16547321.491 | 8708592.4126 | 0 | 60386049.1566 | 107266675.024 | 3162277.6602 | 11.9026 | 5073.3295 | 9012.0019 | 103.4267 | 183.7218
1 | 5000 | 707 | 0.03 | 15 | 15 | 7 | 4.217e-09 | 5spot_SharedNeighbor | CO2 | Porous | Wet | R245fa | MinimizeLCOE_Brownfield | IgnoreSilica | 140.3392 | 23.2218 | 2.9778 | 4 | 5070.27 | 9006.1227 | 103.3643 | 183.602 | 100.0977 | 12.8826 | 98.6148 | 5790109.7917 | 0 | 4751989.7632 | 0 | 0 | 0 | 1664390.4475 | 4760531.1009 | 12385925.4054 | 8453648.5945 | 37806595.1033 | 961560.8286 | 21624711.9638 | 21624711.9638 | 16547321.491 | 8708592.4126 | 0 | 60392867.8957 | 107273493.7631 | 4216965.0343 | 11.9112 | 5070.27 | 9006.1227 | 103.3643 | 183.602
1 | 5000 | 707 | 0.03 | 15 | 15 | 7 | 5.6234e-09 | 5spot_SharedNeighbor | CO2 | Porous | Wet | R245fa | MinimizeLCOE_Brownfield | IgnoreSilica | 140.3929 | 23.2315 | 2.9794 | 4 | 5067.9759 | 9001.7312 | 103.3175 | 183.5125 | 100.0928 | 12.881 | 93.0848 | 5791347.5388 | 0 | 4753444.739 | 0 | 0 | 0 | 1663266.8328 | 4761143.0531 | 12387517.5795 | 8454735.2861 | 37811455.0293 | 961560.8286 | 21624711.9638 | 21624711.9638 | 16547321.491 | 8708592.4126 | 0 | 60397727.8218 | 107278353.6892 | 5623413.2519 | 11.9175 | 5067.9759 | 9001.7312 | 103.3175 | 183.5125
1 | 5000 | 707 | 0.03 | 15 | 15 | 7 | 7.4989e-09 | 5spot_SharedNeighbor | CO2 | Porous | Wet | R245fa | MinimizeLCOE_Brownfield | IgnoreSilica | 140.4318 | 23.2385 | 2.9806 | 4 | 5066.2556 | 8998.4577 | 103.2825 | 183.4457 | 100.0892 | 12.8798 | 96.0768 | 5792243.3596 | 0 | 4754498.2727 | 0 | 0 | 0 | 1662398.4293 | 4761564.624 | 12388614.4205 | 8455483.9026 | 37814803.0088 | 961560.8286 | 21624711.9638 | 21624711.9638 | 16547321.491 | 8708592.4126 | 0 | 60401075.8012 | 107281701.6686 | 7498942.0933 | 11.9222 | 5066.2556 | 8998.4577 | 103.2825 | 183.4457
1 | 5000 | 707 | 0.03 | 15 | 15 | 7 | 1e-08 | 5spot_SharedNeighbor | CO2 | Porous | Wet | R245fa | MinimizeLCOE_Brownfield | IgnoreSilica | 140.4707 | 23.2453 | 2.9815 | 4 | 5064.9657 | 8995.871 | 103.2562 | 183.393 | 100.0857 | 12.8786 | 100.4426 | 5793139.8386 | 0 | 4755551.748 | 0 | 0 | 0 | 1661914.5491 | 4762136.3929 | 12390102.0459 | 8456499.2375 | 37819343.812 | 961560.8286 | 21624711.9638 | 21624711.9638 | 16547321.491 | 8708592.4126 | 0 | 60405616.6044 | 107286242.4718 | 10000000 | 11.9262 | 5064.9657 | 8995.871 | 103.2562 | 183.393
1 | 5100 | 707 | 0.03 | 15 | 15 | 7 | 1e-13 | 5spot_SharedNeighbor | CO2 | Porous | Wet | R245fa | MinimizeLCOE_Brownfield | IgnoreSilica | 0 | 0 | 0 | 0 | [6 empty] | 22.1451 | [19 empty] | 100 | 0
1 | 5100 | 707 | 0.03 | 15 | 15 | 7 | 1.3335e-13 | 5spot_SharedNeighbor | CO2 | Porous | Wet | R245fa | MinimizeLCOE_Brownfield | IgnoreSilica | 1.6 | 0.010119 | 0.0029295 | 4 | 2083957.397 | 6182811.3616 | 42484.2903 | 126044.9725 | 66.4406 | 12.5304 | 26.6419 | 170078.7396 | 0 | 72153.3057 | 0 | 0 | 0 | 166718.5185 | 159490.7199 | 414962.1371 | 283220.1852 | 1266623.6059 | 961560.8286 | 22191273.92 | 22191273.92 | 16930155.7018 | 8908244.0339 | 0 | 24419458.3545 | 72449132.0102 | 133.3521 | 0.011718 | 2083957.397 | 6182811.3616 | 42484.2903 | 126044.9725
1 | 5100 | 707 | 0.03 | 15 | 15 | 7 | 1.7783e-13 | 5spot_SharedNeighbor | CO2 | Porous | Wet | R245fa | MinimizeLCOE_Brownfield | IgnoreSilica | 1.6 | 0.0256 | 0.006633 | 4 | 918022.1351 | 2728277.6075 | 18715.1229 | 55619.6293 | 66.4406 | 12.5304 | 28.1362 | 170078.7429 | 0 | 72153.3039 | 0 | 0 | 0 | 146536.9251 | 151619.899 | 394483.8757 | 269243.351 | 1204116.0977 | 961560.8286 | 22191273.92 | 22191273.92 | 16930155.7018 | 8908244.0339 | 0 | 24356950.8462 | 72386624.502 | 177.8279 | 0.026532 | 918022.1351 | 2728277.6075 | 18715.1229 | 55619.6293
1 | 5100 | 707 | 0.03 | 15 | 15 | 7 | 2.3714e-13 | 5spot_SharedNeighbor | CO2 | Porous | Wet | R245fa | MinimizeLCOE_Brownfield | IgnoreSilica | 3.3077 | 0.20408 | 0.018501 | 4 | 347015.8973 | 996043.329 | 7074.3884 | 20305.6905 | 82.5357 | 13.8355 | 50.5833 | 345460.144 | 0 | 177270.8655 | 0 | 0 | 0 | 293224.2942 | 318222.5685 | 827949.8467 | 565092.7831 | 2527220.502 | 961560.8286 | 22191273.92 | 22191273.92 | 16930155.7018 | 8908244.0339 | 0 | 25680055.2506 | 73709728.9063 | 237.1374 | 0.074003 | 347015.8973 | 996043.329 | 7074.3884 | 20305.6905
1 | 5100 | 707 | 0.03 | 15 | 15 | 7 | 3.1623e-13 | 5spot_SharedNeighbor | CO2 | Porous | Wet | R245fa | MinimizeLCOE_Brownfield | IgnoreSilica | 4.4844 | 0.36745 | 0.032704 | 4 | 202188.4946 | 569346.4805 | 4121.8859 | 11606.8981 | 88.0069 | 14.2187 | 67.0401 | 454583.6914 | 0 | 244767.4742 | 0 | 0 | 0 | 364946.2696 | 415075.9998 | 1079942.6076 | 737083.0203 | 3296399.0629 | 961560.8286 | 22191273.92 | 22191273.92 | 16930155.7018 | 8908244.0339 | 0 | 26449233.8115 | 74478907.4672 | 316.2278 | 0.13081 | 202188.4946 | 569346.4805 | 4121.8859 | 11606.8981
1 | 5100 | 707 | 0.03 | 15 | 15 | 7 | 4.217e-13 | 5spot_SharedNeighbor | CO2 | Porous | Wet | R245fa | MinimizeLCOE_Brownfield | IgnoreSilica | 5.9749 | 0.58857 | 0.052788 | 4 | 129497.7398 | 356961.8184 | 2639.9866 | 7277.1495 | 92.3677 | 14.5028 | 62.4981 | 582372.3044 | 0 | 325661.138 | 0 | 0 | 0 | 445092.3214 | 527719.0479 | 1373016.7125 | 937112.1189 | 4190973.643 | 961560.8286 | 22191273.92 | 22191273.92 | 16930155.7018 | 8908244.0339 | 0 | 27343808.3916 | 75373482.0473 | 421.6965 | 0.21115 | 129497.7398 | 356961.8184 | 2639.9866 | 7277.1495
1 | 5100 | 707 | 0.03 | 15 | 15 | 7 | 5.6234e-13 | 5spot_SharedNeighbor | CO2 | Porous | Wet | R245fa | MinimizeLCOE_Brownfield | IgnoreSilica | 7.8897 | 0.88379 | 0.08046 | 4 | 88248.3385 | 237482.6363 | 1799.0617 | 4841.4048 | 95.8733 | 14.7173 | 64.3184 | 733810.6592 | 0 | 423865.0351 | 0 | 0 | 0 | 537075.4097 | 660952.9305 | 1719663.9451 | 1173705.9781 | 5249073.9577 | 961560.8286 | 22191273.92 | 22191273.92 | 16930155.7018 | 8908244.0339 | 0 | 28401908.7063 | 76431582.362 | 562.3413 | 0.32184 | 88248.3385 | 237482.6363 | 1799.0617 | 4841.4048
1 | 5100 | 707 | 0.03 | 15 | 15 | 7 | 7.4989e-13 | 5spot_SharedNeighbor | CO2 | Porous | Wet | R245fa | MinimizeLCOE_Brownfield | IgnoreSilica | 10.3381 | 1.2708 | 0.11791 | 4 | 62862.1156 | 164700.8645 | 1281.5293 | 3357.6499 | 98.6586 | 14.878 | 65.6488 | 912356.1571 | 0 | 542537.3857 | 0 | 0 | 0 | 641962.2978 | 817773.7778 | 2127679.6214 | 1452185.0611 | 6494494.3009 | 961560.8286 | 22191273.92 | 22191273.92 | 16930155.7018 | 8908244.0339 | 0 | 29647329.0495 | 77677002.7052 | 749.8942 | 0.47162 | 62862.1156 | 164700.8645 | 1281.5293 | 3357.6499
1 | 5100 | 707 | 0.03 | 15 | 15 | 7 | 1e-12 | 5spot_SharedNeighbor | CO2 | Porous | Wet | R245fa | MinimizeLCOE_Brownfield | IgnoreSilica | 13.4586 | 1.7719 | 0.16793 | 4 | 46315.0355 | 117819.2075 | 944.1946 | 2401.9039 | 100.8529 | 14.9966 | 55.3162 | 1122326.3874 | 0 | 685606.8964 | 0 | 0 | 0 | 761175.9204 | 1001952.5896 | 2606875.1095 | 1779245.8282 | 7957182.7315 | 961560.8286 | 22191273.92 | 22191273.92 | 16930155.7018 | 8908244.0339 | 0 | 31110017.4801 | 79139691.1358 | 1000 | 0.6717 | 46315.0355 | 117819.2075 | 944.1946 | 2401.9039
1 | 5100 | 707 | 0.03 | 15 | 15 | 7 | 1.3335e-12 | 5spot_SharedNeighbor | CO2 | Porous | Wet | R245fa | MinimizeLCOE_Brownfield | IgnoreSilica | 17.4 | 2.4123 | 0.23397 | 4 | 35060.4639 | 86380.2856 | 714.755 | 1760.979 | 102.5578 | 15.0797 | 65.3494 | 1367342.0183 | 0 | 856780.1346 | 0 | 0 | 0 | 894731.1062 | 1216352.7711 | 3164700.4021 | 2159973.0525 | 9659879.4849 | 961560.8286 | 22191273.92 | 22191273.92 | 16930155.7018 | 8908244.0339 | 0 | 32812714.2335 | 80842387.8892 | 1333.5214 | 0.93589 | 35060.4639 | 86380.2856 | 714.755 | 1760.979
1 | 5100 | 707 | 0.03 | 15 | 15 | 7 | 1.7783e-12 | 5spot_SharedNeighbor | CO2 | Porous | Wet | R245fa | MinimizeLCOE_Brownfield | IgnoreSilica | 22.3797 | 3.2275 | 0.32035 | 4 | 27158.893 | 64640.6062 | 553.6708 | 1317.7862 | 103.8749 | 15.1333 | 61.3814 | 1653784.8103 | 0 | 1061949.4649 | 0 | 0 | 0 | 1045342.9752 | 1466820.1277 | 3816365.086 | 2604747.5897 | 11649010.0538 | 961560.8286 | 22191273.92 | 22191273.92 | 16930155.7018 | 8908244.0339 | 0 | 34801844.8023 | 82831518.4581 | 1778.2794 | 1.2814 | 27158.893 | 64640.6062 | 553.6708 | 1317.7862
1 | 5100 | 707 | 0.03 | 15 | 15 | 7 | 2.3714e-12 | 5spot_SharedNeighbor | CO2 | Porous | Wet | R245fa | MinimizeLCOE_Brownfield | IgnoreSilica | 28.5593 | 4.2462 | 0.43174 | 4 | 21472.0104 | 49283.567 | 437.736 | 1004.7122 | 104.8599 | 15.1573 | 64.0139 | 1983128.903 | 0 | 1303948.3074 | 0 | 0 | 0 | 1210018.0067 | 1753867.1347 | 4563202.5168 | 3114479.4821 | 13928644.3506 | 961560.8286 | 22191273.92 | 22191273.92 | 16930155.7018 | 8908244.0339 | 0 | 37081479.0992 | 85111152.7549 | 2371.3737 | 1.727 | 21472.0104 | 49283.567 | 437.736 | 1004.7122
1 | 5100 | 707 | 0.03 | 15 | 15 | 7 | 3.1623e-12 | 5spot_SharedNeighbor | CO2 | Porous | Wet | R245fa | MinimizeLCOE_Brownfield | IgnoreSilica | 36.1233 | 5.501 | 0.57306 | 4 | 17302.374 | 38255.4874 | 352.7323 | 779.8899 | 105.5651 | 15.15 | 77.5412 | 2357181.6988 | 0 | 1586174.2094 | 0 | 0 | 0 | 1386672.297 | 2078711 | 5408379.6198 | 3691330.2216 | 16508449.0467 | 961560.8286 | 22191273.92 | 22191273.92 | 16930155.7018 | 8908244.0339 | 0 | 39661283.7953 | 87690957.451 | 3162.2777 | 2.2922 | 17302.374 | 38255.4874 | 352.7323 | 779.8899
1 | 5100 | 707 | 0.03 | 15 | 15 | 7 | 4.217e-12 | 5spot_SharedNeighbor | CO2 | Porous | Wet | R245fa | MinimizeLCOE_Brownfield | IgnoreSilica | 45.1318 | 7.0054 | 0.74799 | 4 | 14204.3128 | 30257.2412 | 289.5741 | 616.8348 | 106.0204 | 15.107 | 60.8151 | 2771072.1898 | 0 | 1907371.7217 | 0 | 0 | 0 | 1567689.716 | 2435992.1147 | 6337951.7919 | 4325782.3298 | 19345859.8639 | 961560.8286 | 22191273.92 | 22191273.92 | 16930155.7018 | 8908244.0339 | 0 | 42498694.6125 | 90528368.2682 | 4216.965 | 2.992 | 14204.3128 | 30257.2412 | 289.5741 | 616.8348
1 | 5100 | 707 | 0.03 | 15 | 15 | 7 | 5.6234e-12 | 5spot_SharedNeighbor | CO2 | Porous | Wet | R245fa | MinimizeLCOE_Brownfield | IgnoreSilica | 55.4607 | 8.7435 | 0.95712 | 4 | 11883.8028 | 24429.133 | 242.2674 | 498.0209 | 106.2443 | 15.0235 | 64.7662 | 3212516.4571 | 0 | 2260599.4269 | 0 | 0 | 0 | 1741077.8829 | 2813535.5691 | 7320242.4153 | 4996215.8644 | 22344187.6157 | 961560.8286 | 22191273.92 | 22191273.92 | 16930155.7018 | 8908244.0339 | 0 | 45497022.3643 | 93526696.02 | 5623.4133 | 3.8285 | 11883.8028 | 24429.133 | 242.2674 | 498.0209
1 | 5100 | 707 | 0.03 | 15 | 15 | 7 | 7.4989e-12 | 5spot_SharedNeighbor | CO2 | Porous | Wet | R245fa | MinimizeLCOE_Brownfield | IgnoreSilica | 67.005 | 10.6985 | 1.1984 | 4 | 10130.6927 | 20150.3534 | 206.5279 | 410.7922 | 106.2472 | 14.8934 | 81.9838 | 3671591.2963 | 0 | 2630377.5665 | 0 | 0 | 0 | 1901775.1805 | 3199460.1769 | 8324339.0807 | 5681532.4706 | 25409075.7714 | 961560.8286 | 22191273.92 | 22191273.92 | 16930155.7018 | 8908244.0339 | 0 | 48561910.52 | 96591584.1757 | 7498.9421 | 4.7935 | 10130.6927 | 20150.3534 | 206.5279 | 410.7922
1 | 5100 | 707 | 0.03 | 15 | 15 | 7 | 1e-11 | 5spot_SharedNeighbor | CO2 | Porous | Wet | R245fa | MinimizeLCOE_Brownfield | IgnoreSilica | 78.5929 | 12.6829 | 1.4561 | 4 | 8816.1596 | 17062.4766 | 179.7293 | 347.8417 | 106.0515 | 14.7266 | 85.0349 | 4100922.0099 | 0 | 2988400.6816 | 0 | 0 | 0 | 2014167.7394 | 3550361.2681 | 9237311.7402 | 6304655.0705 | 28195818.5097 | 961560.8286 | 22191273.92 | 22191273.92 | 16930155.7018 | 8908244.0339 | 0 | 51348653.2583 | 99378326.914 | 10000 | 5.8244 | 8816.1596 | 17062.4766 | 179.7293 | 347.8417
1 | 5100 | 707 | 0.03 | 15 | 15 | 7 | 1.3335e-11 | 5spot_SharedNeighbor | CO2 | Porous | Wet | R245fa | MinimizeLCOE_Brownfield | IgnoreSilica | 89.7332 | 14.6087 | 1.7164 | 4 | 7833.6533 | 14829.3541 | 159.6996 | 302.3164 | 105.7049 | 14.5334 | 82.6611 | 4486712.9142 | 0 | 3322729.8677 | 0 | 0 | 0 | 2079926.3774 | 3856853.9721 | 10034742.886 | 6848918.213 | 30629884.2305 | 961560.8286 | 22191273.92 | 22191273.92 | 16930155.7018 | 8908244.0339 | 0 | 53782718.979 | 101812392.6347 | 13335.2143 | 6.8656 | 7833.6533 | 14829.3541 | 159.6996 | 302.3164
1 | 5100 | 707 | 0.03 | 15 | 15 | 7 | 1.7783e-11 | 5spot_SharedNeighbor | CO2 | Porous | Wet | R245fa | MinimizeLCOE_Brownfield | IgnoreSilica | 99.8787 | 16.3779 | 1.9642 | 4 | 7101.3819 | 13214.4794 | 144.7713 | 269.395 | 105.267 | 14.33 | 85.84 | 4816399.4053 | 0 | 3620018.3753 | 0 | 0 | 0 | 2102479.824 | 4110170.0658 | 10693819.3995 | 7298751.4761 | 32641638.5461 | 961560.8286 | 22191273.92 | 22191273.92 | 16930155.7018 | 8908244.0339 | 0 | 55794473.2947 | 103824146.9504 | 17782.7941 | 7.8568 | 7101.3819 | 13214.4794 | 144.7713 | 269.395
1 | 5100 | 707 | 0.03 | 15 | 15 | 7 | 2.3714e-11 | 5spot_SharedNeighbor | CO2 | Porous | Wet | R245fa | MinimizeLCOE_Brownfield | IgnoreSilica | 108.6607 | 17.922 | 2.1877 | 4 | 6556.5296 | 12045.2409 | 133.6637 | 245.5585 | 104.799 | 14.1331 | 93.9198 | 5085669.311 | 0 | 3872491.3563 | 0 | 0 | 0 | 2090634.4584 | 4309030.099 | 11211212.4141 | 7651882.84 | 34220920.4788 | 961560.8286 | 22191273.92 | 22191273.92 | 16930155.7018 | 8908244.0339 | 0 | 57373755.2274 | 105403428.8831 | 23713.7371 | 8.7506 | 6556.5296 | 12045.2409 | 133.6637 | 245.5585
1 | 5100 | 707 | 0.03 | 15 | 15 | 7 | 3.1623e-11 | 5spot_SharedNeighbor | CO2 | Porous | Wet | R245fa | MinimizeLCOE_Brownfield | IgnoreSilica | 115.9734 | 19.2172 | 2.3804 | 4 | 6151.2892 | 11195.6113 | 125.4024 | 228.2377 | 104.3483 | 13.9546 | 104.6277 | 5298668.5591 | 0 | 4079614.1562 | 0 | 0 | 0 | 2056642.1885 | 4459620.7125 | 11603018.3 | 7919298.4079 | 35416862.3243 | 961560.8286 | 22191273.92 | 22191273.92 | 16930155.7018 | 8908244.0339 | 0 | 58569697.0729 | 106599370.7286 | 31622.7766 | 9.5215 | 6151.2892 | 11195.6113 | 125.4024 | 228.2377
1 | 5100 | 707 | 0.03 | 15 | 15 | 7 | 4.217e-11 | 5spot_SharedNeighbor | CO2 | Porous | Wet | R245fa | MinimizeLCOE_Brownfield | IgnoreSilica | 121.8861 | 20.2711 | 2.5409 | 4 | 5849.7207 | 10575.4153 | 119.2545 | 215.5941 | 103.9438 | 13.8005 | 89.5736 | 5463479.3819 | 0 | 4245176.5833 | 0 | 0 | 0 | 2011693.5841 | 4570936.3242 | 11892638.6877 | 8116970.2736 | 36300894.8348 | 961560.8286 | 22191273.92 | 22191273.92 | 16930155.7018 | 8908244.0339 | 0 | 59453729.5834 | 107483403.2391 | 42169.6503 | 10.1635 | 5849.7207 | 10575.4153 | 119.2545 | 215.5941
1 | 5100 | 707 | 0.03 | 15 | 15 | 7 | 5.6234e-11 | 5spot_SharedNeighbor | CO2 | Porous | Wet | R245fa | MinimizeLCOE_Brownfield | IgnoreSilica | 126.5756 | 21.1112 | 2.6711 | 4 | 5625.0641 | 10120.3711 | 114.6745 | 206.3175 | 103.5977 | 13.6722 | 102.7828 | 5589479.7121 | 0 | 4375344.0477 | 0 | 0 | 0 | 1964331.7512 | 4652370.6493 | 12104514.097 | 8261579.5941 | 36947619.8513 | 961560.8286 | 22191273.92 | 22191273.92 | 16930155.7018 | 8908244.0339 | 0 | 60100454.5999 | 108130128.2556 | 56234.1325 | 10.6844 | 5625.0641 | 10120.3711 | 114.6745 | 206.3175
1 | 5100 | 707 | 0.03 | 15 | 15 | 7 | 7.4989e-11 | 5spot_SharedNeighbor | CO2 | Porous | Wet | R245fa | MinimizeLCOE_Brownfield | IgnoreSilica | 130.2271 | 21.7683 | 2.7745 | 4 | 5457.5014 | 9785.222 | 111.2585 | 199.485 | 103.3125 | 13.5685 | 96.2897 | 5684697.078 | 0 | 4476035.3187 | 0 | 0 | 0 | 1919424.9612 | 4711261.3696 | 12257735.671 | 8366156.4667 | 37415310.8651 | 961560.8286 | 22191273.92 | 22191273.92 | 16930155.7018 | 8908244.0339 | 0 | 60568145.6137 | 108597819.2694 | 74989.4209 | 11.0981 | 5457.5014 | 9785.222 | 111.2585 | 199.485
1 | 5100 | 707 | 0.03 | 15 | 15 | 7 | 1e-10 | 5spot_SharedNeighbor | CO2 | Porous | Wet | R245fa | MinimizeLCOE_Brownfield | IgnoreSilica | 133.0628 | 22.28 | 2.8557 | 4 | 5332.3797 | 9537.0723 | 108.7078 | 194.4261 | 103.0817 | 13.4857 | 105.6202 | 5756883.9116 | 0 | 4553838.9933 | 0 | 0 | 0 | 1880163.8425 | 4754445.8315 | 12370092.7826 | 8442842.5041 | 37758267.8656 | 961560.8286 | 22191273.92 | 22191273.92 | 16930155.7018 | 8908244.0339 | 0 | 60911102.6141 | 108940776.2699 | 100000 | 11.4229 | 5332.3797 | 9537.0723 | 108.7078 | 194.4261
1 | 5100 | 707 | 0.03 | 15 | 15 | 7 | 1.3335e-10 | 5spot_SharedNeighbor | CO2 | Porous | Wet | R245fa | MinimizeLCOE_Brownfield | IgnoreSilica | 135.2159 | 22.6699 | 2.9184 | 4 | 5238.8579 | 9353.2514 | 106.8012 | 190.6787 | 102.9008 | 13.4215 | 118.3684 | 5810662.0141 | 0 | 4612691.9039 | 0 | 0 | 0 | 1846663.8312 | 4785306.9222 | 12450387.0101 | 8497644.9642 | 38003356.6456 | 961560.8286 | 22191273.92 | 22191273.92 | 16930155.7018 | 8908244.0339 | 0 | 61156191.3942 | 109185865.0499 | 133352.1432 | 11.6736 | 5238.8579 | 9353.2514 | 106.8012 | 190.6787
1 | 5100 | 707 | 0.03 | 15 | 15 | 7 | 1.7783e-10 | 5spot_SharedNeighbor | CO2 | Porous | Wet | R245fa | MinimizeLCOE_Brownfield | IgnoreSilica | 136.8554 | 22.9674 | 2.9665 | 4 | 5168.9001 | 9216.527 | 105.375 | 187.8914 | 102.7599 | 13.3718 | 112.4042 | 5851015.2232 | 0 | 4657382.6461 | 0 | 0 | 0 | 1819302.7969 | 4807803.2598 | 12508917.866 | 8537593.4761 | 38182015.2682 | 961560.8286 | 22191273.92 | 22191273.92 | 16930155.7018 | 8908244.0339 | 0 | 61334850.0168 | 109364523.6725 | 177827.941 | 11.8661 | 5168.9001 | 9216.527 | 105.375 | 187.8914
1 | 5100 | 707 | 0.03 | 15 | 15 | 7 | 2.3714e-10 | 5spot_SharedNeighbor | CO2 | Porous | Wet | R245fa | MinimizeLCOE_Brownfield | IgnoreSilica | 138.1077 | 23.1948 | 3.0034 | 4 | 5116.5368 | 9114.5095 | 104.3075 | 185.8116 | 102.6504 | 13.3335 | 98.21 | 5881487.3136 | 0 | 4691444.6559 | 0 | 0 | 0 | 1797613.56 | 4824512.7565 | 12552392.5488 | 8567265.8405 | 38314716.6754 | 961560.8286 | 22191273.92 | 22191273.92 | 16930155.7018 | 8908244.0339 | 0 | 61467551.424 | 109497225.0797 | 237137.3706 | 12.0135 | 5116.5368 | 9114.5095 | 104.3075 | 185.8116
1 | 5100 | 707 | 0.03 | 15 | 15 | 7 | 3.1623e-10 | 5spot_SharedNeighbor | CO2 | Porous | Wet | R245fa | MinimizeLCOE_Brownfield | IgnoreSilica | 139.048 | 23.3659 | 3.0313 | 4 | 5077.3246 | 9038.4611 | 103.5081 | 184.2613 | 102.567 | 13.3044 | 108.665 | 5904168.9469 | 0 | 4716981.7007 | 0 | 0 | 0 | 1780440.0773 | 4836620.3827 | 12583894.1086 | 8588766.3023 | 38410871.5184 | 961560.8286 | 22191273.92 | 22191273.92 | 16930155.7018 | 8908244.0339 | 0 | 61563706.267 | 109593379.9227 | 316227.766 | 12.1252 | 5077.3246 | 9038.4611 | 103.5081 | 184.2613
1 | 5100 | 707 | 0.03 | 15 | 15 | 7 | 4.217e-10 | 5spot_SharedNeighbor | CO2 | Porous | Wet | R245fa | MinimizeLCOE_Brownfield | IgnoreSilica | 139.7667 | 23.4966 | 3.0526 | 4 | 5047.9502 | 8981.5106 | 102.9093 | 183.1002 | 102.5027 | 13.2821 | 94.2921 | 5921388.4059 | 0 | 4736475.0364 | 0 | 0 | 0 | 1767271.3889 | 4845802.5842 | 12607784.3133 | 8605071.8579 | 38483793.5866 | 961560.8286 | 22191273.92 | 22191273.92 | 16930155.7018 | 8908244.0339 | 0 | 61636628.3352 | 109666301.9909 | 421696.5034 | 12.2102 | 5047.9502 | 8981.5106 | 102.9093 | 183.1002
1 | 5100 | 707 | 0.03 | 15 | 15 | 7 | 5.6234e-10 | 5spot_SharedNeighbor | CO2 | Porous | Wet | R245fa | MinimizeLCOE_Brownfield | IgnoreSilica | 140.3003 | 23.5939 | 3.0685 | 4 | 5025.9396 | 8939.0254 | 102.4606 | 182.2341 | 102.4546 | 13.2654 | 94.4809 | 5934108.3699 | 0 | 4750936.0905 | 0 | 0 | 0 | 1756990.3993 | 4852393.5953 | 12624932.7721 | 8616776.0334 | 38536137.2606 | 961560.8286 | 22191273.92 | 22191273.92 | 16930155.7018 | 8908244.0339 | 0 | 61688972.0091 | 109718645.6649 | 562341.3252 | 12.2741 | 5025.9396 | 8939.0254 | 102.4606 | 182.2341
1 | 5100 | 707 | 0.03 | 15 | 15 | 7 | 7.4989e-10 | 5spot_SharedNeighbor | CO2 | Porous | Wet | R245fa | MinimizeLCOE_Brownfield | IgnoreSilica | 140.705 | 23.6676 | 3.0806 | 4 | 5009.4435 | 8907.1873 | 102.1243 | 181.5851 | 102.4179 | 13.2527 | 106.6991 | 5943718.8853 | 0 | 4761896.4491 | 0 | 0 | 0 | 1749187.1204 | 4857372.9574 | 12637888.051 | 8625618.2774 | 38575681.7406 | 961560.8286 | 22191273.92 | 22191273.92 | 16930155.7018 | 8908244.0339 | 0 | 61728516.4892 | 109758190.1449 | 749894.2093 | 12.3224 | 5009.4435 | 8907.1873 | 102.1243 | 181.5851
1 | 5100 | 707 | 0.03 | 15 | 15 | 7 | 1e-09 | 5spot_SharedNeighbor | CO2 | Porous | Wet | R245fa | MinimizeLCOE_Brownfield | IgnoreSilica | 140.9971 | 23.7211 | 3.0896 | 4 | 4997.0786 | 8883.5119 | 101.8722 | 181.1024 | 102.3913 | 13.2435 | 103.9146 | 5950633.7749 | 0 | 4769802.5739 | 0 | 0 | 0 | 1743030.6224 | 4860752.1187 | 12646679.9356 | 8631618.9193 | 38602517.9449 | 961560.8286 | 22191273.92 | 22191273.92 | 16930155.7018 | 8908244.0339 | 0 | 61755352.6934 | 109785026.3491 | 1000000 | 12.3583 | 4997.0786 | 8883.5119 | 101.8722 | 181.1024
1 | 5100 | 707 | 0.03 | 15 | 15 | 7 | 1.3335e-09 | 5spot_SharedNeighbor | CO2 | Porous | Wet | R245fa | MinimizeLCOE_Brownfield | IgnoreSilica | 141.2406 | 23.7652 | 3.0966 | 4 | 4987.8092 | 8865.4556 | 101.6832 | 180.7343 | 102.3691 | 13.2358 | 104.1829 | 5956389.8129 | 0 | 4776393.0827 | 0 | 0 | 0 | 1738796.6683 | 4863916.0299 | 12654911.7835 | 8637237.3247 | 38627644.7021 | 961560.8286 | 22191273.92 | 22191273.92 | 16930155.7018 | 8908244.0339 | 0 | 61780479.4507 | 109810153.1064 | 1333521.4322 | 12.3863 | 4987.8092 | 8865.4556 | 101.6832 | 180.7343
1 | 5100 | 707 | 0.03 | 15 | 15 | 7 | 1.7783e-09 | 5spot_SharedNeighbor | CO2 | Porous | Wet | R245fa | MinimizeLCOE_Brownfield | IgnoreSilica | 141.4038 | 23.7951 | 3.1016 | 4 | 4980.8598 | 8852.1902 | 101.5416 | 180.4639 | 102.3542 | 13.2306 | 112.1649 | 5960237.7119 | 0 | 4780806.9629 | 0 | 0 | 0 | 1735241.1126 | 4865751.4571 | 12659687.1885 | 8640496.6367 | 38642221.0696 | 961560.8286 | 22191273.92 | 22191273.92 | 16930155.7018 | 8908244.0339 | 0 | 61795055.8182 | 109824729.4739 | 1778279.41 | 12.4065 | 4980.8598 | 8852.1902 | 101.5416 | 180.4639
1 | 5100 | 707 | 0.03 | 15 | 15 | 7 | 2.3714e-09 | 5spot_SharedNeighbor | CO2 | Porous | Wet | R245fa | MinimizeLCOE_Brownfield | IgnoreSilica | 141.5307 | 23.8183 | 3.1055 | 4 | 4975.6495 | 8842.1905 | 101.4353 | 180.26 | 102.3426 | 13.2266 | 102.7155 | 5963226.5531 | 0 | 4784238.3489 | 0 | 0 | 0 | 1732637.4421 | 4867239.9142 | 12663559.8487 | 8643139.8068 | 38654041.9139 | 961560.8286 | 22191273.92 | 22191273.92 | 16930155.7018 | 8908244.0339 | 0 | 61806876.6625 | 109836550.3182 | 2371373.7057 | 12.4219 | 4975.6495 | 8842.1905 | 101.4353 | 180.26
1 | 5100 | 707 | 0.03 | 15 | 15 | 7 | 3.1623e-09 | 5spot_SharedNeighbor | CO2 | Porous | Wet | R245fa | MinimizeLCOE_Brownfield | IgnoreSilica | 141.6233 | 23.8353 | 3.1083 | 4 | 4971.7428 | 8834.7299 | 101.3557 | 180.1079 | 102.3341 | 13.2237 | 99.517 | 5965405.951 | 0 | 4786742.6219 | 0 | 0 | 0 | 1730629.7469 | 4868283.5447 | 12666275.1611 | 8644993.0634 | 38662330.0889 | 961560.8286 | 22191273.92 | 22191273.92 | 16930155.7018 | 8908244.0339 | 0 | 61815164.8375 | 109844838.4932 | 3162277.6602 | 12.4333 | 4971.7428 | 8834.7299 | 101.3557 | 180.1079
1 | 5100 | 707 | 0.03 | 15 | 15 | 7 | 4.217e-09 | 5spot_SharedNeighbor | CO2 | Porous | Wet | R245fa | MinimizeLCOE_Brownfield | IgnoreSilica | 141.7035 | 23.8498 | 3.1106 | 4 | 4968.8135 | 8828.9953 | 101.296 | 179.991 | 102.3267 | 13.2211 | 84.5316 | 5967293.4853 | 0 | 4788911.5913 | 0 | 0 | 0 | 1729309.7831 | 4869350.7953 | 12669051.9282 | 8646888.264 | 38670805.8473 | 961560.8286 | 22191273.92 | 22191273.92 | 16930155.7018 | 8908244.0339 | 0 | 61823640.5959 | 109853314.2516 | 4216965.0343 | 12.4423 | 4968.8135 | 8828.9953 | 101.296 | 179.991
1 | 5100 | 707 | 0.03 | 15 | 15 | 7 | 5.6234e-09 | 5spot_SharedNeighbor | CO2 | Porous | Wet | R245fa | MinimizeLCOE_Brownfield | IgnoreSilica | 141.7593 | 23.8599 | 3.1122 | 4 | 4966.617 | 8824.7549 | 101.2512 | 179.9046 | 102.3216 | 13.2194 | 104.0972 | 5968603.9526 | 0 | 4790418.5966 | 0 | 0 | 0 | 1728238.1934 | 4870031.6896 | 12670823.4756 | 8648097.3815 | 38676213.2893 | 961560.8286 | 22191273.92 | 22191273.92 | 16930155.7018 | 8908244.0339 | 0 | 61829048.0378 | 109858721.6936 | 5623413.2519 | 12.4489 | 4966.617 | 8824.7549 | 101.2512 | 179.9046
1 | 5100 | 707 | 0.03 | 15 | 15 | 7 | 7.4989e-09 | 5spot_SharedNeighbor | CO2 | Porous | Wet | R245fa | MinimizeLCOE_Brownfield | IgnoreSilica | 141.7935 | 23.8663 | 3.1134 | 4 | 4964.9699 | 8821.6754 | 101.2176 | 179.8418 | 102.3184 | 13.2183 | 96.6058 | 5969408.5117 | 0 | 4791344.9168 | 0 | 0 | 0 | 1727299.1352 | 4870340.4998 | 12671626.9364 | 8648645.76 | 38678665.7598 | 961560.8286 | 22191273.92 | 22191273.92 | 16930155.7018 | 8908244.0339 | 0 | 61831500.5084 | 109861174.1641 | 7498942.0933 | 12.4535 | 4964.9699 | 8821.6754 | 101.2176 | 179.8418
1 | 5100 | 707 | 0.03 | 15 | 15 | 7 | 1e-08 | 5spot_SharedNeighbor | CO2 | Porous | Wet | R245fa | MinimizeLCOE_Brownfield | IgnoreSilica | 141.8324 | 23.8732 | 3.1144 | 4 | 4963.7349 | 8819.1923 | 101.1924 | 179.7912 | 102.3148 | 13.2171 | 100.1845 | 5970323.018 | 0 | 4792396.3611 | 0 | 0 | 0 | 1726827.9712 | 4870923.4666 | 12673143.6964 | 8649680.9799 | 38683295.4933 | 961560.8286 | 22191273.92 | 22191273.92 | 16930155.7018 | 8908244.0339 | 0 | 61836130.2419 | 109865803.8976 | 10000000 | 12.4576 | 4963.7349 | 8819.1923 | 101.1924 | 179.7912
1 | 5200 | 707 | 0.03 | 15 | 15 | 7 | 1e-13 | 5spot_SharedNeighbor | CO2 | Porous | Wet | R245fa | MinimizeLCOE_Brownfield | IgnoreSilica | 0 | 0 | 0 | 0 | [6 empty] | 22.1312 | [19 empty] | 100 | 0
1 | 5200 | 707 | 0.03 | 15 | 15 | 7 | 1.3335e-13 | 5spot_SharedNeighbor | CO2 | Porous | Wet | R245fa | MinimizeLCOE_Brownfield | IgnoreSilica | 1.6 | 0.0087738 | 0.0031357 | 4 | 1993469.5605 | 5915480.1331 | 40639.5734 | 120595.0638 | 66.9377 | 12.8336 | 27.005 | 172297.2474 | 0 | 71956.2027 | 0 | 0 | 0 | 168427.7327 | 160945.6613 | 418747.5962 | 285803.8388 | 1278178.2792 | 961560.8286 | 22763695.9669 | 22763695.9669 | 17318556.9989 | 9110239.6917 | 0 | 25003435.0747 | 74195927.7323 | 133.3521 | 0.012543 | 1993469.5605 | 5915480.1331 | 40639.5734 | 120595.0638
1 | 5200 | 707 | 0.03 | 15 | 15 | 7 | 1.7783e-13 | 5spot_SharedNeighbor | CO2 | Porous | Wet | R245fa | MinimizeLCOE_Brownfield | IgnoreSilica | 1.6 | 0.024212 | 0.0068253 | 4 | 913572.3314 | 2715427.0577 | 18624.4077 | 55357.6535 | 66.9377 | 12.8336 | 28.939 | 172297.2509 | 0 | 71956.2009 | 0 | 0 | 0 | 148420.3056 | 153142.7654 | 398446.0616 | 271947.6243 | 1216210.2086 | 961560.8286 | 22763695.9669 | 22763695.9669 | 17318556.9989 | 9110239.6917 | 0 | 24941467.0042 | 74133959.6617 | 177.8279 | 0.027301 | 913572.3314 | 2715427.0577 | 18624.4077 | 55357.6535
1 | 5200 | 707 | 0.03 | 15 | 15 | 7 | 2.3714e-13 | 5spot_SharedNeighbor | CO2 | Porous | Wet | R245fa | MinimizeLCOE_Brownfield | IgnoreSilica | 3.4197 | 0.21602 | 0.019818 | 4 | 332679.2237 | 953241.9092 | 6782.116 | 19433.1257 | 84.2803 | 14.2355 | 50.6683 | 362054.5977 | 0 | 184699.577 | 0 | 0 | 0 | 307708.3676 | 333240.3915 | 867023.1417 | 591761.1097 | 2646487.1852 | 961560.8286 | 22763695.9669 | 22763695.9669 | 17318556.9989 | 9110239.6917 | 0 | 26371743.9807 | 75564236.6383 | 237.1374 | 0.079271 | 332679.2237 | 953241.9092 | 6782.116 | 19433.1257
1 | 5200 | 707 | 0.03 | 15 | 15 | 7 | 3.1623e-13 | 5spot_SharedNeighbor | CO2 | Porous | Wet | R245fa | MinimizeLCOE_Brownfield | IgnoreSilica | 4.6307 | 0.38707 | 0.034991 | 4 | 194136.3733 | 545602.7648 | 3957.7326 | 11122.8503 | 89.8726 | 14.6231 | 57.0689 | 475866.8165 | 0 | 254517.1507 | 0 | 0 | 0 | 382461.311 | 434009.6585 | 1129204.1037 | 770705.0036 | 3446764.044 | 961560.8286 | 22763695.9669 | 22763695.9669 | 17318556.9989 | 9110239.6917 | 0 | 27172020.8396 | 76364513.4971 | 316.2278 | 0.13996 | 194136.3733 | 545602.7648 | 3957.7326 | 11122.8503
1 | 5200 | 707 | 0.03 | 15 | 15 | 7 | 4.217e-13 | 5spot_SharedNeighbor | CO2 | Porous | Wet | R245fa | MinimizeLCOE_Brownfield | IgnoreSilica | 6.1723 | 0.61946 | 0.056446 | 4 | 124493.6505 | 342369.4768 | 2537.9715 | 6979.6649 | 94.3538 | 14.9118 | 76.8693 | 609824.5719 | 0 | 338611.2323 | 0 | 0 | 0 | 466753.0543 | 551923.6548 | 1435992.1348 | 980094.1387 | 4383198.7868 | 961560.8286 | 22763695.9669 | 22763695.9669 | 17318556.9989 | 9110239.6917 | 0 | 28108455.5824 | 77300948.2399 | 421.6965 | 0.22578 | 124493.6505 | 342369.4768 | 2537.9715 | 6979.6649
1 | 5200 | 707 | 0.03 | 15 | 15 | 7 | 5.6234e-13 | 5spot_SharedNeighbor | CO2 | Porous | Wet | R245fa | MinimizeLCOE_Brownfield | IgnoreSilica | 8.1332 | 0.92717 | 0.085962 | 4 | 84929.73 | 227994.7733 | 1731.4074 | 4647.9818 | 97.9248 | 15.1279 | 67.9216 | 767054.1844 | 0 | 439710.5428 | 0 | 0 | 0 | 561763.3911 | 689725.9661 | 1794525.4817 | 1224800.515 | 5477580.0812 | 961560.8286 | 22763695.9669 | 22763695.9669 | 17318556.9989 | 9110239.6917 | 0 | 29202836.8767 | 78395329.5343 | 562.3413 | 0.34385 | 84929.73 | 227994.7733 | 1731.4074 | 4647.9818
1 | 5200 | 707 | 0.03 | 15 | 15 | 7 | 7.4989e-13 | 5spot_SharedNeighbor | CO2 | Porous | Wet | R245fa | MinimizeLCOE_Brownfield | IgnoreSilica | 10.6593 | 1.3329 | 0.12592 | 4 | 60559.1205 | 158222.7652 | 1234.5796 | 3225.5851 | 100.7871 | 15.2911 | 67.9033 | 953858.9333 | 0 | 562811.7387 | 0 | 0 | 0 | 671702.7025 | 853465.616 | 2220542.463 | 1515565.8586 | 6777947.312 | 961560.8286 | 22763695.9669 | 22763695.9669 | 17318556.9989 | 9110239.6917 | 0 | 30503204.1076 | 79695696.7651 | 749.8942 | 0.50369 | 60559.1205 | 158222.7652 | 1234.5796 | 3225.5851
1 | 5200 | 707 | 0.03 | 15 | 15 | 7 | 1e-12 | 5spot_SharedNeighbor | CO2 | Porous | Wet | R245fa | MinimizeLCOE_Brownfield | IgnoreSilica | 13.8607 | 1.8559 | 0.17923 | 4 | 44662.1768 | 113276.8904 | 910.4989 | 2309.3026 | 103.0308 | 15.4106 | 56.3564 | 1172354.8257 | 0 | 710409.2588 | 0 | 0 | 0 | 795335.3135 | 1044458.7652 | 2717467.4591 | 1854727.3792 | 8294753.0015 | 961560.8286 | 22763695.9669 | 22763695.9669 | 17318556.9989 | 9110239.6917 | 0 | 32020009.797 | 81212502.4546 | 1000 | 0.71694 | 44662.1768 | 113276.8904 | 910.4989 | 2309.3026
1 | 5200 | 707 | 0.03 | 15 | 15 | 7 | 1.3335e-12 | 5spot_SharedNeighbor | CO2 | Porous | Wet | R245fa | MinimizeLCOE_Brownfield | IgnoreSilica | 17.9239 | 2.5269 | 0.24965 | 4 | 33844.5626 | 83106.4036 | 689.9672 | 1694.2364 | 104.7844 | 15.4949 | 71.9948 | 1428611.5639 | 0 | 887868.9995 | 0 | 0 | 0 | 935323.2557 | 1268203.4895 | 3299605.3353 | 2252048.4414 | 10071661.0852 | 961560.8286 | 22763695.9669 | 22763695.9669 | 17318556.9989 | 9110239.6917 | 0 | 33796917.8808 | 82989410.5384 | 1333.5214 | 0.99859 | 33844.5626 | 83106.4036 | 689.9672 | 1694.2364
1 | 5200 | 707 | 0.03 | 15 | 15 | 7 | 1.7783e-12 | 5spot_SharedNeighbor | CO2 | Porous | Wet | R245fa | MinimizeLCOE_Brownfield | IgnoreSilica | 23.0371 | 3.3782 | 0.34164 | 4 | 26242.5389 | 62239.7904 | 534.9897 | 1268.8423 | 106.1319 | 15.5474 | 52.4174 | 1726976.5324 | 0 | 1099759.4207 | 0 | 0 | 0 | 1091836.2585 | 1528243.1625 | 3976175.2231 | 2713821.292 | 12136811.8891 | 961560.8286 | 22763695.9669 | 22763695.9669 | 17318556.9989 | 9110239.6917 | 0 | 35862068.6847 | 85054561.3423 | 1778.2794 | 1.3666 | 26242.5389 | 62239.7904 | 534.9897 | 1268.8423
1 | 5200 | 707 | 0.03 | 15 | 15 | 7 | 2.3714e-12 | 5spot_SharedNeighbor | CO2 | Porous | Wet | R245fa | MinimizeLCOE_Brownfield | IgnoreSilica | 29.3855 | 4.4424 | 0.46018 | 4 | 20769.9122 | 47494.7885 | 423.4228 | 968.2455 | 107.1408 | 15.5698 | 48.1267 | 2070271.7133 | 0 | 1349848.3899 | 0 | 0 | 0 | 1263361.5891 | 1826557.86 | 4752328.8733 | 3243562.1066 | 14505930.5322 | 961560.8286 | 22763695.9669 | 22763695.9669 | 17318556.9989 | 9110239.6917 | 0 | 38231187.3278 | 87423679.9854 | 2371.3737 | 1.8407 | 20769.9122 | 47494.7885 | 423.4228 | 968.2455
1 | 5200 | 707 | 0.03 | 15 | 15 | 7 | 3.1623e-12 | 5spot_SharedNeighbor | CO2 | Porous | Wet | R245fa | MinimizeLCOE_Brownfield | IgnoreSilica | 37.2977 | 5.7748 | 0.61132 | 4 | 16754.9539 | 36872.3728 | 341.5724 | 751.6932 | 107.8717 | 15.5588 | 67.3904 | 2467008.6272 | 0 | 1646183.496 | 0 | 0 | 0 | 1454678.0181 | 2171469.3551 | 5649717.8325 | 3856048.5108 | 17245105.8398 | 961560.8286 | 22763695.9669 | 22763695.9669 | 17318556.9989 | 9110239.6917 | 0 | 40970362.6354 | 90162855.2929 | 3162.2777 | 2.4453 | 16754.9539 | 36872.3728 | 341.5724 | 751.6932
1 | 5200 | 707 | 0.03 | 15 | 15 | 7 | 4.217e-12 | 5spot_SharedNeighbor | CO2 | Porous | Wet | R245fa | MinimizeLCOE_Brownfield | IgnoreSilica | 46.5519 | 7.3466 | 0.79763 | 4 | 13752.4226 | 29170.8216 | 280.3617 | 594.6867 | 108.3298 | 15.5101 | 68.1824 | 2897856.534 | 0 | 1965540.5285 | 0 | 0 | 0 | 1642989.3273 | 2537490.692 | 6602030.2698 | 4506021.3173 | 20151928.6689 | 961560.8286 | 22763695.9669 | 22763695.9669 | 17318556.9989 | 9110239.6917 | 0 | 43877185.4645 | 93069678.122 | 4216.965 | 3.1905 | 13752.4226 | 29170.8216 | 280.3617 | 594.6867
1 | 5200 | 707 | 0.03 | 15 | 15 | 7 | 5.6234e-12 | 5spot_SharedNeighbor | CO2 | Porous | Wet | R245fa | MinimizeLCOE_Brownfield | IgnoreSilica | 57.1346 | 9.1581 | 1.0198 | 4 | 11506.8332 | 23566.5681 | 234.5824 | 480.4364 | 108.5484 | 15.4186 | 62.3885 | 3356139.4499 | 0 | 2315535.4403 | 0 | 0 | 0 | 1822677.9449 | 2922797.6057 | 7604519.8218 | 5190241.0356 | 23211911.2982 | 961560.8286 | 22763695.9669 | 22763695.9669 | 17318556.9989 | 9110239.6917 | 0 | 46937168.0937 | 96129660.7513 | 5623.4133 | 4.0791 | 11506.8332 | 23566.5681 | 234.5824 | 480.4364
1 | 5200 | 707 | 0.03 | 15 | 15 | 7 | 7.4989e-12 | 5spot_SharedNeighbor | CO2 | Porous | Wet | R245fa | MinimizeLCOE_Brownfield | IgnoreSilica | 68.6077 | 11.1393 | 1.272 | 4 | 9822.5147 | 19490.7615 | 200.2452 | 397.3455 | 108.5407 | 15.2821 | 72.7978 | 3818759.0008 | 0 | 2680590.8539 | 0 | 0 | 0 | 1976597.3233 | 3305619.3994 | 8600543.6015 | 5870047.7315 | 26252157.9103 | 961560.8286 | 22763695.9669 | 22763695.9669 | 17318556.9989 | 9110239.6917 | 0 | 49977414.7059 | 99169907.3634 | 7498.9421 | 5.088 | 9822.5147 | 19490.7615 | 200.2452 | 397.3455
1 | 5200 | 707 | 0.03 | 15 | 15 | 7 | 1e-11 | 5spot_SharedNeighbor | CO2 | Porous | Wet | R245fa | MinimizeLCOE_Brownfield | IgnoreSilica | 80.301 | 13.1777 | 1.542 | 4 | 8560.6407 | 16535.961 | 174.5202 | 337.1079 | 108.3325 | 15.1059 | 73.5414 | 4258405.5909 | 0 | 3040247.0049 | 0 | 0 | 0 | 2089517.792 | 3661386.4512 | 9526176.4925 | 6501811.1995 | 29077544.531 | 961560.8286 | 22763695.9669 | 22763695.9669 | 17318556.9989 | 9110239.6917 | 0 | 52802801.3266 | 101995293.9841 | 10000 | 6.1681 | 8560.6407 | 16535.961 | 174.5202 | 337.1079
1 | 5200 | 707 | 0.03 | 15 | 15 | 7 | 1.3335e-11 | 5spot_SharedNeighbor | CO2 | Porous | Wet | R245fa | MinimizeLCOE_Brownfield | IgnoreSilica | 91.4964 | 15.1478 | 1.8134 | 4 | 7618.0109 | 14399.6826 | 155.3035 | 293.557 | 107.9722 | 14.9034 | 100.8714 | 4651892.5587 | 0 | 3374858.7343 | 0 | 0 | 0 | 2154469.984 | 3970676.298 | 10330885.2298 | 7051041.4478 | 31533824.2527 | 961560.8286 | 22763695.9669 | 22763695.9669 | 17318556.9989 | 9110239.6917 | 0 | 55259081.0482 | 104451573.7058 | 13335.2143 | 7.2537 | 7618.0109 | 14399.6826 | 155.3035 | 293.557
1 | 5200 | 707 | 0.03 | 15 | 15 | 7 | 1.7783e-11 | 5spot_SharedNeighbor | CO2 | Porous | Wet | R245fa | MinimizeLCOE_Brownfield | IgnoreSilica | 101.6233 | 16.9462 | 2.0703 | 4 | 6915.7601 | 12855.884 | 140.9871 | 262.0846 | 107.5233 | 14.6924 | 93.1169 | 4985986.862 | 0 | 3670514.4498 | 0 | 0 | 0 | 2174662.5149 | 4224153.8924 | 10990381.9348 | 7501161.5003 | 33546861.1541 | 961560.8286 | 22763695.9669 | 22763695.9669 | 17318556.9989 | 9110239.6917 | 0 | 57272117.9497 | 106464610.6072 | 17782.7941 | 8.2814 | 6915.7601 | 12855.884 | 140.9871 | 262.0846
1 | 5200 | 707 | 0.03 | 15 | 15 | 7 | 2.3714e-11 | 5spot_SharedNeighbor | CO2 | Porous | Wet | R245fa | MinimizeLCOE_Brownfield | IgnoreSilica | 110.3586 | 18.5104 | 2.3011 | 4 | 6393.3919 | 11737.9587 | 130.3379 | 239.2942 | 107.0473 | 14.4893 | 94.9019 | 5258036.5297 | 0 | 3920824.3817 | 0 | 0 | 0 | 2160487.8477 | 4422346.0161 | 11506037.1859 | 7853106.8048 | 35120838.7659 | 961560.8286 | 22763695.9669 | 22763695.9669 | 17318556.9989 | 9110239.6917 | 0 | 58846095.5615 | 108038588.219 | 23713.7371 | 9.2042 | 6393.3919 | 11737.9587 | 130.3379 | 239.2942
1 | 5200 | 707 | 0.03 | 15 | 15 | 7 | 3.1623e-11 | 5spot_SharedNeighbor | CO2 | Porous | Wet | R245fa | MinimizeLCOE_Brownfield | IgnoreSilica | 117.6324 | 19.8222 | 2.4996 | 4 | 6004.937 | 10925.0093 | 122.4188 | 222.7211 | 106.5901 | 14.3054 | 101.2416 | 5473336.0796 | 0 | 4126234.8608 | 0 | 0 | 0 | 2125031.9801 | 4572595.139 | 11896954.5835 | 8119915.9612 | 36314068.6044 | 961560.8286 | 22763695.9669 | 22763695.9669 | 17318556.9989 | 9110239.6917 | 0 | 60039325.3999 | 109231818.0575 | 31622.7766 | 9.9983 | 6004.937 | 10925.0093 | 122.4188 | 222.7211
1 | 5200 | 707 | 0.03 | 15 | 15 | 7 | 4.217e-11 | 5spot_SharedNeighbor | CO2 | Porous | Wet | R245fa | MinimizeLCOE_Brownfield | IgnoreSilica | 123.4844 | 20.8846 | 2.6643 | 4 | 5715.8831 | 10331.7838 | 116.526 | 210.6274 | 106.1825 | 14.1479 | 105.056 | 5639175.7334 | 0 | 4289650.2913 | 0 | 0 | 0 | 2078569.2104 | 4682884.1417 | 12183903.9451 | 8315764.7967 | 37189948.1187 | 961560.8286 | 22763695.9669 | 22763695.9669 | 17318556.9989 | 9110239.6917 | 0 | 60915204.9142 | 110107697.5718 | 42169.6503 | 10.6572 | 5715.8831 | 10331.7838 | 116.526 | 210.6274
1 | 5200 | 707 | 0.03 | 15 | 15 | 7 | 5.6234e-11 | 5spot_SharedNeighbor | CO2 | Porous | Wet | R245fa | MinimizeLCOE_Brownfield | IgnoreSilica | 128.1271 | 21.7316 | 2.7978 | 4 | 5500.5571 | 9896.2576 | 112.1363 | 201.7486 | 105.8341 | 14.0167 | 98.7636 | 5766068.1264 | 0 | 4418198.3365 | 0 | 0 | 0 | 2030341.8791 | 4763697.2534 | 12394163.0847 | 8459270.9799 | 37831739.66 | 961560.8286 | 22763695.9669 | 22763695.9669 | 17318556.9989 | 9110239.6917 | 0 | 61556996.4555 | 110749489.1131 | 56234.1325 | 11.191 | 5500.5571 | 9896.2576 | 112.1363 | 201.7486
1 | 5200 | 707 | 0.03 | 15 | 15 | 7 | 7.4989e-11 | 5spot_SharedNeighbor | CO2 | Porous | Wet | R245fa | MinimizeLCOE_Brownfield | IgnoreSilica | 131.7398 | 22.3937 | 2.9036 | 4 | 5339.9561 | 9575.3895 | 108.8622 | 195.2073 | 105.5475 | 13.9109 | 100.7354 | 5861931.0027 | 0 | 4517580.9693 | 0 | 0 | 0 | 1984902.6968 | 4822121.7208 | 12546171.5644 | 8563019.8907 | 38295727.8446 | 961560.8286 | 22763695.9669 | 22763695.9669 | 17318556.9989 | 9110239.6917 | 0 | 62020984.6402 | 111213477.2977 | 74989.4209 | 11.6145 | 5339.9561 | 9575.3895 | 108.8622 | 195.2073
1 | 5200 | 707 | 0.03 | 15 | 15 | 7 | 1e-10 | 5spot_SharedNeighbor | CO2 | Porous | Wet | R245fa | MinimizeLCOE_Brownfield | IgnoreSilica | 134.5339 | 22.9072 | 2.9865 | 4 | 5220.0336 | 9337.9073 | 106.4174 | 190.3659 | 105.3166 | 13.8268 | 101.0817 | 5934339.7275 | 0 | 4594071.1769 | 0 | 0 | 0 | 1945135.9535 | 4864683.2746 | 12656907.9967 | 8638599.7812 | 38633737.9104 | 961560.8286 | 22763695.9669 | 22763695.9669 | 17318556.9989 | 9110239.6917 | 0 | 62358994.706 | 111551487.3635 | 100000 | 11.9461 | 5220.0336 | 9337.9073 | 106.4174 | 190.3659
1 | 5200 | 707 | 0.03 | 15 | 15 | 7 | 1.3335e-10 | 5spot_SharedNeighbor | CO2 | Porous | Wet | R245fa | MinimizeLCOE_Brownfield | IgnoreSilica | 136.6534 | 23.2982 | 3.0505 | 4 | 5130.3983 | 9161.9666 | 104.5901 | 186.7791 | 105.136 | 13.7617 | 100.6003 | 5988250.4237 | 0 | 4651880.5554 | 0 | 0 | 0 | 1911300.9113 | 4895058.4373 | 12735937.9392 | 8692539.3409 | 38874967.6078 | 961560.8286 | 22763695.9669 | 22763695.9669 | 17318556.9989 | 9110239.6917 | 0 | 62600224.4034 | 111792717.0609 | 133352.1432 | 12.2018 | 5130.3983 | 9161.9666 | 104.5901 | 186.7791
1 | 5200 | 707 | 0.03 | 15 | 15 | 7 | 1.7783e-10 | 5spot_SharedNeighbor | CO2 | Porous | Wet | R245fa | MinimizeLCOE_Brownfield | IgnoreSilica | 138.2781 | 23.5983 | 3.0997 | 4 | 5063.348 | 9030.9238 | 103.2232 | 184.1076 | 104.9944 | 13.7111 | 104.6041 | 6028984.2765 | 0 | 4696074.8681 | 0 | 0 | 0 | 1883952.7239 | 4917514.6287 | 12794364.343 | 8732416.562 | 39053307.4022 | 961560.8286 | 22763695.9669 | 22763695.9669 | 17318556.9989 | 9110239.6917 | 0 | 62778564.1978 | 111971056.8553 | 177827.941 | 12.3986 | 5063.348 | 9030.9238 | 103.2232 | 184.1076
1 | 5200 | 707 | 0.03 | 15 | 15 | 7 | 2.3714e-10 | 5spot_SharedNeighbor | CO2 | Porous | Wet | R245fa | MinimizeLCOE_Brownfield | IgnoreSilica | 139.5085 | 23.826 | 3.1372 | 4 | 5013.1612 | 8933.278 | 102.2001 | 182.117 | 104.8853 | 13.6722 | 112.4942 | 6059487.1056 | 0 | 4729473.5398 | 0 | 0 | 0 | 1862104.7326 | 4933915.4974 | 12837036.039 | 8761540.8714 | 39183557.7858 | 961560.8286 | 22763695.9669 | 22763695.9669 | 17318556.9989 | 9110239.6917 | 0 | 62908814.5814 | 112101307.2389 | 237137.3706 | 12.5487 | 5013.1612 | 8933.278 | 102.2001 | 182.117
1 | 5200 | 707 | 0.03 | 15 | 15 | 7 | 3.1623e-10 | 5spot_SharedNeighbor | CO2 | Porous | Wet | R245fa | MinimizeLCOE_Brownfield | IgnoreSilica | 140.4318 | 23.9971 | 3.1656 | 4 | 4975.5791 | 8860.4864 | 101.4339 | 180.633 | 104.8023 | 13.6429 | 96.7277 | 6082181.3437 | 0 | 4754498.2727 | 0 | 0 | 0 | 1844821.9654 | 4945785.6169 | 12867919.655 | 8782619.5739 | 39277826.4275 | 961560.8286 | 22763695.9669 | 22763695.9669 | 17318556.9989 | 9110239.6917 | 0 | 63003083.2231 | 112195575.8806 | 316227.766 | 12.6625 | 4975.5791 | 8860.4864 | 101.4339 | 180.633
1 | 5200 | 707 | 0.03 | 15 | 15 | 7 | 4.217e-10 | 5spot_SharedNeighbor | CO2 | Porous | Wet | R245fa | MinimizeLCOE_Brownfield | IgnoreSilica | 141.1286 | 24.1264 | 3.1871 | 4 | 4947.426 | 8806.088 | 100.86 | 179.524 | 104.7391 | 13.6206 | 104.6462 | 6099196.2214 | 0 | 4773361.23 | 0 | 0 | 0 | 1831419.5797 | 4954551.0421 | 12890725.4935 | 8798185.0272 | 39347438.594 | 961560.8286 | 22763695.9669 | 22763695.9669 | 17318556.9989 | 9110239.6917 | 0 | 63072695.3896 | 112265188.0471 | 421696.5034 | 12.7486 | 4947.426 | 8806.088 | 100.86 | 179.524
1 | 5200 | 707 | 0.03 | 15 | 15 | 7 | 5.6234e-10 | 5spot_SharedNeighbor | CO2 | Porous | Wet | R245fa | MinimizeLCOE_Brownfield | IgnoreSilica | 141.6692 | 24.2265 | 3.2036 | 4 | 4926.3305 | 8765.1939 | 100.4299 | 178.6903 | 104.6898 | 13.6032 | 92.1524 | 6112334.4722 | 0 | 4787985.1535 | 0 | 0 | 0 | 1821404.8146 | 4961472.5317 | 12908733.7895 | 8810476.0593 | 39402406.8208 | 961560.8286 | 22763695.9669 | 22763695.9669 | 17318556.9989 | 9110239.6917 | 0 | 63127663.6164 | 112320156.2739 | 562341.3252 | 12.8143 | 4926.3305 | 8765.1939 | 100.4299 | 178.6903
1 | 5200 | 707 | 0.03 | 15 | 15 | 7 | 7.4989e-10 | 5spot_SharedNeighbor | CO2 | Porous | Wet | R245fa | MinimizeLCOE_Brownfield | IgnoreSilica | 142.0707 | 24.3009 | 3.2159 | 4 | 4910.5204 | 8734.6602 | 100.1076 | 178.0679 | 104.6529 | 13.5902 | 110.2371 | 6122051.8233 | 0 | 4798836.2507 | 0 | 0 | 0 | 1813647.0445 | 4966468.6962 | 12921732.7847 | 8819348.1406 | 39442084.7399 | 961560.8286 | 22763695.9669 | 22763695.9669 | 17318556.9989 | 9110239.6917 | 0 | 63167341.5355 | 112359834.193 | 749894.2093 | 12.8637 | 4910.5204 | 8734.6602 | 100.1076 | 178.0679
1 | 5200 | 707 | 0.03 | 15 | 15 | 7 | 1e-09 | 5spot_SharedNeighbor | CO2 | Porous | Wet | R245fa | MinimizeLCOE_Brownfield | IgnoreSilica | 142.3607 | 24.355 | 3.2251 | 4 | 4898.6697 | 8711.9504 | 99.866 | 177.6049 | 104.6261 | 13.5808 | 108.7529 | 6129051.6293 | 0 | 4806672.3375 | 0 | 0 | 0 | 1807529.4646 | 4969868.8383 | 12930579.2569 | 8825386.0396 | 39469087.5661 | 961560.8286 | 22763695.9669 | 22763695.9669 | 17318556.9989 | 9110239.6917 | 0 | 63194344.3617 | 112386837.0193 | 1000000 | 12.9003 | 4898.6697 | 8711.9504 | 99.866 | 177.6049
1 | 5200 | 707 | 0.03 | 15 | 15 | 7 | 1.3335e-09 | 5spot_SharedNeighbor | CO2 | Porous | Wet | R245fa | MinimizeLCOE_Brownfield | IgnoreSilica | 142.5823 | 24.3962 | 3.232 | 4 | 4889.7858 | 8694.8924 | 99.6849 | 177.2571 | 104.6057 | 13.5736 | 124.562 | 6134386.6784 | 0 | 4812654.7794 | 0 | 0 | 0 | 1802960.6034 | 4972500.8038 | 12937427.0914 | 8830059.8274 | 39489989.7837 | 961560.8286 | 22763695.9669 | 22763695.9669 | 17318556.9989 | 9110239.6917 | 0 | 63215246.5793 | 112407739.2368 | 1333521.4322 | 12.928 | 4889.7858 | 8694.8924 | 99.6849 | 177.2571
1 | 5200 | 707 | 0.03 | 15 | 15 | 7 | 1.7783e-09 | 5spot_SharedNeighbor | CO2 | Porous | Wet | R245fa | MinimizeLCOE_Brownfield | IgnoreSilica | 142.748 | 24.4271 | 3.2372 | 4 | 4883.1254 | 8682.1188 | 99.5491 | 176.9967 | 104.5903 | 13.5682 | 116.7659 | 6138372.7861 | 0 | 4817130.5689 | 0 | 0 | 0 | 1799497.0354 | 4974450.1522 | 12942498.8961 | 8833521.4383 | 39505470.877 | 961560.8286 | 22763695.9669 | 22763695.9669 | 17318556.9989 | 9110239.6917 | 0 | 63230727.6726 | 112423220.3301 | 1778279.41 | 12.9488 | 4883.1254 | 8682.1188 | 99.5491 | 176.9967
1 | 5200 | 707 | 0.03 | 15 | 15 | 7 | 2.3714e-09 | 5spot_SharedNeighbor | CO2 | Porous | Wet | R245fa | MinimizeLCOE_Brownfield | IgnoreSilica | 142.8749 | 24.4507 | 3.2411 | 4 | 4878.1318 | 8672.5145 | 99.4473 | 176.8009 | 104.5785 | 13.5641 | 106.6967 | 6141420.1714 | 0 | 4820555.4709 | 0 | 0 | 0 | 1796928.8281 | 4975972.7435 | 12946460.3661 | 8836225.2231 | 39517562.8031 | 961560.8286 | 22763695.9669 | 22763695.9669 | 17318556.9989 | 9110239.6917 | 0 | 63242819.5987 | 112435312.2562 | 2371373.7057 | 12.9646 | 4878.1318 | 8672.5145 | 99.4473 | 176.8009
1 | 5200 | 707 | 0.03 | 15 | 15 | 7 | 3.1623e-09 | 5spot_SharedNeighbor | CO2 | Porous | Wet | R245fa | MinimizeLCOE_Brownfield | IgnoreSilica | 142.9797 | 24.4699 | 3.2442 | 4 | 4874.3876 | 8665.1923 | 99.371 | 176.6517 | 104.5688 | 13.5607 | 119.7347 | 6143936.4903 | 0 | 4823384.693 | 0 | 0 | 0 | 1795169.0205 | 4977371.1795 | 12950098.8097 | 8838708.5356 | 39528668.7285 | 961560.8286 | 22763695.9669 | 22763695.9669 | 17318556.9989 | 9110239.6917 | 0 | 63253925.5241 | 112446418.1816 | 3162277.6602 | 12.9768 | 4874.3876 | 8665.1923 | 99.371 | 176.6517
1 | 5200 | 707 | 0.03 | 15 | 15 | 7 | 4.217e-09 | 5spot_SharedNeighbor | CO2 | Porous | Wet | R245fa | MinimizeLCOE_Brownfield | IgnoreSilica | 143.0381 | 24.4811 | 3.2463 | 4 | 4871.5801 | 8659.9643 | 99.3138 | 176.5451 | 104.5633 | 13.5588 | 114.5894 | 6145334.2611 | 0 | 4824959.2128 | 0 | 0 | 0 | 1793475.1885 | 4977869.7783 | 12951396.0617 | 8839593.9367 | 39532628.4392 | 961560.8286 | 22763695.9669 | 22763695.9669 | 17318556.9989 | 9110239.6917 | 0 | 63257885.2347 | 112450377.8923 | 4216965.0343 | 12.9851 | 4871.5801 | 8659.9643 | 99.3138 | 176.5451
1 | 5200 | 707 | 0.03 | 15 | 15 | 7 | 5.6234e-09 | 5spot_SharedNeighbor | CO2 | Porous | Wet | R245fa | MinimizeLCOE_Brownfield | IgnoreSilica | 143.0964 | 24.4918 | 3.248 | 4 | 4869.475 | 8655.8577 | 99.2708 | 176.4614 | 104.5579 | 13.5569 | 121.6168 | 6146733.1263 | 0 | 4826533.6041 | 0 | 0 | 0 | 1792467.0662 | 4978636.1807 | 12953390.0834 | 8840954.8975 | 39538714.9582 | 961560.8286 | 22763695.9669 | 22763695.9669 | 17318556.9989 | 9110239.6917 | 0 | 63263971.7538 | 112456464.4113 | 5623413.2519 | 12.9919 | 4869.475 | 8655.8577 | 99.2708 | 176.4614
1 | 5200 | 707 | 0.03 | 15 | 15 | 7 | 7.4989e-09 | 5spot_SharedNeighbor | CO2 | Porous | Wet | R245fa | MinimizeLCOE_Brownfield | IgnoreSilica | 143.1307 | 24.4983 | 3.2492 | 4 | 4867.8965 | 8652.9008 | 99.2387 | 176.4011 | 104.5547 | 13.5558 | 113.1666 | 6147553.5001 | 0 | 4827458.1868 | 0 | 0 | 0 | 1791537.0523 | 4978954.0083 | 12954217.0057 | 8841519.2889 | 39541239.0422 | 961560.8286 | 22763695.9669 | 22763695.9669 | 17318556.9989 | 9110239.6917 | 0 | 63266495.8377 | 112458988.4953 | 7498942.0933 | 12.9967 | 4867.8965 | 8652.9008 | 99.2387 | 176.4011
1 | 5200 | 707 | 0.03 | 15 | 15 | 7 | 1e-08 | 5spot_SharedNeighbor | CO2 | Porous | Wet | R245fa | MinimizeLCOE_Brownfield | IgnoreSilica | 143.1696 | 24.5053 | 3.2502 | 4 | 4866.7128 | 8650.5146 | 99.2145 | 176.3524 | 104.5511 | 13.5545 | 116.1069 | 6148485.9928 | 0 | 4828507.6595 | 0 | 0 | 0 | 1791078.165 | 4979548.0088 | 12955762.4731 | 8842574.1022 | 39545956.4014 | 961560.8286 | 22763695.9669 | 22763695.9669 | 17318556.9989 | 9110239.6917 | 0 | 63271213.197 | 112463705.8546 | 10000000 | 13.0008 | 4866.7128 | 8650.5146 | 99.2145 | 176.3524
1 | 5300 | 707 | 0.03 | 15 | 15 | 7 | 1e-13 | 5spot_SharedNeighbor | CO2 | Porous | Wet | R245fa | MinimizeLCOE_Brownfield | IgnoreSilica | 0 | 0 | 0 | 0 | [6 empty] | 22.0627 | [19 empty] | 100 | 0
1 | 5300 | 707 | 0.03 | 15 | 15 | 7 | 1.3335e-13 | 5spot_SharedNeighbor | CO2 | Porous | Wet | R245fa | MinimizeLCOE_Brownfield | IgnoreSilica | 1.6 | 0.0074376 | 0.0033327 | 4 | 1919873.7993 | 5698323.5268 | 39139.2242 | 116168.0326 | 67.416 | 13.1354 | 26.6968 | 174470.376 | 0 | 71750.5731 | 0 | 0 | 0 | 170138.8413 | 162380.3183 | 422480.2794 | 288351.4718 | 1289571.8598 | 961560.8286 | 23341978.1048 | 23341978.1048 | 17712525.3824 | 9314579.3857 | 0 | 25593110.7932 | 75962193.6662 | 133.3521 | 0.013331 | 1919873.7993 | 5698323.5268 | 39139.2242 | 116168.0326
1 | 5300 | 707 | 0.03 | 15 | 15 | 7 | 1.7783e-13 | 5spot_SharedNeighbor | CO2 | Porous | Wet | R245fa | MinimizeLCOE_Brownfield | IgnoreSilica | 1.6 | 0.022831 | 0.0070086 | 4 | 910726.8584 | 2707416.0967 | 18566.3989 | 55194.3392 | 67.416 | 13.1354 | 28.7038 | 174470.3797 | 0 | 71750.5712 | 0 | 0 | 0 | 150301.6325 | 154643.8075 | 402351.4654 | 274613.1426 | 1228130.999 | 961560.8286 | 23341978.1048 | 23341978.1048 | 17712525.3824 | 9314579.3857 | 0 | 25531669.9324 | 75900752.8053 | 177.8279 | 0.028034 | 910726.8584 | 2707416.0967 | 18566.3989 | 55194.3392
1 | 5300 | 707 | 0.03 | 15 | 15 | 7 | 2.3714e-13 | 5spot_SharedNeighbor | CO2 | Porous | Wet | R245fa | MinimizeLCOE_Brownfield | IgnoreSilica | 3.5272 | 0.22779 | 0.021202 | 4 | 319160.9116 | 913087.4518 | 6506.5269 | 18614.5227 | 85.9998 | 14.6334 | 47.0627 | 378472.8104 | 0 | 191927.1607 | 0 | 0 | 0 | 321847.3385 | 347976.4507 | 905363.3451 | 617929.0864 | 2763516.1918 | 961560.8286 | 23341978.1048 | 23341978.1048 | 17712525.3824 | 9314579.3857 | 0 | 27067055.1252 | 77436137.9981 | 237.1374 | 0.084807 | 319160.9116 | 913087.4518 | 6506.5269 | 18614.5227
1 | 5300 | 707 | 0.03 | 15 | 15 | 7 | 3.1623e-13 | 5spot_SharedNeighbor | CO2 | Porous | Wet | R245fa | MinimizeLCOE_Brownfield | IgnoreSilica | 4.7692 | 0.40628 | 0.037385 | 4 | 186550.6091 | 523379.1148 | 3803.0865 | 10669.7912 | 91.7127 | 15.0256 | 45.4702 | 496802.0218 | 0 | 263925.7986 | 0 | 0 | 0 | 399364.354 | 452435.9481 | 1177145.5295 | 803426.0118 | 3593099.6638 | 961560.8286 | 23341978.1048 | 23341978.1048 | 17712525.3824 | 9314579.3857 | 0 | 27896638.5973 | 78265721.4702 | 316.2278 | 0.14954 | 186550.6091 | 523379.1148 | 3803.0865 | 10669.7912
1 | 5300 | 707 | 0.03 | 15 | 15 | 7 | 4.217e-13 | 5spot_SharedNeighbor | CO2 | Porous | Wet | R245fa | MinimizeLCOE_Brownfield | IgnoreSilica | 6.3498 | 0.64856 | 0.06025 | 4 | 119781.0167 | 328782.5078 | 2441.898 | 6702.6761 | 96.2974 | 15.3181 | 55.6331 | 636062.7407 | 0 | 350623.3476 | 0 | 0 | 0 | 486724.9465 | 574630.3036 | 1495070.177 | 1020416.1165 | 4563527.6319 | 961560.8286 | 23341978.1048 | 23341978.1048 | 17712525.3824 | 9314579.3857 | 0 | 28867066.5653 | 79236149.4382 | 421.6965 | 0.241 | 119781.0167 | 328782.5078 | 2441.898 | 6702.6761
1 | 5300 | 707 | 0.03 | 15 | 15 | 7 | 5.6234e-13 | 5spot_SharedNeighbor | CO2 | Porous | Wet | R245fa | MinimizeLCOE_Brownfield | IgnoreSilica | 8.387 | 0.9729 | 0.091743 | 4 | 81803.857 | 219060.3276 | 1667.6823 | 4465.8411 | 99.995 | 15.5394 | 74.9985 | 801667.3907 | 0 | 456225.4875 | 0 | 0 | 0 | 587634.9397 | 719755.849 | 1872657.0769 | 1278126.9342 | 5716067.678 | 961560.8286 | 23341978.1048 | 23341978.1048 | 17712525.3824 | 9314579.3857 | 0 | 30019606.6114 | 80388689.4843 | 562.3413 | 0.36697 | 81803.857 | 219060.3276 | 1667.6823 | 4465.8411
1 | 5300 | 707 | 0.03 | 15 | 15 | 7 | 7.4989e-13 | 5spot_SharedNeighbor | CO2 | Porous | Wet | R245fa | MinimizeLCOE_Brownfield | IgnoreSilica | 10.9714 | 1.3952 | 0.13428 | 4 | 58389.2048 | 152162.0705 | 1190.3429 | 3102.0296 | 102.9121 | 15.7038 | 49.9673 | 995430.4236 | 0 | 582851.3081 | 0 | 0 | 0 | 701025.4401 | 888929.797 | 2312812.9872 | 1578542.3873 | 7059592.3434 | 961560.8286 | 23341978.1048 | 23341978.1048 | 17712525.3824 | 9314579.3857 | 0 | 31363131.2768 | 81732214.1497 | 749.8942 | 0.53714 | 58389.2048 | 152162.0705 | 1190.3429 | 3102.0296
1 | 5300 | 707 | 0.03 | 15 | 15 | 7 | 1e-12 | 5spot_SharedNeighbor | CO2 | Porous | Wet | R245fa | MinimizeLCOE_Brownfield | IgnoreSilica | 14.2675 | 1.9424 | 0.19107 | 4 | 43104.123 | 109009.1478 | 878.7358 | 2222.2989 | 105.2163 | 15.8248 | 65.9328 | 1223559.5092 | 0 | 735662.3992 | 0 | 0 | 0 | 830201.1994 | 1087875.0121 | 2830427.6275 | 1931825.0153 | 8639550.7627 | 961560.8286 | 23341978.1048 | 23341978.1048 | 17712525.3824 | 9314579.3857 | 0 | 32943089.6961 | 83312172.569 | 1000 | 0.76427 | 43104.123 | 109009.1478 | 878.7358 | 2222.2989
1 | 5300 | 707 | 0.03 | 15 | 15 | 7 | 1.3335e-12 | 5spot_SharedNeighbor | CO2 | Porous | Wet | R245fa | MinimizeLCOE_Brownfield | IgnoreSilica | 18.4452 | 2.6437 | 0.26602 | 4 | 32696.0216 | 80032.1921 | 666.5526 | 1631.5645 | 107.0144 | 15.9096 | 55.5778 | 1490765.9383 | 0 | 919151.9044 | 0 | 0 | 0 | 976106.0505 | 1320549.3183 | 3435798.4444 | 2345003.0369 | 10487374.6928 | 961560.8286 | 23341978.1048 | 23341978.1048 | 17712525.3824 | 9314579.3857 | 0 | 34790913.6262 | 85159996.4991 | 1333.5214 | 1.0641 | 32696.0216 | 80032.1921 | 666.5526 | 1631.5645
1 | 5300 | 707 | 0.03 | 15 | 15 | 7 | 1.7783e-12 | 5spot_SharedNeighbor | CO2 | Porous | Wet | R245fa | MinimizeLCOE_Brownfield | IgnoreSilica | 23.6903 | 3.5315 | 0.36382 | 4 | 25378.7603 | 59990.2608 | 517.3804 | 1222.9826 | 108.3943 | 15.962 | 62.9539 | 1801231.2503 | 0 | 1137760.794 | 0 | 0 | 0 | 1138624.6221 | 1590270.4999 | 4137557.6314 | 2823968.1017 | 12629412.8995 | 961560.8286 | 23341978.1048 | 23341978.1048 | 17712525.3824 | 9314579.3857 | 0 | 36932951.8329 | 87302034.7058 | 1778.2794 | 1.4553 | 25378.7603 | 59990.2608 | 517.3804 | 1222.9826
1 | 5300 | 707 | 0.03 | 15 | 15 | 7 | 2.3714e-12 | 5spot_SharedNeighbor | CO2 | Porous | Wet | R245fa | MinimizeLCOE_Brownfield | IgnoreSilica | 30.3575 | 4.6652 | 0.49083 | 4 | 20090.5113 | 45745.7731 | 409.5722 | 932.5895 | 109.4448 | 15.9822 | 64.4641 | 2166627.2271 | 0 | 1396192.7613 | 0 | 0 | 0 | 1325461.0737 | 1906429.6142 | 4960138.7937 | 3385396.6474 | 15140246.1174 | 961560.8286 | 23341978.1048 | 23341978.1048 | 17712525.3824 | 9314579.3857 | 0 | 39443785.0508 | 89812867.9237 | 2371.3737 | 1.9633 | 20090.5113 | 45745.7731 | 409.5722 | 932.5895
1 | 5300 | 707 | 0.03 | 15 | 15 | 7 | 3.1623e-12 | 5spot_SharedNeighbor | CO2 | Porous | Wet | R245fa | MinimizeLCOE_Brownfield | IgnoreSilica | 38.3307 | 6.0329 | 0.65096 | 4 | 16197.9597 | 35542.1407 | 330.2173 | 724.5746 | 110.1739 | 15.9678 | 63.8503 | 2571866.3714 | 0 | 1682556.2059 | 0 | 0 | 0 | 1516270.0272 | 2250570.1158 | 5855521.7859 | 3996513.9378 | 17873298.444 | 961560.8286 | 23341978.1048 | 23341978.1048 | 17712525.3824 | 9314579.3857 | 0 | 42176837.3774 | 92545920.2503 | 3162.2777 | 2.6038 | 16197.9597 | 35542.1407 | 330.2173 | 724.5746
1 | 5300 | 707 | 0.03 | 15 | 15 | 7 | 4.217e-12 | 5spot_SharedNeighbor | CO2 | Porous | Wet | R245fa | MinimizeLCOE_Brownfield | IgnoreSilica | 47.7971 | 7.6681 | 0.84844 | 4 | 13310.0348 | 28151.6425 | 271.3431 | 573.9093 | 110.6384 | 15.9138 | 64.657 | 3018911.1361 | 0 | 2007489.9225 | 0 | 0 | 0 | 1711093.6758 | 2627622.9464 | 6836535.9071 | 4666076.2333 | 20867729.8213 | 961560.8286 | 23341978.1048 | 23341978.1048 | 17712525.3824 | 9314579.3857 | 0 | 45171268.7547 | 95540351.6276 | 4216.965 | 3.3938 | 13310.0348 | 28151.6425 | 271.3431 | 573.9093
1 | 5300 | 707 | 0.03 | 15 | 15 | 7 | 5.6234e-12 | 5spot_SharedNeighbor | CO2 | Porous | Wet | R245fa | MinimizeLCOE_Brownfield | IgnoreSilica | 58.5734 | 9.5446 | 1.0831 | 4 | 11150.4371 | 22776.9803 | 227.3167 | 464.3396 | 110.8551 | 15.815 | 79.5836 | 3492276.8539 | 0 | 2362070.0902 | 0 | 0 | 0 | 1895400.6166 | 3022401.5487 | 7863668.8499 | 5367115.5723 | 24002933.5317 | 961560.8286 | 23341978.1048 | 23341978.1048 | 17712525.3824 | 9314579.3857 | 0 | 48306472.4652 | 98675555.3381 | 5623.4133 | 4.3322 | 11150.4371 | 22776.9803 | 227.3167 | 464.3396
1 | 5300 | 707 | 0.03 | 15 | 15 | 7 | 7.4989e-12 | 5spot_SharedNeighbor | CO2 | Porous | Wet | R245fa | MinimizeLCOE_Brownfield | IgnoreSilica | 70.2083 | 11.5888 | 1.3484 | 4 | 9531.2823 | 18870.1909 | 194.3081 | 384.6944 | 110.8387 | 15.6695 | 73.9342 | 3968160.121 | 0 | 2730506.9514 | 0 | 0 | 0 | 2052022.646 | 3412768.9902 | 8879324.8573 | 6060321.667 | 27103105.2329 | 961560.8286 | 23341978.1048 | 23341978.1048 | 17712525.3824 | 9314579.3857 | 0 | 51406644.1663 | 101775727.0392 | 7498.9421 | 5.3935 | 9531.2823 | 18870.1909 | 194.3081 | 384.6944
1 | 5300 | 707 | 0.03 | 15 | 15 | 7 | 1e-11 | 5spot_SharedNeighbor | CO2 | Porous | Wet | R245fa | MinimizeLCOE_Brownfield | IgnoreSilica | 81.9936 | 13.6796 | 1.6308 | 4 | 8318.9019 | 16040.3406 | 169.5921 | 327.004 | 110.618 | 15.4839 | 82.5293 | 4417661.0139 | 0 | 3091406.51 | 0 | 0 | 0 | 2164974.7309 | 3772876.4794 | 9816250.676 | 6699792.7901 | 29962962.2004 | 961560.8286 | 23341978.1048 | 23341978.1048 | 17712525.3824 | 9314579.3857 | 0 | 54266501.1338 | 104635584.0067 | 10000 | 6.5233 | 8318.9019 | 16040.3406 | 169.5921 | 327.004
1 | 5300 | 707 | 0.03 | 15 | 15 | 7 | 1.3335e-11 | 5spot_SharedNeighbor | CO2 | Porous | Wet | R245fa | MinimizeLCOE_Brownfield | IgnoreSilica | 93.224 | 15.6912 | 1.9133 | 4 | 7413.7241 | 13995.116 | 151.1388 | 285.3094 | 110.2448 | 15.2723 | 94.3433 | 4818153.4509 | 0 | 3425739.4042 | 0 | 0 | 0 | 2228480.575 | 4084225.6378 | 10626317.3196 | 7252679.9196 | 32435596.3071 | 961560.8286 | 23341978.1048 | 23341978.1048 | 17712525.3824 | 9314579.3857 | 0 | 56739135.2405 | 107108218.1134 | 13335.2143 | 7.6533 | 7413.7241 | 13995.116 | 151.1388 | 285.3094
1 | 5300 | 707 | 0.03 | 15 | 15 | 7 | 1.7783e-11 | 5spot_SharedNeighbor | CO2 | Porous | Wet | R245fa | MinimizeLCOE_Brownfield | IgnoreSilica | 103.3406 | 17.5201 | 2.1795 | 4 | 6739.6486 | 12517.2821 | 137.3969 | 255.1817 | 109.7848 | 15.0534 | 95.3708 | 5156903.1423 | 0 | 3720053.9262 | 0 | 0 | 0 | 2246555.0175 | 4338169.7135 | 11287027.7137 | 7703628.3398 | 34452337.853 | 961560.8286 | 23341978.1048 | 23341978.1048 | 17712525.3824 | 9314579.3857 | 0 | 58755876.7864 | 109124959.6593 | 17782.7941 | 8.7179 | 6739.6486 | 12517.2821 | 137.3969 | 255.1817
1 | 5300 | 707 | 0.03 | 15 | 15 | 7 | 2.3714e-11 | 5spot_SharedNeighbor | CO2 | Porous | Wet | R245fa | MinimizeLCOE_Brownfield | IgnoreSilica | 112.0519 | 19.1079 | 2.4177 | 4 | 6238.3715 | 11446.7137 | 127.1776 | 233.3567 | 109.2998 | 14.8435 | 83.241 | 5432362.0098 | 0 | 3968877.6966 | 0 | 0 | 0 | 2230613.6584 | 4536422.8123 | 11802841.6093 | 8055681.9225 | 36026799.7088 | 961560.8286 | 23341978.1048 | 23341978.1048 | 17712525.3824 | 9314579.3857 | 0 | 60330338.6423 | 110699421.5152 | 23713.7371 | 9.6708 | 6238.3715 | 11446.7137 | 127.1776 | 233.3567
1 | 5300 | 707 | 0.03 | 15 | 15 | 7 | 3.1623e-11 | 5spot_SharedNeighbor | CO2 | Porous | Wet | R245fa | MinimizeLCOE_Brownfield | IgnoreSilica | 119.2675 | 20.4328 | 2.6219 | 4 | 5865.6566 | 10668.4717 | 119.5793 | 217.4912 | 108.8375 | 14.6549 | 92.8275 | 5649310.2593 | 0 | 4172055.3082 | 0 | 0 | 0 | 2193148.881 | 4685660.6349 | 12191127.8109 | 8320695.2335 | 37211998.1278 | 961560.8286 | 23341978.1048 | 23341978.1048 | 17712525.3824 | 9314579.3857 | 0 | 61515537.0612 | 111884619.9341 | 31622.7766 | 10.4874 | 5865.6566 | 10668.4717 | 119.5793 | 217.4912
1 | 5300 | 707 | 0.03 | 15 | 15 | 7 | 4.217e-11 | 5spot_SharedNeighbor | CO2 | Porous | Wet | R245fa | MinimizeLCOE_Brownfield | IgnoreSilica | 125.0797 | 21.507 | 2.791 | 4 | 5588.3356 | 10100.0819 | 113.9258 | 205.9038 | 108.4256 | 14.4933 | 113.4249 | 5816702.2497 | 0 | 4333929.7836 | 0 | 0 | 0 | 2145608.511 | 4795533.8122 | 12476995.2802 | 8515805.6554 | 38084575.292 | 961560.8286 | 23341978.1048 | 23341978.1048 | 17712525.3824 | 9314579.3857 | 0 | 62388114.2254 | 112757197.0983 | 42169.6503 | 11.164 | 5588.3356 | 10100.0819 | 113.9258 | 205.9038
1 | 5300 | 707 | 0.03 | 15 | 15 | 7 | 5.6234e-11 | 5spot_SharedNeighbor | CO2 | Porous | Wet | R245fa | MinimizeLCOE_Brownfield | IgnoreSilica | 129.6593 | 22.3579 | 2.9275 | 4 | 5381.7564 | 9683.1135 | 109.7144 | 197.4034 | 108.0762 | 14.3598 | 104.4272 | 5943959.1999 | 0 | 4460413.7382 | 0 | 0 | 0 | 2096078.0234 | 4875175.875 | 12684207.5907 | 8657232.315 | 38717066.7423 | 961560.8286 | 23341978.1048 | 23341978.1048 | 17712525.3824 | 9314579.3857 | 0 | 63020605.6757 | 113389688.5486 | 56234.1325 | 11.71 | 5381.7564 | 9683.1135 | 109.7144 | 197.4034
1 | 5300 | 707 | 0.03 | 15 | 15 | 7 | 7.4989e-11 | 5spot_SharedNeighbor | CO2 | Porous | Wet | R245fa | MinimizeLCOE_Brownfield | IgnoreSilica | 133.2233 | 23.0231 | 3.0357 | 4 | 5227.6808 | 9375.7633 | 106.5733 | 191.1376 | 107.7892 | 14.2522 | 108.8097 | 6040160.772 | 0 | 4558232.3347 | 0 | 0 | 0 | 2049852.7248 | 4932815.8743 | 12834175.0452 | 8759588.1843 | 39174824.9353 | 961560.8286 | 23341978.1048 | 23341978.1048 | 17712525.3824 | 9314579.3857 | 0 | 63478363.8687 | 113847446.7416 | 74989.4209 | 12.1427 | 5227.6808 | 9375.7633 | 106.5733 | 191.1376
1 | 5300 | 707 | 0.03 | 15 | 15 | 7 | 1e-10 | 5spot_SharedNeighbor | CO2 | Porous | Wet | R245fa | MinimizeLCOE_Brownfield | IgnoreSilica | 135.9734 | 23.5379 | 3.1202 | 4 | 5112.6315 | 9148.2985 | 104.2279 | 186.5004 | 107.5586 | 14.167 | 107.0678 | 6112688.1424 | 0 | 4633354.5687 | 0 | 0 | 0 | 2009488.991 | 4974657.3638 | 12943038.0181 | 8833889.4002 | 39507116.4843 | 961560.8286 | 23341978.1048 | 23341978.1048 | 17712525.3824 | 9314579.3857 | 0 | 63810655.4177 | 114179738.2906 | 100000 | 12.481 | 5112.6315 | 9148.2985 | 104.2279 | 186.5004
1 | 5300 | 707 | 0.03 | 15 | 15 | 7 | 1.3335e-10 | 5spot_SharedNeighbor | CO2 | Porous | Wet | R245fa | MinimizeLCOE_Brownfield | IgnoreSilica | 138.0734 | 23.9322 | 3.1856 | 4 | 5026.6387 | 8979.5353 | 102.4748 | 183.06 | 107.3772 | 14.1006 | 106.8117 | 6167065.1416 | 0 | 4690513.4427 | 0 | 0 | 0 | 1975569.019 | 5004927.5653 | 13021794.8731 | 8887642.572 | 39747512.6138 | 961560.8286 | 23341978.1048 | 23341978.1048 | 17712525.3824 | 9314579.3857 | 0 | 64051051.5472 | 114420134.4201 | 133352.1432 | 12.7423 | 5026.6387 | 8979.5353 | 102.4748 | 183.06
1 | 5300 | 707 | 0.03 | 15 | 15 | 7 | 1.7783e-10 | 5spot_SharedNeighbor | CO2 | Porous | Wet | R245fa | MinimizeLCOE_Brownfield | IgnoreSilica | 139.6741 | 24.2333 | 3.2357 | 4 | 4962.3134 | 8853.9424 | 101.1635 | 180.4996 | 107.2358 | 14.0492 | 96.0571 | 6207925.747 | 0 | 4733964.1432 | 0 | 0 | 0 | 1948025.3235 | 5027066.9333 | 13079396.9673 | 8926957.1849 | 39923336.2993 | 961560.8286 | 23341978.1048 | 23341978.1048 | 17712525.3824 | 9314579.3857 | 0 | 64226875.2327 | 114595958.1056 | 177827.941 | 12.9429 | 4962.3134 | 8853.9424 | 101.1635 | 180.4996
1 | 5300 | 707 | 0.03 | 15 | 15 | 7 | 2.3714e-10 | 5spot_SharedNeighbor | CO2 | Porous | Wet | R245fa | MinimizeLCOE_Brownfield | IgnoreSilica | 140.8922 | 24.4627 | 3.274 | 4 | 4914.1663 | 8760.2632 | 100.1819 | 178.5898 | 107.1263 | 14.0097 | 100.979 | 6238681.7781 | 0 | 4766965.4366 | 0 | 0 | 0 | 1926179.8363 | 5043412.5499 | 13121924.9086 | 8955983.3787 | 40053147.888 | 961560.8286 | 23341978.1048 | 23341978.1048 | 17712525.3824 | 9314579.3857 | 0 | 64356686.8214 | 114725769.6943 | 237137.3706 | 13.0962 | 4914.1663 | 8760.2632 | 100.1819 | 178.5898
1 | 5300 | 707 | 0.03 | 15 | 15 | 7 | 3.1623e-10 | 5spot_SharedNeighbor | CO2 | Porous | Wet | R245fa | MinimizeLCOE_Brownfield | IgnoreSilica | 141.8083 | 24.6355 | 3.3031 | 4 | 4878.1118 | 8690.397 | 99.4469 | 177.1655 | 107.0429 | 13.9797 | 98.4338 | 6261615.629 | 0 | 4791745.4738 | 0 | 0 | 0 | 1908952.3909 | 5055302.2626 | 13152859.5021 | 8977096.8744 | 40147572.1329 | 961560.8286 | 23341978.1048 | 23341978.1048 | 17712525.3824 | 9314579.3857 | 0 | 64451111.0663 | 114820193.9392 | 316227.766 | 13.2123 | 4878.1118 | 8690.397 | 99.4469 | 177.1655
1 | 5300 | 707 | 0.03 | 15 | 15 | 7 | 4.217e-10 | 5spot_SharedNeighbor | CO2 | Porous | Wet | R245fa | MinimizeLCOE_Brownfield | IgnoreSilica | 142.4922 | 24.7648 | 3.325 | 4 | 4851.103 | 8638.2771 | 98.8963 | 176.103 | 106.9801 | 13.9571 | 110.1897 | 6278626.9024 | 0 | 4810224.1529 | 0 | 0 | 0 | 1895460.4267 | 5063881.4779 | 13175180.8607 | 8992331.6603 | 40215705.4808 | 961560.8286 | 23341978.1048 | 23341978.1048 | 17712525.3824 | 9314579.3857 | 0 | 64519244.4142 | 114888327.2871 | 421696.5034 | 13.2999 | 4851.103 | 8638.2771 | 98.8963 | 176.103
1 | 5300 | 707 | 0.03 | 15 | 15 | 7 | 5.6234e-10 | 5spot_SharedNeighbor | CO2 | Porous | Wet | R245fa | MinimizeLCOE_Brownfield | IgnoreSilica | 143.0233 | 24.8648 | 3.3417 | 4 | 4830.8652 | 8599.0901 | 98.4837 | 175.3041 | 106.931 | 13.9396 | 125.0054 | 6291772.0306 | 0 | 4824559.3469 | 0 | 0 | 0 | 1885392.8131 | 5070672.4343 | 13192849.5361 | 9004390.8944 | 40269637.0553 | 961560.8286 | 23341978.1048 | 23341978.1048 | 17712525.3824 | 9314579.3857 | 0 | 64573175.9888 | 114942258.8617 | 562341.3252 | 13.3668 | 4830.8652 | 8599.0901 | 98.4837 | 175.3041
1 | 5300 | 707 | 0.03 | 15 | 15 | 7 | 7.4989e-10 | 5spot_SharedNeighbor | CO2 | Porous | Wet | R245fa | MinimizeLCOE_Brownfield | IgnoreSilica | 143.4083 | 24.9378 | 3.3541 | 4 | 4815.6979 | 8569.9456 | 98.1745 | 174.7099 | 106.8952 | 13.9268 | 107.5757 | 6301268.025 | 0 | 4834948.4687 | 0 | 0 | 0 | 1877426.1187 | 5075320.6188 | 13204943.1588 | 9012645.0404 | 40306551.4305 | 961560.8286 | 23341978.1048 | 23341978.1048 | 17712525.3824 | 9314579.3857 | 0 | 64610090.3639 | 114979173.2368 | 749894.2093 | 13.4166 | 4815.6979 | 8569.9456 | 98.1745 | 174.7099
1 | 5300 | 707 | 0.03 | 15 | 15 | 7 | 1e-09 | 5spot_SharedNeighbor | CO2 | Porous | Wet | R245fa | MinimizeLCOE_Brownfield | IgnoreSilica | 143.7102 | 24.9947 | 3.3636 | 4 | 4804.329 | 8547.965 | 97.9427 | 174.2618 | 106.867 | 13.9167 | 103.8478 | 6308693.4433 | 0 | 4843089.7274 | 0 | 0 | 0 | 1871603.4038 | 5079120.764 | 13214830.3571 | 9019393.2563 | 40336730.9518 | 961560.8286 | 23341978.1048 | 23341978.1048 | 17712525.3824 | 9314579.3857 | 0 | 64640269.8853 | 115009352.7582 | 1000000 | 13.4546 | 4804.329 | 8547.965 | 97.9427 | 174.2618
1 | 5300 | 707 | 0.03 | 15 | 15 | 7 | 1.3335e-09 | 5spot_SharedNeighbor | CO2 | Porous | Wet | R245fa | MinimizeLCOE_Brownfield | IgnoreSilica | 143.9271 | 25.0358 | 3.3707 | 4 | 4795.8063 | 8531.6254 | 97.769 | 173.9287 | 106.8467 | 13.9095 | 106.2452 | 6314015.4043 | 0 | 4848936.0983 | 0 | 0 | 0 | 1867004.0741 | 5081682.6749 | 13221495.9237 | 9023942.6425 | 40357076.8178 | 961560.8286 | 23341978.1048 | 23341978.1048 | 17712525.3824 | 9314579.3857 | 0 | 64660615.7512 | 115029698.6241 | 1333521.4322 | 13.4827 | 4795.8063 | 8531.6254 | 97.769 | 173.9287
1 | 5300 | 707 | 0.03 | 15 | 15 | 7 | 1.7783e-09 | 5spot_SharedNeighbor | CO2 | Porous | Wet | R245fa | MinimizeLCOE_Brownfield | IgnoreSilica | 144.0929 | 25.0672 | 3.376 | 4 | 4789.4167 | 8519.3459 | 97.6387 | 173.6784 | 106.8311 | 13.9039 | 100.1489 | 6318077.097 | 0 | 4853403.4968 | 0 | 0 | 0 | 1863583.0947 | 5083674.8385 | 13226679.1247 | 9027480.2837 | 40372897.9354 | 961560.8286 | 23341978.1048 | 23341978.1048 | 17712525.3824 | 9314579.3857 | 0 | 64676436.8688 | 115045519.7417 | 1778279.41 | 13.504 | 4789.4167 | 8519.3459 | 97.6387 | 173.6784
1 | 5300 | 707 | 0.03 | 15 | 15 | 7 | 2.3714e-09 | 5spot_SharedNeighbor | CO2 | Porous | Wet | R245fa | MinimizeLCOE_Brownfield | IgnoreSilica | 144.2218 | 25.0915 | 3.3801 | 4 | 4784.6261 | 8510.0875 | 97.5411 | 173.4896 | 106.819 | 13.8996 | 116.3703 | 6321232.1158 | 0 | 4856876.6373 | 0 | 0 | 0 | 1861085.934 | 5085285.9279 | 13230870.8489 | 9030341.2216 | 40385692.6854 | 961560.8286 | 23341978.1048 | 23341978.1048 | 17712525.3824 | 9314579.3857 | 0 | 64689231.6189 | 115058314.4918 | 2371373.7057 | 13.5202 | 4784.6261 | 8510.0875 | 97.5411 | 173.4896
1 | 5300 | 707 | 0.03 | 15 | 15 | 7 | 3.1623e-09 | 5spot_SharedNeighbor | CO2 | Porous | Wet | R245fa | MinimizeLCOE_Brownfield | IgnoreSilica | 144.3 | 25.1066 | 3.3829 | 4 | 4781.0342 | 8503.3796 | 97.4678 | 173.3529 | 106.8116 | 13.897 | 115.3357 | 6323142.4219 | 0 | 4858983.0893 | 0 | 0 | 0 | 1858859.7309 | 5085984.2444 | 13232687.7251 | 9031581.2769 | 40391238.4886 | 961560.8286 | 23341978.1048 | 23341978.1048 | 17712525.3824 | 9314579.3857 | 0 | 64694777.422 | 115063860.2949 | 3162277.6602 | 13.5315 | 4781.0342 | 8503.3796 | 97.4678 | 173.3529
1 | 5300 | 707 | 0.03 | 15 | 15 | 7 | 4.217e-09 | 5spot_SharedNeighbor | CO2 | Porous | Wet | R245fa | MinimizeLCOE_Brownfield | IgnoreSilica | 144.383 | 25.1221 | 3.3853 | 4 | 4778.3409 | 8498.048 | 97.4129 | 173.2442 | 106.8038 | 13.8942 | 108.1681 | 6325170.645 | 0 | 4861217.487 | 0 | 0 | 0 | 1857637.1304 | 5087169.8524 | 13235772.4338 | 9033686.654 | 40400654.2026 | 961560.8286 | 23341978.1048 | 23341978.1048 | 17712525.3824 | 9314579.3857 | 0 | 64704193.136 | 115073276.0089 | 4216965.0343 | 13.5411 | 4778.3409 | 8498.048 | 97.4129 | 173.2442
1 | 5300 | 707 | 0.03 | 15 | 15 | 7 | 5.6234e-09 | 5spot_SharedNeighbor | CO2 | Porous | Wet | R245fa | MinimizeLCOE_Brownfield | IgnoreSilica | 144.4218 | 25.1297 | 3.3868 | 4 | 4776.3213 | 8494.3419 | 97.3718 | 173.1686 | 106.8001 | 13.8929 | 103.7413 | 6326119.1799 | 0 | 4862265.1331 | 0 | 0 | 0 | 1856284.0635 | 5087420.6668 | 13236425.0016 | 9034132.0449 | 40402646.0898 | 961560.8286 | 23341978.1048 | 23341978.1048 | 17712525.3824 | 9314579.3857 | 0 | 64706185.0232 | 115075267.8961 | 5623413.2519 | 13.5473 | 4776.3213 | 8494.3419 | 97.3718 | 173.1686
1 | 5300 | 707 | 0.03 | 15 | 15 | 7 | 7.4989e-09 | 5spot_SharedNeighbor | CO2 | Porous | Wet | R245fa | MinimizeLCOE_Brownfield | IgnoreSilica | 144.4756 | 25.1396 | 3.3883 | 4 | 4774.807 | 8491.2575 | 97.3409 | 173.1058 | 106.7951 | 13.8911 | 106.9194 | 6327432.0054 | 0 | 4863711.7897 | 0 | 0 | 0 | 1855723.4896 | 5088278.241 | 13238656.2337 | 9035654.9067 | 40409456.6661 | 961560.8286 | 23341978.1048 | 23341978.1048 | 17712525.3824 | 9314579.3857 | 0 | 64712995.5995 | 115082078.4724 | 7498942.0933 | 13.553 | 4774.807 | 8491.2575 | 97.3409 | 173.1058
1 | 5300 | 707 | 0.03 | 15 | 15 | 7 | 1e-08 | 5spot_SharedNeighbor | CO2 | Porous | Wet | R245fa | MinimizeLCOE_Brownfield | IgnoreSilica | 144.4996 | 25.1443 | 3.3891 | 4 | 4773.6714 | 8489.1468 | 97.3177 | 173.0627 | 106.7928 | 13.8903 | 111.0865 | 6328019.0878 | 0 | 4864360.256 | 0 | 0 | 0 | 1855001.3542 | 5088478.4722 | 13239177.1943 | 9036010.473 | 40411046.8375 | 961560.8286 | 23341978.1048 | 23341978.1048 | 17712525.3824 | 9314579.3857 | 0 | 64714585.7709 | 115083668.6438 | 10000000 | 13.5566 | 4773.6714 | 8489.1468 | 97.3177 | 173.0627
1 | 5400 | 707 | 0.03 | 15 | 15 | 7 | 1e-13 | 5spot_SharedNeighbor | CO2 | Porous | Wet | R245fa | MinimizeLCOE_Brownfield | IgnoreSilica | 0 | 0 | 0 | 0 | [6 empty] | 22.1041 | [19 empty] | 100 | 0
1 | 5400 | 707 | 0.03 | 15 | 15 | 7 | 1.3335e-13 | 5spot_SharedNeighbor | CO2 | Porous | Wet | R245fa | MinimizeLCOE_Brownfield | IgnoreSilica | 1.6 | 0.0061106 | 0.0035206 | 4 | 1859650.4135 | 5520897.4256 | 37911.489 | 112550.9616 | 67.8761 | 13.4357 | 26.4182 | 176599.9373 | 0 | 71536.967 | 0 | 0 | 0 | 171851.9153 | 163795.6397 | 426162.6553 | 290864.769 | 1300811.8837 | 961560.8286 | 23926120.3335 | 23926120.3335 | 18112060.8521 | 9521263.1161 | 0 | 26188493.0458 | 77747937.3476 | 133.3521 | 0.014082 | 1859650.4135 | 5520897.4256 | 37911.489 | 112550.9616
1 | 5400 | 707 | 0.03 | 15 | 15 | 7 | 1.7783e-13 | 5spot_SharedNeighbor | CO2 | Porous | Wet | R245fa | MinimizeLCOE_Brownfield | IgnoreSilica | 1.6 | 0.021457 | 0.0071832 | 4 | 909326.9933 | 2703768.6146 | 18537.8607 | 55119.9803 | 67.8761 | 13.4357 | 28.4704 | 176599.9412 | 0 | 71536.965 | 0 | 0 | 0 | 152181.0627 | 156124.0079 | 406202.6431 | 277241.6506 | 1239886.2705 | 961560.8286 | 23926120.3335 | 23926120.3335 | 18112060.8521 | 9521263.1161 | 0 | 26127567.4327 | 77687011.7344 | 177.8279 | 0.028733 | 909326.9933 | 2703768.6146 | 18537.8607 | 55119.9803
1 | 5400 | 707 | 0.03 | 15 | 15 | 7 | 2.3714e-13 | 5spot_SharedNeighbor | CO2 | Porous | Wet | R245fa | MinimizeLCOE_Brownfield | IgnoreSilica | 3.6413 | 0.24056 | 0.022662 | 4 | 306413.1783 | 875207.0573 | 6246.6471 | 17842.2797 | 87.7597 | 15.0341 | 67.0741 | 395827.6963 | 0 | 199624.9481 | 0 | 0 | 0 | 336904.4672 | 363619.2735 | 946062.7611 | 645707.2741 | 2887746.4204 | 961560.8286 | 23926120.3335 | 23926120.3335 | 18112060.8521 | 9521263.1161 | 0 | 27775427.5825 | 79334871.8843 | 237.1374 | 0.090647 | 306413.1783 | 875207.0573 | 6246.6471 | 17842.2797
1 | 5400 | 707 | 0.03 | 15 | 15 | 7 | 3.1623e-13 | 5spot_SharedNeighbor | CO2 | Porous | Wet | R245fa | MinimizeLCOE_Brownfield | IgnoreSilica | 4.913 | 0.42654 | 0.039901 | 4 | 179399.4008 | 502442.6726 | 3657.2994 | 10242.9735 | 93.5747 | 15.4294 | 52.9499 | 518559.9459 | 0 | 273718.8163 | 0 | 0 | 0 | 416995.3008 | 471616.8846 | 1227050.3917 | 837487.1057 | 3745428.445 | 961560.8286 | 23926120.3335 | 23926120.3335 | 18112060.8521 | 9521263.1161 | 0 | 28633109.6072 | 80192553.909 | 316.2278 | 0.15961 | 179399.4008 | 502442.6726 | 3657.2994 | 10242.9735
1 | 5400 | 707 | 0.03 | 15 | 15 | 7 | 4.217e-13 | 5spot_SharedNeighbor | CO2 | Porous | Wet | R245fa | MinimizeLCOE_Brownfield | IgnoreSilica | 6.5519 | 0.68148 | 0.064272 | 4 | 115337.8129 | 315889.2792 | 2351.3173 | 6439.8302 | 98.3011 | 15.7279 | 69.6674 | 664844.9257 | 0 | 364071.6571 | 0 | 0 | 0 | 509325.6028 | 599914.4524 | 1560854.3457 | 1065315.1633 | 4764326.1469 | 961560.8286 | 23926120.3335 | 23926120.3335 | 18112060.8521 | 9521263.1161 | 0 | 29652007.309 | 81211451.6108 | 421.6965 | 0.25709 | 115337.8129 | 315889.2792 | 2351.3173 | 6439.8302
1 | 5400 | 707 | 0.03 | 15 | 15 | 7 | 5.6234e-13 | 5spot_SharedNeighbor | CO2 | Porous | Wet | R245fa | MinimizeLCOE_Brownfield | IgnoreSilica | 8.6324 | 1.0186 | 0.097772 | 4 | 78856.6114 | 210693.021 | 1607.5987 | 4295.2622 | 102.0575 | 15.9504 | 64.6135 | 836211.9984 | 0 | 472477.499 | 0 | 0 | 0 | 613038.04 | 749473.7396 | 1949976.9322 | 1330899.3243 | 5952077.5335 | 961560.8286 | 23926120.3335 | 23926120.3335 | 18112060.8521 | 9521263.1161 | 0 | 30839758.6957 | 82399202.9975 | 562.3413 | 0.39109 | 78856.6114 | 210693.021 | 1607.5987 | 4295.2622
1 | 5400 | 707 | 0.03 | 15 | 15 | 7 | 7.4989e-13 | 5spot_SharedNeighbor | CO2 | Porous | Wet | R245fa | MinimizeLCOE_Brownfield | IgnoreSilica | 11.3003 | 1.4613 | 0.14307 | 4 | 56342.5289 | 146438.4922 | 1148.6187 | 2985.3467 | 105.0566 | 16.1174 | 52.7811 | 1038935.371 | 0 | 603890.7929 | 0 | 0 | 0 | 732052.0362 | 926202.498 | 2409788.9096 | 1644730.447 | 7355600.0547 | 961560.8286 | 23926120.3335 | 23926120.3335 | 18112060.8521 | 9521263.1161 | 0 | 32243281.2169 | 83802725.5187 | 749.8942 | 0.57227 | 56342.5289 | 146438.4922 | 1148.6187 | 2985.3467
1 | 5400 | 707 | 0.03 | 15 | 15 | 7 | 1e-12 | 5spot_SharedNeighbor | CO2 | Porous | Wet | R245fa | MinimizeLCOE_Brownfield | IgnoreSilica | 14.6862 | 2.0326 | 0.20346 | 4 | 41633.8128 | 104986.4919 | 848.7616 | 2140.2916 | 107.4131 | 16.2394 | 62.5052 | 1276443.1853 | 0 | 761700.1679 | 0 | 0 | 0 | 866336.1431 | 1132747.0036 | 2947175.345 | 2011507.7313 | 8995909.5762 | 961560.8286 | 23926120.3335 | 23926120.3335 | 18112060.8521 | 9521263.1161 | 0 | 33883590.7384 | 85443035.0402 | 1000 | 0.81385 | 41633.8128 | 104986.4919 | 848.7616 | 2140.2916
1 | 5400 | 707 | 0.03 | 15 | 15 | 7 | 1.3335e-12 | 5spot_SharedNeighbor | CO2 | Porous | Wet | R245fa | MinimizeLCOE_Brownfield | IgnoreSilica | 18.9808 | 2.7651 | 0.28316 | 4 | 31611.4956 | 77133.4442 | 644.4431 | 1572.4696 | 109.2543 | 16.3245 | 72.5286 | 1554880.8942 | 0 | 951354.3835 | 0 | 0 | 0 | 1018303.7776 | 1374570.2316 | 3576349.7795 | 2440932.2111 | 10916391.2775 | 961560.8286 | 23926120.3335 | 23926120.3335 | 18112060.8521 | 9521263.1161 | 0 | 35804072.4396 | 87363516.7414 | 1333.5214 | 1.1326 | 31611.4956 | 77133.4442 | 644.4431 | 1572.4696
1 | 5400 | 707 | 0.03 | 15 | 15 | 7 | 1.7783e-12 | 5spot_SharedNeighbor | CO2 | Porous | Wet | R245fa | MinimizeLCOE_Brownfield | IgnoreSilica | 24.5009 | 3.7122 | 0.38794 | 4 | 24536.5981 | 57763.0129 | 500.2117 | 1177.5771 | 110.693 | 16.377 | 66.6202 | 1885816.9276 | 0 | 1176193.1937 | 0 | 0 | 0 | 1195712.6302 | 1660511.8731 | 4320311.2759 | 2948701.2193 | 13187247.1197 | 961560.8286 | 23926120.3335 | 23926120.3335 | 18112060.8521 | 9521263.1161 | 0 | 38074928.2818 | 89634372.5836 | 1778.2794 | 1.5518 | 24536.5981 | 57763.0129 | 500.2117 | 1177.5771
1 | 5400 | 707 | 0.03 | 15 | 15 | 7 | 2.3714e-12 | 5spot_SharedNeighbor | CO2 | Porous | Wet | R245fa | MinimizeLCOE_Brownfield | IgnoreSilica | 31.2077 | 4.8739 | 0.52242 | 4 | 19419.811 | 44092.9724 | 395.8991 | 898.8949 | 111.7402 | 16.395 | 57.8504 | 2258199.779 | 0 | 1427386.411 | 0 | 0 | 0 | 1381435.036 | 1976138.2782 | 5141506.4381 | 3509183.7914 | 15693849.7337 | 961560.8286 | 23926120.3335 | 23926120.3335 | 18112060.8521 | 9521263.1161 | 0 | 40581530.8958 | 92140975.1976 | 2371.3737 | 2.0897 | 19419.811 | 44092.9724 | 395.8991 | 898.8949
1 | 5400 | 707 | 0.03 | 15 | 15 | 7 | 3.1623e-12 | 5spot_SharedNeighbor | CO2 | Porous | Wet | R245fa | MinimizeLCOE_Brownfield | IgnoreSilica | 39.3829 | 6.2995 | 0.69237 | 4 | 15672.2904 | 34289.3159 | 319.5008 | 699.0341 | 112.4828 | 16.3763 | 63.3726 | 2679447.7968 | 0 | 1719406.5874 | 0 | 0 | 0 | 1579469.0206 | 2331546.1278 | 6066204.7587 | 4140309.3959 | 18516383.6872 | 961560.8286 | 23926120.3335 | 23926120.3335 | 18112060.8521 | 9521263.1161 | 0 | 43404064.8493 | 94963509.1511 | 3162.2777 | 2.7695 | 15672.2904 | 34289.3159 | 319.5008 | 699.0341
1 | 5400 | 707 | 0.03 | 15 | 15 | 7 | 4.217e-12 | 5spot_SharedNeighbor | CO2 | Porous | Wet | R245fa | MinimizeLCOE_Brownfield | IgnoreSilica | 49.054 | 7.9981 | 0.90138 | 4 | 12892.2154 | 27192.2851 | 262.8252 | 554.3515 | 112.9526 | 16.3168 | 63.59 | 3142509.5795 | 0 | 2049612.0003 | 0 | 0 | 0 | 1780407.721 | 2719286.4273 | 7075025.4816 | 4828850.2684 | 21595691.4781 | 961560.8286 | 23926120.3335 | 23926120.3335 | 18112060.8521 | 9521263.1161 | 0 | 46483372.6403 | 98042816.9421 | 4216.965 | 3.6055 | 12892.2154 | 27192.2851 | 262.8252 | 554.3515
1 | 5400 | 707 | 0.03 | 15 | 15 | 7 | 5.6234e-12 | 5spot_SharedNeighbor | CO2 | Porous | Wet | R245fa | MinimizeLCOE_Brownfield | IgnoreSilica | 60.0233 | 9.9407 | 1.1489 | 4 | 10813.5725 | 22033.1146 | 220.4493 | 449.1748 | 113.1667 | 16.2103 | 75.8516 | 3631071.4203 | 0 | 2408730.3493 | 0 | 0 | 0 | 1969270.7906 | 3123538.2985 | 8126805.9268 | 5546712.0342 | 24806128.8196 | 961560.8286 | 23926120.3335 | 23926120.3335 | 18112060.8521 | 9521263.1161 | 0 | 49693809.9818 | 101253254.2836 | 5623.4133 | 4.5955 | 10813.5725 | 22033.1146 | 220.4493 | 449.1748
1 | 5400 | 707 | 0.03 | 15 | 15 | 7 | 7.4989e-12 | 5spot_SharedNeighbor | CO2 | Porous | Wet | R245fa | MinimizeLCOE_Brownfield | IgnoreSilica | 71.7944 | 12.0448 | 1.4274 | 4 | 9255.7646 | 18286.3204 | 188.6913 | 372.7914 | 113.1413 | 16.0559 | 72.2877 | 4119269.1864 | 0 | 2779742.3817 | 0 | 0 | 0 | 2127559.5044 | 3520362.7183 | 9159261.6673 | 6251384.2919 | 27957579.75 | 961560.8286 | 23926120.3335 | 23926120.3335 | 18112060.8521 | 9521263.1161 | 0 | 52845260.9121 | 104404705.2139 | 7498.9421 | 5.7094 | 9255.7646 | 18286.3204 | 188.6913 | 372.7914
1 | 5400 | 707 | 0.03 | 15 | 15 | 7 | 1e-11 | 5spot_SharedNeighbor | CO2 | Porous | Wet | R245fa | MinimizeLCOE_Brownfield | IgnoreSilica | 83.6696 | 14.1884 | 1.7225 | 4 | 8089.9557 | 15573.259 | 164.9247 | 317.4819 | 112.9081 | 15.8606 | 90.7435 | 4578604.6648 | 0 | 3141856.866 | 0 | 0 | 0 | 2240478.1789 | 3884766.4868 | 10107365.5235 | 6898484.6554 | 30851556.3755 | 961560.8286 | 23926120.3335 | 23926120.3335 | 18112060.8521 | 9521263.1161 | 0 | 55739237.5376 | 107298681.8394 | 10000 | 6.8899 | 8089.9557 | 15573.259 | 164.9247 | 317.4819
1 | 5400 | 707 | 0.03 | 15 | 15 | 7 | 1.3335e-11 | 5spot_SharedNeighbor | CO2 | Porous | Wet | R245fa | MinimizeLCOE_Brownfield | IgnoreSilica | 94.9413 | 16.2428 | 2.0163 | 4 | 7219.993 | 13612.8806 | 147.1893 | 277.517 | 112.5216 | 15.6396 | 80.353 | 4986316.5016 | 0 | 3476133.4524 | 0 | 0 | 0 | 2302723.3823 | 4198417.6011 | 10923421.3843 | 7455459.5486 | 33342471.8703 | 961560.8286 | 23926120.3335 | 23926120.3335 | 18112060.8521 | 9521263.1161 | 0 | 58230153.0324 | 109789597.3342 | 13335.2143 | 8.0651 | 7219.993 | 13612.8806 | 147.1893 | 277.517
1 | 5400 | 707 | 0.03 | 15 | 15 | 7 | 1.7783e-11 | 5spot_SharedNeighbor | CO2 | Porous | Wet | R245fa | MinimizeLCOE_Brownfield | IgnoreSilica | 105.0534 | 18.1031 | 2.2919 | 4 | 6572.3921 | 12196.5961 | 133.9871 | 248.6441 | 112.0504 | 15.4125 | 82.7797 | 5329838.2911 | 0 | 3769296.1027 | 0 | 0 | 0 | 2318788.4824 | 4452989.9217 | 11585766.3425 | 7907523.5925 | 35364202.7329 | 961560.8286 | 23926120.3335 | 23926120.3335 | 18112060.8521 | 9521263.1161 | 0 | 60251883.8951 | 111811328.1969 | 17782.7941 | 9.1674 | 6572.3921 | 12196.5961 | 133.9871 | 248.6441
1 | 5400 | 707 | 0.03 | 15 | 15 | 7 | 2.3714e-11 | 5spot_SharedNeighbor | CO2 | Porous | Wet | R245fa | MinimizeLCOE_Brownfield | IgnoreSilica | 113.7233 | 19.7115 | 2.5375 | 4 | 6090.9231 | 11170.7561 | 124.1717 | 227.731 | 111.5574 | 15.1963 | 90.8398 | 5608086.3033 | 0 | 4016167.9688 | 0 | 0 | 0 | 2300554.0995 | 4650675.2649 | 12100103.0547 | 8258568.9671 | 36934155.6583 | 961560.8286 | 23926120.3335 | 23926120.3335 | 18112060.8521 | 9521263.1161 | 0 | 61821836.8204 | 113381281.1222 | 23713.7371 | 10.1498 | 6090.9231 | 11170.7561 | 124.1717 | 227.731
1 | 5400 | 707 | 0.03 | 15 | 15 | 7 | 3.1623e-11 | 5spot_SharedNeighbor | CO2 | Porous | Wet | R245fa | MinimizeLCOE_Brownfield | IgnoreSilica | 120.8728 | 21.0481 | 2.7471 | 4 | 5732.9862 | 10425.1333 | 116.8747 | 212.5304 | 111.0908 | 15.0032 | 92.6214 | 5826369.6999 | 0 | 4216918.332 | 0 | 0 | 0 | 2260830.8638 | 4798606.3693 | 12484989.4435 | 8521261.836 | 38108976.5445 | 961560.8286 | 23926120.3335 | 23926120.3335 | 18112060.8521 | 9521263.1161 | 0 | 62996657.7067 | 114556102.0084 | 31622.7766 | 10.9885 | 5732.9862 | 10425.1333 | 116.8747 | 212.5304
1 | 5400 | 707 | 0.03 | 15 | 15 | 7 | 4.217e-11 | 5spot_SharedNeighbor | CO2 | Porous | Wet | R245fa | MinimizeLCOE_Brownfield | IgnoreSilica | 126.6339 | 22.1317 | 2.9206 | 4 | 5466.6789 | 9880.1753 | 111.4456 | 201.4207 | 110.6756 | 14.8378 | 94.4102 | 5994942.5678 | 0 | 4376957.4057 | 0 | 0 | 0 | 2211917.3457 | 4907688.7545 | 12768799.4338 | 8714967.9861 | 38975273.4936 | 961560.8286 | 23926120.3335 | 23926120.3335 | 18112060.8521 | 9521263.1161 | 0 | 63862954.6557 | 115422398.9575 | 42169.6503 | 11.6822 | 5466.6789 | 9880.1753 | 111.4456 | 201.4207
1 | 5400 | 707 | 0.03 | 15 | 15 | 7 | 5.6234e-11 | 5spot_SharedNeighbor | CO2 | Porous | Wet | R245fa | MinimizeLCOE_Brownfield | IgnoreSilica | 131.1823 | 22.9917 | 3.0605 | 4 | 5268.3093 | 9480.0566 | 107.4016 | 193.2638 | 110.3232 | 14.7012 | 94.4616 | 6123406.4575 | 0 | 4502279.9987 | 0 | 0 | 0 | 2161772.5728 | 4987109.0213 | 12975434.6767 | 8856000.7854 | 39606003.5124 | 961560.8286 | 23926120.3335 | 23926120.3335 | 18112060.8521 | 9521263.1161 | 0 | 64493684.6745 | 116053128.9763 | 56234.1325 | 12.2418 | 5268.3093 | 9480.0566 | 107.4016 | 193.2638
1 | 5400 | 707 | 0.03 | 15 | 15 | 7 | 7.4989e-11 | 5spot_SharedNeighbor | CO2 | Porous | Wet | R245fa | MinimizeLCOE_Brownfield | IgnoreSilica | 134.6971 | 23.6596 | 3.1709 | 4 | 5120.3582 | 9185.3971 | 104.3854 | 187.2567 | 110.036 | 14.5919 | 107.1939 | 6219868.4971 | 0 | 4598528.187 | 0 | 0 | 0 | 2114687.6761 | 5043902.9005 | 13123200.7004 | 8956854.1328 | 40057042.0939 | 961560.8286 | 23926120.3335 | 23926120.3335 | 18112060.8521 | 9521263.1161 | 0 | 64944723.2561 | 116504167.5578 | 74989.4209 | 12.6836 | 5120.3582 | 9185.3971 | 104.3854 | 187.2567
1 | 5400 | 707 | 0.03 | 15 | 15 | 7 | 1e-10 | 5spot_SharedNeighbor | CO2 | Porous | Wet | R245fa | MinimizeLCOE_Brownfield | IgnoreSilica | 137.4233 | 24.1789 | 3.2573 | 4 | 5009.8822 | 8967.0508 | 102.1332 | 182.8055 | 109.8042 | 14.5049 | 101.6958 | 6292996.8053 | 0 | 4672836.7293 | 0 | 0 | 0 | 2074095.1141 | 5085572.173 | 13231615.5999 | 9030849.5294 | 40387965.951 | 961560.8286 | 23926120.3335 | 23926120.3335 | 18112060.8521 | 9521263.1161 | 0 | 65275647.1131 | 116835091.4149 | 100000 | 13.0294 | 5009.8822 | 8967.0508 | 102.1332 | 182.8055
1 | 5400 | 707 | 0.03 | 15 | 15 | 7 | 1.3335e-10 | 5spot_SharedNeighbor | CO2 | Porous | Wet | R245fa | MinimizeLCOE_Brownfield | IgnoreSilica | 139.489 | 24.5739 | 3.3239 | 4 | 4927.3079 | 8805.2365 | 100.4498 | 179.5067 | 109.6232 | 14.4376 | 110.9748 | 6347416.597 | 0 | 4728946.0848 | 0 | 0 | 0 | 2039742.7773 | 5115281.129 | 13308912.2093 | 9083606.0537 | 40623904.8511 | 961560.8286 | 23926120.3335 | 23926120.3335 | 18112060.8521 | 9521263.1161 | 0 | 65511586.0133 | 117071030.3151 | 133352.1432 | 13.2956 | 4927.3079 | 8805.2365 | 100.4498 | 179.5067
1 | 5400 | 707 | 0.03 | 15 | 15 | 7 | 1.7783e-10 | 5spot_SharedNeighbor | CO2 | Porous | Wet | R245fa | MinimizeLCOE_Brownfield | IgnoreSilica | 141.0749 | 24.8774 | 3.3751 | 4 | 4865.5396 | 8684.6407 | 99.1906 | 177.0481 | 109.4812 | 14.3853 | 108.6648 | 6388613.7776 | 0 | 4771907.7746 | 0 | 0 | 0 | 2012153.9732 | 5137343.4549 | 13366313.8556 | 9122783.8567 | 40799116.6925 | 961560.8286 | 23926120.3335 | 23926120.3335 | 18112060.8521 | 9521263.1161 | 0 | 65686797.8547 | 117246242.1565 | 177827.941 | 13.5004 | 4865.5396 | 8684.6407 | 99.1906 | 177.0481
1 | 5400 | 707 | 0.03 | 15 | 15 | 7 | 2.3714e-10 | 5spot_SharedNeighbor | CO2 | Porous | Wet | R245fa | MinimizeLCOE_Brownfield | IgnoreSilica | 142.2681 | 25.1063 | 3.414 | 4 | 4819.3067 | 8594.8539 | 98.2481 | 175.2177 | 109.3726 | 14.3454 | 107.687 | 6419277.6401 | 0 | 4804170.6653 | 0 | 0 | 0 | 1990032.4794 | 5153257.5061 | 13407718.9524 | 9151043.6861 | 40925500.9294 | 961560.8286 | 23926120.3335 | 23926120.3335 | 18112060.8521 | 9521263.1161 | 0 | 65813182.0915 | 117372626.3933 | 237137.3706 | 13.6562 | 4819.3067 | 8594.8539 | 98.2481 | 175.2177
1 | 5400 | 707 | 0.03 | 15 | 15 | 7 | 3.1623e-10 | 5spot_SharedNeighbor | CO2 | Porous | Wet | R245fa | MinimizeLCOE_Brownfield | IgnoreSilica | 143.165 | 25.2786 | 3.4435 | 4 | 4784.6856 | 8527.888 | 97.5423 | 173.8525 | 109.2899 | 14.3152 | 114.2915 | 6442133.5244 | 0 | 4828382.7253 | 0 | 0 | 0 | 1972607.7173 | 5164818.3471 | 13437797.8893 | 9171573.1786 | 41017313.3821 | 961560.8286 | 23926120.3335 | 23926120.3335 | 18112060.8521 | 9521263.1161 | 0 | 65904994.5443 | 117464438.8461 | 316227.766 | 13.7742 | 4784.6856 | 8527.888 | 97.5423 | 173.8525
1 | 5400 | 707 | 0.03 | 15 | 15 | 7 | 4.217e-10 | 5spot_SharedNeighbor | CO2 | Porous | Wet | R245fa | MinimizeLCOE_Brownfield | IgnoreSilica | 143.8345 | 25.4076 | 3.4658 | 4 | 4758.7509 | 8477.9255 | 97.0136 | 172.834 | 109.2276 | 14.2926 | 106.2413 | 6459090.9195 | 0 | 4846439.897 | 0 | 0 | 0 | 1958980.9279 | 5173159.5803 | 13459500.067 | 9186385.3608 | 41083556.7525 | 961560.8286 | 23926120.3335 | 23926120.3335 | 18112060.8521 | 9521263.1161 | 0 | 65971237.9146 | 117530682.2164 | 421696.5034 | 13.8631 | 4758.7509 | 8477.9255 | 97.0136 | 172.834
1 | 5400 | 707 | 0.03 | 15 | 15 | 7 | 5.6234e-10 | 5spot_SharedNeighbor | CO2 | Porous | Wet | R245fa | MinimizeLCOE_Brownfield | IgnoreSilica | 144.3487 | 25.5065 | 3.4827 | 4 | 4739.3179 | 8440.4301 | 96.6174 | 172.0696 | 109.1795 | 14.2751 | 103.8523 | 6472051.667 | 0 | 4860294.5139 | 0 | 0 | 0 | 1948708.8196 | 5179611.4502 | 13476286.509 | 9197842.4524 | 41134795.4121 | 961560.8286 | 23926120.3335 | 23926120.3335 | 18112060.8521 | 9521263.1161 | 0 | 66022476.5742 | 117581920.876 | 562341.3252 | 13.9308 | 4739.3179 | 8440.4301 | 96.6174 | 172.0696
1 | 5400 | 707 | 0.03 | 15 | 15 | 7 | 7.4989e-10 | 5spot_SharedNeighbor | CO2 | Porous | Wet | R245fa | MinimizeLCOE_Brownfield | IgnoreSilica | 144.736 | 25.581 | 3.4955 | 4 | 4724.7538 | 8412.3608 | 96.3205 | 171.4974 | 109.143 | 14.2618 | 111.8555 | 6481778.7537 | 0 | 4870723.8186 | 0 | 0 | 0 | 1940873.8533 | 5184416.806 | 13488789.059 | 9206375.6997 | 41172957.9902 | 961560.8286 | 23926120.3335 | 23926120.3335 | 18112060.8521 | 9521263.1161 | 0 | 66060639.1524 | 117620083.4541 | 749894.2093 | 13.9818 | 4724.7538 | 8412.3608 | 96.3205 | 171.4974
1 | 5400 | 707 | 0.03 | 15 | 15 | 7 | 1e-09 | 5spot_SharedNeighbor | CO2 | Porous | Wet | R245fa | MinimizeLCOE_Brownfield | IgnoreSilica | 145.0332 | 25.638 | 3.5051 | 4 | 4713.8371 | 8391.2668 | 96.0979 | 171.0673 | 109.1149 | 14.2517 | 107.5551 | 6489225.1381 | 0 | 4878725.4914 | 0 | 0 | 0 | 1935035.9412 | 5188164.7626 | 13498540.4733 | 9213031.2403 | 41202723.047 | 961560.8286 | 23926120.3335 | 23926120.3335 | 18112060.8521 | 9521263.1161 | 0 | 66090404.2092 | 117649848.511 | 1000000 | 14.0205 | 4713.8371 | 8391.2668 | 96.0979 | 171.0673
1 | 5400 | 707 | 0.03 | 15 | 15 | 7 | 1.3335e-09 | 5spot_SharedNeighbor | CO2 | Porous | Wet | R245fa | MinimizeLCOE_Brownfield | IgnoreSilica | 145.2501 | 25.6798 | 3.5123 | 4 | 4705.6534 | 8375.5449 | 95.9311 | 170.7468 | 109.0943 | 14.2442 | 110.5795 | 6494645.7416 | 0 | 4884561.1651 | 0 | 0 | 0 | 1930488.8594 | 5190781.3488 | 13505348.2939 | 9217677.7177 | 41223503.1266 | 961560.8286 | 23926120.3335 | 23926120.3335 | 18112060.8521 | 9521263.1161 | 0 | 66111184.2887 | 117670628.5905 | 1333521.4322 | 14.0493 | 4705.6534 | 8375.5449 | 95.9311 | 170.7468
1 | 5400 | 707 | 0.03 | 15 | 15 | 7 | 1.7783e-09 | 5spot_SharedNeighbor | CO2 | Porous | Wet | R245fa | MinimizeLCOE_Brownfield | IgnoreSilica | 145.4157 | 25.7116 | 3.5178 | 4 | 4699.518 | 8363.7313 | 95.806 | 170.506 | 109.0786 | 14.2385 | 103.9783 | 6498778.3819 | 0 | 4889015.7121 | 0 | 0 | 0 | 1927105.4511 | 5192810.8226 | 13510628.5685 | 9221281.6136 | 41239620.5499 | 961560.8286 | 23926120.3335 | 23926120.3335 | 18112060.8521 | 9521263.1161 | 0 | 66127301.7121 | 117686746.0139 | 1778279.41 | 14.0711 | 4699.518 | 8363.7313 | 95.806 | 170.506
1 | 5400 | 707 | 0.03 | 15 | 15 | 7 | 2.3714e-09 | 5spot_SharedNeighbor | CO2 | Porous | Wet | R245fa | MinimizeLCOE_Brownfield | IgnoreSilica | 145.5324 | 25.7343 | 3.5218 | 4 | 4694.918 | 8354.9705 | 95.7123 | 170.3274 | 109.0675 | 14.2345 | 105.6566 | 6501686.2883 | 0 | 4892154.0061 | 0 | 0 | 0 | 1924408.5567 | 5194117.0519 | 13514027.1092 | 9223601.1875 | 41249994.1998 | 961560.8286 | 23926120.3335 | 23926120.3335 | 18112060.8521 | 9521263.1161 | 0 | 66137675.3619 | 117697119.6637 | 2371373.7057 | 14.0871 | 4694.918 | 8354.9705 | 95.7123 | 170.3274
1 | 5400 | 707 | 0.03 | 15 | 15 | 7 | 3.1623e-09 | 5spot_SharedNeighbor | CO2 | Porous | Wet | R245fa | MinimizeLCOE_Brownfield | IgnoreSilica | 145.623 | 25.7518 | 3.5248 | 4 | 4691.4689 | 8348.3671 | 95.6419 | 170.1928 | 109.0589 | 14.2314 | 104.0787 | 6503942.0209 | 0 | 4894589.8102 | 0 | 0 | 0 | 1922435.3503 | 5195177.2007 | 13516785.3989 | 9225483.7769 | 41258413.5579 | 961560.8286 | 23926120.3335 | 23926120.3335 | 18112060.8521 | 9521263.1161 | 0 | 66146094.7201 | 117705539.0218 | 3162277.6602 | 14.0992 | 4691.4689 | 8348.3671 | 95.6419 | 170.1928
1 | 5400 | 707 | 0.03 | 15 | 15 | 7 | 4.217e-09 | 5spot_SharedNeighbor | CO2 | Porous | Wet | R245fa | MinimizeLCOE_Brownfield | IgnoreSilica | 145.6936 | 25.7653 | 3.5271 | 4 | 4688.8828 | 8343.3854 | 95.5892 | 170.0912 | 109.0521 | 14.229 | 100.2791 | 6505698.2881 | 0 | 4896487.0134 | 0 | 0 | 0 | 1921000.3266 | 5196042.395 | 13519036.4569 | 9227020.1703 | 41265284.6504 | 961560.8286 | 23926120.3335 | 23926120.3335 | 18112060.8521 | 9521263.1161 | 0 | 66152965.8125 | 117712410.1143 | 4216965.0343 | 14.1085 | 4688.8828 | 8343.3854 | 95.5892 | 170.0912
1 | 5400 | 707 | 0.03 | 15 | 15 | 7 | 5.6234e-09 | 5spot_SharedNeighbor | CO2 | Porous | Wet | R245fa | MinimizeLCOE_Brownfield | IgnoreSilica | 145.7519 | 25.7764 | 3.5289 | 4 | 4686.9436 | 8339.5852 | 95.5497 | 170.0137 | 109.0466 | 14.227 | 93.951 | 6507150.3066 | 0 | 4898055.6245 | 0 | 0 | 0 | 1920024.2447 | 5196839.7686 | 13521111.0594 | 9228436.1291 | 41271617.1328 | 961560.8286 | 23926120.3335 | 23926120.3335 | 18112060.8521 | 9521263.1161 | 0 | 66159298.295 | 117718742.5968 | 5623413.2519 | 14.1157 | 4686.9436 | 8339.5852 | 95.5497 | 170.0137
1 | 5400 | 707 | 0.03 | 15 | 15 | 7 | 7.4989e-09 | 5spot_SharedNeighbor | CO2 | Porous | Wet | R245fa | MinimizeLCOE_Brownfield | IgnoreSilica | 145.7862 | 25.7831 | 3.5302 | 4 | 4685.4895 | 8336.851 | 95.52 | 169.958 | 109.0433 | 14.2258 | 98.4786 | 6508001.8443 | 0 | 4898976.8138 | 0 | 0 | 0 | 1919110.4821 | 5197174.7647 | 13521982.6506 | 9229031.008 | 41274277.5634 | 961560.8286 | 23926120.3335 | 23926120.3335 | 18112060.8521 | 9521263.1161 | 0 | 66161958.7255 | 117721403.0273 | 7498942.0933 | 14.1206 | 4685.4895 | 8336.851 | 95.52 | 169.958
1 | 5400 | 707 | 0.03 | 15 | 15 | 7 | 1e-08 | 5spot_SharedNeighbor | CO2 | Porous | Wet | R245fa | MinimizeLCOE_Brownfield | IgnoreSilica | 145.8102 | 25.7879 | 3.5311 | 4 | 4684.3991 | 8334.8206 | 95.4978 | 169.9166 | 109.041 | 14.225 | 99.9472 | 6508599.8792 | 0 | 4899624.11 | 0 | 0 | 0 | 1918393.687 | 5197380.8937 | 13522518.956 | 9229397.0475 | 41275914.5734 | 961560.8286 | 23926120.3335 | 23926120.3335 | 18112060.8521 | 9521263.1161 | 0 | 66163595.7355 | 117723040.0373 | 10000000 | 14.1242 | 4684.3991 | 8334.8206 | 95.4978 | 169.9166
1 | 5500 | 707 | 0.03 | 15 | 15 | 7 | 1e-13 | 5spot_SharedNeighbor | CO2 | Porous | Wet | R245fa | MinimizeLCOE_Brownfield | IgnoreSilica | 0 | 0 | 0 | 0 | [6 empty] | 21.833 | [19 empty] | 100 | 0
1 | 5500 | 707 | 0.03 | 15 | 15 | 7 | 1.3335e-13 | 5spot_SharedNeighbor | CO2 | Porous | Wet | R245fa | MinimizeLCOE_Brownfield | IgnoreSilica | 1.6 | 0.0047925 | 0.0036998 | 4 | 1810221.3254 | 5375552.3356 | 36903.8102 | 109587.9053 | 68.3189 | 13.7345 | 26.1937 | 178687.6623 | 0 | 71315.9085 | 0 | 0 | 0 | 173566.9939 | 165192.5202 | 429797.052 | 293345.3194 | 1311905.4564 | 961560.8286 | 24516122.6531 | 24516122.6531 | 18517163.4082 | 9730290.8829 | 0 | 26789588.9381 | 79553165.8823 | 133.3521 | 0.014799 | 1810221.3254 | 5375552.3356 | 36903.8102 | 109587.9053
1 | 5500 | 707 | 0.03 | 15 | 15 | 7 | 1.7783e-13 | 5spot_SharedNeighbor | CO2 | Porous | Wet | R245fa | MinimizeLCOE_Brownfield | IgnoreSilica | 1.6 | 0.02009 | 0.0073493 | 4 | 909239.7417 | 2704085.8475 | 18536.082 | 55126.4475 | 68.3189 | 13.7345 | 28.1945 | 178687.6664 | 0 | 71315.9065 | 0 | 0 | 0 | 154058.7202 | 157584.2943 | 410002.0087 | 279834.7957 | 1251483.3917 | 961560.8286 | 24516122.6531 | 24516122.6531 | 18517163.4082 | 9730290.8829 | 0 | 26729166.8734 | 79492743.8176 | 177.8279 | 0.029397 | 909239.7417 | 2704085.8475 | 18536.082 | 55126.4475
1 | 5500 | 707 | 0.03 | 15 | 15 | 7 | 2.3714e-13 | 5spot_SharedNeighbor | CO2 | Porous | Wet | R245fa | MinimizeLCOE_Brownfield | IgnoreSilica | 3.7487 | 0.25295 | 0.024192 | 4 | 294375.8887 | 839645.4768 | 6001.2507 | 17117.3088 | 89.4832 | 15.4321 | 51.1728 | 412790.0744 | 0 | 206996.8165 | 0 | 0 | 0 | 351365.2783 | 378749.346 | 985428.1061 | 672574.9309 | 3007904.5523 | 961560.8286 | 24516122.6531 | 24516122.6531 | 18517163.4082 | 9730290.8829 | 0 | 28485588.034 | 81249164.9782 | 237.1374 | 0.096766 | 294375.8887 | 839645.4768 | 6001.2507 | 17117.3088
1 | 5500 | 707 | 0.03 | 15 | 15 | 7 | 3.1623e-13 | 5spot_SharedNeighbor | CO2 | Porous | Wet | R245fa | MinimizeLCOE_Brownfield | IgnoreSilica | 5.0593 | 0.4476 | 0.042542 | 4 | 172651.7733 | 482722.5764 | 3519.7399 | 9840.9527 | 95.4491 | 15.8339 | 41.7992 | 540916.6274 | 0 | 283754.2199 | 0 | 0 | 0 | 435095.6768 | 491308.9444 | 1278285.092 | 872455.8415 | 3901816.4021 | 961560.8286 | 24516122.6531 | 24516122.6531 | 18517163.4082 | 9730290.8829 | 0 | 29379499.8838 | 82143076.828 | 316.2278 | 0.17017 | 172651.7733 | 482722.5764 | 3519.7399 | 9840.9527
1 | 5500 | 707 | 0.03 | 15 | 15 | 7 | 4.217e-13 | 5spot_SharedNeighbor | CO2 | Porous | Wet | R245fa | MinimizeLCOE_Brownfield | IgnoreSilica | 6.7519 | 0.71489 | 0.068478 | 4 | 111145.6746 | 303776.2402 | 2265.8549 | 6192.8895 | 100.3034 | 16.1375 | 50.5886 | 693934.057 | 0 | 377539.0652 | 0 | 0 | 0 | 531982.3615 | 625347.6386 | 1627026.2793 | 1110478.8676 | 4966308.2692 | 961560.8286 | 24516122.6531 | 24516122.6531 | 18517163.4082 | 9730290.8829 | 0 | 30443991.7509 | 83207568.6951 | 421.6965 | 0.27391 | 111145.6746 | 303776.2402 | 2265.8549 | 6192.8895
1 | 5500 | 707 | 0.03 | 15 | 15 | 7 | 5.6234e-13 | 5spot_SharedNeighbor | CO2 | Porous | Wet | R245fa | MinimizeLCOE_Brownfield | IgnoreSilica | 8.8908 | 1.067 | 0.1041 | 4 | 76074.8917 | 202787.7386 | 1550.8896 | 4134.1023 | 104.1424 | 16.3625 | 53.2472 | 872367.8429 | 0 | 489544.0391 | 0 | 0 | 0 | 639897.0867 | 780705.4978 | 2031235.5606 | 1386360.0078 | 6200110.035 | 961560.8286 | 24516122.6531 | 24516122.6531 | 18517163.4082 | 9730290.8829 | 0 | 31677793.5167 | 84441370.4609 | 562.3413 | 0.4164 | 76074.8917 | 202787.7386 | 1550.8896 | 4134.1023
1 | 5500 | 707 | 0.03 | 15 | 15 | 7 | 7.4989e-13 | 5spot_SharedNeighbor | CO2 | Porous | Wet | R245fa | MinimizeLCOE_Brownfield | IgnoreSilica | 11.6339 | 1.5295 | 0.15225 | 4 | 54410.1078 | 141048.7466 | 1109.2236 | 2875.4695 | 107.2096 | 16.5313 | 67.5355 | 1083514.2525 | 0 | 625352.3479 | 0 | 0 | 0 | 763800.7474 | 964340.2656 | 2509015.5578 | 1712454.6733 | 7658477.8446 | 961560.8286 | 24516122.6531 | 24516122.6531 | 18517163.4082 | 9730290.8829 | 0 | 33136161.3263 | 85899738.2705 | 749.8942 | 0.60901 | 54410.1078 | 141048.7466 | 1109.2236 | 2875.4695
1 | 5500 | 707 | 0.03 | 15 | 15 | 7 | 1e-12 | 5spot_SharedNeighbor | CO2 | Porous | Wet | R245fa | MinimizeLCOE_Brownfield | IgnoreSilica | 15.1124 | 2.1258 | 0.21642 | 4 | 40244.8445 | 101195.4551 | 820.4456 | 2063.0062 | 109.6188 | 16.6543 | 60.4012 | 1330727.7411 | 0 | 788324.9975 | 0 | 0 | 0 | 903423.7149 | 1178765.8169 | 3066906.8574 | 2093226.9488 | 9361376.0765 | 961560.8286 | 24516122.6531 | 24516122.6531 | 18517163.4082 | 9730290.8829 | 0 | 34839059.5582 | 87602636.5024 | 1000 | 0.86568 | 40244.8445 | 101195.4551 | 820.4456 | 2063.0062
1 | 5500 | 707 | 0.03 | 15 | 15 | 7 | 1.3335e-12 | 5spot_SharedNeighbor | CO2 | Porous | Wet | R245fa | MinimizeLCOE_Brownfield | IgnoreSilica | 19.6265 | 2.9059 | 0.30162 | 4 | 30566.5585 | 74300.5889 | 623.1406 | 1514.718 | 111.5358 | 16.741 | 69.8343 | 1627030.6678 | 0 | 984931.8853 | 0 | 0 | 0 | 1068652.8711 | 1435440.0154 | 3734720.4709 | 2549023.4622 | 11399799.3727 | 961560.8286 | 24516122.6531 | 24516122.6531 | 18517163.4082 | 9730290.8829 | 0 | 36877482.8544 | 89641059.7986 | 1333.5214 | 1.2065 | 30566.5585 | 74300.5889 | 623.1406 | 1514.718
1 | 5500 | 707 | 0.03 | 15 | 15 | 7 | 1.7783e-12 | 5spot_SharedNeighbor | CO2 | Porous | Wet | R245fa | MinimizeLCOE_Brownfield | IgnoreSilica | 25.1829 | 3.877 | 0.41267 | 4 | 23713.2782 | 55678.2707 | 483.4273 | 1135.0769 | 112.9706 | 16.7912 | 74.1068 | 1964369.6648 | 0 | 1202311.7365 | 0 | 0 | 0 | 1245309.9624 | 1720676.6318 | 4476847.6368 | 3055540.5021 | 13665056.1344 | 961560.8286 | 24516122.6531 | 24516122.6531 | 18517163.4082 | 9730290.8829 | 0 | 39142739.6161 | 91906316.5603 | 1778.2794 | 1.6507 | 23713.2782 | 55678.2707 | 483.4273 | 1135.0769
1 | 5500 | 707 | 0.03 | 15 | 15 | 7 | 2.3714e-12 | 5spot_SharedNeighbor | CO2 | Porous | Wet | R245fa | MinimizeLCOE_Brownfield | IgnoreSilica | 32.0749 | 5.0899 | 0.55545 | 4 | 18785.7738 | 42533.692 | 382.9734 | 867.1068 | 114.0419 | 16.807 | 74.3068 | 2352199.4225 | 0 | 1459029.9633 | 0 | 0 | 0 | 1438875.6534 | 2047540.9653 | 5327281.5832 | 3635979.1452 | 16260906.7328 | 961560.8286 | 24516122.6531 | 24516122.6531 | 18517163.4082 | 9730290.8829 | 0 | 41738590.2145 | 94502167.1587 | 2371.3737 | 2.2218 | 18785.7738 | 42533.692 | 382.9734 | 867.1068
1 | 5500 | 707 | 0.03 | 15 | 15 | 7 | 3.1623e-12 | 5spot_SharedNeighbor | CO2 | Porous | Wet | R245fa | MinimizeLCOE_Brownfield | IgnoreSilica | 40.4501 | 6.5741 | 0.73556 | 4 | 15175.6377 | 33108.7637 | 309.3759 | 674.9669 | 114.7977 | 16.7844 | 62.8223 | 2789565.9406 | 0 | 1756581.4036 | 0 | 0 | 0 | 1644078.338 | 2414188.016 | 6281221.9997 | 4287063.081 | 19172698.7789 | 961560.8286 | 24516122.6531 | 24516122.6531 | 18517163.4082 | 9730290.8829 | 0 | 44650382.2606 | 97413959.2048 | 3162.2777 | 2.9422 | 15175.6377 | 33108.7637 | 309.3759 | 674.9669
1 | 5500 | 707 | 0.03 | 15 | 15 | 7 | 4.217e-12 | 5spot_SharedNeighbor | CO2 | Porous | Wet | R245fa | MinimizeLCOE_Brownfield | IgnoreSilica | 50.3056 | 8.3341 | 0.95635 | 4 | 12497.1739 | 26290.0817 | 254.7718 | 535.9589 | 115.2715 | 16.7191 | 70.0808 | 3267866.5265 | 0 | 2091342.9402 | 0 | 0 | 0 | 1850137.3936 | 2811645.2755 | 7315324.2591 | 4992859.1217 | 22329175.5166 | 961560.8286 | 24516122.6531 | 24516122.6531 | 18517163.4082 | 9730290.8829 | 0 | 47806858.9983 | 100570435.9425 | 4216.965 | 3.8254 | 12497.1739 | 26290.0817 | 254.7718 | 535.9589
1 | 5500 | 707 | 0.03 | 15 | 15 | 7 | 5.6234e-12 | 5spot_SharedNeighbor | CO2 | Porous | Wet | R245fa | MinimizeLCOE_Brownfield | IgnoreSilica | 61.4628 | 10.3432 | 1.2171 | 4 | 10494.8319 | 21333.1529 | 213.9513 | 434.9052 | 115.4829 | 16.6048 | 82.2278 | 3771596.2665 | 0 | 2454834.6471 | 0 | 0 | 0 | 2043381.0694 | 3225226.6734 | 8391378.2191 | 5727288.0601 | 25613704.9356 | 961560.8286 | 24516122.6531 | 24516122.6531 | 18517163.4082 | 9730290.8829 | 0 | 51091388.4174 | 103854965.3616 | 5623.4133 | 4.8682 | 10494.8319 | 21333.1529 | 213.9513 | 434.9052
1 | 5500 | 707 | 0.03 | 15 | 15 | 7 | 7.4989e-12 | 5spot_SharedNeighbor | CO2 | Porous | Wet | R245fa | MinimizeLCOE_Brownfield | IgnoreSilica | 73.3756 | 12.5089 | 1.5091 | 4 | 8994.8416 | 17735.7435 | 183.372 | 361.5671 | 115.4483 | 16.4411 | 70.2526 | 4272444.7543 | 0 | 2828612.5619 | 0 | 0 | 0 | 2203564.9268 | 3628802.6748 | 9441400.1899 | 6443949.631 | 28818774.7387 | 961560.8286 | 24516122.6531 | 24516122.6531 | 18517163.4082 | 9730290.8829 | 0 | 54296458.2204 | 107060035.1646 | 7498.9421 | 6.0364 | 8994.8416 | 17735.7435 | 183.372 | 361.5671
1 | 5500 | 707 | 0.03 | 15 | 15 | 7 | 1e-11 | 5spot_SharedNeighbor | CO2 | Porous | Wet | R245fa | MinimizeLCOE_Brownfield | IgnoreSilica | 85.346 | 14.7067 | 1.8172 | 4 | 7872.9023 | 15131.85 | 160.4998 | 308.4832 | 115.2021 | 16.2357 | 86.9163 | 4741837.5036 | 0 | 3192117.4319 | 0 | 0 | 0 | 2316605.1234 | 3997718.423 | 10401243.2917 | 7099062.2708 | 31748584.0443 | 961560.8286 | 24516122.6531 | 24516122.6531 | 18517163.4082 | 9730290.8829 | 0 | 57226267.526 | 109989844.4702 | 10000 | 7.2688 | 7872.9023 | 15131.85 | 160.4998 | 308.4832
1 | 5500 | 707 | 0.03 | 15 | 15 | 7 | 1.3335e-11 | 5spot_SharedNeighbor | CO2 | Porous | Wet | R245fa | MinimizeLCOE_Brownfield | IgnoreSilica | 96.6392 | 16.8009 | 2.1222 | 4 | 7036.0878 | 13251.621 | 143.4402 | 270.1522 | 114.803 | 16.0055 | 80.8693 | 5156021.4047 | 0 | 3525777.8856 | 0 | 0 | 0 | 2376891.7682 | 4312889.5128 | 11221253.817 | 7658736.3038 | 34251570.692 | 961560.8286 | 24516122.6531 | 24516122.6531 | 18517163.4082 | 9730290.8829 | 0 | 59729254.1737 | 112492831.1179 | 13335.2143 | 8.489 | 7036.0878 | 13251.621 | 143.4402 | 270.1522
1 | 5500 | 707 | 0.03 | 15 | 15 | 7 | 1.7783e-11 | 5spot_SharedNeighbor | CO2 | Porous | Wet | R245fa | MinimizeLCOE_Brownfield | IgnoreSilica | 106.7512 | 18.6934 | 2.4074 | 4 | 6413.3943 | 11892.814 | 130.7457 | 242.4511 | 114.3204 | 15.77 | 82.6277 | 5504428.8031 | 0 | 3817954.0164 | 0 | 0 | 0 | 2391064.6485 | 4568244.5126 | 11885635.1459 | 8112190.2124 | 36279517.3389 | 961560.8286 | 24516122.6531 | 24516122.6531 | 18517163.4082 | 9730290.8829 | 0 | 61757200.8206 | 114520777.7648 | 17782.7941 | 9.6294 | 6413.3943 | 11892.814 | 130.7457 | 242.4511
1 | 5500 | 707 | 0.03 | 15 | 15 | 7 | 2.3714e-11 | 5spot_SharedNeighbor | CO2 | Porous | Wet | R245fa | MinimizeLCOE_Brownfield | IgnoreSilica | 115.3692 | 20.3205 | 2.6602 | 4 | 5950.5654 | 10909.1233 | 121.3103 | 222.3972 | 113.8203 | 15.5477 | 92.1574 | 5785043.4226 | 0 | 4062602.898 | 0 | 0 | 0 | 2370196.7325 | 4764958.7907 | 12397445.3461 | 8461511.1907 | 37841758.3807 | 961560.8286 | 24516122.6531 | 24516122.6531 | 18517163.4082 | 9730290.8829 | 0 | 63319441.8624 | 116083018.8066 | 23713.7371 | 10.6409 | 5950.5654 | 10909.1233 | 121.3103 | 222.3972
1 | 5500 | 707 | 0.03 | 15 | 15 | 7 | 3.1623e-11 | 5spot_SharedNeighbor | CO2 | Porous | Wet | R245fa | MinimizeLCOE_Brownfield | IgnoreSilica | 122.4781 | 21.6727 | 2.8757 | 4 | 5606.5401 | 10193.6147 | 114.2969 | 207.8106 | 113.3479 | 15.3494 | 94.4725 | 6005344.1207 | 0 | 4261662.3469 | 0 | 0 | 0 | 2328817.9719 | 4912371.5314 | 12780983.0587 | 8723283.5605 | 39012462.5902 | 961560.8286 | 24516122.6531 | 24516122.6531 | 18517163.4082 | 9730290.8829 | 0 | 64490146.0719 | 117253723.0161 | 31622.7766 | 11.5027 | 5606.5401 | 10193.6147 | 114.2969 | 207.8106
1 | 5500 | 707 | 0.03 | 15 | 15 | 7 | 4.217e-11 | 5spot_SharedNeighbor | CO2 | Porous | Wet | R245fa | MinimizeLCOE_Brownfield | IgnoreSilica | 128.166 | 22.7619 | 3.0531 | 4 | 5350.6039 | 9671.0681 | 109.0793 | 197.1578 | 112.9313 | 15.181 | 99.8345 | 6174352.0743 | 0 | 4419271.3077 | 0 | 0 | 0 | 2277925.5525 | 5019904.0845 | 13060760.7038 | 8914237.5522 | 39866451.2749 | 961560.8286 | 24516122.6531 | 24516122.6531 | 18517163.4082 | 9730290.8829 | 0 | 65344134.7567 | 118107711.7009 | 42169.6503 | 12.2125 | 5350.6039 | 9671.0681 | 109.0793 | 197.1578
1 | 5500 | 707 | 0.03 | 15 | 15 | 7 | 5.6234e-11 | 5spot_SharedNeighbor | CO2 | Porous | Wet | R245fa | MinimizeLCOE_Brownfield | IgnoreSilica | 132.6561 | 23.6261 | 3.1961 | 4 | 5159.9671 | 9287.2037 | 105.1929 | 189.3322 | 112.5782 | 15.042 | 94.489 | 6303198.182 | 0 | 4542699.7763 | 0 | 0 | 0 | 2226510.9712 | 5098239.4825 | 13264573.3408 | 9053343.8648 | 40488565.6176 | 961560.8286 | 24516122.6531 | 24516122.6531 | 18517163.4082 | 9730290.8829 | 0 | 65966249.0993 | 118729826.0435 | 56234.1325 | 12.7842 | 5159.9671 | 9287.2037 | 105.1929 | 189.3322
1 | 5500 | 707 | 0.03 | 15 | 15 | 7 | 7.4989e-11 | 5spot_SharedNeighbor | CO2 | Porous | Wet | R245fa | MinimizeLCOE_Brownfield | IgnoreSilica | 136.1392 | 24.2994 | 3.309 | 4 | 5017.7858 | 9004.2036 | 102.2944 | 183.5629 | 112.2895 | 14.9305 | 99.0198 | 6400359.5919 | 0 | 4637873.0189 | 0 | 0 | 0 | 2178932.8589 | 5154694.5332 | 13411457.802 | 9153595.5278 | 40936913.3326 | 961560.8286 | 24516122.6531 | 24516122.6531 | 18517163.4082 | 9730290.8829 | 0 | 66414596.8143 | 119178173.7585 | 74989.4209 | 13.2358 | 5017.7858 | 9004.2036 | 102.2944 | 183.5629
1 | 5500 | 707 | 0.03 | 15 | 15 | 7 | 1e-10 | 5spot_SharedNeighbor | CO2 | Porous | Wet | R245fa | MinimizeLCOE_Brownfield | IgnoreSilica | 138.8265 | 24.8205 | 3.3971 | 4 | 4911.6191 | 8794.638 | 100.13 | 179.2906 | 112.0579 | 14.8423 | 95.0843 | 6473648.8144 | 0 | 4710969.1281 | 0 | 0 | 0 | 2137768.464 | 5195730.6985 | 13518225.4867 | 9226466.6664 | 41262809.2582 | 961560.8286 | 24516122.6531 | 24516122.6531 | 18517163.4082 | 9730290.8829 | 0 | 66740492.7399 | 119504069.6841 | 100000 | 13.5883 | 4911.6191 | 8794.638 | 100.13 | 179.2906
1 | 5500 | 707 | 0.03 | 15 | 15 | 7 | 1.3335e-10 | 5spot_SharedNeighbor | CO2 | Porous | Wet | R245fa | MinimizeLCOE_Brownfield | IgnoreSilica | 140.8682 | 25.2177 | 3.4649 | 4 | 4832.2661 | 8639.2206 | 98.5123 | 176.1222 | 111.8768 | 14.7739 | 96.7647 | 6528348.5434 | 0 | 4766313.6828 | 0 | 0 | 0 | 2103173.5329 | 5225155.9461 | 13594783.9448 | 9278719.3872 | 41496495.0372 | 961560.8286 | 24516122.6531 | 24516122.6531 | 18517163.4082 | 9730290.8829 | 0 | 66974178.5189 | 119737755.4631 | 133352.1432 | 13.8598 | 4832.2661 | 8639.2206 | 98.5123 | 176.1222
1 | 5500 | 707 | 0.03 | 15 | 15 | 7 | 1.7783e-10 | 5spot_SharedNeighbor | CO2 | Porous | Wet | R245fa | MinimizeLCOE_Brownfield | IgnoreSilica | 142.4191 | 25.5201 | 3.5169 | 4 | 4772.9078 | 8523.5836 | 97.3022 | 173.7648 | 111.7361 | 14.7213 | 115.6524 | 6569332.5295 | 0 | 4808248.2239 | 0 | 0 | 0 | 2075111.8639 | 5246550.1207 | 13650447.1987 | 9316710.7017 | 41666400.6384 | 961560.8286 | 24516122.6531 | 24516122.6531 | 18517163.4082 | 9730290.8829 | 0 | 67144084.1201 | 119907661.0643 | 177827.941 | 14.0678 | 4772.9078 | 8523.5836 | 97.3022 | 173.7648
1 | 5500 | 707 | 0.03 | 15 | 15 | 7 | 2.3714e-10 | 5spot_SharedNeighbor | CO2 | Porous | Wet | R245fa | MinimizeLCOE_Brownfield | IgnoreSilica | 143.5936 | 25.7495 | 3.5566 | 4 | 4728.4789 | 8437.3784 | 96.3964 | 172.0074 | 111.6279 | 14.681 | 104.4695 | 6600041.3485 | 0 | 4839943.5119 | 0 | 0 | 0 | 2052821.1465 | 5262194.3427 | 13691150.2552 | 9344491.3742 | 41790641.9789 | 961560.8286 | 24516122.6531 | 24516122.6531 | 18517163.4082 | 9730290.8829 | 0 | 67268325.4606 | 120031902.4048 | 237137.3706 | 14.2262 | 4728.4789 | 8437.3784 | 96.3964 | 172.0074
1 | 5500 | 707 | 0.03 | 15 | 15 | 7 | 3.1623e-10 | 5spot_SharedNeighbor | CO2 | Porous | Wet | R245fa | MinimizeLCOE_Brownfield | IgnoreSilica | 144.4802 | 25.9228 | 3.5866 | 4 | 4695.2087 | 8373.0279 | 95.7182 | 170.6955 | 111.5452 | 14.6503 | 109.9545 | 6623036.4637 | 0 | 4863836.4965 | 0 | 0 | 0 | 2035365.7718 | 5273673.1054 | 13721015.6412 | 9364875.1138 | 41881802.5924 | 961560.8286 | 24516122.6531 | 24516122.6531 | 18517163.4082 | 9730290.8829 | 0 | 67359486.0741 | 120123063.0183 | 316227.766 | 14.3464 | 4695.2087 | 8373.0279 | 95.7182 | 170.6955
1 | 5500 | 707 | 0.03 | 15 | 15 | 7 | 4.217e-10 | 5spot_SharedNeighbor | CO2 | Porous | Wet | R245fa | MinimizeLCOE_Brownfield | IgnoreSilica | 145.1575 | 26.0552 | 3.6095 | 4 | 4670.286 | 8324.8261 | 95.2101 | 169.7128 | 111.4814 | 14.6267 | 114.5288 | 6640495.3757 | 0 | 4882069.5292 | 0 | 0 | 0 | 2022029.7102 | 5282391.8999 | 13743700.156 | 9380357.7612 | 41951044.4322 | 961560.8286 | 24516122.6531 | 24516122.6531 | 18517163.4082 | 9730290.8829 | 0 | 67428727.9139 | 120192304.8581 | 421696.5034 | 14.4378 | 4670.286 | 8324.8261 | 95.2101 | 169.7128
1 | 5500 | 707 | 0.03 | 15 | 15 | 7 | 5.6234e-10 | 5spot_SharedNeighbor | CO2 | Porous | Wet | R245fa | MinimizeLCOE_Brownfield | IgnoreSilica | 145.6593 | 26.1535 | 3.6266 | 4 | 4651.6113 | 8288.8716 | 94.8294 | 168.9799 | 111.4339 | 14.6092 | 99.4221 | 6653367.2547 | 0 | 4895565.7071 | 0 | 0 | 0 | 2011622.9557 | 5288616.8078 | 13759896.0895 | 9391411.8187 | 42000480.6336 | 961560.8286 | 24516122.6531 | 24516122.6531 | 18517163.4082 | 9730290.8829 | 0 | 67478164.1153 | 120241741.0595 | 562341.3252 | 14.5064 | 4651.6113 | 8288.8716 | 94.8294 | 168.9799
1 | 5500 | 707 | 0.03 | 15 | 15 | 7 | 7.4989e-10 | 5spot_SharedNeighbor | CO2 | Porous | Wet | R245fa | MinimizeLCOE_Brownfield | IgnoreSilica | 146.042 | 26.2284 | 3.6396 | 4 | 4637.6155 | 8261.8977 | 94.5441 | 168.43 | 111.3974 | 14.5958 | 106.0574 | 6663149.1348 | 0 | 4905851.7627 | 0 | 0 | 0 | 2003783.4258 | 5293385.8861 | 13772304.2529 | 9399880.6451 | 42038355.1074 | 961560.8286 | 24516122.6531 | 24516122.6531 | 18517163.4082 | 9730290.8829 | 0 | 67516038.5891 | 120279615.5333 | 749894.2093 | 14.5584 | 4637.6155 | 8261.8977 | 94.5441 | 168.43
1 | 5500 | 707 | 0.03 | 15 | 15 | 7 | 1e-09 | 5spot_SharedNeighbor | CO2 | Porous | Wet | R245fa | MinimizeLCOE_Brownfield | IgnoreSilica | 146.3218 | 26.2833 | 3.6493 | 4 | 4627.1247 | 8241.7918 | 94.3302 | 168.0201 | 111.3706 | 14.5859 | 115.0273 | 6670283.2156 | 0 | 4913371.1469 | 0 | 0 | 0 | 1997673.7628 | 5296717.9689 | 13780973.6487 | 9405797.6859 | 42064817.4287 | 961560.8286 | 24516122.6531 | 24516122.6531 | 18517163.4082 | 9730290.8829 | 0 | 67542500.9104 | 120306077.8546 | 1000000 | 14.5971 | 4627.1247 | 8241.7918 | 94.3302 | 168.0201
1 | 5500 | 707 | 0.03 | 15 | 15 | 7 | 1.3335e-09 | 5spot_SharedNeighbor | CO2 | Porous | Wet | R245fa | MinimizeLCOE_Brownfield | IgnoreSilica | 146.5413 | 26.3262 | 3.6567 | 4 | 4619.2604 | 8226.6203 | 94.1699 | 167.7108 | 111.3496 | 14.5782 | 104.0979 | 6675868.0041 | 0 | 4919266.3886 | 0 | 0 | 0 | 1993228.4695 | 5299461.5163 | 13788111.7963 | 9410669.6183 | 42086605.7932 | 961560.8286 | 24516122.6531 | 24516122.6531 | 18517163.4082 | 9730290.8829 | 0 | 67564289.2749 | 120327866.2191 | 1333521.4322 | 14.6266 | 4619.2604 | 8226.6203 | 94.1699 | 167.7108
1 | 5500 | 707 | 0.03 | 15 | 15 | 7 | 1.7783e-09 | 5spot_SharedNeighbor | CO2 | Porous | Wet | R245fa | MinimizeLCOE_Brownfield | IgnoreSilica | 146.6922 | 26.3561 | 3.662 | 4 | 4613.3645 | 8215.4167 | 94.0497 | 167.4824 | 111.3351 | 14.5729 | 107.5047 | 6679701.7389 | 0 | 4923319.897 | 0 | 0 | 0 | 1989599.6783 | 5301122.3125 | 13792432.8475 | 9413618.8246 | 42099795.2987 | 961560.8286 | 24516122.6531 | 24516122.6531 | 18517163.4082 | 9730290.8829 | 0 | 67577478.7804 | 120341055.7246 | 1778279.41 | 14.6482 | 4613.3645 | 8215.4167 | 94.0497 | 167.4824
1 | 5500 | 707 | 0.03 | 15 | 15 | 7 | 2.3714e-09 | 5spot_SharedNeighbor | CO2 | Porous | Wet | R245fa | MinimizeLCOE_Brownfield | IgnoreSilica | 146.8165 | 26.3803 | 3.6662 | 4 | 4608.9439 | 8206.8903 | 93.9596 | 167.3086 | 111.3231 | 14.5685 | 111.9923 | 6682855.6382 | 0 | 4926656.3397 | 0 | 0 | 0 | 1987077.6975 | 5302669.9734 | 13796459.5436 | 9416367.1274 | 42112086.3199 | 961560.8286 | 24516122.6531 | 24516122.6531 | 18517163.4082 | 9730290.8829 | 0 | 67589769.8016 | 120353346.7458 | 2371373.7057 | 14.6649 | 4608.9439 | 8206.8903 | 93.9596 | 167.3086
1 | 5500 | 707 | 0.03 | 15 | 15 | 7 | 3.1623e-09 | 5spot_SharedNeighbor | CO2 | Porous | Wet | R245fa | MinimizeLCOE_Brownfield | IgnoreSilica | 146.9091 | 26.3985 | 3.6694 | 4 | 4605.6295 | 8200.5071 | 93.892 | 167.1784 | 111.3142 | 14.5652 | 111.5269 | 6685203.8065 | 0 | 4929142.3208 | 0 | 0 | 0 | 1985165.6691 | 5303809.6006 | 13799424.6199 | 9418390.8529 | 42121136.8699 | 961560.8286 | 24516122.6531 | 24516122.6531 | 18517163.4082 | 9730290.8829 | 0 | 67598820.3516 | 120362397.2958 | 3162277.6602 | 14.6774 | 4605.6295 | 8200.5071 | 93.892 | 167.1784
1 | 5500 | 707 | 0.03 | 15 | 15 | 7 | 4.217e-09 | 5spot_SharedNeighbor | CO2 | Porous | Wet | R245fa | MinimizeLCOE_Brownfield | IgnoreSilica | 146.9823 | 26.4127 | 3.6718 | 4 | 4603.1443 | 8195.6786 | 93.8413 | 167.08 | 111.3071 | 14.5626 | 105.2327 | 6687058.008 | 0 | 4931106.0242 | 0 | 0 | 0 | 1983798.5727 | 5304765.4159 | 13801911.4552 | 9420088.1691 | 42128727.6452 | 961560.8286 | 24516122.6531 | 24516122.6531 | 18517163.4082 | 9730290.8829 | 0 | 67606411.1269 | 120369988.0711 | 4216965.0343 | 14.687 | 4603.1443 | 8195.6786 | 93.8413 | 167.08
1 | 5500 | 707 | 0.03 | 15 | 15 | 7 | 5.6234e-09 | 5spot_SharedNeighbor | CO2 | Porous | Wet | R245fa | MinimizeLCOE_Brownfield | IgnoreSilica | 147.0212 | 26.4206 | 3.6734 | 4 | 4601.2807 | 8192.2472 | 93.8033 | 167.01 | 111.3034 | 14.5613 | 109.8412 | 6688041.6705 | 0 | 4932149.9389 | 0 | 0 | 0 | 1982460.7237 | 5305034.4099 | 13802611.3223 | 9420565.8428 | 42130863.908 | 961560.8286 | 24516122.6531 | 24516122.6531 | 18517163.4082 | 9730290.8829 | 0 | 67608547.3897 | 120372124.3339 | 5623413.2519 | 14.6934 | 4601.2807 | 8192.2472 | 93.8033 | 167.01
1 | 5500 | 707 | 0.03 | 15 | 15 | 7 | 7.4989e-09 | 5spot_SharedNeighbor | CO2 | Porous | Wet | R245fa | MinimizeLCOE_Brownfield | IgnoreSilica | 147.0555 | 26.4274 | 3.6746 | 4 | 4599.8834 | 8189.6145 | 93.7748 | 166.9564 | 111.3 | 14.56 | 101.2617 | 6688908.7172 | 0 | 4933069.5322 | 0 | 0 | 0 | 1981554.7977 | 5305377.8884 | 13803504.9829 | 9421175.7845 | 42133591.7029 | 961560.8286 | 24516122.6531 | 24516122.6531 | 18517163.4082 | 9730290.8829 | 0 | 67611275.1846 | 120374852.1288 | 7498942.0933 | 14.6985 | 4599.8834 | 8189.6145 | 93.7748 | 166.9564
1 | 5500 | 707 | 0.03 | 15 | 15 | 7 | 1e-08 | 5spot_SharedNeighbor | CO2 | Porous | Wet | R245fa | MinimizeLCOE_Brownfield | IgnoreSilica | 147.0944 | 26.4348 | 3.6757 | 4 | 4598.8355 | 8187.4851 | 93.7535 | 166.913 | 111.2963 | 14.5587 | 105.2944 | 6689894.2907 | 0 | 4934113.343 | 0 | 0 | 0 | 1981130.2569 | 5306003.7773 | 13805133.4175 | 9422287.2246 | 42138562.3099 | 961560.8286 | 24516122.6531 | 24516122.6531 | 18517163.4082 | 9730290.8829 | 0 | 67616245.7916 | 120379822.7358 | 10000000 | 14.7029 | 4598.8355 | 8187.4851 | 93.7535 | 166.913
1 | 5600 | 707 | 0.03 | 15 | 15 | 7 | 1e-13 | 5spot_SharedNeighbor | CO2 | Porous | Wet | R245fa | MinimizeLCOE_Brownfield | IgnoreSilica | 0 | 0 | 0 | 0 | [6 empty] | 22.5659 | [19 empty] | 100 | 0
1 | 5600 | 707 | 0.03 | 15 | 15 | 7 | 1.3335e-13 | 5spot_SharedNeighbor | CO2 | Porous | Wet | R245fa | MinimizeLCOE_Brownfield | IgnoreSilica | 1.6 | 0.003483 | 0.0038703 | 4 | 1769656.0406 | 5256560.727 | 36076.832 | 107162.1004 | 68.7449 | 14.0319 | 27.0558 | 180735.2042 | 0 | 71087.8969 | 0 | 0 | 0 | 175284.0878 | 166571.8037 | 433385.6646 | 295794.6213 | 1322859.2786 | 961560.8286 | 25111985.0635 | 25111985.0635 | 18927833.0506 | 9941662.686 | 0 | 27396405.1707 | 81377885.9708 | 133.3521 | 0.015481 | 1769656.0406 | 5256560.727 | 36076.832 | 107162.1004
1 | 5600 | 707 | 0.03 | 15 | 15 | 7 | 1.7783e-13 | 5spot_SharedNeighbor | CO2 | Porous | Wet | R245fa | MinimizeLCOE_Brownfield | IgnoreSilica | 2.7741 | 0.11968 | 0.012546 | 4 | 565711.6117 | 1641364.6898 | 11532.7964 | 33461.4393 | 83.4554 | 15.2636 | 50.5756 | 314782.0593 | 0 | 147351.6221 | 0 | 0 | 0 | 285820.0849 | 291701.9689 | 758948.6867 | 517998.0735 | 2316602.4953 | 961560.8286 | 25111985.0635 | 25111985.0635 | 18927833.0506 | 9941662.686 | 0 | 28390148.3875 | 82371629.1876 | 177.8279 | 0.050185 | 565711.6117 | 1641364.6898 | 11532.7964 | 33461.4393
1 | 5600 | 707 | 0.03 | 15 | 15 | 7 | 2.3714e-13 | 5spot_SharedNeighbor | CO2 | Porous | Wet | R245fa | MinimizeLCOE_Brownfield | IgnoreSilica | 3.8607 | 0.26614 | 0.0258 | 4 | 283009.575 | 806076.0665 | 5769.533 | 16432.9509 | 91.2351 | 15.8318 | 52.5715 | 430494.2363 | 0 | 214719.1462 | 0 | 0 | 0 | 366519.565 | 394575.8495 | 1026605.4218 | 700679.295 | 3133593.5139 | 961560.8286 | 25111985.0635 | 25111985.0635 | 18927833.0506 | 9941662.686 | 0 | 29207139.406 | 83188620.2062 | 237.1374 | 0.1032 | 283009.575 | 806076.0665 | 5769.533 | 16432.9509
1 | 5600 | 707 | 0.03 | 15 | 15 | 7 | 3.1623e-13 | 5spot_SharedNeighbor | CO2 | Porous | Wet | R245fa | MinimizeLCOE_Brownfield | IgnoreSilica | 5.2102 | 0.46972 | 0.045312 | 4 | 166279.4011 | 464114.5455 | 3389.8305 | 9461.6028 | 97.3429 | 16.2396 | 48.4235 | 564072.9515 | 0 | 294149.8363 | 0 | 0 | 0 | 453894.3678 | 511725.6907 | 1331405.2777 | 908711.4597 | 4063959.5836 | 961560.8286 | 25111985.0635 | 25111985.0635 | 18927833.0506 | 9941662.686 | 0 | 30137505.4758 | 84118986.2759 | 316.2278 | 0.18125 | 166279.4011 | 464114.5455 | 3389.8305 | 9461.6028
1 | 5600 | 707 | 0.03 | 15 | 15 | 7 | 4.217e-13 | 5spot_SharedNeighbor | CO2 | Porous | Wet | R245fa | MinimizeLCOE_Brownfield | IgnoreSilica | 6.9345 | 0.74677 | 0.072844 | 4 | 107186.2753 | 292451.3485 | 2185.1372 | 5962.0163 | 102.2697 | 16.5448 | 64.8046 | 721965.1807 | 0 | 390188.7837 | 0 | 0 | 0 | 553121.3264 | 649457.3634 | 1689754.8375 | 1153292.3976 | 5157779.8893 | 961560.8286 | 25111985.0635 | 25111985.0635 | 18927833.0506 | 9941662.686 | 0 | 31231325.7814 | 85212806.5816 | 421.6965 | 0.29137 | 107186.2753 | 292451.3485 | 2185.1372 | 5962.0163
1 | 5600 | 707 | 0.03 | 15 | 15 | 7 | 5.6234e-13 | 5spot_SharedNeighbor | CO2 | Porous | Wet | R245fa | MinimizeLCOE_Brownfield | IgnoreSilica | 9.1466 | 1.1161 | 0.1107 | 4 | 73446.8979 | 195353.2635 | 1497.3144 | 3982.5405 | 106.2276 | 16.7744 | 62.26 | 908906.8025 | 0 | 506636.509 | 0 | 0 | 0 | 666801.2224 | 812114.3682 | 2112954.9986 | 1442135.2034 | 6449549.1042 | 961560.8286 | 25111985.0635 | 25111985.0635 | 18927833.0506 | 9941662.686 | 0 | 32523094.9963 | 86504575.7965 | 562.3413 | 0.44281 | 73446.8979 | 195353.2635 | 1497.3144 | 3982.5405
1 | 5600 | 707 | 0.03 | 15 | 15 | 7 | 7.4989e-13 | 5spot_SharedNeighbor | CO2 | Porous | Wet | R245fa | MinimizeLCOE_Brownfield | IgnoreSilica | 11.9628 | 1.5985 | 0.16182 | 4 | 52583.6363 | 135982.2686 | 1071.9885 | 2772.1825 | 109.3629 | 16.945 | 72.4751 | 1128481.8568 | 0 | 646788.9711 | 0 | 0 | 0 | 795488.834 | 1002596.2682 | 2608549.829 | 1780388.8586 | 7962294.6176 | 961560.8286 | 25111985.0635 | 25111985.0635 | 18927833.0506 | 9941662.686 | 0 | 34035840.5098 | 88017321.3099 | 749.8942 | 0.64727 | 52583.6363 | 135982.2686 | 1071.9885 | 2772.1825
1 | 5600 | 707 | 0.03 | 15 | 15 | 7 | 1e-12 | 5spot_SharedNeighbor | CO2 | Porous | Wet | R245fa | MinimizeLCOE_Brownfield | IgnoreSilica | 15.5339 | 2.2203 | 0.22991 | 4 | 38931.3316 | 97630.5791 | 793.6679 | 1990.3314 | 111.8267 | 17.069 | 61.9629 | 1385588.6365 | 0 | 814983.9566 | 0 | 0 | 0 | 940533.7414 | 1225031.4705 | 3187280.5977 | 2175384.5 | 9728802.9029 | 961560.8286 | 25111985.0635 | 25111985.0635 | 18927833.0506 | 9941662.686 | 0 | 35802348.7951 | 89783829.5952 | 1000 | 0.91963 | 38931.3316 | 97630.5791 | 793.6679 | 1990.3314
1 | 5600 | 707 | 0.03 | 15 | 15 | 7 | 1.3335e-12 | 5spot_SharedNeighbor | CO2 | Porous | Wet | R245fa | MinimizeLCOE_Brownfield | IgnoreSilica | 20.1749 | 3.0348 | 0.32066 | 4 | 29537.584 | 71624.0306 | 602.1636 | 1460.1527 | 113.7896 | 17.156 | 60.2151 | 1694208.3334 | 0 | 1006888.7984 | 0 | 0 | 0 | 1112715.5521 | 1487386.9467 | 3869875.7304 | 2641269.704 | 11812345.0651 | 961560.8286 | 25111985.0635 | 25111985.0635 | 18927833.0506 | 9941662.686 | 0 | 37885890.9573 | 91867371.7574 | 1333.5214 | 1.2826 | 29537.584 | 71624.0306 | 602.1636 | 1460.1527
1 | 5600 | 707 | 0.03 | 15 | 15 | 7 | 1.7783e-12 | 5spot_SharedNeighbor | CO2 | Porous | Wet | R245fa | MinimizeLCOE_Brownfield | IgnoreSilica | 25.8823 | 4.0479 | 0.43851 | 4 | 22935.6325 | 53710.9884 | 467.5739 | 1094.9711 | 115.2568 | 17.2053 | 69.3302 | 2045246.0946 | 0 | 1228950.9217 | 0 | 0 | 0 | 1296522.1449 | 1782580.4728 | 4637908.7328 | 3165468.0096 | 14156676.3764 | 961560.8286 | 25111985.0635 | 25111985.0635 | 18927833.0506 | 9941662.686 | 0 | 40230222.2686 | 94211703.0687 | 1778.2794 | 1.754 | 22935.6325 | 53710.9884 | 467.5739 | 1094.9711
1 | 5600 | 707 | 0.03 | 15 | 15 | 7 | 2.3714e-12 | 5spot_SharedNeighbor | CO2 | Porous | Wet | R245fa | MinimizeLCOE_Brownfield | IgnoreSilica | 32.9392 | 5.3099 | 0.58981 | 4 | 18186.5124 | 41067.4623 | 370.7567 | 837.2158 | 116.3483 | 17.2188 | 74.0595 | 2447586.8824 | 0 | 1490399.3767 | 0 | 0 | 0 | 1496720.5945 | 2119535.6729 | 5514597.0443 | 3763825.7964 | 16832665.3672 | 961560.8286 | 25111985.0635 | 25111985.0635 | 18927833.0506 | 9941662.686 | 0 | 42906211.2594 | 96887692.0595 | 2371.3737 | 2.3592 | 18186.5124 | 41067.4623 | 370.7567 | 837.2158
1 | 5600 | 707 | 0.03 | 15 | 15 | 7 | 3.1623e-12 | 5spot_SharedNeighbor | CO2 | Porous | Wet | R245fa | MinimizeLCOE_Brownfield | IgnoreSilica | 41.4971 | 6.8511 | 0.78029 | 4 | 14706.5093 | 32001.9079 | 299.8121 | 652.4022 | 117.1173 | 17.1928 | 80.9554 | 2900474.7876 | 0 | 1792859.7008 | 0 | 0 | 0 | 1708346.9405 | 2496655.7573 | 6495786.1459 | 4433507.5196 | 19827630.8517 | 961560.8286 | 25111985.0635 | 25111985.0635 | 18927833.0506 | 9941662.686 | 0 | 45901176.7438 | 99882657.544 | 3162.2777 | 3.1211 | 14706.5093 | 32001.9079 | 299.8121 | 652.4022
1 | 5600 | 707 | 0.03 | 15 | 15 | 7 | 4.217e-12 | 5spot_SharedNeighbor | CO2 | Porous | Wet | R245fa | MinimizeLCOE_Brownfield | IgnoreSilica | 51.5554 | 8.6767 | 1.0134 | 4 | 12123.2806 | 25440.1773 | 247.1495 | 518.6324 | 117.5953 | 17.1208 | 80.9629 | 3395126.3981 | 0 | 2132808.0765 | 0 | 0 | 0 | 1920433.0597 | 2904863.3384 | 7557858.5371 | 5158393.75 | 23069483.1597 | 961560.8286 | 25111985.0635 | 25111985.0635 | 18927833.0506 | 9941662.686 | 0 | 49143029.0519 | 103124509.852 | 4216.965 | 4.0536 | 12123.2806 | 25440.1773 | 247.1495 | 518.6324
1 | 5600 | 707 | 0.03 | 15 | 15 | 7 | 5.6234e-12 | 5spot_SharedNeighbor | CO2 | Porous | Wet | R245fa | MinimizeLCOE_Brownfield | IgnoreSilica | 62.9003 | 10.7533 | 1.2877 | 4 | 10192.9324 | 20673.0667 | 207.7967 | 421.4484 | 117.8037 | 16.9983 | 66.5293 | 3914186.504 | 0 | 2500658.9485 | 0 | 0 | 0 | 2118070.242 | 3327837.1209 | 8658349.5552 | 5909501.4827 | 26428603.8533 | 961560.8286 | 25111985.0635 | 25111985.0635 | 18927833.0506 | 9941662.686 | 0 | 52502149.7455 | 106483630.5456 | 5623.4133 | 5.1508 | 10192.9324 | 20673.0667 | 207.7967 | 421.4484
1 | 5600 | 707 | 0.03 | 15 | 15 | 7 | 7.4989e-12 | 5spot_SharedNeighbor | CO2 | Porous | Wet | R245fa | MinimizeLCOE_Brownfield | IgnoreSilica | 74.9413 | 12.9793 | 1.5935 | 4 | 8747.4992 | 17216.524 | 178.3296 | 350.9821 | 117.7596 | 16.8251 | 80.9822 | 4427222.3417 | 0 | 2876797.3784 | 0 | 0 | 0 | 2279608.5979 | 3737615.044 | 9724507.6543 | 6637176.2927 | 29682927.309 | 961560.8286 | 25111985.0635 | 25111985.0635 | 18927833.0506 | 9941662.686 | 0 | 55756473.2012 | 109737954.0013 | 7498.9421 | 6.374 | 8747.4992 | 17216.524 | 178.3296 | 350.9821
1 | 5600 | 707 | 0.03 | 15 | 15 | 7 | 1e-11 | 5spot_SharedNeighbor | CO2 | Porous | Wet | R245fa | MinimizeLCOE_Brownfield | IgnoreSilica | 86.9876 | 15.2286 | 1.9146 | 4 | 7666.9864 | 14715.7328 | 156.3019 | 300.0001 | 117.5009 | 16.6097 | 85.6261 | 4905970.4471 | 0 | 3241142.4866 | 0 | 0 | 0 | 2392097.4618 | 4110292.0543 | 10694136.7884 | 7298968.1006 | 32642607.3389 | 961560.8286 | 25111985.0635 | 25111985.0635 | 18927833.0506 | 9941662.686 | 0 | 58716153.231 | 112697634.0312 | 10000 | 7.6583 | 7666.9864 | 14715.7328 | 156.3019 | 300.0001
1 | 5600 | 707 | 0.03 | 15 | 15 | 7 | 1.3335e-11 | 5spot_SharedNeighbor | CO2 | Porous | Wet | R245fa | MinimizeLCOE_Brownfield | IgnoreSilica | 98.3176 | 17.3654 | 2.2312 | 4 | 6861.4852 | 12910.0928 | 139.8807 | 263.1897 | 117.0889 | 16.3699 | 80.7195 | 5327169.2298 | 0 | 3574682.4981 | 0 | 0 | 0 | 2450965.2105 | 4427598.606 | 11519703.3475 | 7862434.2409 | 35162553.1329 | 961560.8286 | 25111985.0635 | 25111985.0635 | 18927833.0506 | 9941662.686 | 0 | 61236099.0251 | 115217579.8252 | 13335.2143 | 8.9246 | 6861.4852 | 12910.0928 | 139.8807 | 263.1897
1 | 5600 | 707 | 0.03 | 15 | 15 | 7 | 1.7783e-11 | 5spot_SharedNeighbor | CO2 | Porous | Wet | R245fa | MinimizeLCOE_Brownfield | IgnoreSilica | 108.3977 | 19.2847 | 2.5255 | 4 | 6262.3168 | 11606.0434 | 127.6658 | 236.6049 | 116.5968 | 16.1268 | 103.8579 | 5679299.7441 | 0 | 3864990.8737 | 0 | 0 | 0 | 2462277.897 | 4682561.7208 | 12183065.072 | 8315192.2486 | 37187387.5563 | 961560.8286 | 25111985.0635 | 25111985.0635 | 18927833.0506 | 9941662.686 | 0 | 63260933.4485 | 117242414.2486 | 17782.7941 | 10.1018 | 6262.3168 | 11606.0434 | 127.6658 | 236.6049
1 | 5600 | 707 | 0.03 | 15 | 15 | 7 | 2.3714e-11 | 5spot_SharedNeighbor | CO2 | Porous | Wet | R245fa | MinimizeLCOE_Brownfield | IgnoreSilica | 116.9823 | 20.9334 | 2.7858 | 4 | 5817.068 | 10661.4263 | 118.5888 | 217.3476 | 116.089 | 15.8979 | 99.166 | 5962819.3668 | 0 | 4107981.0396 | 0 | 0 | 0 | 2439314.6956 | 4878944.8898 | 12694013.794 | 8663925.2503 | 38746999.0361 | 961560.8286 | 25111985.0635 | 25111985.0635 | 18927833.0506 | 9941662.686 | 0 | 64820544.9282 | 118802025.7284 | 23713.7371 | 11.1432 | 5817.068 | 10661.4263 | 118.5888 | 217.3476
1 | 5600 | 707 | 0.03 | 15 | 15 | 7 | 3.1623e-11 | 5spot_SharedNeighbor | CO2 | Porous | Wet | R245fa | MinimizeLCOE_Brownfield | IgnoreSilica | 124.0197 | 22.2956 | 3.0066 | 4 | 5486.1465 | 9974.705 | 111.8425 | 203.3479 | 115.6133 | 15.6953 | 101.2854 | 6184124.4421 | 0 | 4304522.5043 | 0 | 0 | 0 | 2395473.8579 | 5024807.1137 | 13073517.3801 | 8922944.2459 | 39905389.544 | 961560.8286 | 25111985.0635 | 25111985.0635 | 18927833.0506 | 9941662.686 | 0 | 65978935.4361 | 119960416.2363 | 31622.7766 | 12.0265 | 5486.1465 | 9974.705 | 111.8425 | 203.3479
1 | 5600 | 707 | 0.03 | 15 | 15 | 7 | 4.217e-11 | 5spot_SharedNeighbor | CO2 | Porous | Wet | R245fa | MinimizeLCOE_Brownfield | IgnoreSilica | 129.6741 | 23.3969 | 3.1885 | 4 | 5239.9707 | 9472.4856 | 106.8239 | 193.1094 | 115.1928 | 15.5229 | 95.2766 | 6354689.3329 | 0 | 4460821.5263 | 0 | 0 | 0 | 2343573.7807 | 5132043.0096 | 13352523.1841 | 9113371.4401 | 40757022.2736 | 961560.8286 | 25111985.0635 | 25111985.0635 | 18927833.0506 | 9941662.686 | 0 | 66830568.1658 | 120812048.9659 | 42169.6503 | 12.754 | 5239.9707 | 9472.4856 | 106.8239 | 193.1094
1 | 5600 | 707 | 0.03 | 15 | 15 | 7 | 5.6234e-11 | 5spot_SharedNeighbor | CO2 | Porous | Wet | R245fa | MinimizeLCOE_Brownfield | IgnoreSilica | 134.1124 | 24.2661 | 3.3345 | 4 | 5056.6067 | 9103.7806 | 103.0858 | 185.5929 | 114.8387 | 15.3814 | 100.3937 | 6484033.7113 | 0 | 4582551.4219 | 0 | 0 | 0 | 2290996.5898 | 5209456.872 | 13553938.1743 | 9250841.3096 | 41371818.0788 | 961560.8286 | 25111985.0635 | 25111985.0635 | 18927833.0506 | 9941662.686 | 0 | 67445363.971 | 121426844.7711 | 56234.1325 | 13.3381 | 5056.6067 | 9103.7806 | 103.0858 | 185.5929
1 | 5600 | 707 | 0.03 | 15 | 15 | 7 | 7.4989e-11 | 5spot_SharedNeighbor | CO2 | Porous | Wet | R245fa | MinimizeLCOE_Brownfield | IgnoreSilica | 137.5593 | 24.944 | 3.4498 | 4 | 4919.8497 | 8831.7946 | 100.2978 | 180.0481 | 114.5491 | 15.2679 | 110.6492 | 6581719.8825 | 0 | 4676534.8928 | 0 | 0 | 0 | 2242788.434 | 5265406.8516 | 13699508.5445 | 9350196.0783 | 41816154.6837 | 961560.8286 | 25111985.0635 | 25111985.0635 | 18927833.0506 | 9941662.686 | 0 | 67889700.5758 | 121871181.376 | 74989.4209 | 13.7991 | 4919.8497 | 8831.7946 | 100.2978 | 180.0481
1 | 5600 | 707 | 0.03 | 15 | 15 | 7 | 1e-10 | 5spot_SharedNeighbor | CO2 | Porous | Wet | R245fa | MinimizeLCOE_Brownfield | IgnoreSilica | 140.1882 | 25.4632 | 3.5393 | 4 | 4817.7327 | 8630.7312 | 98.216 | 175.9491 | 114.3196 | 15.1791 | 94.0994 | 6654588.9758 | 0 | 4747900.1829 | 0 | 0 | 0 | 2200589.4133 | 5305200.6431 | 13803043.827 | 9420861.0361 | 42132184.0782 | 961560.8286 | 25111985.0635 | 25111985.0635 | 18927833.0506 | 9941662.686 | 0 | 68205729.9703 | 122187210.7705 | 100000 | 14.1572 | 4817.7327 | 8630.7312 | 98.216 | 175.9491
1 | 5600 | 707 | 0.03 | 15 | 15 | 7 | 1.3335e-10 | 5spot_SharedNeighbor | CO2 | Porous | Wet | R245fa | MinimizeLCOE_Brownfield | IgnoreSilica | 142.2144 | 25.8641 | 3.6086 | 4 | 4741.4062 | 8481.2011 | 96.66 | 172.9008 | 114.1376 | 15.1094 | 117.8685 | 6709781.3932 | 0 | 4802719.5462 | 0 | 0 | 0 | 2165919.1318 | 5334583.8277 | 13879492.8462 | 9473039.0626 | 42365535.8077 | 961560.8286 | 25111985.0635 | 25111985.0635 | 18927833.0506 | 9941662.686 | 0 | 68439081.6998 | 122420562.4999 | 133352.1432 | 14.4343 | 4741.4062 | 8481.2011 | 96.66 | 172.9008
1 | 5600 | 707 | 0.03 | 15 | 15 | 7 | 1.7783e-10 | 5spot_SharedNeighbor | CO2 | Porous | Wet | R245fa | MinimizeLCOE_Brownfield | IgnoreSilica | 143.7419 | 26.1671 | 3.6615 | 4 | 4684.3117 | 8370.0748 | 95.496 | 170.6353 | 113.9974 | 15.0561 | 111.6049 | 6750827.6463 | 0 | 4843943.3742 | 0 | 0 | 0 | 2137594.9667 | 5355622.735 | 13934231.7672 | 9510399.501 | 42532619.9904 | 961560.8286 | 25111985.0635 | 25111985.0635 | 18927833.0506 | 9941662.686 | 0 | 68606165.8826 | 122587646.6827 | 177827.941 | 14.6459 | 4684.3117 | 8370.0748 | 95.496 | 170.6353
1 | 5600 | 707 | 0.03 | 15 | 15 | 7 | 2.3714e-10 | 5spot_SharedNeighbor | CO2 | Porous | Wet | R245fa | MinimizeLCOE_Brownfield | IgnoreSilica | 144.9017 | 26.3976 | 3.7018 | 4 | 4641.577 | 8287.1827 | 94.6248 | 168.9454 | 113.8892 | 15.0153 | 108.0811 | 6781671.2651 | 0 | 4875186.2156 | 0 | 0 | 0 | 2115199.325 | 5371102.1542 | 13974506.0408 | 9537887.5202 | 42655552.521 | 961560.8286 | 25111985.0635 | 25111985.0635 | 18927833.0506 | 9941662.686 | 0 | 68729098.4131 | 122710579.2133 | 237137.3706 | 14.8073 | 4641.577 | 8287.1827 | 94.6248 | 168.9454
1 | 5600 | 707 | 0.03 | 15 | 15 | 7 | 3.1623e-10 | 5spot_SharedNeighbor | CO2 | Porous | Wet | R245fa | MinimizeLCOE_Brownfield | IgnoreSilica | 145.7862 | 26.5733 | 3.7325 | 4 | 4609.5755 | 8225.1934 | 93.9724 | 167.6817 | 113.8058 | 14.9838 | 99.3354 | 6805003.9233 | 0 | 4898976.8138 | 0 | 0 | 0 | 2097861.9834 | 5382718.661 | 14004729.8084 | 9558515.8626 | 42747807.0524 | 961560.8286 | 25111985.0635 | 25111985.0635 | 18927833.0506 | 9941662.686 | 0 | 68821352.9445 | 122802833.7446 | 316227.766 | 14.9301 | 4609.5755 | 8225.1934 | 93.9724 | 167.6817
1 | 5600 | 707 | 0.03 | 15 | 15 | 7 | 4.217e-10 | 5spot_SharedNeighbor | CO2 | Porous | Wet | R245fa | MinimizeLCOE_Brownfield | IgnoreSilica | 146.4487 | 26.7051 | 3.7557 | 4 | 4585.6031 | 8178.9134 | 93.4837 | 166.7382 | 113.7427 | 14.9602 | 106.0591 | 6822374.8604 | 0 | 4916779.1604 | 0 | 0 | 0 | 2084358.8884 | 5391170.0346 | 14026718.5489 | 9573523.6299 | 42814925.1225 | 961560.8286 | 25111985.0635 | 25111985.0635 | 18927833.0506 | 9941662.686 | 0 | 68888471.0146 | 122869951.8148 | 421696.5034 | 15.0228 | 4585.6031 | 8178.9134 | 93.4837 | 166.7382
1 | 5600 | 707 | 0.03 | 15 | 15 | 7 | 5.6234e-10 | 5spot_SharedNeighbor | CO2 | Porous | Wet | R245fa | MinimizeLCOE_Brownfield | IgnoreSilica | 146.946 | 26.8042 | 3.7732 | 4 | 4567.6406 | 8144.3122 | 93.1175 | 166.0328 | 113.695 | 14.9423 | 113.3359 | 6835353.9394 | 0 | 4930131.8908 | 0 | 0 | 0 | 2073965.0665 | 5397385.8497 | 14042890.8249 | 9584561.5405 | 42864289.1119 | 961560.8286 | 25111985.0635 | 25111985.0635 | 18927833.0506 | 9941662.686 | 0 | 68937835.004 | 122919315.8042 | 562341.3252 | 15.0927 | 4567.6406 | 8144.3122 | 93.1175 | 166.0328
1 | 5600 | 707 | 0.03 | 15 | 15 | 7 | 7.4989e-10 | 5spot_SharedNeighbor | CO2 | Porous | Wet | R245fa | MinimizeLCOE_Brownfield | IgnoreSilica | 147.3159 | 26.878 | 3.7863 | 4 | 4554.1785 | 8118.4624 | 92.8431 | 165.5058 | 113.6593 | 14.929 | 119.8557 | 6844972.8049 | 0 | 4940056.8052 | 0 | 0 | 0 | 2065951.1578 | 5401882.4995 | 14054590.1852 | 9592546.5943 | 42900000.0469 | 961560.8286 | 25111985.0635 | 25111985.0635 | 18927833.0506 | 9941662.686 | 0 | 68973545.9391 | 122955026.7392 | 749894.2093 | 15.1451 | 4554.1785 | 8118.4624 | 92.8431 | 165.5058
1 | 5600 | 707 | 0.03 | 15 | 15 | 7 | 1e-09 | 5spot_SharedNeighbor | CO2 | Porous | Wet | R245fa | MinimizeLCOE_Brownfield | IgnoreSilica | 147.5935 | 26.9334 | 3.7961 | 4 | 4544.0878 | 8099.1085 | 92.6374 | 165.1113 | 113.6325 | 14.919 | 103.8171 | 6852174.7399 | 0 | 4947504.0769 | 0 | 0 | 0 | 2059858.1533 | 5405219.4183 | 14063272.1635 | 9598472.2229 | 42926500.7748 | 961560.8286 | 25111985.0635 | 25111985.0635 | 18927833.0506 | 9941662.686 | 0 | 69000046.6669 | 122981527.4671 | 1000000 | 15.1846 | 4544.0878 | 8099.1085 | 92.6374 | 165.1113
1 | 5600 | 707 | 0.03 | 15 | 15 | 7 | 1.3335e-09 | 5spot_SharedNeighbor | CO2 | Porous | Wet | R245fa | MinimizeLCOE_Brownfield | IgnoreSilica | 147.7982 | 26.9744 | 3.8035 | 4 | 4536.5234 | 8084.6553 | 92.4832 | 164.8166 | 113.6126 | 14.9116 | 101.8007 | 6857472.6984 | 0 | 4952991.8837 | 0 | 0 | 0 | 2055167.8885 | 5407596.6635 | 14069457.2679 | 9602693.6838 | 42945380.0859 | 961560.8286 | 25111985.0635 | 25111985.0635 | 18927833.0506 | 9941662.686 | 0 | 69018925.9781 | 123000406.7782 | 1333521.4322 | 15.2141 | 4536.5234 | 8084.6553 | 92.4832 | 164.8166
1 | 5600 | 707 | 0.03 | 15 | 15 | 7 | 1.7783e-09 | 5spot_SharedNeighbor | CO2 | Porous | Wet | R245fa | MinimizeLCOE_Brownfield | IgnoreSilica | 147.9614 | 27.0069 | 3.8092 | 4 | 4530.8523 | 8073.7156 | 92.3676 | 164.5936 | 113.5968 | 14.9057 | 109.8709 | 6861691.2858 | 0 | 4957365.9048 | 0 | 0 | 0 | 2051814.9533 | 5409640.1361 | 14074773.9644 | 9606322.4384 | 42961608.6829 | 961560.8286 | 25111985.0635 | 25111985.0635 | 18927833.0506 | 9941662.686 | 0 | 69035154.5751 | 123016635.3752 | 1778279.41 | 15.2367 | 4530.8523 | 8073.7156 | 92.3676 | 164.5936
1 | 5600 | 707 | 0.03 | 15 | 15 | 7 | 2.3714e-09 | 5spot_SharedNeighbor | CO2 | Porous | Wet | R245fa | MinimizeLCOE_Brownfield | IgnoreSilica | 148.0734 | 27.0294 | 3.8133 | 4 | 4526.6003 | 8065.637 | 92.2809 | 164.4289 | 113.5858 | 14.9016 | 110.4873 | 6864584.0279 | 0 | 4960369.2346 | 0 | 0 | 0 | 2049079.6715 | 5410872.8442 | 14077981.218 | 9608511.4549 | 42971398.451 | 961560.8286 | 25111985.0635 | 25111985.0635 | 18927833.0506 | 9941662.686 | 0 | 69044944.3432 | 123026425.1433 | 2371373.7057 | 15.2532 | 4526.6003 | 8065.637 | 92.2809 | 164.4289
1 | 5600 | 707 | 0.03 | 15 | 15 | 7 | 3.1623e-09 | 5spot_SharedNeighbor | CO2 | Porous | Wet | R245fa | MinimizeLCOE_Brownfield | IgnoreSilica | 148.166 | 27.0478 | 3.8165 | 4 | 4523.4123 | 8059.4835 | 92.2159 | 164.3035 | 113.5768 | 14.8982 | 106.8586 | 6866973.7799 | 0 | 4962850.9822 | 0 | 0 | 0 | 2047189.6325 | 5412035.6139 | 14081006.5062 | 9610576.2762 | 42980632.7908 | 961560.8286 | 25111985.0635 | 25111985.0635 | 18927833.0506 | 9941662.686 | 0 | 69054178.683 | 123035659.4831 | 3162277.6602 | 15.2659 | 4523.4123 | 8059.4835 | 92.2159 | 164.3035
1 | 5600 | 707 | 0.03 | 15 | 15 | 7 | 4.217e-09 | 5spot_SharedNeighbor | CO2 | Porous | Wet | R245fa | MinimizeLCOE_Brownfield | IgnoreSilica | 148.2392 | 27.0622 | 3.8189 | 4 | 4521.0218 | 8054.8283 | 92.1671 | 164.2086 | 113.5697 | 14.8956 | 103.4006 | 6868860.8235 | 0 | 4964811.3435 | 0 | 0 | 0 | 2045840.5893 | 5413009.9749 | 14083541.5938 | 9612306.5256 | 42988370.8505 | 961560.8286 | 25111985.0635 | 25111985.0635 | 18927833.0506 | 9941662.686 | 0 | 69061916.7427 | 123043397.5428 | 4216965.0343 | 15.2757 | 4521.0218 | 8054.8283 | 92.1671 | 164.2086
1 | 5600 | 707 | 0.03 | 15 | 15 | 7 | 5.6234e-09 | 5spot_SharedNeighbor | CO2 | Porous | Wet | R245fa | MinimizeLCOE_Brownfield | IgnoreSilica | 148.2929 | 27.0729 | 3.8208 | 4 | 4519.2294 | 8051.3519 | 92.1306 | 164.1377 | 113.5645 | 14.8936 | 97.0024 | 6870245.4096 | 0 | 4966250.4729 | 0 | 0 | 0 | 2044803.1426 | 5413706.6198 | 14085354.1208 | 9613543.6126 | 42993903.3784 | 961560.8286 | 25111985.0635 | 25111985.0635 | 18927833.0506 | 9941662.686 | 0 | 69067449.2705 | 123048930.0707 | 5623413.2519 | 15.283 | 4519.2294 | 8051.3519 | 92.1306 | 164.1377
1 | 5600 | 707 | 0.03 | 15 | 15 | 7 | 7.4989e-09 | 5spot_SharedNeighbor | CO2 | Porous | Wet | R245fa | MinimizeLCOE_Brownfield | IgnoreSilica | 148.3272 | 27.0798 | 3.822 | 4 | 4517.8853 | 8048.8145 | 92.1032 | 164.086 | 113.5611 | 14.8924 | 101.3361 | 6871127.7089 | 0 | 4967168.4837 | 0 | 0 | 0 | 2043904.502 | 5414058.2709 | 14086269.0448 | 9614168.0669 | 42996696.0772 | 961560.8286 | 25111985.0635 | 25111985.0635 | 18927833.0506 | 9941662.686 | 0 | 69070241.9693 | 123051722.7695 | 7498942.0933 | 15.2882 | 4517.8853 | 8048.8145 | 92.1032 | 164.086
1 | 5600 | 707 | 0.03 | 15 | 15 | 7 | 1e-08 | 5spot_SharedNeighbor | CO2 | Porous | Wet | R245fa | MinimizeLCOE_Brownfield | IgnoreSilica | 148.3512 | 27.0847 | 3.823 | 4 | 4516.8774 | 8046.9306 | 92.0827 | 164.0476 | 113.5587 | 14.8915 | 105.5082 | 6871747.3474 | 0 | 4967813.547 | 0 | 0 | 0 | 2043197.7625 | 5414275.8762 | 14086835.2092 | 9614554.4858 | 42998424.2283 | 961560.8286 | 25111985.0635 | 25111985.0635 | 18927833.0506 | 9941662.686 | 0 | 69071970.1204 | 123053450.9206 | 10000000 | 15.292 | 4516.8774 | 8046.9306 | 92.0827 | 164.0476
1 | 5700 | 707 | 0.03 | 15 | 15 | 7 | 1e-13 | 5spot_SharedNeighbor | CO2 | Porous | Wet | R245fa | MinimizeLCOE_Brownfield | IgnoreSilica | 0 | 0 | 0 | 0 | [6 empty] | 22.4007 | [19 empty] | 100 | 0
1 | 5700 | 707 | 0.03 | 15 | 15 | 7 | 1.3335e-13 | 5spot_SharedNeighbor | CO2 | Porous | Wet | R245fa | MinimizeLCOE_Brownfield | IgnoreSilica | 1.6 | 0.0021817 | 0.0040324 | 4 | 1736481.3662 | 5159552.312 | 35400.5214 | 105184.4527 | 69.1549 | 14.3278 | 26.4237 | 182744.1431 | 0 | 70853.4071 | 0 | 0 | 0 | 177003.1823 | 167934.2857 | 436930.5632 | 298214.0874 | 1333679.6688 | 961560.8286 | 25713707.5648 | 25713707.5648 | 19344069.7794 | 10155378.5254 | 0 | 28008948.0622 | 83222103.9318 | 133.3521 | 0.01613 | 1736481.3662 | 5159552.312 | 35400.5214 | 105184.4527
1 | 5700 | 707 | 0.03 | 15 | 15 | 7 | 1.7783e-13 | 5spot_SharedNeighbor | CO2 | Porous | Wet | R245fa | MinimizeLCOE_Brownfield | IgnoreSilica | 2.8667 | 0.12769 | 0.013405 | 4 | 542682.5131 | 1572428.4698 | 11063.3171 | 32056.0812 | 85.1332 | 15.6629 | 47.5285 | 329279.9942 | 0 | 153608.04 | 0 | 0 | 0 | 299226.6703 | 305024.7348 | 793611.7907 | 541656.3542 | 2422407.5843 | 961560.8286 | 25713707.5648 | 25713707.5648 | 19344069.7794 | 10155378.5254 | 0 | 29097675.9777 | 84310831.8473 | 177.8279 | 0.053618 | 542682.5131 | 1572428.4698 | 11063.3171 | 32056.0812
1 | 5700 | 707 | 0.03 | 15 | 15 | 7 | 2.3714e-13 | 5spot_SharedNeighbor | CO2 | Porous | Wet | R245fa | MinimizeLCOE_Brownfield | IgnoreSilica | 3.9682 | 0.27915 | 0.027484 | 4 | 272266.6963 | 774494.2133 | 5550.5249 | 15789.1121 | 92.9628 | 16.2298 | 52.8325 | 447991.7034 | 0 | 222232.4685 | 0 | 0 | 0 | 381284.9301 | 410088.5498 | 1066966.2858 | 728226.414 | 3256790.3515 | 961560.8286 | 25713707.5648 | 25713707.5648 | 19344069.7794 | 10155378.5254 | 0 | 29932058.745 | 85145214.6146 | 237.1374 | 0.10994 | 272266.6963 | 774494.2133 | 5550.5249 | 15789.1121
1 | 5700 | 707 | 0.03 | 15 | 15 | 7 | 3.1623e-13 | 5spot_SharedNeighbor | CO2 | Porous | Wet | R245fa | MinimizeLCOE_Brownfield | IgnoreSilica | 5.3734 | 0.49384 | 0.048225 | 4 | 160257.4375 | 446486.1486 | 3267.0646 | 9102.2241 | 99.2832 | 16.6479 | 58.116 | 588775.4349 | 0 | 305345.7711 | 0 | 0 | 0 | 474248.6076 | 533664.2273 | 1388484.8499 | 947669.4406 | 4238188.3314 | 961560.8286 | 25713707.5648 | 25713707.5648 | 19344069.7794 | 10155378.5254 | 0 | 30913456.7248 | 86126612.5944 | 316.2278 | 0.1929 | 160257.4375 | 446486.1486 | 3267.0646 | 9102.2241
1 | 5700 | 707 | 0.03 | 15 | 15 | 7 | 4.217e-13 | 5spot_SharedNeighbor | CO2 | Porous | Wet | R245fa | MinimizeLCOE_Brownfield | IgnoreSilica | 7.1392 | 0.78228 | 0.077443 | 4 | 103443.1769 | 281681.9816 | 2108.8291 | 5742.4682 | 104.2893 | 16.9551 | 62.7926 | 752398.487 | 0 | 404155.4811 | 0 | 0 | 0 | 576721.9067 | 675977.5912 | 1758755.0301 | 1200386.4469 | 5368394.943 | 961560.8286 | 25713707.5648 | 25713707.5648 | 19344069.7794 | 10155378.5254 | 0 | 32043663.3364 | 87256819.206 | 421.6965 | 0.30977 | 103443.1769 | 281681.9816 | 2108.8291 | 5742.4682
1 | 5700 | 707 | 0.03 | 15 | 15 | 7 | 5.6234e-13 | 5spot_SharedNeighbor | CO2 | Porous | Wet | R245fa | MinimizeLCOE_Brownfield | IgnoreSilica | 9.4024 | 1.1664 | 0.11759 | 4 | 70961.7242 | 188347.1241 | 1446.6507 | 3839.7109 | 108.3166 | 17.1864 | 70.0358 | 946031.9325 | 0 | 523885.4888 | 0 | 0 | 0 | 693981.1346 | 843920.4368 | 2195707.8647 | 1498615.735 | 6702142.5925 | 961560.8286 | 25713707.5648 | 25713707.5648 | 19344069.7794 | 10155378.5254 | 0 | 33377410.9859 | 88590566.8555 | 562.3413 | 0.47036 | 70961.7242 | 188347.1241 | 1446.6507 | 3839.7109
1 | 5700 | 707 | 0.03 | 15 | 15 | 7 | 7.4989e-13 | 5spot_SharedNeighbor | CO2 | Porous | Wet | R245fa | MinimizeLCOE_Brownfield | IgnoreSilica | 12.2944 | 1.6693 | 0.17179 | 4 | 50855.6325 | 131203.2158 | 1036.7609 | 2674.755 | 111.5227 | 17.3589 | 58.1764 | 1174370.4867 | 0 | 668547.6409 | 0 | 0 | 0 | 827720.1993 | 1041548.9475 | 2709896.7104 | 1849560.1876 | 8271644.1724 | 961560.8286 | 25713707.5648 | 25713707.5648 | 19344069.7794 | 10155378.5254 | 0 | 34946912.5659 | 90160068.4355 | 749.8942 | 0.68718 | 50855.6325 | 131203.2158 | 1036.7609 | 2674.755
1 | 5700 | 707 | 0.03 | 15 | 15 | 7 | 1e-12 | 5spot_SharedNeighbor | CO2 | Porous | Wet | R245fa | MinimizeLCOE_Brownfield | IgnoreSilica | 16.0675 | 2.3339 | 0.24462 | 4 | 37629.9124 | 94058.0117 | 767.1367 | 1917.4998 | 114.0992 | 17.4867 | 61.9346 | 1449191.4908 | 0 | 839249.8626 | 0 | 0 | 0 | 986860.6492 | 1277367.781 | 3323448.942 | 2268322.1929 | 10144440.9184 | 961560.8286 | 25713707.5648 | 25713707.5648 | 19344069.7794 | 10155378.5254 | 0 | 36819709.3119 | 92032865.1815 | 1000 | 0.97847 | 37629.9124 | 94058.0117 | 767.1367 | 1917.4998
1 | 5700 | 707 | 0.03 | 15 | 15 | 7 | 1.3335e-12 | 5spot_SharedNeighbor | CO2 | Porous | Wet | R245fa | MinimizeLCOE_Brownfield | IgnoreSilica | 20.7324 | 3.1679 | 0.34053 | 4 | 28565.2714 | 69099.8277 | 582.3417 | 1408.6935 | 116.0512 | 17.5712 | 64.4729 | 1763063.3406 | 0 | 1029087.4878 | 0 | 0 | 0 | 1157870.6744 | 1540508.3861 | 4008086.8189 | 2735601.6119 | 12234218.3198 | 961560.8286 | 25713707.5648 | 25713707.5648 | 19344069.7794 | 10155378.5254 | 0 | 38909486.7133 | 94122642.5828 | 1333.5214 | 1.3621 | 28565.2714 | 69099.8277 | 582.3417 | 1408.6935
1 | 5700 | 707 | 0.03 | 15 | 15 | 7 | 1.7783e-12 | 5spot_SharedNeighbor | CO2 | Porous | Wet | R245fa | MinimizeLCOE_Brownfield | IgnoreSilica | 26.5861 | 4.2232 | 0.46543 | 4 | 22200.3551 | 51857.3061 | 452.5843 | 1057.1813 | 117.5486 | 17.6193 | 64.4787 | 2127701.1487 | 0 | 1255614.8786 | 0 | 0 | 0 | 1348533.9416 | 1845421.4879 | 4801408.1634 | 3277059.7306 | 14655739.3507 | 961560.8286 | 25713707.5648 | 25713707.5648 | 19344069.7794 | 10155378.5254 | 0 | 41331007.7441 | 96544163.6137 | 1778.2794 | 1.8617 | 22200.3551 | 51857.3061 | 452.5843 | 1057.1813
1 | 5700 | 707 | 0.03 | 15 | 15 | 7 | 2.3714e-12 | 5spot_SharedNeighbor | CO2 | Porous | Wet | R245fa | MinimizeLCOE_Brownfield | IgnoreSilica | 33.8166 | 5.5365 | 0.62561 | 4 | 17619.5327 | 39683.293 | 359.198 | 808.9976 | 118.6613 | 17.6303 | 76.7933 | 2545233.2636 | 0 | 1522074.3389 | 0 | 0 | 0 | 1555896.9442 | 2193049.7732 | 5705865.6536 | 3894370.5524 | 17416490.526 | 961560.8286 | 25713707.5648 | 25713707.5648 | 19344069.7794 | 10155378.5254 | 0 | 44091758.9195 | 99304914.7891 | 2371.3737 | 2.5024 | 17619.5327 | 39683.293 | 359.198 | 808.9976
1 | 5700 | 707 | 0.03 | 15 | 15 | 7 | 3.1623e-12 | 5spot_SharedNeighbor | CO2 | Porous | Wet | R245fa | MinimizeLCOE_Brownfield | IgnoreSilica | 42.5519 | 7.135 | 0.82682 | 4 | 14261.7784 | 30956.2507 | 290.7456 | 631.085 | 119.4415 | 17.6001 | 66.6082 | 3013513.9094 | 0 | 1829226.6634 | 0 | 0 | 0 | 1773542.9075 | 2580350.5573 | 6713542.8475 | 4582130.9429 | 20492307.828 | 961560.8286 | 25713707.5648 | 25713707.5648 | 19344069.7794 | 10155378.5254 | 0 | 47167576.2214 | 102380732.091 | 3162.2777 | 3.3073 | 14261.7784 | 30956.2507 | 290.7456 | 631.085
1 | 5700 | 707 | 0.03 | 15 | 15 | 7 | 4.217e-12 | 5spot_SharedNeighbor | CO2 | Porous | Wet | R245fa | MinimizeLCOE_Brownfield | IgnoreSilica | 52.8077 | 9.0265 | 1.0726 | 4 | 11769.0613 | 24638.1828 | 239.9282 | 502.2827 | 119.9239 | 17.5217 | 69.9493 | 3524474.2091 | 0 | 2174152.5912 | 0 | 0 | 0 | 1991487.3393 | 2999144.5144 | 7803158.8174 | 5325816.2318 | 23818233.7031 | 961560.8286 | 25713707.5648 | 25713707.5648 | 19344069.7794 | 10155378.5254 | 0 | 50493502.0966 | 105706657.9662 | 4216.965 | 4.2904 | 11769.0613 | 24638.1828 | 239.9282 | 502.2827
1 | 5700 | 707 | 0.03 | 15 | 15 | 7 | 5.6234e-12 | 5spot_SharedNeighbor | CO2 | Porous | Wet | R245fa | MinimizeLCOE_Brownfield | IgnoreSilica | 64.3204 | 11.1685 | 1.3607 | 4 | 9906.8579 | 20051.2714 | 201.9647 | 408.7723 | 120.1287 | 17.391 | 73.3789 | 4058109.0239 | 0 | 2545722.7203 | 0 | 0 | 0 | 2192651.7069 | 3430628.5459 | 8925791.7577 | 6092036.2813 | 27244940.0359 | 961560.8286 | 25713707.5648 | 25713707.5648 | 19344069.7794 | 10155378.5254 | 0 | 53920208.4294 | 109133364.299 | 5623.4133 | 5.4427 | 9906.8579 | 20051.2714 | 201.9647 | 408.7723
1 | 5700 | 707 | 0.03 | 15 | 15 | 7 | 7.4989e-12 | 5spot_SharedNeighbor | CO2 | Porous | Wet | R245fa | MinimizeLCOE_Brownfield | IgnoreSilica | 76.5077 | 13.4586 | 1.6807 | 4 | 8513.1226 | 16726.1624 | 173.5515 | 340.9854 | 120.0749 | 17.2077 | 79.594 | 4584156.5146 | 0 | 2924801.309 | 0 | 0 | 0 | 2356307.9778 | 3847453.6626 | 10010285.2087 | 6832225.3457 | 30555230.0184 | 961560.8286 | 25713707.5648 | 25713707.5648 | 19344069.7794 | 10155378.5254 | 0 | 57230498.4119 | 112443654.2815 | 7498.9421 | 6.7226 | 8513.1226 | 16726.1624 | 173.5515 | 340.9854
1 | 5700 | 707 | 0.03 | 15 | 15 | 7 | 1e-11 | 5spot_SharedNeighbor | CO2 | Porous | Wet | R245fa | MinimizeLCOE_Brownfield | IgnoreSilica | 88.6271 | 15.7595 | 2.0149 | 4 | 7471.7682 | 14322.4376 | 152.3221 | 291.9823 | 119.8035 | 16.9822 | 79.443 | 5072107.8756 | 0 | 3289922.6008 | 0 | 0 | 0 | 2468096.3465 | 4223749.4609 | 10989329.6872 | 7500443.3197 | 33543649.2908 | 961560.8286 | 25713707.5648 | 25713707.5648 | 19344069.7794 | 10155378.5254 | 0 | 60218917.6843 | 115432073.5539 | 10000 | 8.0595 | 7471.7682 | 14322.4376 | 152.3221 | 291.9823
1 | 5700 | 707 | 0.03 | 15 | 15 | 7 | 1.3335e-11 | 5spot_SharedNeighbor | CO2 | Porous | Wet | R245fa | MinimizeLCOE_Brownfield | IgnoreSilica | 99.9714 | 17.9352 | 2.3428 | 4 | 6695.791 | 12587.488 | 136.5028 | 256.613 | 119.3795 | 16.7331 | 86.0511 | 5499425.2858 | 0 | 3622703.3817 | 0 | 0 | 0 | 2524749.016 | 4542282.2966 | 11818086.7855 | 8066087.0685 | 36073333.8343 | 961560.8286 | 25713707.5648 | 25713707.5648 | 19344069.7794 | 10155378.5254 | 0 | 62748602.2277 | 117961758.0973 | 13335.2143 | 9.3714 | 6695.791 | 12587.488 | 136.5028 | 256.613
1 | 5700 | 707 | 0.03 | 15 | 15 | 7 | 1.7783e-11 | 5spot_SharedNeighbor | CO2 | Porous | Wet | R245fa | MinimizeLCOE_Brownfield | IgnoreSilica | 110.0297 | 19.883 | 2.6465 | 4 | 6118.7648 | 11334.4516 | 124.7393 | 231.0681 | 118.8776 | 16.482 | 94.095 | 5855562.569 | 0 | 3911472.267 | 0 | 0 | 0 | 2533492.242 | 4797205.5604 | 12481344.826 | 8518774.3097 | 38097851.7741 | 961560.8286 | 25713707.5648 | 25713707.5648 | 19344069.7794 | 10155378.5254 | 0 | 64773120.1676 | 119986276.0372 | 17782.7941 | 10.586 | 6118.7648 | 11334.4516 | 124.7393 | 231.0681
1 | 5700 | 707 | 0.03 | 15 | 15 | 7 | 2.3714e-11 | 5spot_SharedNeighbor | CO2 | Porous | Wet | R245fa | MinimizeLCOE_Brownfield | IgnoreSilica | 118.5681 | 21.5509 | 2.9141 | 4 | 5690.0539 | 10426.7228 | 115.9994 | 212.5628 | 118.363 | 16.2469 | 99.438 | 6141493.2268 | 0 | 4152471.9369 | 0 | 0 | 0 | 2508039.5367 | 4992781.8332 | 12990194.1695 | 8866074.4425 | 39651055.1457 | 961560.8286 | 25713707.5648 | 25713707.5648 | 19344069.7794 | 10155378.5254 | 0 | 66326323.5391 | 121539479.4087 | 23713.7371 | 11.6565 | 5690.0539 | 10426.7228 | 115.9994 | 212.5628
1 | 5700 | 707 | 0.03 | 15 | 15 | 7 | 3.1623e-11 | 5spot_SharedNeighbor | CO2 | Porous | Wet | R245fa | MinimizeLCOE_Brownfield | IgnoreSilica | 125.5667 | 22.9286 | 3.1407 | 4 | 5371.4569 | 9766.4202 | 109.5044 | 199.1017 | 117.8822 | 16.0391 | 96.9312 | 6364732.557 | 0 | 4347422.6518 | 0 | 0 | 0 | 2462550.8329 | 5138135.3563 | 13368374.2205 | 9124190.0981 | 40805405.7166 | 961560.8286 | 25713707.5648 | 25713707.5648 | 19344069.7794 | 10155378.5254 | 0 | 67480674.1101 | 122693829.9797 | 31622.7766 | 12.5628 | 5371.4569 | 9766.4202 | 109.5044 | 199.1017
1 | 5700 | 707 | 0.03 | 15 | 15 | 7 | 4.217e-11 | 5spot_SharedNeighbor | CO2 | Porous | Wet | R245fa | MinimizeLCOE_Brownfield | IgnoreSilica | 131.148 | 24.0347 | 3.3265 | 4 | 5134.4599 | 9283.932 | 104.6729 | 189.2655 | 117.4607 | 15.8638 | 104.8587 | 6535586.226 | 0 | 4501339.1534 | 0 | 0 | 0 | 2408599.9768 | 5243754.889 | 13643174.579 | 9311746.9894 | 41644201.8136 | 961560.8286 | 25713707.5648 | 25713707.5648 | 19344069.7794 | 10155378.5254 | 0 | 68319470.2071 | 123532626.0767 | 42169.6503 | 13.3061 | 5134.4599 | 9283.932 | 104.6729 | 189.2655
1 | 5700 | 707 | 0.03 | 15 | 15 | 7 | 5.6234e-11 | 5spot_SharedNeighbor | CO2 | Porous | Wet | R245fa | MinimizeLCOE_Brownfield | IgnoreSilica | 135.5519 | 24.9118 | 3.4758 | 4 | 4957.935 | 8929.1961 | 101.0742 | 182.0337 | 117.1045 | 15.7194 | 109.71 | 6665884.0476 | 0 | 4621859.3472 | 0 | 0 | 0 | 2355244.3621 | 5320765.2252 | 13843539.677 | 9448500.2858 | 42255792.945 | 961560.8286 | 25713707.5648 | 25713707.5648 | 19344069.7794 | 10155378.5254 | 0 | 68931061.3384 | 124144217.208 | 56234.1325 | 13.9032 | 4957.935 | 8929.1961 | 101.0742 | 182.0337
1 | 5700 | 707 | 0.03 | 15 | 15 | 7 | 7.4989e-11 | 5spot_SharedNeighbor | CO2 | Porous | Wet | R245fa | MinimizeLCOE_Brownfield | IgnoreSilica | 138.936 | 25.5893 | 3.5931 | 4 | 4826.2786 | 8667.9175 | 98.3902 | 176.7072 | 116.8164 | 15.6047 | 109.3042 | 6763289.2541 | 0 | 4713940.3423 | 0 | 0 | 0 | 2305760.1743 | 5375366.0106 | 13985599.7203 | 9545459.1844 | 42689414.686 | 961560.8286 | 25713707.5648 | 25713707.5648 | 19344069.7794 | 10155378.5254 | 0 | 69364683.0794 | 124577838.949 | 74989.4209 | 14.3723 | 4826.2786 | 8667.9175 | 98.3902 | 176.7072
1 | 5700 | 707 | 0.03 | 15 | 15 | 7 | 1e-10 | 5spot_SharedNeighbor | CO2 | Porous | Wet | R245fa | MinimizeLCOE_Brownfield | IgnoreSilica | 141.5501 | 26.1141 | 3.6845 | 4 | 4727.9697 | 8474.2705 | 96.3861 | 172.7595 | 116.5854 | 15.514 | 104.7843 | 6836907.6457 | 0 | 4784764.2734 | 0 | 0 | 0 | 2263458.0211 | 5415200.6767 | 14089241.3504 | 9616196.7266 | 43005768.6941 | 961560.8286 | 25713707.5648 | 25713707.5648 | 19344069.7794 | 10155378.5254 | 0 | 69681037.0875 | 124894192.9571 | 100000 | 14.738 | 4727.9697 | 8474.2705 | 96.3861 | 172.7595
1 | 5700 | 707 | 0.03 | 15 | 15 | 7 | 1.3335e-10 | 5spot_SharedNeighbor | CO2 | Porous | Wet | R245fa | MinimizeLCOE_Brownfield | IgnoreSilica | 143.5445 | 26.5156 | 3.755 | 4 | 4654.4891 | 8330.4864 | 94.8881 | 169.8282 | 116.4041 | 15.4436 | 111.1941 | 6892112.6273 | 0 | 4838619.951 | 0 | 0 | 0 | 2228327.2011 | 5444033.314 | 14164257.9582 | 9667397.1029 | 43234748.1545 | 961560.8286 | 25713707.5648 | 25713707.5648 | 19344069.7794 | 10155378.5254 | 0 | 69910016.548 | 125123172.4176 | 133352.1432 | 15.0199 | 4654.4891 | 8330.4864 | 94.8881 | 169.8282
1 | 5700 | 707 | 0.03 | 15 | 15 | 7 | 1.7783e-10 | 5spot_SharedNeighbor | CO2 | Porous | Wet | R245fa | MinimizeLCOE_Brownfield | IgnoreSilica | 145.0481 | 26.8192 | 3.8088 | 4 | 4599.5231 | 8223.6082 | 93.7675 | 167.6494 | 116.2644 | 15.3897 | 101.2397 | 6933181.0188 | 0 | 4879124.2429 | 0 | 0 | 0 | 2199703.7087 | 5464683.4984 | 14217985.5022 | 9704067.2556 | 43398745.2266 | 961560.8286 | 25713707.5648 | 25713707.5648 | 19344069.7794 | 10155378.5254 | 0 | 70074013.62 | 125287169.4896 | 177827.941 | 15.2351 | 4599.5231 | 8223.6082 | 93.7675 | 167.6494
1 | 5700 | 707 | 0.03 | 15 | 15 | 7 | 2.3714e-10 | 5spot_SharedNeighbor | CO2 | Porous | Wet | R245fa | MinimizeLCOE_Brownfield | IgnoreSilica | 146.1929 | 27.0505 | 3.8498 | 4 | 4558.3816 | 8143.8364 | 92.9288 | 166.0231 | 116.1564 | 15.3483 | 98.9547 | 6964132.5524 | 0 | 4909908.0378 | 0 | 0 | 0 | 2177177.4104 | 5479975.0202 | 14257770.9052 | 9731221.6107 | 43520185.5368 | 961560.8286 | 25713707.5648 | 25713707.5648 | 19344069.7794 | 10155378.5254 | 0 | 70195453.9303 | 125408609.7999 | 237137.3706 | 15.3992 | 4558.3816 | 8143.8364 | 92.9288 | 166.0231
1 | 5700 | 707 | 0.03 | 15 | 15 | 7 | 3.1623e-10 | 5spot_SharedNeighbor | CO2 | Porous | Wet | R245fa | MinimizeLCOE_Brownfield | IgnoreSilica | 147.0555 | 27.225 | 3.8809 | 4 | 4527.5731 | 8084.2971 | 92.3007 | 164.8093 | 116.0741 | 15.3168 | 102.0832 | 6987269.4756 | 0 | 4933069.5322 | 0 | 0 | 0 | 2159540.9711 | 5491153.1918 | 14286854.2146 | 9751071.5669 | 43608958.9521 | 961560.8286 | 25713707.5648 | 25713707.5648 | 19344069.7794 | 10155378.5254 | 0 | 70284227.3456 | 125497383.2152 | 316227.766 | 15.5236 | 4527.5731 | 8084.2971 | 92.3007 | 164.8093
1 | 5700 | 707 | 0.03 | 15 | 15 | 7 | 4.217e-10 | 5spot_SharedNeighbor | CO2 | Porous | Wet | R245fa | MinimizeLCOE_Brownfield | IgnoreSilica | 147.723 | 27.3598 | 3.9046 | 4 | 4504.4943 | 8039.5935 | 91.8302 | 163.898 | 116.0099 | 15.2923 | 104.5416 | 7005069.5858 | 0 | 4950975.9625 | 0 | 0 | 0 | 2146267.9164 | 5499902.2512 | 14309617.4726 | 9766607.9583 | 43678441.1466 | 961560.8286 | 25713707.5648 | 25713707.5648 | 19344069.7794 | 10155378.5254 | 0 | 70353709.5401 | 125566865.4097 | 421696.5034 | 15.6186 | 4504.4943 | 8039.5935 | 91.8302 | 163.898
1 | 5700 | 707 | 0.03 | 15 | 15 | 7 | 5.6234e-10 | 5spot_SharedNeighbor | CO2 | Porous | Wet | R245fa | MinimizeLCOE_Brownfield | IgnoreSilica | 148.2003 | 27.4569 | 3.9222 | 4 | 4487.2013 | 8006.4436 | 91.4777 | 163.2222 | 115.9636 | 15.2747 | 99.84 | 7017735.9889 | 0 | 4963769.1502 | 0 | 0 | 0 | 2135560.1894 | 5505655.4781 | 14324586.1888 | 9776824.4147 | 43724131.4101 | 961560.8286 | 25713707.5648 | 25713707.5648 | 19344069.7794 | 10155378.5254 | 0 | 70399399.8035 | 125612555.6731 | 562341.3252 | 15.6889 | 4487.2013 | 8006.4436 | 91.4777 | 163.2222
1 | 5700 | 707 | 0.03 | 15 | 15 | 7 | 7.4989e-10 | 5spot_SharedNeighbor | CO2 | Porous | Wet | R245fa | MinimizeLCOE_Brownfield | IgnoreSilica | 148.5681 | 27.5315 | 3.9356 | 4 | 4474.241 | 7981.5283 | 91.2135 | 162.7143 | 115.9278 | 15.2611 | 104.4088 | 7027465.74 | 0 | 4973622.8994 | 0 | 0 | 0 | 2127580.278 | 5510180.8778 | 14336360.3506 | 9784860.522 | 43760070.6678 | 961560.8286 | 25713707.5648 | 25713707.5648 | 19344069.7794 | 10155378.5254 | 0 | 70435339.0613 | 125648494.9309 | 749894.2093 | 15.7424 | 4474.241 | 7981.5283 | 91.2135 | 162.7143
1 | 5700 | 707 | 0.03 | 15 | 15 | 7 | 1e-09 | 5spot_SharedNeighbor | CO2 | Porous | Wet | R245fa | MinimizeLCOE_Brownfield | IgnoreSilica | 148.8434 | 27.5874 | 3.9456 | 4 | 4464.5265 | 7962.884 | 91.0154 | 162.3342 | 115.9008 | 15.2509 | 113.135 | 7034726.9181 | 0 | 4980992.595 | 0 | 0 | 0 | 2121495.7422 | 5513513.9495 | 14345032.3195 | 9790779.319 | 43786540.8433 | 961560.8286 | 25713707.5648 | 25713707.5648 | 19344069.7794 | 10155378.5254 | 0 | 70461809.2368 | 125674965.1064 | 1000000 | 15.7826 | 4464.5265 | 7962.884 | 91.0154 | 162.3342
1 | 5700 | 707 | 0.03 | 15 | 15 | 7 | 1.3335e-09 | 5spot_SharedNeighbor | CO2 | Porous | Wet | R245fa | MinimizeLCOE_Brownfield | IgnoreSilica | 149.0675 | 27.6324 | 3.9534 | 4 | 4457.2441 | 7948.7211 | 90.8669 | 162.0454 | 115.8789 | 15.2426 | 111.6093 | 7040629.834 | 0 | 4986991.6702 | 0 | 0 | 0 | 2117243.3306 | 5516497.2856 | 14352794.3479 | 9796077.0629 | 43810233.5312 | 961560.8286 | 25713707.5648 | 25713707.5648 | 19344069.7794 | 10155378.5254 | 0 | 70485501.9246 | 125698657.7942 | 1333521.4322 | 15.8137 | 4457.2441 | 7948.7211 | 90.8669 | 162.0454
1 | 5700 | 707 | 0.03 | 15 | 15 | 7 | 1.7783e-09 | 5spot_SharedNeighbor | CO2 | Porous | Wet | R245fa | MinimizeLCOE_Brownfield | IgnoreSilica | 149.2138 | 27.6624 | 3.959 | 4 | 4451.7843 | 7938.3561 | 90.7556 | 161.8341 | 115.8645 | 15.2372 | 104.5919 | 7044475.6219 | 0 | 4990907.4484 | 0 | 0 | 0 | 2113584.3388 | 5518097.2895 | 14356957.23 | 9798918.3154 | 43822940.2441 | 961560.8286 | 25713707.5648 | 25713707.5648 | 19344069.7794 | 10155378.5254 | 0 | 70498208.6375 | 125711364.5071 | 1778279.41 | 15.8359 | 4451.7843 | 7938.3561 | 90.7556 | 161.8341
1 | 5700 | 707 | 0.03 | 15 | 15 | 7 | 2.3714e-09 | 5spot_SharedNeighbor | CO2 | Porous | Wet | R245fa | MinimizeLCOE_Brownfield | IgnoreSilica | 149.3381 | 27.6874 | 3.9633 | 4 | 4447.6909 | 7930.4256 | 90.6722 | 161.6725 | 115.8523 | 15.2326 | 107.1815 | 7047740.1397 | 0 | 4994232.5424 | 0 | 0 | 0 | 2111119.5672 | 5519705.9773 | 14361142.7054 | 9801774.9884 | 43835715.9205 | 961560.8286 | 25713707.5648 | 25713707.5648 | 19344069.7794 | 10155378.5254 | 0 | 70510984.314 | 125724140.1836 | 2371373.7057 | 15.8534 | 4447.6909 | 7930.4256 | 90.6722 | 161.6725
1 | 5700 | 707 | 0.03 | 15 | 15 | 7 | 3.1623e-09 | 5spot_SharedNeighbor | CO2 | Porous | Wet | R245fa | MinimizeLCOE_Brownfield | IgnoreSilica | 149.4112 | 27.7026 | 3.9664 | 4 | 4444.6217 | 7924.7065 | 90.6096 | 161.5559 | 115.845 | 15.2298 | 104.5216 | 7049658.2042 | 0 | 4996189.8177 | 0 | 0 | 0 | 2108856.9316 | 5520334.9319 | 14362779.1164 | 9802891.8725 | 43840710.8743 | 961560.8286 | 25713707.5648 | 25713707.5648 | 19344069.7794 | 10155378.5254 | 0 | 70515979.2677 | 125729135.1373 | 3162277.6602 | 15.8655 | 4444.6217 | 7924.7065 | 90.6096 | 161.5559
1 | 5700 | 707 | 0.03 | 15 | 15 | 7 | 4.217e-09 | 5spot_SharedNeighbor | CO2 | Porous | Wet | R245fa | MinimizeLCOE_Brownfield | IgnoreSilica | 149.487 | 27.7178 | 3.9689 | 4 | 4442.3203 | 7920.1853 | 90.5627 | 161.4637 | 115.8376 | 15.227 | 111.8671 | 7051646.2901 | 0 | 4998216.4987 | 0 | 0 | 0 | 2107577.8462 | 5521401.8476 | 14365555.0123 | 9804786.4785 | 43849183.9734 | 961560.8286 | 25713707.5648 | 25713707.5648 | 19344069.7794 | 10155378.5254 | 0 | 70524452.3668 | 125737608.2364 | 4216965.0343 | 15.8756 | 4442.3203 | 7920.1853 | 90.5627 | 161.4637
1 | 5700 | 707 | 0.03 | 15 | 15 | 7 | 5.6234e-09 | 5spot_SharedNeighbor | CO2 | Porous | Wet | R245fa | MinimizeLCOE_Brownfield | IgnoreSilica | 149.5427 | 27.7289 | 3.9708 | 4 | 4440.5947 | 7916.8081 | 90.5275 | 161.3948 | 115.8321 | 15.2249 | 106.1828 | 7053108.1108 | 0 | 4999707.4762 | 0 | 0 | 0 | 2106593.9463 | 5522169.718 | 14367552.8534 | 9806150.0461 | 43855282.1507 | 961560.8286 | 25713707.5648 | 25713707.5648 | 19344069.7794 | 10155378.5254 | 0 | 70530550.5442 | 125743706.4138 | 5623413.2519 | 15.8831 | 4440.5947 | 7916.8081 | 90.5275 | 161.3948
1 | 5700 | 707 | 0.03 | 15 | 15 | 7 | 7.4989e-09 | 5spot_SharedNeighbor | CO2 | Porous | Wet | R245fa | MinimizeLCOE_Brownfield | IgnoreSilica | 149.5692 | 27.7346 | 3.972 | 4 | 4439.3007 | 7914.4472 | 90.5011 | 161.3467 | 115.8295 | 15.224 | 95.8149 | 7053801.3567 | 0 | 5000416.4154 | 0 | 0 | 0 | 2105545.7273 | 5522307.7647 | 14367912.0228 | 9806395.1866 | 43856378.4735 | 961560.8286 | 25713707.5648 | 25713707.5648 | 19344069.7794 | 10155378.5254 | 0 | 70531646.867 | 125744802.7366 | 7498942.0933 | 15.888 | 4439.3007 | 7914.4472 | 90.5011 | 161.3467
1 | 5700 | 707 | 0.03 | 15 | 15 | 7 | 1e-08 | 5spot_SharedNeighbor | CO2 | Porous | Wet | R245fa | MinimizeLCOE_Brownfield | IgnoreSilica | 149.6035 | 27.7414 | 3.9731 | 4 | 4438.3304 | 7912.5162 | 90.4814 | 161.3073 | 115.8261 | 15.2227 | 88.6895 | 7054699.7493 | 0 | 5001332.8543 | 0 | 0 | 0 | 2105049.2007 | 5522821.9037 | 14369249.7068 | 9807308.1835 | 43860461.5983 | 961560.8286 | 25713707.5648 | 25713707.5648 | 19344069.7794 | 10155378.5254 | 0 | 70535729.9918 | 125748885.8614 | 10000000 | 15.8924 | 4438.3304 | 7912.5162 | 90.4814 | 161.3073
1 | 5800 | 707 | 0.03 | 15 | 15 | 7 | 1e-13 | 5spot_SharedNeighbor | CO2 | Porous | Wet | R245fa | MinimizeLCOE_Brownfield | IgnoreSilica | 0 | 0 | 0 | 0 | [6 empty] | 22.3941 | [19 empty] | 100 | 0
1 | 5800 | 707 | 0.03 | 15 | 15 | 7 | 1.3335e-13 | 5spot_SharedNeighbor | CO2 | Porous | Wet | R245fa | MinimizeLCOE_Brownfield | IgnoreSilica | 1.6 | 0.0008881 | 0.0041864 | 4 | 1709554.5483 | 5081137.5401 | 34851.5818 | 103585.8615 | 69.5494 | 14.6224 | 27.1513 | 184715.9883 | 0 | 70612.8909 | 0 | 0 | 0 | 178724.24 | 169280.7165 | 440433.7001 | 300605.0503 | 1344372.5862 | 961560.8286 | 26321290.157 | 26321290.157 | 19765873.5944 | 10371438.4012 | 0 | 28627223.5719 | 85085825.7244 | 133.3521 | 0.016745 | 1709554.5483 | 5081137.5401 | 34851.5818 | 103585.8615
1 | 5800 | 707 | 0.03 | 15 | 15 | 7 | 1.7783e-13 | 5spot_SharedNeighbor | CO2 | Porous | Wet | R245fa | MinimizeLCOE_Brownfield | IgnoreSilica | 2.9445 | 0.13456 | 0.014302 | 4 | 520885.7153 | 1507797.1402 | 10618.9599 | 30738.4841 | 86.679 | 16.0519 | 57.0647 | 342332.8849 | 0 | 158973.2734 | 0 | 0 | 0 | 310912.8591 | 316765.4168 | 824158.6369 | 562505.2045 | 2515648.2756 | 961560.8286 | 26321290.157 | 26321290.157 | 19765873.5944 | 10371438.4012 | 0 | 29798499.2612 | 86257101.4138 | 177.8279 | 0.057207 | 520885.7153 | 1507797.1402 | 10618.9599 | 30738.4841
1 | 5800 | 707 | 0.03 | 15 | 15 | 7 | 2.3714e-13 | 5spot_SharedNeighbor | CO2 | Porous | Wet | R245fa | MinimizeLCOE_Brownfield | IgnoreSilica | 4.0823 | 0.29321 | 0.029253 | 4 | 262108.4636 | 744604.9845 | 5343.4356 | 15179.7798 | 94.7302 | 16.6304 | 69.0658 | 466453.7117 | 0 | 230222.0395 | 0 | 0 | 0 | 396994.8731 | 426531.5435 | 1109747.5825 | 757425.5281 | 3387375.2784 | 961560.8286 | 26321290.157 | 26321290.157 | 19765873.5944 | 10371438.4012 | 0 | 30670226.264 | 87128828.4166 | 237.1374 | 0.11701 | 262108.4636 | 744604.9845 | 5343.4356 | 15179.7798
1 | 5800 | 707 | 0.03 | 15 | 15 | 7 | 3.1623e-13 | 5spot_SharedNeighbor | CO2 | Porous | Wet | R245fa | MinimizeLCOE_Brownfield | IgnoreSilica | 5.5197 | 0.51641 | 0.051248 | 4 | 154560.437 | 429979.9991 | 3150.9236 | 8765.7239 | 101.1657 | 17.0525 | 47.1753 | 612225.6523 | 0 | 315669.3258 | 0 | 0 | 0 | 492940.3162 | 554125.7648 | 1441721.5731 | 984004.5981 | 4400687.2302 | 961560.8286 | 26321290.157 | 26321290.157 | 19765873.5944 | 10371438.4012 | 0 | 31683538.2158 | 88142140.3684 | 316.2278 | 0.20499 | 154560.437 | 429979.9991 | 3150.9236 | 8765.7239
1 | 5800 | 707 | 0.03 | 15 | 15 | 7 | 4.217e-13 | 5spot_SharedNeighbor | CO2 | Porous | Wet | R245fa | MinimizeLCOE_Brownfield | IgnoreSilica | 7.3413 | 0.81822 | 0.082237 | 4 | 99901.7749 | 271535.4647 | 2036.6328 | 5535.6177 | 106.3062 | 17.365 | 76.965 | 783078.3741 | 0 | 418106.5526 | 0 | 0 | 0 | 600302.4228 | 702580.0663 | 1827969.2136 | 1247626.5493 | 5579663.1788 | 961560.8286 | 26321290.157 | 26321290.157 | 19765873.5944 | 10371438.4012 | 0 | 32862514.1644 | 89321116.317 | 421.6965 | 0.32895 | 99901.7749 | 271535.4647 | 2036.6328 | 5535.6177
1 | 5800 | 707 | 0.03 | 15 | 15 | 7 | 5.6234e-13 | 5spot_SharedNeighbor | CO2 | Porous | Wet | R245fa | MinimizeLCOE_Brownfield | IgnoreSilica | 9.6607 | 1.218 | 0.12477 | 4 | 68609.4149 | 181731.5221 | 1398.6957 | 3704.8429 | 110.4131 | 17.5987 | 61.2344 | 983957.057 | 0 | 541424.2859 | 0 | 0 | 0 | 721680.0219 | 876353.9323 | 2280093.1669 | 1556210.4376 | 6959718.9016 | 961560.8286 | 26321290.157 | 26321290.157 | 19765873.5944 | 10371438.4012 | 0 | 34242569.8872 | 90701172.0398 | 562.3413 | 0.49909 | 68609.4149 | 181731.5221 | 1398.6957 | 3704.8429
1 | 5800 | 707 | 0.03 | 15 | 15 | 7 | 7.4989e-13 | 5spot_SharedNeighbor | CO2 | Porous | Wet | R245fa | MinimizeLCOE_Brownfield | IgnoreSilica | 12.6109 | 1.7394 | 0.18213 | 4 | 49219.2075 | 126715.5941 | 1003.4001 | 2583.2688 | 113.6736 | 17.7722 | 44.219 | 1219830.5774 | 0 | 689767.2573 | 0 | 0 | 0 | 858958.0309 | 1079736.7876 | 2809253.6368 | 1917373.3315 | 8574919.6216 | 961560.8286 | 26321290.157 | 26321290.157 | 19765873.5944 | 10371438.4012 | 0 | 35857770.6072 | 92316372.7598 | 749.8942 | 0.72853 | 49219.2075 | 126715.5941 | 1003.4001 | 2583.2688
1 | 5800 | 707 | 0.03 | 15 | 15 | 7 | 1e-12 | 5spot_SharedNeighbor | CO2 | Porous | Wet | R245fa | MinimizeLCOE_Brownfield | IgnoreSilica | 16.5083 | 2.4356 | 0.25962 | 4 | 36386.0641 | 90752.342 | 741.7791 | 1850.1092 | 116.3261 | 17.9019 | 63.3733 | 1507283.5333 | 0 | 857620.2888 | 0 | 0 | 0 | 1026344.5708 | 1322586.8732 | 3441099.7443 | 2348621.283 | 10503556.2935 | 961560.8286 | 26321290.157 | 26321290.157 | 19765873.5944 | 10371438.4012 | 0 | 37786407.2791 | 94245009.4317 | 1000 | 1.0385 | 36386.0641 | 90752.342 | 741.7791 | 1850.1092
1 | 5800 | 707 | 0.03 | 15 | 15 | 7 | 1.3335e-12 | 5spot_SharedNeighbor | CO2 | Porous | Wet | R245fa | MinimizeLCOE_Brownfield | IgnoreSilica | 21.3003 | 3.3053 | 0.36126 | 4 | 27645.5643 | 66716.0621 | 563.5922 | 1360.0972 | 118.3208 | 17.9864 | 54.0521 | 1833695.9277 | 0 | 1051576.3395 | 0 | 0 | 0 | 1204226.7203 | 1594904.6051 | 4149614.6226 | 2832197.246 | 12666215.4612 | 961560.8286 | 26321290.157 | 26321290.157 | 19765873.5944 | 10371438.4012 | 0 | 39949066.4468 | 96407668.5994 | 1333.5214 | 1.445 | 27645.5643 | 66716.0621 | 563.5922 | 1360.0972
1 | 5800 | 707 | 0.03 | 15 | 15 | 7 | 1.7783e-12 | 5spot_SharedNeighbor | CO2 | Porous | Wet | R245fa | MinimizeLCOE_Brownfield | IgnoreSilica | 27.2829 | 4.4009 | 0.49338 | 4 | 21504.4342 | 50112.6291 | 438.397 | 1021.6137 | 119.8439 | 18.0332 | 73.1534 | 2211038.2773 | 0 | 1281872.721 | 0 | 0 | 0 | 1400584.9029 | 1908463.4015 | 4965430.2909 | 3389008.2029 | 15156397.7965 | 961560.8286 | 26321290.157 | 26321290.157 | 19765873.5944 | 10371438.4012 | 0 | 42439248.7821 | 98897850.9347 | 1778.2794 | 1.9735 | 21504.4342 | 50112.6291 | 438.397 | 1021.6137
1 | 5800 | 707 | 0.03 | 15 | 15 | 7 | 2.3714e-12 | 5spot_SharedNeighbor | CO2 | Porous | Wet | R245fa | MinimizeLCOE_Brownfield | IgnoreSilica | 34.6862 | 5.7664 | 0.66275 | 4 | 17082.5573 | 38379.8061 | 348.251 | 782.4243 | 120.9781 | 18.0415 | 65.1984 | 2643985.0021 | 0 | 1553307.3646 | 0 | 0 | 0 | 1615174.5813 | 2266862.1097 | 5897910.2121 | 4025444.9097 | 18002684.1795 | 961560.8286 | 26321290.157 | 26321290.157 | 19765873.5944 | 10371438.4012 | 0 | 45285535.1652 | 101744137.3177 | 2371.3737 | 2.651 | 17082.5573 | 38379.8061 | 348.251 | 782.4243
1 | 5800 | 707 | 0.03 | 15 | 15 | 7 | 3.1623e-12 | 5spot_SharedNeighbor | CO2 | Porous | Wet | R245fa | MinimizeLCOE_Brownfield | IgnoreSilica | 43.6165 | 7.4262 | 0.87517 | 4 | 13840.4271 | 29968.3548 | 282.1558 | 610.9454 | 121.7711 | 18.0068 | 81.9653 | 3128810.1724 | 0 | 1865748.7157 | 0 | 0 | 0 | 1839870.0843 | 2665427.2992 | 6934895.0782 | 4733208.3887 | 21167959.7385 | 961560.8286 | 26321290.157 | 26321290.157 | 19765873.5944 | 10371438.4012 | 0 | 48450810.7242 | 104909412.8768 | 3162.2777 | 3.5007 | 13840.4271 | 29968.3548 | 282.1558 | 610.9454
1 | 5800 | 707 | 0.03 | 15 | 15 | 7 | 4.217e-12 | 5spot_SharedNeighbor | CO2 | Porous | Wet | R245fa | MinimizeLCOE_Brownfield | IgnoreSilica | 54.0575 | 9.3825 | 1.1338 | 4 | 11434.0468 | 23882.7991 | 233.0985 | 486.8832 | 122.258 | 17.9226 | 84.8713 | 3655650.3104 | 0 | 2215221.8797 | 0 | 0 | 0 | 2063181.2477 | 3094280.8408 | 8050684.0234 | 5494757.271 | 24573775.5729 | 961560.8286 | 26321290.157 | 26321290.157 | 19765873.5944 | 10371438.4012 | 0 | 51856626.5585 | 108315228.7111 | 4216.965 | 4.5353 | 11434.0468 | 23882.7991 | 233.0985 | 486.8832
1 | 5800 | 707 | 0.03 | 15 | 15 | 7 | 5.6234e-12 | 5spot_SharedNeighbor | CO2 | Porous | Wet | R245fa | MinimizeLCOE_Brownfield | IgnoreSilica | 65.7307 | 11.5898 | 1.436 | 4 | 9635.9167 | 19465.1829 | 196.4412 | 396.8241 | 122.458 | 17.7827 | 87.1139 | 4203591.5578 | 0 | 2590280.795 | 0 | 0 | 0 | 2267434.3894 | 3533909.6295 | 9194507.9513 | 6275440.605 | 28065164.928 | 961560.8286 | 26321290.157 | 26321290.157 | 19765873.5944 | 10371438.4012 | 0 | 55348015.9136 | 111806618.0662 | 5623.4133 | 5.7439 | 9635.9167 | 19465.1829 | 196.4412 | 396.8241
1 | 5800 | 707 | 0.03 | 15 | 15 | 7 | 7.4989e-12 | 5spot_SharedNeighbor | CO2 | Porous | Wet | R245fa | MinimizeLCOE_Brownfield | IgnoreSilica | 78.0398 | 13.9407 | 1.7702 | 4 | 8290.9821 | 16264.5493 | 169.0229 | 331.5748 | 122.3947 | 17.5895 | 85.1925 | 4741710.6362 | 0 | 2971565.306 | 0 | 0 | 0 | 2432253.5387 | 3956756.4976 | 10294668.7643 | 7026322.9659 | 31423277.7086 | 961560.8286 | 26321290.157 | 26321290.157 | 19765873.5944 | 10371438.4012 | 0 | 58706128.6943 | 115164730.8469 | 7498.9421 | 7.0807 | 8290.9821 | 16264.5493 | 169.0229 | 331.5748
1 | 5800 | 707 | 0.03 | 15 | 15 | 7 | 1e-11 | 5spot_SharedNeighbor | CO2 | Porous | Wet | R245fa | MinimizeLCOE_Brownfield | IgnoreSilica | 90.2324 | 16.2938 | 2.1177 | 4 | 7286.5578 | 13951.5436 | 148.5463 | 284.4211 | 122.1109 | 17.3536 | 81.1201 | 5238936.4266 | 0 | 3337508.6614 | 0 | 0 | 0 | 2543419.7743 | 4336747.2963 | 11283326.8758 | 7701102.4419 | 34441041.4762 | 961560.8286 | 26321290.157 | 26321290.157 | 19765873.5944 | 10371438.4012 | 0 | 61723892.4619 | 118182494.6144 | 10000 | 8.4709 | 7286.5578 | 13951.5436 | 148.5463 | 284.4211
1 | 5800 | 707 | 0.03 | 15 | 15 | 7 | 1.3335e-11 | 5spot_SharedNeighbor | CO2 | Porous | Wet | R245fa | MinimizeLCOE_Brownfield | IgnoreSilica | 101.589 | 18.5082 | 2.4571 | 4 | 6538.4082 | 12282.7581 | 133.2943 | 250.4006 | 121.6752 | 17.0952 | 99.7305 | 5672308.1152 | 0 | 3669524.3068 | 0 | 0 | 0 | 2597838.8799 | 4656471.8077 | 12115184.47 | 8268862.3429 | 36980189.9224 | 961560.8286 | 26321290.157 | 26321290.157 | 19765873.5944 | 10371438.4012 | 0 | 64263040.908 | 120721643.0606 | 13335.2143 | 9.8285 | 6538.4082 | 12282.7581 | 133.2943 | 250.4006
1 | 5800 | 707 | 0.03 | 15 | 15 | 7 | 1.7783e-11 | 5spot_SharedNeighbor | CO2 | Porous | Wet | R245fa | MinimizeLCOE_Brownfield | IgnoreSilica | 111.6427 | 20.4874 | 2.7704 | 4 | 5982.2418 | 11077.0851 | 121.9561 | 225.8214 | 121.1629 | 16.8357 | 96.4769 | 6033017.8866 | 0 | 3957279.4474 | 0 | 0 | 0 | 2604562.3603 | 4911995.2808 | 12780004.1319 | 8722615.4228 | 39009474.5299 | 961560.8286 | 26321290.157 | 26321290.157 | 19765873.5944 | 10371438.4012 | 0 | 66292325.5155 | 122750927.6681 | 17782.7941 | 11.0815 | 5982.2418 | 11077.0851 | 121.9561 | 225.8214
1 | 5800 | 707 | 0.03 | 15 | 15 | 7 | 2.3714e-11 | 5spot_SharedNeighbor | CO2 | Porous | Wet | R245fa | MinimizeLCOE_Brownfield | IgnoreSilica | 120.1345 | 22.1742 | 3.0453 | 4 | 5569.1057 | 10203.9813 | 113.5338 | 208.022 | 120.6419 | 16.5943 | 95.6518 | 6321260.5787 | 0 | 4196300.5279 | 0 | 0 | 0 | 2576570.5091 | 5106711.3301 | 13286615.3504 | 9068387.9893 | 40555846.2855 | 961560.8286 | 26321290.157 | 26321290.157 | 19765873.5944 | 10371438.4012 | 0 | 67838697.2712 | 124297299.4238 | 23713.7371 | 12.1813 | 5569.1057 | 10203.9813 | 113.5338 | 208.022
1 | 5800 | 707 | 0.03 | 15 | 15 | 7 | 3.1623e-11 | 5spot_SharedNeighbor | CO2 | Porous | Wet | R245fa | MinimizeLCOE_Brownfield | IgnoreSilica | 127.0749 | 23.5637 | 3.2774 | 4 | 5262.113 | 9568.8084 | 107.2753 | 195.0731 | 120.1574 | 16.382 | 97.3667 | 6545757.8757 | 0 | 4389147.2973 | 0 | 0 | 0 | 2528892.0724 | 5250880.9257 | 13661715.0649 | 9324401.2519 | 41700794.4879 | 961560.8286 | 26321290.157 | 26321290.157 | 19765873.5944 | 10371438.4012 | 0 | 68983645.4735 | 125442247.6261 | 31622.7766 | 13.1095 | 5262.113 | 9568.8084 | 107.2753 | 195.0731
1 | 5800 | 707 | 0.03 | 15 | 15 | 7 | 4.217e-11 | 5spot_SharedNeighbor | CO2 | Porous | Wet | R245fa | MinimizeLCOE_Brownfield | IgnoreSilica | 132.6024 | 24.6778 | 3.4673 | 4 | 5033.7577 | 9104.541 | 102.62 | 185.6084 | 119.734 | 16.2033 | 101.0939 | 6717417.7291 | 0 | 4541228.2082 | 0 | 0 | 0 | 2473345.1229 | 5355476.5135 | 13933851.3288 | 9510139.8439 | 42531458.7465 | 961560.8286 | 26321290.157 | 26321290.157 | 19765873.5944 | 10371438.4012 | 0 | 69814309.7321 | 126272911.8847 | 42169.6503 | 13.8692 | 5033.7577 | 9104.541 | 102.62 | 185.6084
1 | 5800 | 707 | 0.03 | 15 | 15 | 7 | 5.6234e-11 | 5spot_SharedNeighbor | CO2 | Porous | Wet | R245fa | MinimizeLCOE_Brownfield | IgnoreSilica | 136.948 | 25.5582 | 3.6195 | 4 | 4863.6714 | 8763.2681 | 99.1525 | 178.6511 | 119.3778 | 16.0567 | 107.667 | 6847917.6455 | 0 | 4659903.7945 | 0 | 0 | 0 | 2418608.852 | 5431307.8139 | 14131148.8174 | 9644799.4339 | 43133686.3573 | 961560.8286 | 26321290.157 | 26321290.157 | 19765873.5944 | 10371438.4012 | 0 | 70416537.343 | 126875139.4955 | 56234.1325 | 14.4781 | 4863.6714 | 8763.2681 | 99.1525 | 178.6511
1 | 5800 | 707 | 0.03 | 15 | 15 | 7 | 7.4989e-11 | 5spot_SharedNeighbor | CO2 | Porous | Wet | R245fa | MinimizeLCOE_Brownfield | IgnoreSilica | 140.3197 | 26.2441 | 3.7394 | 4 | 4736.8168 | 8511.3818 | 96.5664 | 173.516 | 119.0872 | 15.9394 | 95.0332 | 6946450.6976 | 0 | 4751462.9341 | 0 | 0 | 0 | 2368991.1162 | 5486092.8517 | 14273688.2477 | 9742085.524 | 43568771.3713 | 961560.8286 | 26321290.157 | 26321290.157 | 19765873.5944 | 10371438.4012 | 0 | 70851622.3569 | 127310224.5095 | 74989.4209 | 14.9576 | 4736.8168 | 8511.3818 | 96.5664 | 173.516
1 | 5800 | 707 | 0.03 | 15 | 15 | 7 | 1e-10 | 5spot_SharedNeighbor | CO2 | Porous | Wet | R245fa | MinimizeLCOE_Brownfield | IgnoreSilica | 142.8944 | 26.77 | 3.8324 | 4 | 4642.0929 | 8325.0371 | 94.6353 | 169.7171 | 118.8569 | 15.8476 | 107.0779 | 7020078.8151 | 0 | 4821080.4021 | 0 | 0 | 0 | 2325991.0551 | 5525188.6062 | 14375407.3813 | 9811510.9228 | 43879257.1827 | 961560.8286 | 26321290.157 | 26321290.157 | 19765873.5944 | 10371438.4012 | 0 | 71162108.1683 | 127620710.3209 | 100000 | 15.3297 | 4642.0929 | 8325.0371 | 94.6353 | 169.7171
1 | 5800 | 707 | 0.03 | 15 | 15 | 7 | 1.3335e-10 | 5spot_SharedNeighbor | CO2 | Porous | Wet | R245fa | MinimizeLCOE_Brownfield | IgnoreSilica | 144.848 | 27.1703 | 3.904 | 4 | 4571.2915 | 8186.7686 | 93.192 | 166.8984 | 118.6771 | 15.7767 | 111.8535 | 7075013.4188 | 0 | 4873740.4111 | 0 | 0 | 0 | 2290172.4838 | 5553181.2624 | 14448238.5306 | 9861219.6787 | 44101565.7854 | 961560.8286 | 26321290.157 | 26321290.157 | 19765873.5944 | 10371438.4012 | 0 | 71384416.771 | 127843018.9236 | 133352.1432 | 15.6158 | 4571.2915 | 8186.7686 | 93.192 | 166.8984
1 | 5800 | 707 | 0.03 | 15 | 15 | 7 | 1.7783e-10 | 5spot_SharedNeighbor | CO2 | Porous | Wet | R245fa | MinimizeLCOE_Brownfield | IgnoreSilica | 146.3561 | 27.4793 | 3.959 | 4 | 4518.3293 | 8083.5532 | 92.1123 | 164.7942 | 118.5355 | 15.7213 | 104.1123 | 7116865.9325 | 0 | 4914291.6175 | 0 | 0 | 0 | 2261844.6262 | 5574270.8487 | 14503109.3083 | 9898670.112 | 44269052.4453 | 961560.8286 | 26321290.157 | 26321290.157 | 19765873.5944 | 10371438.4012 | 0 | 71551903.4309 | 128010505.5835 | 177827.941 | 15.8359 | 4518.3293 | 8083.5532 | 92.1123 | 164.7942
1 | 5800 | 707 | 0.03 | 15 | 15 | 7 | 2.3714e-10 | 5spot_SharedNeighbor | CO2 | Porous | Wet | R245fa | MinimizeLCOE_Brownfield | IgnoreSilica | 147.4692 | 27.7085 | 4.0005 | 4 | 4478.6875 | 8006.9164 | 91.3041 | 163.2318 | 118.4293 | 15.6799 | 96.9344 | 7147445.5665 | 0 | 4944171.156 | 0 | 0 | 0 | 2238806.928 | 5588865.2237 | 14541080.8782 | 9924586.4887 | 44384956.2411 | 961560.8286 | 26321290.157 | 26321290.157 | 19765873.5944 | 10371438.4012 | 0 | 71667807.2267 | 128126409.3793 | 237137.3706 | 16.002 | 4478.6875 | 8006.9164 | 91.3041 | 163.2318
1 | 5800 | 707 | 0.03 | 15 | 15 | 7 | 3.1623e-10 | 5spot_SharedNeighbor | CO2 | Porous | Wet | R245fa | MinimizeLCOE_Brownfield | IgnoreSilica | 148.3272 | 27.8849 | 4.0322 | 4 | 4449.002 | 7949.4893 | 90.6989 | 162.0611 | 118.3466 | 15.6478 | 99.4837 | 7170834.495 | 0 | 4967168.4837 | 0 | 0 | 0 | 2221214.814 | 5600094.9392 | 14570298.2943 | 9944527.9755 | 44474139.0018 | 961560.8286 | 26321290.157 | 26321290.157 | 19765873.5944 | 10371438.4012 | 0 | 71756989.9874 | 128215592.14 | 316227.766 | 16.1288 | 4449.002 | 7949.4893 | 90.6989 | 162.0611
1 | 5800 | 707 | 0.03 | 15 | 15 | 7 | 4.217e-10 | 5spot_SharedNeighbor | CO2 | Porous | Wet | R245fa | MinimizeLCOE_Brownfield | IgnoreSilica | 148.9749 | 28.0182 | 4.0562 | 4 | 4426.7644 | 7906.5517 | 90.2456 | 161.1858 | 118.2835 | 15.6235 | 113.6204 | 7188387.8759 | 0 | 4984512.9324 | 0 | 0 | 0 | 2207644.6779 | 5608412.7396 | 14591939.5049 | 9959298.5465 | 44540196.2772 | 961560.8286 | 26321290.157 | 26321290.157 | 19765873.5944 | 10371438.4012 | 0 | 71823047.2628 | 128281649.4154 | 421696.5034 | 16.2247 | 4426.7644 | 7906.5517 | 90.2456 | 161.1858
1 | 5800 | 707 | 0.03 | 15 | 15 | 7 | 5.6234e-10 | 5spot_SharedNeighbor | CO2 | Porous | Wet | R245fa | MinimizeLCOE_Brownfield | IgnoreSilica | 149.4501 | 28.1163 | 4.0741 | 4 | 4410.1017 | 7874.5685 | 89.9059 | 160.5337 | 118.237 | 15.6055 | 108.102 | 7201209.4236 | 0 | 4997230.3164 | 0 | 0 | 0 | 2196981.3629 | 5614214.2301 | 14607033.7931 | 9969600.7084 | 44586269.8346 | 961560.8286 | 26321290.157 | 26321290.157 | 19765873.5944 | 10371438.4012 | 0 | 71869120.8202 | 128327722.9728 | 562341.3252 | 16.2965 | 4410.1017 | 7874.5685 | 89.9059 | 160.5337
1 | 5800 | 707 | 0.03 | 15 | 15 | 7 | 7.4989e-10 | 5spot_SharedNeighbor | CO2 | Porous | Wet | R245fa | MinimizeLCOE_Brownfield | IgnoreSilica | 149.823 | 28.193 | 4.0878 | 4 | 4397.6139 | 7850.4559 | 89.6513 | 160.0422 | 118.2003 | 15.5914 | 102.845 | 7211236.42 | 0 | 5007202.0217 | 0 | 0 | 0 | 2189177.2549 | 5618970.1217 | 14619407.6474 | 9978046.1181 | 44624039.5838 | 961560.8286 | 26321290.157 | 26321290.157 | 19765873.5944 | 10371438.4012 | 0 | 71906890.5694 | 128365492.722 | 749894.2093 | 16.3513 | 4397.6139 | 7850.4559 | 89.6513 | 160.0422
1 | 5800 | 707 | 0.03 | 15 | 15 | 7 | 1e-09 | 5spot_SharedNeighbor | CO2 | Porous | Wet | R245fa | MinimizeLCOE_Brownfield | IgnoreSilica | 150.0808 | 28.2466 | 4.0979 | 4 | 4388.2534 | 7832.6463 | 89.4605 | 159.6791 | 118.1748 | 15.5816 | 106.8446 | 7218149.1435 | 0 | 5014093.7687 | 0 | 0 | 0 | 2182784.6062 | 5621860.7322 | 14626928.4229 | 9983179.2019 | 44646995.8754 | 961560.8286 | 26321290.157 | 26321290.157 | 19765873.5944 | 10371438.4012 | 0 | 71929846.861 | 128388449.0136 | 1000000 | 16.3915 | 4388.2534 | 7832.6463 | 89.4605 | 159.6791
1 | 5800 | 707 | 0.03 | 15 | 15 | 7 | 1.3335e-09 | 5spot_SharedNeighbor | CO2 | Porous | Wet | R245fa | MinimizeLCOE_Brownfield | IgnoreSilica | 150.3003 | 28.2915 | 4.1057 | 4 | 4381.2364 | 7819.0198 | 89.3174 | 159.4013 | 118.153 | 15.5732 | 95.9058 | 7224026.3722 | 0 | 5019959.201 | 0 | 0 | 0 | 2178485.0547 | 5624763.5449 | 14634480.9461 | 9988333.9542 | 44670049.073 | 961560.8286 | 26321290.157 | 26321290.157 | 19765873.5944 | 10371438.4012 | 0 | 71952900.0586 | 128411502.2112 | 1333521.4322 | 16.423 | 4381.2364 | 7819.0198 | 89.3174 | 159.4013
1 | 5800 | 707 | 0.03 | 15 | 15 | 7 | 1.7783e-09 | 5spot_SharedNeighbor | CO2 | Porous | Wet | R245fa | MinimizeLCOE_Brownfield | IgnoreSilica | 150.4512 | 28.3227 | 4.1115 | 4 | 4375.9757 | 7808.9614 | 89.2102 | 159.1962 | 118.1381 | 15.5674 | 99.0223 | 7228060.9054 | 0 | 5023992.2382 | 0 | 0 | 0 | 2174950.2423 | 5626531.3205 | 14639080.3357 | 9991473.1321 | 44684088.1743 | 961560.8286 | 26321290.157 | 26321290.157 | 19765873.5944 | 10371438.4012 | 0 | 71966939.1599 | 128425541.3125 | 1778279.41 | 16.4459 | 4375.9757 | 7808.9614 | 89.2102 | 159.1962
1 | 5800 | 707 | 0.03 | 15 | 15 | 7 | 2.3714e-09 | 5spot_SharedNeighbor | CO2 | Porous | Wet | R245fa | MinimizeLCOE_Brownfield | IgnoreSilica | 150.5561 | 28.3446 | 4.1157 | 4 | 4372.0315 | 7801.5157 | 89.1298 | 159.0444 | 118.1276 | 15.5634 | 102.4989 | 7230858.6043 | 0 | 5026792.3842 | 0 | 0 | 0 | 2172111.1819 | 5627607.2464 | 14641879.6743 | 9993383.7382 | 44692632.8294 | 961560.8286 | 26321290.157 | 26321290.157 | 19765873.5944 | 10371438.4012 | 0 | 71975483.815 | 128434085.9676 | 2371373.7057 | 16.4627 | 4372.0315 | 7801.5157 | 89.1298 | 159.0444
1 | 5800 | 707 | 0.03 | 15 | 15 | 7 | 3.1623e-09 | 5spot_SharedNeighbor | CO2 | Porous | Wet | R245fa | MinimizeLCOE_Brownfield | IgnoreSilica | 150.6487 | 28.3636 | 4.119 | 4 | 4369.0741 | 7795.7819 | 89.0695 | 158.9276 | 118.1184 | 15.5599 | 100.0721 | 7233330.2089 | 0 | 5029265.8951 | 0 | 0 | 0 | 2170262.5075 | 5628814.8585 | 14645021.6331 | 9995528.1897 | 44702223.2927 | 961560.8286 | 26321290.157 | 26321290.157 | 19765873.5944 | 10371438.4012 | 0 | 71985074.2784 | 128443676.4309 | 3162277.6602 | 16.476 | 4369.0741 | 7795.7819 | 89.0695 | 158.9276
1 | 5800 | 707 | 0.03 | 15 | 15 | 7 | 4.217e-09 | 5spot_SharedNeighbor | CO2 | Porous | Wet | R245fa | MinimizeLCOE_Brownfield | IgnoreSilica | 150.707 | 28.3758 | 4.1214 | 4 | 4366.8566 | 7791.6053 | 89.0243 | 158.8424 | 118.1126 | 15.5577 | 107.2103 | 7234885.0756 | 0 | 5030824.0508 | 0 | 0 | 0 | 2168642.2997 | 5629397.0562 | 14646536.392 | 9996562.0438 | 44706846.918 | 961560.8286 | 26321290.157 | 26321290.157 | 19765873.5944 | 10371438.4012 | 0 | 71989697.9037 | 128448300.0562 | 4216965.0343 | 16.4855 | 4366.8566 | 7791.6053 | 89.0243 | 158.8424
1 | 5800 | 707 | 0.03 | 15 | 15 | 7 | 5.6234e-09 | 5spot_SharedNeighbor | CO2 | Porous | Wet | R245fa | MinimizeLCOE_Brownfield | IgnoreSilica | 150.7555 | 28.3858 | 4.1232 | 4 | 4365.1939 | 7788.4231 | 88.9904 | 158.7775 | 118.1077 | 15.5558 | 108.3038 | 7236175.7505 | 0 | 5032117.2773 | 0 | 0 | 0 | 2167520.9332 | 5629967.4448 | 14648020.4262 | 9997574.9276 | 44711376.7596 | 961560.8286 | 26321290.157 | 26321290.157 | 19765873.5944 | 10371438.4012 | 0 | 71994227.7453 | 128452829.8979 | 5623413.2519 | 16.4928 | 4365.1939 | 7788.4231 | 88.9904 | 158.7775
1 | 5800 | 707 | 0.03 | 15 | 15 | 7 | 7.4989e-09 | 5spot_SharedNeighbor | CO2 | Porous | Wet | R245fa | MinimizeLCOE_Brownfield | IgnoreSilica | 150.7944 | 28.3938 | 4.1246 | 4 | 4363.9471 | 7786.0092 | 88.965 | 158.7283 | 118.1039 | 15.5543 | 113.3444 | 7237212.3539 | 0 | 5033155.914 | 0 | 0 | 0 | 2166731.5651 | 5630468.9349 | 14649325.2006 | 9998465.4629 | 44715359.4314 | 961560.8286 | 26321290.157 | 26321290.157 | 19765873.5944 | 10371438.4012 | 0 | 71998210.417 | 128456812.5696 | 7498942.0933 | 16.4984 | 4363.9471 | 7786.0092 | 88.965 | 158.7283
1 | 5800 | 707 | 0.03 | 15 | 15 | 7 | 1e-08 | 5spot_SharedNeighbor | CO2 | Porous | Wet | R245fa | MinimizeLCOE_Brownfield | IgnoreSilica | 150.8332 | 28.4015 | 4.1258 | 4 | 4363.0121 | 7784.0934 | 88.9459 | 158.6893 | 118.1 | 15.5529 | 118.3215 | 7238249.7717 | 0 | 5034194.4972 | 0 | 0 | 0 | 2166338.8459 | 5631125.4147 | 14651033.2265 | 9999631.2257 | 44720572.9817 | 961560.8286 | 26321290.157 | 26321290.157 | 19765873.5944 | 10371438.4012 | 0 | 72003423.9673 | 128462026.1199 | 10000000 | 16.5031 | 4363.0121 | 7784.0934 | 88.9459 | 158.6893
1 | 5900 | 707 | 0.03 | 15 | 15 | 7 | 1e-13 | 5spot_SharedNeighbor | CO2 | Porous | Wet | R245fa | MinimizeLCOE_Brownfield | IgnoreSilica | 0 | 0 | 0 | 0 | [6 empty] | 23.7026 | [19 empty] | 100 | 0
1 | 5900 | 707 | 0.03 | 15 | 15 | 7 | 1.3335e-13 | 5spot_SharedNeighbor | CO2 | Porous | Wet | R245fa | MinimizeLCOE_Brownfield | IgnoreSilica | 1.6 | -0.00039816 | 0.0043323 | 4 | 1687976.4685 | 5018649.9821 | 34411.6835 | 102311.9681 | 69.929 | 14.9155 | 28.3878 | 186652.1825 | 0 | 70366.7777 | 0 | 0 | 0 | 180447.2039 | 170611.804 | 443896.9167 | 302968.7668 | 1354943.6515 | 961560.8286 | 26934732.84 | 26934732.84 | 20193244.4958 | 10589842.3133 | 0 | 29251237.3202 | 86969056.9693 | 133.3521 | 0.017329 | 1687976.4685 | 5018649.9821 | 34411.6835 | 102311.9681
1 | 5900 | 707 | 0.03 | 15 | 15 | 7 | 1.7783e-13 | 5spot_SharedNeighbor | CO2 | Porous | Wet | R245fa | MinimizeLCOE_Brownfield | IgnoreSilica | 3.0371 | 0.14299 | 0.015251 | 4 | 500285.2825 | 1446387.4668 | 10198.9922 | 29486.5649 | 88.357 | 16.4507 | 55.7272 | 357265.2445 | 0 | 165343.5702 | 0 | 0 | 0 | 324613.5674 | 330416.729 | 859676.5512 | 586746.9107 | 2624062.5731 | 961560.8286 | 26934732.84 | 26934732.84 | 20193244.4958 | 10589842.3133 | 0 | 30520356.2417 | 88238175.8908 | 177.8279 | 0.061006 | 500285.2825 | 1446387.4668 | 10198.9922 | 29486.5649
1 | 5900 | 707 | 0.03 | 15 | 15 | 7 | 2.3714e-13 | 5spot_SharedNeighbor | CO2 | Porous | Wet | R245fa | MinimizeLCOE_Brownfield | IgnoreSilica | 4.1897 | 0.30686 | 0.031099 | 4 | 252497.8424 | 716480.3415 | 5147.51 | 14606.4209 | 96.4621 | 17.0283 | 55.0999 | 484482.9443 | 0 | 237875.2937 | 0 | 0 | 0 | 412054.992 | 442421.1597 | 1151089.1045 | 785641.9664 | 3513565.4607 | 961560.8286 | 26934732.84 | 26934732.84 | 20193244.4958 | 10589842.3133 | 0 | 31409859.1294 | 89127678.7785 | 237.1374 | 0.1244 | 252497.8424 | 716480.3415 | 5147.51 | 14606.4209
1 | 5900 | 707 | 0.03 | 15 | 15 | 7 | 3.1623e-13 | 5spot_SharedNeighbor | CO2 | Porous | Wet | R245fa | MinimizeLCOE_Brownfield | IgnoreSilica | 5.6628 | 0.53907 | 0.054399 | 4 | 149168.4711 | 414418.8921 | 3041.001 | 8448.4897 | 103.0395 | 17.4563 | 78.8185 | 635705.8635 | 0 | 325895.7794 | 0 | 0 | 0 | 511441.3603 | 574486.7713 | 1494696.7354 | 1020161.2348 | 4562387.7446 | 961560.8286 | 26934732.84 | 26934732.84 | 20193244.4958 | 10589842.3133 | 0 | 32458681.4133 | 90176501.0624 | 316.2278 | 0.2176 | 149168.4711 | 414418.8921 | 3041.001 | 8448.4897
1 | 5900 | 707 | 0.03 | 15 | 15 | 7 | 4.217e-13 | 5spot_SharedNeighbor | CO2 | Porous | Wet | R245fa | MinimizeLCOE_Brownfield | IgnoreSilica | 7.5413 | 0.85465 | 0.087232 | 4 | 96548.1057 | 261963.3011 | 1968.2637 | 5340.4762 | 108.3219 | 17.7748 | 59.8464 | 814046.437 | 0 | 432070.4664 | 0 | 0 | 0 | 623908.327 | 729309.8399 | 1897514.6013 | 1295092.7054 | 5791942.3769 | 961560.8286 | 26934732.84 | 26934732.84 | 20193244.4958 | 10589842.3133 | 0 | 33688236.0456 | 91406055.6947 | 421.6965 | 0.34893 | 96548.1057 | 261963.3011 | 1968.2637 | 5340.4762
1 | 5900 | 707 | 0.03 | 15 | 15 | 7 | 5.6234e-13 | 5spot_SharedNeighbor | CO2 | Porous | Wet | R245fa | MinimizeLCOE_Brownfield | IgnoreSilica | 9.9165 | 1.2704 | 0.13225 | 4 | 66380.8562 | 175490.216 | 1353.2635 | 3577.6054 | 112.5098 | 18.0108 | 66.0871 | 1022248.3704 | 0 | 558982.9635 | 0 | 0 | 0 | 749398.4862 | 908945.6298 | 2364890.0785 | 1614086.0722 | 7218551.6006 | 961560.8286 | 26934732.84 | 26934732.84 | 20193244.4958 | 10589842.3133 | 0 | 35114845.2693 | 92832664.9184 | 562.3413 | 0.52899 | 66380.8562 | 175490.216 | 1353.2635 | 3577.6054
1 | 5900 | 707 | 0.03 | 15 | 15 | 7 | 7.4989e-13 | 5spot_SharedNeighbor | CO2 | Porous | Wet | R245fa | MinimizeLCOE_Brownfield | IgnoreSilica | 13.0519 | 1.8297 | 0.1935 | 4 | 47598.3777 | 122170.1491 | 970.3573 | 2490.6037 | 115.9362 | 18.191 | 45.8938 | 1275665.0189 | 0 | 710675.6368 | 0 | 0 | 0 | 901502.9065 | 1126258.9892 | 2930294.8625 | 1999986.4552 | 8944383.8692 | 961560.8286 | 26934732.84 | 26934732.84 | 20193244.4958 | 10589842.3133 | 0 | 36840677.5378 | 94558497.1869 | 749.8942 | 0.77399 | 47598.3777 | 122170.1491 | 970.3573 | 2490.6037
1 | 5900 | 707 | 0.03 | 15 | 15 | 7 | 1e-12 | 5spot_SharedNeighbor | CO2 | Porous | Wet | R245fa | MinimizeLCOE_Brownfield | IgnoreSilica | 16.9493 | 2.5394 | 0.27523 | 4 | 35209.0212 | 87635.2846 | 717.7835 | 1786.5638 | 118.5575 | 18.3172 | 68.8687 | 1566297.1273 | 0 | 875900.0599 | 0 | 0 | 0 | 1066230.598 | 1368286.8362 | 3560001.6736 | 2429774.293 | 10866490.588 | 961560.8286 | 26934732.84 | 26934732.84 | 20193244.4958 | 10589842.3133 | 0 | 38762784.2566 | 96480603.9058 | 1000 | 1.1009 | 35209.0212 | 87635.2846 | 717.7835 | 1786.5638
1 | 5900 | 707 | 0.03 | 15 | 15 | 7 | 1.3335e-12 | 5spot_SharedNeighbor | CO2 | Porous | Wet | R245fa | MinimizeLCOE_Brownfield | IgnoreSilica | 21.8534 | 3.4431 | 0.38274 | 4 | 26774.7529 | 64475.4639 | 545.8396 | 1314.4195 | 120.5902 | 18.4014 | 56.3569 | 1904453.4114 | 0 | 1073363.389 | 0 | 0 | 0 | 1249946.397 | 1648827.647 | 4289911.3164 | 2927952.6223 | 13094454.7831 | 961560.8286 | 26934732.84 | 26934732.84 | 20193244.4958 | 10589842.3133 | 0 | 40990748.4517 | 98708568.1008 | 1333.5214 | 1.5309 | 26774.7529 | 64475.4639 | 545.8396 | 1314.4195
1 | 5900 | 707 | 0.03 | 15 | 15 | 7 | 1.7783e-12 | 5spot_SharedNeighbor | CO2 | Porous | Wet | R245fa | MinimizeLCOE_Brownfield | IgnoreSilica | 28.0017 | 4.5857 | 0.52254 | 4 | 20845.1207 | 48459.099 | 424.956 | 987.9043 | 122.1482 | 18.447 | 68.738 | 2297026.2095 | 0 | 1308821.3403 | 0 | 0 | 0 | 1454598.5213 | 1973573.9677 | 5134834.6283 | 3504630.1441 | 15673484.8111 | 961560.8286 | 26934732.84 | 26934732.84 | 20193244.4958 | 10589842.3133 | 0 | 43569778.4798 | 101287598.1289 | 1778.2794 | 2.0902 | 20845.1207 | 48459.099 | 424.956 | 987.9043
1 | 5900 | 707 | 0.03 | 15 | 15 | 7 | 2.3714e-12 | 5spot_SharedNeighbor | CO2 | Porous | Wet | R245fa | MinimizeLCOE_Brownfield | IgnoreSilica | 35.5534 | 6.0005 | 0.70126 | 4 | 16573.7782 | 37150.3419 | 337.8789 | 757.36 | 123.2994 | 18.4525 | 68.7383 | 2744105.7977 | 0 | 1584297.6162 | 0 | 0 | 0 | 1674851.8418 | 2341269.5497 | 6091503.1079 | 4157576.039 | 18593603.9523 | 961560.8286 | 26934732.84 | 26934732.84 | 20193244.4958 | 10589842.3133 | 0 | 46489897.6209 | 104207717.2701 | 2371.3737 | 2.805 | 16573.7782 | 37150.3419 | 337.8789 | 757.36
1 | 5900 | 707 | 0.03 | 15 | 15 | 7 | 3.1623e-12 | 5spot_SharedNeighbor | CO2 | Porous | Wet | R245fa | MinimizeLCOE_Brownfield | IgnoreSilica | 44.6714 | 7.7214 | 0.92516 | 4 | 13441.4569 | 29038.1208 | 274.0223 | 591.9814 | 124.1047 | 18.4132 | 65.5704 | 3245277.2896 | 0 | 1901759.5389 | 0 | 0 | 0 | 1906262.1002 | 2750786.5822 | 7156982.4229 | 4884787.5649 | 21845855.4985 | 961560.8286 | 26934732.84 | 26934732.84 | 20193244.4958 | 10589842.3133 | 0 | 49742149.1672 | 107459968.8163 | 3162.2777 | 3.7007 | 13441.4569 | 29038.1208 | 274.0223 | 591.9814
1 | 5900 | 707 | 0.03 | 15 | 15 | 7 | 4.217e-12 | 5spot_SharedNeighbor | CO2 | Porous | Wet | R245fa | MinimizeLCOE_Brownfield | IgnoreSilica | 55.3144 | 9.7468 | 1.1972 | 4 | 11116.2742 | 23168.6052 | 226.6203 | 472.3234 | 124.596 | 18.322 | 84.7859 | 3788989.2947 | 0 | 2256332.008 | 0 | 0 | 0 | 2135736.5771 | 3190612.5731 | 8301319.4307 | 5665821.0865 | 25338810.9701 | 961560.8286 | 26934732.84 | 26934732.84 | 20193244.4958 | 10589842.3133 | 0 | 53235104.6387 | 110952924.2879 | 4216.965 | 4.7889 | 11116.2742 | 23168.6052 | 226.6203 | 472.3234
1 | 5900 | 707 | 0.03 | 15 | 15 | 7 | 5.6234e-12 | 5spot_SharedNeighbor | CO2 | Porous | Wet | R245fa | MinimizeLCOE_Brownfield | IgnoreSilica | 67.1534 | 12.0212 | 1.5138 | 4 | 9379.0829 | 18910.7658 | 191.2053 | 385.5215 | 124.7916 | 18.1732 | 79.9413 | 4351604.1959 | 0 | 2635035.5652 | 0 | 0 | 0 | 2343392.7177 | 3638712.6667 | 9467183.9562 | 6461547.5813 | 28897476.683 | 961560.8286 | 26934732.84 | 26934732.84 | 20193244.4958 | 10589842.3133 | 0 | 56793770.3517 | 114511590.0008 | 5623.4133 | 6.0554 | 9379.0829 | 18910.7658 | 191.2053 | 385.5215
1 | 5900 | 707 | 0.03 | 15 | 15 | 7 | 7.4989e-12 | 5spot_SharedNeighbor | CO2 | Porous | Wet | R245fa | MinimizeLCOE_Brownfield | IgnoreSilica | 79.5823 | 14.4334 | 1.8625 | 4 | 8080.2399 | 15827.474 | 164.7266 | 322.6645 | 124.7182 | 17.9697 | 79.9034 | 4901712.3028 | 0 | 3018460.4308 | 0 | 0 | 0 | 2509215.1444 | 4067461.2724 | 10582699.8798 | 7222910.1207 | 32302459.1508 | 961560.8286 | 26934732.84 | 26934732.84 | 20193244.4958 | 10589842.3133 | 0 | 60198752.8195 | 117916572.4686 | 7498.9421 | 7.4501 | 8080.2399 | 15827.474 | 164.7266 | 322.6645
1 | 5900 | 707 | 0.03 | 15 | 15 | 7 | 1e-11 | 5spot_SharedNeighbor | CO2 | Porous | Wet | R245fa | MinimizeLCOE_Brownfield | IgnoreSilica | 91.8324 | 16.8362 | 2.2234 | 4 | 7110.6792 | 13600.4155 | 144.9608 | 277.2629 | 124.422 | 17.7235 | 93.0463 | 5407535.5001 | 0 | 3384769.8258 | 0 | 0 | 0 | 2619097.9906 | 4450447.2935 | 11579150.9453 | 7903008.4479 | 35344010.0033 | 961560.8286 | 26934732.84 | 26934732.84 | 20193244.4958 | 10589842.3133 | 0 | 63240303.6719 | 120958123.321 | 10000 | 8.8937 | 7110.6792 | 13600.4155 | 144.9608 | 277.2629
1 | 5900 | 707 | 0.03 | 15 | 15 | 7 | 1.3335e-11 | 5spot_SharedNeighbor | CO2 | Porous | Wet | R245fa | MinimizeLCOE_Brownfield | IgnoreSilica | 103.2091 | 19.091 | 2.5745 | 4 | 6388.7852 | 11993.6045 | 130.244 | 244.5059 | 123.9743 | 17.4553 | 92.3507 | 5847180.6041 | 0 | 3716266.2783 | 0 | 0 | 0 | 2671496.1727 | 4771627.7915 | 12414796.7181 | 8473353.8586 | 37894721.4233 | 961560.8286 | 26934732.84 | 26934732.84 | 20193244.4958 | 10589842.3133 | 0 | 65791015.092 | 123508834.7411 | 13335.2143 | 10.2979 | 6388.7852 | 11993.6045 | 130.244 | 244.5059
1 | 5900 | 707 | 0.03 | 15 | 15 | 7 | 1.7783e-11 | 5spot_SharedNeighbor | CO2 | Porous | Wet | R245fa | MinimizeLCOE_Brownfield | IgnoreSilica | 113.224 | 21.0954 | 2.8969 | 4 | 5852.291 | 10833.2479 | 119.3069 | 220.8504 | 123.4535 | 17.1883 | 96.1535 | 6211158.2081 | 0 | 4002054.1835 | 0 | 0 | 0 | 2675070.8943 | 5026430.4815 | 13077741.0503 | 8925826.9875 | 39918281.8053 | 961560.8286 | 26934732.84 | 26934732.84 | 20193244.4958 | 10589842.3133 | 0 | 67814575.4739 | 125532395.123 | 17782.7941 | 11.5877 | 5852.291 | 10833.2479 | 119.3069 | 220.8504
1 | 5900 | 707 | 0.03 | 15 | 15 | 7 | 2.3714e-11 | 5spot_SharedNeighbor | CO2 | Porous | Wet | R245fa | MinimizeLCOE_Brownfield | IgnoreSilica | 121.6692 | 22.8009 | 3.1791 | 4 | 5453.8384 | 9992.6297 | 111.1839 | 203.7133 | 122.9264 | 16.9407 | 88.1545 | 6501661.3185 | 0 | 4239132.4241 | 0 | 0 | 0 | 2644541.6207 | 5220280.7917 | 13582099.7932 | 9270062.1931 | 41457778.1413 | 961560.8286 | 26934732.84 | 26934732.84 | 20193244.4958 | 10589842.3133 | 0 | 69354071.81 | 127071891.4591 | 23713.7371 | 12.7166 | 5453.8384 | 9992.6297 | 111.1839 | 203.7133
1 | 5900 | 707 | 0.03 | 15 | 15 | 7 | 3.1623e-11 | 5spot_SharedNeighbor | CO2 | Porous | Wet | R245fa | MinimizeLCOE_Brownfield | IgnoreSilica | 128.5681 | 24.2049 | 3.4169 | 4 | 5157.784 | 9380.7868 | 105.1484 | 191.24 | 122.4374 | 16.7234 | 100.7776 | 6727888.9351 | 0 | 4430359.731 | 0 | 0 | 0 | 2595107.7472 | 5363809.0012 | 13955530.7527 | 9524936.4962 | 42597632.6634 | 961560.8286 | 26934732.84 | 26934732.84 | 20193244.4958 | 10589842.3133 | 0 | 70493926.3321 | 128211745.9812 | 31622.7766 | 13.6675 | 5157.784 | 9380.7868 | 105.1484 | 191.24
1 | 5900 | 707 | 0.03 | 15 | 15 | 7 | 4.217e-11 | 5spot_SharedNeighbor | CO2 | Porous | Wet | R245fa | MinimizeLCOE_Brownfield | IgnoreSilica | 134.0392 | 25.3263 | 3.6109 | 4 | 4937.5736 | 8933.7043 | 100.6591 | 182.1256 | 122.0125 | 16.5414 | 104.7962 | 6900202.5175 | 0 | 4580551.3886 | 0 | 0 | 0 | 2537855.1217 | 5467257.5208 | 14224682.5805 | 9708638.1492 | 43419187.2782 | 961560.8286 | 26934732.84 | 26934732.84 | 20193244.4958 | 10589842.3133 | 0 | 71315480.9469 | 129033300.596 | 42169.6503 | 14.4434 | 4937.5736 | 8933.7043 | 100.6591 | 182.1256
1 | 5900 | 707 | 0.03 | 15 | 15 | 7 | 5.6234e-11 | 5spot_SharedNeighbor | CO2 | Porous | Wet | R245fa | MinimizeLCOE_Brownfield | IgnoreSilica | 138.3512 | 26.2142 | 3.7663 | 4 | 4773.5556 | 8604.7744 | 97.3154 | 175.42 | 121.6544 | 16.3919 | 100.677 | 7031574.6692 | 0 | 4698062.4893 | 0 | 0 | 0 | 2482293.9534 | 5542653.1336 | 14420846.4993 | 9842524.0545 | 44017954.7993 | 961560.8286 | 26934732.84 | 26934732.84 | 20193244.4958 | 10589842.3133 | 0 | 71914248.468 | 129632068.1171 | 56234.1325 | 15.0651 | 4773.5556 | 8604.7744 | 97.3154 | 175.42
1 | 5900 | 707 | 0.03 | 15 | 15 | 7 | 7.4989e-11 | 5spot_SharedNeighbor | CO2 | Porous | Wet | R245fa | MinimizeLCOE_Brownfield | IgnoreSilica | 141.6692 | 26.9009 | 3.8882 | 4 | 4651.2265 | 8362.2784 | 94.8215 | 170.4764 | 121.3649 | 16.2733 | 92.3349 | 7129979.2449 | 0 | 4787985.1535 | 0 | 0 | 0 | 2431528.1805 | 5596302.1057 | 14560430.1197 | 9937792.7436 | 44444017.5479 | 961560.8286 | 26934732.84 | 26934732.84 | 20193244.4958 | 10589842.3133 | 0 | 72340311.2166 | 130058130.8657 | 74989.4209 | 15.553 | 4651.2265 | 8362.2784 | 94.8215 | 170.4764
1 | 5900 | 707 | 0.03 | 15 | 15 | 7 | 1e-10 | 5spot_SharedNeighbor | CO2 | Porous | Wet | R245fa | MinimizeLCOE_Brownfield | IgnoreSilica | 144.2024 | 27.4272 | 3.9828 | 4 | 4559.8813 | 8182.8279 | 92.9593 | 166.818 | 121.1356 | 16.1806 | 112.2807 | 7203525.5121 | 0 | 4856352.676 | 0 | 0 | 0 | 2387760.3375 | 5634579.025 | 14660018.812 | 10005764.0725 | 44748000.4351 | 961560.8286 | 26934732.84 | 26934732.84 | 20193244.4958 | 10589842.3133 | 0 | 72644294.1038 | 130362113.7529 | 100000 | 15.9312 | 4559.8813 | 8182.8279 | 92.9593 | 166.818
1 | 5900 | 707 | 0.03 | 15 | 15 | 7 | 1.3335e-10 | 5spot_SharedNeighbor | CO2 | Porous | Wet | R245fa | MinimizeLCOE_Brownfield | IgnoreSilica | 146.1586 | 27.8341 | 4.0559 | 4 | 4491.6048 | 8049.241 | 91.5674 | 164.0947 | 120.9537 | 16.1077 | 104.0507 | 7259386.0238 | 0 | 4908987.3618 | 0 | 0 | 0 | 2352200.6233 | 5663023.8635 | 14734026.4468 | 10056275.8039 | 44973900.1232 | 961560.8286 | 26934732.84 | 26934732.84 | 20193244.4958 | 10589842.3133 | 0 | 72870193.7918 | 130588013.4409 | 133352.1432 | 16.2236 | 4491.6048 | 8049.241 | 91.5674 | 164.0947
1 | 5900 | 707 | 0.03 | 15 | 15 | 7 | 1.7783e-10 | 5spot_SharedNeighbor | CO2 | Porous | Wet | R245fa | MinimizeLCOE_Brownfield | IgnoreSilica | 147.613 | 28.138 | 4.1114 | 4 | 4440.5312 | 7950.1512 | 90.5262 | 162.0746 | 120.8156 | 16.0528 | 102.2022 | 7300376.5698 | 0 | 4948025.6081 | 0 | 0 | 0 | 2322869.3748 | 5682795.9056 | 14785469.2446 | 10091386.5704 | 45130923.2734 | 961560.8286 | 26934732.84 | 26934732.84 | 20193244.4958 | 10589842.3133 | 0 | 73027216.942 | 130745036.5911 | 177827.941 | 16.4456 | 4440.5312 | 7950.1512 | 90.5262 | 162.0746
1 | 5900 | 707 | 0.03 | 15 | 15 | 7 | 2.3714e-10 | 5spot_SharedNeighbor | CO2 | Porous | Wet | R245fa | MinimizeLCOE_Brownfield | IgnoreSilica | 148.7339 | 28.3721 | 4.1539 | 4 | 4402.3027 | 7876.0197 | 89.7469 | 160.5633 | 120.7075 | 16.0101 | 95.8841 | 7331660.8286 | 0 | 4978062.0477 | 0 | 0 | 0 | 2300161.6209 | 5697854.9539 | 14824649.7994 | 10118128.1042 | 45250517.3548 | 961560.8286 | 26934732.84 | 26934732.84 | 20193244.4958 | 10589842.3133 | 0 | 73146811.0234 | 130864630.6725 | 237137.3706 | 16.6156 | 4402.3027 | 7876.0197 | 89.7469 | 160.5633
1 | 5900 | 707 | 0.03 | 15 | 15 | 7 | 3.1623e-10 | 5spot_SharedNeighbor | CO2 | Porous | Wet | R245fa | MinimizeLCOE_Brownfield | IgnoreSilica | 149.5692 | 28.547 | 4.186 | 4 | 4373.6756 | 7820.7833 | 89.1633 | 159.4372 | 120.6261 | 15.9781 | 95.0703 | 7354796.2224 | 0 | 5000416.4154 | 0 | 0 | 0 | 2282216.8415 | 5708597.4969 | 14852599.6927 | 10137204.4807 | 45335831.1496 | 961560.8286 | 26934732.84 | 26934732.84 | 20193244.4958 | 10589842.3133 | 0 | 73232124.8183 | 130949944.4674 | 316227.766 | 16.7438 | 4373.6756 | 7820.7833 | 89.1633 | 159.4372
1 | 5900 | 707 | 0.03 | 15 | 15 | 7 | 4.217e-10 | 5spot_SharedNeighbor | CO2 | Porous | Wet | R245fa | MinimizeLCOE_Brownfield | IgnoreSilica | 150.2077 | 28.6806 | 4.2103 | 4 | 4352.2308 | 7779.3941 | 88.7261 | 158.5935 | 120.5633 | 15.9534 | 95.2218 | 7372377.023 | 0 | 5017484.5441 | 0 | 0 | 0 | 2268559.7664 | 5716784.3201 | 14873900.1271 | 10151742.4648 | 45400848.2455 | 961560.8286 | 26934732.84 | 26934732.84 | 20193244.4958 | 10589842.3133 | 0 | 73297141.9141 | 131014961.5632 | 421696.5034 | 16.8413 | 4352.2308 | 7779.3941 | 88.7261 | 158.5935
1 | 5900 | 707 | 0.03 | 15 | 15 | 7 | 5.6234e-10 | 5spot_SharedNeighbor | CO2 | Porous | Wet | R245fa | MinimizeLCOE_Brownfield | IgnoreSilica | 150.683 | 28.7802 | 4.2286 | 4 | 4336.1622 | 7748.4883 | 88.3985 | 157.9634 | 120.5162 | 15.935 | 102.5083 | 7385406.3393 | 0 | 5030181.017 | 0 | 0 | 0 | 2257980.0812 | 5722691.3006 | 14889268.8789 | 10162231.9537 | 45447759.5707 | 961560.8286 | 26934732.84 | 26934732.84 | 20193244.4958 | 10589842.3133 | 0 | 73344053.2394 | 131061872.8885 | 562341.3252 | 16.9145 | 4336.1622 | 7748.4883 | 88.3985 | 157.9634
1 | 5900 | 707 | 0.03 | 15 | 15 | 7 | 7.4989e-10 | 5spot_SharedNeighbor | CO2 | Porous | Wet | R245fa | MinimizeLCOE_Brownfield | IgnoreSilica | 151.0307 | 28.8534 | 4.2423 | 4 | 4324.1195 | 7725.4579 | 88.153 | 157.4939 | 120.4816 | 15.9215 | 113.6895 | 7394907.0103 | 0 | 5039465.4819 | 0 | 0 | 0 | 2249713.1573 | 5726793.4033 | 14899941.7085 | 10169516.3792 | 45480337.1404 | 961560.8286 | 26934732.84 | 26934732.84 | 20193244.4958 | 10589842.3133 | 0 | 73376630.809 | 131094450.4581 | 749894.2093 | 16.9691 | 4324.1195 | 7725.4579 | 88.153 | 157.4939
1 | 5900 | 707 | 0.03 | 15 | 15 | 7 | 1e-09 | 5spot_SharedNeighbor | CO2 | Porous | Wet | R245fa | MinimizeLCOE_Brownfield | IgnoreSilica | 151.3083 | 28.9114 | 4.2528 | 4 | 4315.0928 | 7708.034 | 87.969 | 157.1387 | 120.4539 | 15.9107 | 110.0625 | 7402476.2017 | 0 | 5046875.7867 | 0 | 0 | 0 | 2243787.7417 | 5730324.4948 | 14909128.8843 | 10175786.8155 | 45508379.9247 | 961560.8286 | 26934732.84 | 26934732.84 | 20193244.4958 | 10589842.3133 | 0 | 73404673.5934 | 131122493.2425 | 1000000 | 17.0111 | 4315.0928 | 7708.034 | 87.969 | 157.1387
1 | 5900 | 707 | 0.03 | 15 | 15 | 7 | 1.3335e-09 | 5spot_SharedNeighbor | CO2 | Porous | Wet | R245fa | MinimizeLCOE_Brownfield | IgnoreSilica | 151.5176 | 28.9552 | 4.2607 | 4 | 4308.3259 | 7694.9733 | 87.8311 | 156.8724 | 120.433 | 15.9025 | 108.291 | 7408170.885 | 0 | 5052459.9231 | 0 | 0 | 0 | 2239318.3991 | 5732980.1908 | 14916038.4605 | 10180502.7432 | 45529470.6018 | 961560.8286 | 26934732.84 | 26934732.84 | 20193244.4958 | 10589842.3133 | 0 | 73425764.2704 | 131143583.9195 | 1333521.4322 | 17.0428 | 4308.3259 | 7694.9733 | 87.8311 | 156.8724
1 | 5900 | 707 | 0.03 | 15 | 15 | 7 | 1.7783e-09 | 5spot_SharedNeighbor | CO2 | Porous | Wet | R245fa | MinimizeLCOE_Brownfield | IgnoreSilica | 151.6614 | 28.9856 | 4.2664 | 4 | 4303.2527 | 7685.3304 | 87.7276 | 156.6759 | 120.4186 | 15.8969 | 114.8733 | 7412074.1393 | 0 | 5056293.5641 | 0 | 0 | 0 | 2235660.4715 | 5734570.9882 | 14920177.3891 | 10183327.6471 | 45542104.1994 | 961560.8286 | 26934732.84 | 26934732.84 | 20193244.4958 | 10589842.3133 | 0 | 73438397.868 | 131156217.5171 | 1778279.41 | 17.0658 | 4303.2527 | 7685.3304 | 87.7276 | 156.6759
1 | 5900 | 707 | 0.03 | 15 | 15 | 7 | 2.3714e-09 | 5spot_SharedNeighbor | CO2 | Porous | Wet | R245fa | MinimizeLCOE_Brownfield | IgnoreSilica | 151.7734 | 29.0091 | 4.2708 | 4 | 4299.4491 | 7678.0583 | 87.6501 | 156.5276 | 120.4073 | 15.8925 | 115.2957 | 7415114.8862 | 0 | 5059282.1001 | 0 | 0 | 0 | 2232992.5855 | 5735881.933 | 14923588.1985 | 10185655.5945 | 45552515.2978 | 961560.8286 | 26934732.84 | 26934732.84 | 20193244.4958 | 10589842.3133 | 0 | 73448808.9664 | 131166628.6155 | 2371373.7057 | 17.0833 | 4299.4491 | 7678.0583 | 87.6501 | 156.5276
1 | 5900 | 707 | 0.03 | 15 | 15 | 7 | 3.1623e-09 | 5spot_SharedNeighbor | CO2 | Porous | Wet | R245fa | MinimizeLCOE_Brownfield | IgnoreSilica | 151.864 | 29.028 | 4.2742 | 4 | 4296.5971 | 7672.5381 | 87.5919 | 156.4151 | 120.3982 | 15.889 | 115.8432 | 7417571.6932 | 0 | 5061697.5402 | 0 | 0 | 0 | 2231121.0178 | 5737052.198 | 14926632.988 | 10187733.7259 | 45561809.1631 | 961560.8286 | 26934732.84 | 26934732.84 | 20193244.4958 | 10589842.3133 | 0 | 73458102.8318 | 131175922.4809 | 3162277.6602 | 17.0968 | 4296.5971 | 7672.5381 | 87.5919 | 156.4151
1 | 5900 | 707 | 0.03 | 15 | 15 | 7 | 4.217e-09 | 5spot_SharedNeighbor | CO2 | Porous | Wet | R245fa | MinimizeLCOE_Brownfield | IgnoreSilica | 151.9197 | 29.0399 | 4.2766 | 4 | 4294.4587 | 7668.5301 | 87.5483 | 156.3334 | 120.3926 | 15.8868 | 106.3351 | 7419081.2029 | 0 | 5063183.8217 | 0 | 0 | 0 | 2229456.6756 | 5737571.4631 | 14927984.0092 | 10188655.8257 | 45565932.9981 | 961560.8286 | 26934732.84 | 26934732.84 | 20193244.4958 | 10589842.3133 | 0 | 73462226.6668 | 131180046.3159 | 4216965.0343 | 17.1063 | 4294.4587 | 7668.5301 | 87.5483 | 156.3334
1 | 5900 | 707 | 0.03 | 15 | 15 | 7 | 5.6234e-09 | 5spot_SharedNeighbor | CO2 | Porous | Wet | R245fa | MinimizeLCOE_Brownfield | IgnoreSilica | 151.9781 | 29.0519 | 4.2786 | 4 | 4292.8553 | 7665.3492 | 87.5157 | 156.2685 | 120.3867 | 15.8845 | 113.2205 | 7420662.8878 | 0 | 5064739.3619 | 0 | 0 | 0 | 2228553.1995 | 5738442.6252 | 14930250.5943 | 10190202.8166 | 45572851.4851 | 961560.8286 | 26934732.84 | 26934732.84 | 20193244.4958 | 10589842.3133 | 0 | 73469145.1538 | 131186964.8029 | 5623413.2519 | 17.1143 | 4292.8553 | 7665.3492 | 87.5157 | 156.2685
1 | 5900 | 707 | 0.03 | 15 | 15 | 7 | 7.4989e-09 | 5spot_SharedNeighbor | CO2 | Porous | Wet | R245fa | MinimizeLCOE_Brownfield | IgnoreSilica | 152.0124 | 29.0592 | 4.2799 | 4 | 4291.6529 | 7663.0654 | 87.4911 | 156.222 | 120.3833 | 15.8832 | 104.5676 | 7421590.4601 | 0 | 5065652.8774 | 0 | 0 | 0 | 2227674.9888 | 5738818.1472 | 14931227.6256 | 10190869.6605 | 45575833.7596 | 961560.8286 | 26934732.84 | 26934732.84 | 20193244.4958 | 10589842.3133 | 0 | 73472127.4282 | 131189947.0773 | 7498942.0933 | 17.1198 | 4291.6529 | 7663.0654 | 87.4911 | 156.222
1 | 5900 | 707 | 0.03 | 15 | 15 | 7 | 1e-08 | 5spot_SharedNeighbor | CO2 | Porous | Wet | R245fa | MinimizeLCOE_Brownfield | IgnoreSilica | 152.0318 | 29.0634 | 4.2809 | 4 | 4290.7513 | 7661.4195 | 87.4728 | 156.1884 | 120.3813 | 15.8824 | 106.5921 | 7422115.9573 | 0 | 5066171.3409 | 0 | 0 | 0 | 2226884.5768 | 5738917.0312 | 14931484.9015 | 10191045.2566 | 45576619.0644 | 961560.8286 | 26934732.84 | 26934732.84 | 20193244.4958 | 10589842.3133 | 0 | 73472912.7331 | 131190732.3822 | 10000000 | 17.1236 | 4290.7513 | 7661.4195 | 87.4728 | 156.1884
1 | 6000 | 707 | 0.03 | 15 | 15 | 7 | 1e-13 | 5spot_SharedNeighbor | CO2 | Porous | Wet | R245fa | MinimizeLCOE_Brownfield | IgnoreSilica | 0 | 0 | 0 | 0 | [6 empty] | 21.9951 | [19 empty] | 100 | 0
1 | 6000 | 707 | 0.03 | 15 | 15 | 7 | 1.3335e-13 | 5spot_SharedNeighbor | CO2 | Porous | Wet | R245fa | MinimizeLCOE_Brownfield | IgnoreSilica | 1.6 | -0.0016776 | 0.0044704 | 4 | 1671030.8834 | 4969966.0056 | 34066.2248 | 101319.4794 | 70.2944 | 15.2074 | 28.4776 | 188554.1041 | 0 | 70115.4753 | 0 | 0 | 0 | 182171.9993 | 171928.2157 | 447321.9499 | 305306.4224 | 1365398.1666 | 961560.8286 | 27554035.6139 | 27554035.6139 | 20626182.4834 | 10810590.2618 | 0 | 29880994.6092 | 88871802.9683 | 133.3521 | 0.017882 | 1671030.8834 | 4969966.0056 | 34066.2248 | 101319.4794
1 | 6000 | 707 | 0.03 | 15 | 15 | 7 | 1.7783e-13 | 5spot_SharedNeighbor | CO2 | Porous | Wet | R245fa | MinimizeLCOE_Brownfield | IgnoreSilica | 3.1102 | 0.1498 | 0.01624 | 4 | 480776.2837 | 1388900.539 | 9801.2748 | 28314.6161 | 89.8645 | 16.8366 | 49.2172 | 370175.5826 | 0 | 170512.3276 | 0 | 0 | 0 | 335937.6152 | 341883.9549 | 889511.9207 | 607110.1635 | 2715131.5647 | 961560.8286 | 27554035.6139 | 27554035.6139 | 20626182.4834 | 10810590.2618 | 0 | 31230728.0072 | 90221536.3664 | 177.8279 | 0.064959 | 480776.2837 | 1388900.539 | 9801.2748 | 28314.6161
1 | 6000 | 707 | 0.03 | 15 | 15 | 7 | 2.3714e-13 | 5spot_SharedNeighbor | CO2 | Porous | Wet | R245fa | MinimizeLCOE_Brownfield | IgnoreSilica | 4.3166 | 0.32302 | 0.033048 | 4 | 243392.779 | 689645.7532 | 4961.891 | 14059.3615 | 98.3048 | 17.4336 | 56.2381 | 504871.1978 | 0 | 246797.2316 | 0 | 0 | 0 | 429648.264 | 460713.5104 | 1198682.0488 | 818125.1288 | 3658837.3815 | 961560.8286 | 27554035.6139 | 27554035.6139 | 20626182.4834 | 10810590.2618 | 0 | 32174433.8241 | 91165242.1832 | 237.1374 | 0.13219 | 243392.779 | 689645.7532 | 4961.891 | 14059.3615
1 | 6000 | 707 | 0.03 | 15 | 15 | 7 | 3.1623e-13 | 5spot_SharedNeighbor | CO2 | Porous | Wet | R245fa | MinimizeLCOE_Brownfield | IgnoreSilica | 5.824 | 0.56454 | 0.057714 | 4 | 144059.4104 | 399591.1142 | 2936.8459 | 8146.2054 | 104.9801 | 17.8642 | 70.8825 | 661337.4651 | 0 | 337268.9214 | 0 | 0 | 0 | 532188.3602 | 597009.9512 | 1553297.4295 | 1060157.4127 | 4741259.5402 | 961560.8286 | 27554035.6139 | 27554035.6139 | 20626182.4834 | 10810590.2618 | 0 | 33256855.9828 | 92247664.3419 | 316.2278 | 0.23086 | 144059.4104 | 399591.1142 | 2936.8459 | 8146.2054
1 | 6000 | 707 | 0.03 | 15 | 15 | 7 | 4.217e-13 | 5spot_SharedNeighbor | CO2 | Porous | Wet | R245fa | MinimizeLCOE_Brownfield | IgnoreSilica | 7.7434 | 0.89214 | 0.092439 | 4 | 93369.5266 | 252909.3227 | 1903.4641 | 5155.8986 | 110.3453 | 18.1848 | 72.6368 | 845668.8115 | 0 | 446268.8548 | 0 | 0 | 0 | 647959.343 | 756559.8337 | 1968413.4954 | 1343482.6575 | 6008352.996 | 961560.8286 | 27554035.6139 | 27554035.6139 | 20626182.4834 | 10810590.2618 | 0 | 34523949.4385 | 93514757.7977 | 421.6965 | 0.36976 | 93369.5266 | 252909.3227 | 1903.4641 | 5155.8986
1 | 6000 | 707 | 0.03 | 15 | 15 | 7 | 5.6234e-13 | 5spot_SharedNeighbor | CO2 | Porous | Wet | R245fa | MinimizeLCOE_Brownfield | IgnoreSilica | 10.1944 | 1.327 | 0.14009 | 4 | 64267.6301 | 169543.2666 | 1310.1826 | 3456.3688 | 114.6409 | 18.4245 | 58.6241 | 1062998.693 | 0 | 577846.5514 | 0 | 0 | 0 | 779534.2728 | 943948.0117 | 2455959.0961 | 1676242.548 | 7496529.1731 | 961560.8286 | 27554035.6139 | 27554035.6139 | 20626182.4834 | 10810590.2618 | 0 | 36012125.6156 | 95002933.9748 | 562.3413 | 0.56035 | 64267.6301 | 169543.2666 | 1310.1826 | 3456.3688
1 | 6000 | 707 | 0.03 | 15 | 15 | 7 | 7.4989e-13 | 5spot_SharedNeighbor | CO2 | Porous | Wet | R245fa | MinimizeLCOE_Brownfield | IgnoreSilica | 13.4003 | 1.9078 | 0.20504 | 4 | 46048.9122 | 117974.3208 | 938.7694 | 2405.0661 | 118.1226 | 18.6057 | 48.8561 | 1325131.0127 | 0 | 725811.4113 | 0 | 0 | 0 | 936277.3674 | 1165015.7186 | 3031131.9223 | 2068809.8205 | 9252177.2529 | 961560.8286 | 27554035.6139 | 27554035.6139 | 20626182.4834 | 10810590.2618 | 0 | 37767773.6955 | 96758582.0546 | 749.8942 | 0.82017 | 46048.9122 | 117974.3208 | 938.7694 | 2405.0661
1 | 6000 | 707 | 0.03 | 15 | 15 | 7 | 1e-12 | 5spot_SharedNeighbor | CO2 | Porous | Wet | R245fa | MinimizeLCOE_Brownfield | IgnoreSilica | 17.395 | 2.646 | 0.29148 | 4 | 34094.1378 | 84689.4564 | 695.0551 | 1726.5091 | 120.7956 | 18.7326 | 70.2596 | 1626552.0628 | 0 | 894275.3913 | 0 | 0 | 0 | 1106877.4875 | 1414804.9272 | 3681032.2042 | 2512380.117 | 11235922.1899 | 961560.8286 | 27554035.6139 | 27554035.6139 | 20626182.4834 | 10810590.2618 | 0 | 39751518.6324 | 98742326.9915 | 1000 | 1.1659 | 34094.1378 | 84689.4564 | 695.0551 | 1726.5091
1 | 6000 | 707 | 0.03 | 15 | 15 | 7 | 1.3335e-12 | 5spot_SharedNeighbor | CO2 | Porous | Wet | R245fa | MinimizeLCOE_Brownfield | IgnoreSilica | 22.4233 | 3.5864 | 0.40513 | 4 | 25949.4616 | 62351.4924 | 529.0149 | 1271.1195 | 122.8694 | 18.8166 | 76.6501 | 1977423.1524 | 0 | 1095699.0212 | 0 | 0 | 0 | 1297344.975 | 1704482.1879 | 4434713.0157 | 3026782.7574 | 13536445.1096 | 961560.8286 | 27554035.6139 | 27554035.6139 | 20626182.4834 | 10810590.2618 | 0 | 42052041.5522 | 101042849.9113 | 1333.5214 | 1.6205 | 25949.4616 | 62351.4924 | 529.0149 | 1271.1195
1 | 6000 | 707 | 0.03 | 15 | 15 | 7 | 1.7783e-12 | 5spot_SharedNeighbor | CO2 | Porous | Wet | R245fa | MinimizeLCOE_Brownfield | IgnoreSilica | 28.7009 | 4.7709 | 0.55268 | 4 | 20220.2044 | 46904.1806 | 412.2162 | 956.2052 | 124.4532 | 18.8606 | 62.6517 | 2383099.9407 | 0 | 1334901.8668 | 0 | 0 | 0 | 1507795.7293 | 2038061.0393 | 5302616.7606 | 3619144.897 | 16185620.2336 | 961560.8286 | 27554035.6139 | 27554035.6139 | 20626182.4834 | 10810590.2618 | 0 | 44701216.6762 | 103692025.0353 | 1778.2794 | 2.2107 | 20220.2044 | 46904.1806 | 412.2162 | 956.2052
1 | 6000 | 707 | 0.03 | 15 | 15 | 7 | 2.3714e-12 | 5spot_SharedNeighbor | CO2 | Porous | Wet | R245fa | MinimizeLCOE_Brownfield | IgnoreSilica | 36.4398 | 6.2423 | 0.74129 | 4 | 16091.9504 | 35986.6689 | 328.0562 | 733.6369 | 125.6276 | 18.8631 | 75.1037 | 2846790.3528 | 0 | 1615820.7929 | 0 | 0 | 0 | 1736247.5123 | 2417554.8766 | 6289981.8802 | 4293041.8795 | 19199437.2943 | 961560.8286 | 27554035.6139 | 27554035.6139 | 20626182.4834 | 10810590.2618 | 0 | 47715033.7368 | 106705842.0959 | 2371.3737 | 2.9651 | 16091.9504 | 35986.6689 | 328.0562 | 733.6369
1 | 6000 | 707 | 0.03 | 15 | 15 | 7 | 3.1623e-12 | 5spot_SharedNeighbor | CO2 | Porous | Wet | R245fa | MinimizeLCOE_Brownfield | IgnoreSilica | 45.7313 | 8.0232 | 0.97693 | 4 | 13063.4019 | 28159.3925 | 266.3151 | 574.0673 | 126.4433 | 18.819 | 80.6299 | 3363674.2874 | 0 | 1937775.5166 | 0 | 0 | 0 | 1973523.4002 | 2837239.5497 | 7381915.3104 | 5038308.8825 | 22532436.9468 | 961560.8286 | 27554035.6139 | 27554035.6139 | 20626182.4834 | 10810590.2618 | 0 | 51048033.3894 | 110038841.7485 | 3162.2777 | 3.9077 | 13063.4019 | 28159.3925 | 266.3151 | 574.0673
1 | 6000 | 707 | 0.03 | 15 | 15 | 7 | 4.217e-12 | 5spot_SharedNeighbor | CO2 | Porous | Wet | R245fa | MinimizeLCOE_Brownfield | IgnoreSilica | 56.5519 | 10.1145 | 1.2626 | 4 | 10814.9673 | 22495.6872 | 220.4777 | 458.605 | 126.9377 | 18.7208 | 78.9044 | 3923201.2918 | 0 | 2296623.8929 | 0 | 0 | 0 | 2207939.9318 | 3286828.3954 | 8551653.2637 | 5836679.0714 | 26102925.8471 | 961560.8286 | 27554035.6139 | 27554035.6139 | 20626182.4834 | 10810590.2618 | 0 | 54618522.2896 | 113609330.6488 | 4216.965 | 5.0503 | 10814.9673 | 22495.6872 | 220.4777 | 458.605
1 | 6000 | 707 | 0.03 | 15 | 15 | 7 | 5.6234e-12 | 5spot_SharedNeighbor | CO2 | Porous | Wet | R245fa | MinimizeLCOE_Brownfield | IgnoreSilica | 68.554 | 12.4564 | 1.5939 | 4 | 9135.7184 | 18388.4182 | 186.244 | 374.8728 | 127.1301 | 18.5635 | 89.5754 | 4500598.9413 | 0 | 2678911.7884 | 0 | 0 | 0 | 2419120.108 | 3743466.0267 | 9739730.711 | 6647566.3417 | 29729393.9172 | 961560.8286 | 27554035.6139 | 27554035.6139 | 20626182.4834 | 10810590.2618 | 0 | 58244990.3597 | 117235798.7189 | 5623.4133 | 6.3755 | 9135.7184 | 18388.4182 | 186.244 | 374.8728
1 | 6000 | 707 | 0.03 | 15 | 15 | 7 | 7.4989e-12 | 5spot_SharedNeighbor | CO2 | Porous | Wet | R245fa | MinimizeLCOE_Brownfield | IgnoreSilica | 81.1 | 14.9303 | 1.9573 | 4 | 7880.1272 | 15414.7458 | 160.6471 | 314.2504 | 127.0458 | 18.3489 | 82.33 | 5062633.4397 | 0 | 3064425.0661 | 0 | 0 | 0 | 2585756.1217 | 4177997.7047 | 10870293.0026 | 7419198.3364 | 33180303.6713 | 961560.8286 | 27554035.6139 | 27554035.6139 | 20626182.4834 | 10810590.2618 | 0 | 61695900.1138 | 120686708.473 | 7498.9421 | 7.8293 | 7880.1272 | 15414.7458 | 160.6471 | 314.2504
1 | 6000 | 707 | 0.03 | 15 | 15 | 7 | 1e-11 | 5spot_SharedNeighbor | CO2 | Porous | Wet | R245fa | MinimizeLCOE_Brownfield | IgnoreSilica | 93.4138 | 17.3845 | 2.3318 | 4 | 6943.5112 | 13268.1012 | 141.5529 | 270.4882 | 126.7373 | 18.092 | 89.6442 | 5577333.2492 | 0 | 3431319.481 | 0 | 0 | 0 | 2694626.0973 | 4564278.7427 | 11875317.0262 | 8105147.8837 | 36248022.4799 | 961560.8286 | 27554035.6139 | 27554035.6139 | 20626182.4834 | 10810590.2618 | 0 | 64763618.9225 | 123754427.2816 | 10000 | 9.3272 | 6943.5112 | 13268.1012 | 141.5529 | 270.4882
1 | 6000 | 707 | 0.03 | 15 | 15 | 7 | 1.3335e-11 | 5spot_SharedNeighbor | CO2 | Porous | Wet | R245fa | MinimizeLCOE_Brownfield | IgnoreSilica | 104.8 | 19.6777 | 2.6944 | 4 | 6246.4144 | 11719.778 | 127.3416 | 238.9235 | 126.2781 | 17.8143 | 91.1324 | 6022820.5726 | 0 | 3762022.155 | 0 | 0 | 0 | 2744644.3091 | 4886499.9443 | 12713670.4961 | 8677341.3534 | 38806998.8305 | 961560.8286 | 27554035.6139 | 27554035.6139 | 20626182.4834 | 10810590.2618 | 0 | 67322595.273 | 126313403.6322 | 13335.2143 | 10.7778 | 6246.4144 | 11719.778 | 127.3416 | 238.9235
1 | 6000 | 707 | 0.03 | 15 | 15 | 7 | 1.7783e-11 | 5spot_SharedNeighbor | CO2 | Porous | Wet | R245fa | MinimizeLCOE_Brownfield | IgnoreSilica | 114.7903 | 21.71 | 3.0263 | 4 | 5728.4915 | 10601.664 | 116.783 | 216.1293 | 125.7484 | 17.5392 | 93.7098 | 6390524.5752 | 0 | 4046286.1876 | 0 | 0 | 0 | 2745523.8267 | 5141110.4899 | 13376114.908 | 9129473.2764 | 40829033.2637 | 961560.8286 | 27554035.6139 | 27554035.6139 | 20626182.4834 | 10810590.2618 | 0 | 69344629.7063 | 128335438.0654 | 17782.7941 | 12.1052 | 5728.4915 | 10601.664 | 116.783 | 216.1293
1 | 6000 | 707 | 0.03 | 15 | 15 | 7 | 2.3714e-11 | 5spot_SharedNeighbor | CO2 | Porous | Wet | R245fa | MinimizeLCOE_Brownfield | IgnoreSilica | 123.1897 | 23.434 | 3.3158 | 4 | 5343.8965 | 9791.6072 | 108.9426 | 199.6152 | 125.2154 | 17.2855 | 93.3545 | 6683220.8136 | 0 | 4281459.0692 | 0 | 0 | 0 | 2712434.3892 | 5334074.5661 | 13878167.8517 | 9472134.7266 | 42361491.4164 | 961560.8286 | 27554035.6139 | 27554035.6139 | 20626182.4834 | 10810590.2618 | 0 | 70877087.8589 | 129867896.218 | 23713.7371 | 13.2632 | 5343.8965 | 9791.6072 | 108.9426 | 199.6152
1 | 6000 | 707 | 0.03 | 15 | 15 | 7 | 3.1623e-11 | 5spot_SharedNeighbor | CO2 | Porous | Wet | R245fa | MinimizeLCOE_Brownfield | IgnoreSilica | 130.0297 | 24.8491 | 3.5589 | 4 | 5058.1635 | 9202.0069 | 103.1175 | 187.5954 | 124.7234 | 17.0637 | 94.0122 | 6910540.8196 | 0 | 4470605.6469 | 0 | 0 | 0 | 2660733.8713 | 5476333.3318 | 14248295.9788 | 9724754.7788 | 43491264.4272 | 961560.8286 | 27554035.6139 | 27554035.6139 | 20626182.4834 | 10810590.2618 | 0 | 72006860.8698 | 130997669.2289 | 31622.7766 | 14.2358 | 5058.1635 | 9202.0069 | 103.1175 | 187.5954
1 | 6000 | 707 | 0.03 | 15 | 15 | 7 | 4.217e-11 | 5spot_SharedNeighbor | CO2 | Porous | Wet | R245fa | MinimizeLCOE_Brownfield | IgnoreSilica | 135.4593 | 25.9802 | 3.7571 | 4 | 4845.6381 | 8770.8811 | 98.7849 | 178.8063 | 124.296 | 16.878 | 108.1449 | 7083920.1535 | 0 | 4619333.0248 | 0 | 0 | 0 | 2602142.5893 | 5579104.3494 | 14515685.0854 | 9907253.3383 | 44307438.5406 | 961560.8286 | 27554035.6139 | 27554035.6139 | 20626182.4834 | 10810590.2618 | 0 | 72823034.9831 | 131813843.3423 | 42169.6503 | 15.0286 | 4845.6381 | 8770.8811 | 98.7849 | 178.8063
1 | 6000 | 707 | 0.03 | 15 | 15 | 7 | 5.6234e-11 | 5spot_SharedNeighbor | CO2 | Porous | Wet | R245fa | MinimizeLCOE_Brownfield | IgnoreSilica | 139.7083 | 26.8701 | 3.9154 | 4 | 4687.3454 | 8453.9703 | 95.5579 | 172.3456 | 123.9387 | 16.7267 | 100.6875 | 7215220.4881 | 0 | 4734893.2125 | 0 | 0 | 0 | 2544996.3427 | 5653092.9169 | 14708188.161 | 10038640.6429 | 44895031.7641 | 961560.8286 | 27554035.6139 | 27554035.6139 | 20626182.4834 | 10810590.2618 | 0 | 73410628.2066 | 132401436.5657 | 56234.1325 | 15.6615 | 4687.3454 | 8453.9703 | 95.5579 | 172.3456
1 | 6000 | 707 | 0.03 | 15 | 15 | 7 | 7.4989e-11 | 5spot_SharedNeighbor | CO2 | Porous | Wet | R245fa | MinimizeLCOE_Brownfield | IgnoreSilica | 142.9844 | 27.5594 | 4.0395 | 4 | 4569.2861 | 8220.1621 | 93.1511 | 167.5791 | 123.6495 | 16.6064 | 119.5347 | 7313807.2596 | 0 | 4823509.6595 | 0 | 0 | 0 | 2493345.41 | 5705958.3084 | 14845733.0654 | 10132517.8665 | 45314871.5694 | 961560.8286 | 27554035.6139 | 27554035.6139 | 20626182.4834 | 10810590.2618 | 0 | 73830468.012 | 132821276.3711 | 74989.4209 | 16.158 | 4569.2861 | 8220.1621 | 93.1511 | 167.5791
1 | 6000 | 707 | 0.03 | 15 | 15 | 7 | 1e-10 | 5spot_SharedNeighbor | CO2 | Porous | Wet | R245fa | MinimizeLCOE_Brownfield | IgnoreSilica | 145.5083 | 28.092 | 4.136 | 4 | 4481.1286 | 8046.8219 | 91.3539 | 164.0453 | 123.4185 | 16.5117 | 104.9967 | 7388183.9064 | 0 | 4891506.4628 | 0 | 0 | 0 | 2449542.5819 | 5744400.8509 | 14945752.6755 | 10200783.3055 | 45620169.783 | 961560.8286 | 27554035.6139 | 27554035.6139 | 20626182.4834 | 10810590.2618 | 0 | 74135766.2255 | 133126574.5847 | 100000 | 16.544 | 4481.1286 | 8046.8219 | 91.3539 | 164.0453
1 | 6000 | 707 | 0.03 | 15 | 15 | 7 | 1.3335e-10 | 5spot_SharedNeighbor | CO2 | Porous | Wet | R245fa | MinimizeLCOE_Brownfield | IgnoreSilica | 147.4233 | 28.4973 | 4.2101 | 4 | 4415.2345 | 7918.1598 | 90.0105 | 161.4224 | 123.2385 | 16.4385 | 104.9617 | 7443690.3776 | 0 | 4942938.5573 | 0 | 0 | 0 | 2413224.8764 | 5771942.9864 | 15017411.6624 | 10249692.0365 | 45838900.4967 | 961560.8286 | 27554035.6139 | 27554035.6139 | 20626182.4834 | 10810590.2618 | 0 | 74354496.9392 | 133345305.2984 | 133352.1432 | 16.8404 | 4415.2345 | 7918.1598 | 90.0105 | 161.4224
1 | 6000 | 707 | 0.03 | 15 | 15 | 7 | 1.7783e-10 | 5spot_SharedNeighbor | CO2 | Porous | Wet | R245fa | MinimizeLCOE_Brownfield | IgnoreSilica | 148.8823 | 28.8066 | 4.2668 | 4 | 4365.9426 | 7822.3043 | 89.0056 | 159.4683 | 123.0985 | 16.3821 | 115.8832 | 7485443.5347 | 0 | 4982033.8863 | 0 | 0 | 0 | 2384169.0869 | 5792142.1381 | 15069965.7116 | 10285561.255 | 45999315.6127 | 961560.8286 | 27554035.6139 | 27554035.6139 | 20626182.4834 | 10810590.2618 | 0 | 74514912.0553 | 133505720.4144 | 177827.941 | 17.0673 | 4365.9426 | 7822.3043 | 89.0056 | 159.4683
1 | 6000 | 707 | 0.03 | 15 | 15 | 7 | 2.3714e-10 | 5spot_SharedNeighbor | CO2 | Porous | Wet | R245fa | MinimizeLCOE_Brownfield | IgnoreSilica | 149.9714 | 29.0383 | 4.3098 | 4 | 4329.0477 | 7750.9764 | 88.2535 | 158.0141 | 122.9924 | 16.3395 | 92.635 | 7516306.1987 | 0 | 5011168.0718 | 0 | 0 | 0 | 2360904.1935 | 5806467.601 | 15107237.6275 | 10311000.1034 | 46113083.7959 | 961560.8286 | 27554035.6139 | 27554035.6139 | 20626182.4834 | 10810590.2618 | 0 | 74628680.2385 | 133619488.5976 | 237137.3706 | 17.2391 | 4329.0477 | 7750.9764 | 88.2535 | 158.0141
1 | 6000 | 707 | 0.03 | 15 | 15 | 7 | 3.1623e-10 | 5spot_SharedNeighbor | CO2 | Porous | Wet | R245fa | MinimizeLCOE_Brownfield | IgnoreSilica | 150.7944 | 29.2135 | 4.3423 | 4 | 4301.4191 | 7697.6963 | 87.6902 | 156.928 | 122.9113 | 16.3071 | 111.0233 | 7539455.5948 | 0 | 5033155.914 | 0 | 0 | 0 | 2342813.0126 | 5817015.5634 | 15134681.2619 | 10329730.9479 | 46196852.2947 | 961560.8286 | 27554035.6139 | 27554035.6139 | 20626182.4834 | 10810590.2618 | 0 | 74712448.7372 | 133703257.0963 | 316227.766 | 17.3693 | 4301.4191 | 7697.6963 | 87.6902 | 156.928
1 | 6000 | 707 | 0.03 | 15 | 15 | 7 | 4.217e-10 | 5spot_SharedNeighbor | CO2 | Porous | Wet | R245fa | MinimizeLCOE_Brownfield | IgnoreSilica | 151.425 | 29.3476 | 4.3671 | 4 | 4280.7223 | 7657.7527 | 87.2683 | 156.1136 | 122.8487 | 16.2822 | 112.0559 | 7557095.7398 | 0 | 5049989.2567 | 0 | 0 | 0 | 2329091.5808 | 5825108.8652 | 15155738.3731 | 10344102.8589 | 46261126.6745 | 961560.8286 | 27554035.6139 | 27554035.6139 | 20626182.4834 | 10810590.2618 | 0 | 74776723.117 | 133767531.4762 | 421696.5034 | 17.4682 | 4280.7223 | 7657.7527 | 87.2683 | 156.1136
1 | 6000 | 707 | 0.03 | 15 | 15 | 7 | 5.6234e-10 | 5spot_SharedNeighbor | CO2 | Porous | Wet | R245fa | MinimizeLCOE_Brownfield | IgnoreSilica | 151.9003 | 29.4487 | 4.3857 | 4 | 4265.2141 | 7627.8634 | 86.9522 | 155.5043 | 122.8012 | 16.2633 | 104.587 | 7570331.1665 | 0 | 5062665.2818 | 0 | 0 | 0 | 2318592.9825 | 5831119.878 | 15171377.7954 | 10354777.086 | 46308864.19 | 961560.8286 | 27554035.6139 | 27554035.6139 | 20626182.4834 | 10810590.2618 | 0 | 74824460.6326 | 133815268.9917 | 562341.3252 | 17.543 | 4265.2141 | 7627.8634 | 86.9522 | 155.5043
1 | 6000 | 707 | 0.03 | 15 | 15 | 7 | 7.4989e-10 | 5spot_SharedNeighbor | CO2 | Porous | Wet | R245fa | MinimizeLCOE_Brownfield | IgnoreSilica | 152.2487 | 29.5231 | 4.3997 | 4 | 4253.5914 | 7605.5843 | 86.7152 | 155.0501 | 122.7662 | 16.2494 | 109.0336 | 7580000.4723 | 0 | 5071952.3095 | 0 | 0 | 0 | 2310399.1723 | 5835317.2621 | 15182298.5277 | 10362230.7102 | 46342198.454 | 961560.8286 | 27554035.6139 | 27554035.6139 | 20626182.4834 | 10810590.2618 | 0 | 74857794.8965 | 133848603.2557 | 749894.2093 | 17.5987 | 4253.5914 | 7605.5843 | 86.7152 | 155.0501
1 | 6000 | 707 | 0.03 | 15 | 15 | 7 | 1e-09 | 5spot_SharedNeighbor | CO2 | Porous | Wet | R245fa | MinimizeLCOE_Brownfield | IgnoreSilica | 152.5117 | 29.5793 | 4.4102 | 4 | 4244.8795 | 7588.8862 | 86.5376 | 154.7097 | 122.7397 | 16.2389 | 113.2054 | 7587282.5702 | 0 | 5078960.6121 | 0 | 0 | 0 | 2304209.807 | 5838476.6658 | 15190518.6482 | 10367841.1114 | 46367289.4147 | 961560.8286 | 27554035.6139 | 27554035.6139 | 20626182.4834 | 10810590.2618 | 0 | 74882885.8572 | 133873694.2164 | 1000000 | 17.6408 | 4244.8795 | 7588.8862 | 86.5376 | 154.7097
1 | 6000 | 707 | 0.03 | 15 | 15 | 7 | 1.3335e-09 | 5spot_SharedNeighbor | CO2 | Porous | Wet | R245fa | MinimizeLCOE_Brownfield | IgnoreSilica | 152.7091 | 29.6214 | 4.4181 | 4 | 4238.3486 | 7576.3777 | 86.4045 | 154.4547 | 122.7197 | 16.231 | 112.7157 | 7592738.9573 | 0 | 5084219.9511 | 0 | 0 | 0 | 2299525.8666 | 5840829.0622 | 15196639.1011 | 10372018.4462 | 46385971.3845 | 961560.8286 | 27554035.6139 | 27554035.6139 | 20626182.4834 | 10810590.2618 | 0 | 74901567.827 | 133892376.1861 | 1333521.4322 | 17.6723 | 4238.3486 | 7576.3777 | 86.4045 | 154.4547
1 | 6000 | 707 | 0.03 | 15 | 15 | 7 | 1.7783e-09 | 5spot_SharedNeighbor | CO2 | Porous | Wet | R245fa | MinimizeLCOE_Brownfield | IgnoreSilica | 152.8601 | 29.6536 | 4.4241 | 4 | 4233.4524 | 7566.976 | 86.3047 | 154.263 | 122.7044 | 16.225 | 117.0208 | 7596905.3134 | 0 | 5088240.1902 | 0 | 0 | 0 | 2296049.0682 | 5842665.883 | 15201418.132 | 10375280.233 | 46400558.8197 | 961560.8286 | 27554035.6139 | 27554035.6139 | 20626182.4834 | 10810590.2618 | 0 | 74916155.2623 | 133906963.6214 | 1778279.41 | 17.6962 | 4233.4524 | 7566.976 | 86.3047 | 154.263
1 | 6000 | 707 | 0.03 | 15 | 15 | 7 | 2.3714e-09 | 5spot_SharedNeighbor | CO2 | Porous | Wet | R245fa | MinimizeLCOE_Brownfield | IgnoreSilica | 152.9797 | 29.6789 | 4.4286 | 4 | 4229.7814 | 7559.8636 | 86.2298 | 154.118 | 122.6923 | 16.2202 | 122.2496 | 7600204.731 | 0 | 5091425.9856 | 0 | 0 | 0 | 2293564.8016 | 5844226.2521 | 15205477.8924 | 10378051.1029 | 46412950.7657 | 961560.8286 | 27554035.6139 | 27554035.6139 | 20626182.4834 | 10810590.2618 | 0 | 74928547.2082 | 133919355.5674 | 2371373.7057 | 17.7145 | 4229.7814 | 7559.8636 | 86.2298 | 154.118
1 | 6000 | 707 | 0.03 | 15 | 15 | 7 | 3.1623e-09 | 5spot_SharedNeighbor | CO2 | Porous | Wet | R245fa | MinimizeLCOE_Brownfield | IgnoreSilica | 153.0575 | 29.6957 | 4.4319 | 4 | 4227.0289 | 7554.6572 | 86.1737 | 154.0119 | 122.6844 | 16.2171 | 116.932 | 7602346.8313 | 0 | 5093497.1312 | 0 | 0 | 0 | 2291437.7397 | 5845039.8639 | 15207594.7433 | 10379495.8971 | 46419412.2065 | 961560.8286 | 27554035.6139 | 27554035.6139 | 20626182.4834 | 10810590.2618 | 0 | 74935008.6491 | 133925817.0082 | 3162277.6602 | 17.7276 | 4227.0289 | 7554.6572 | 86.1737 | 154.0119
1 | 6000 | 707 | 0.03 | 15 | 15 | 7 | 4.217e-09 | 5spot_SharedNeighbor | CO2 | Porous | Wet | R245fa | MinimizeLCOE_Brownfield | IgnoreSilica | 153.1112 | 29.7074 | 4.4343 | 4 | 4224.9651 | 7550.8025 | 86.1316 | 153.9333 | 122.6789 | 16.2149 | 110.3861 | 7603824.4475 | 0 | 5094927.085 | 0 | 0 | 0 | 2289739.2082 | 5845511.3889 | 15208821.5546 | 10380333.221 | 46423156.9052 | 961560.8286 | 27554035.6139 | 27554035.6139 | 20626182.4834 | 10810590.2618 | 0 | 74938753.3478 | 133929561.7069 | 4216965.0343 | 17.7371 | 4224.9651 | 7550.8025 | 86.1316 | 153.9333
1 | 6000 | 707 | 0.03 | 15 | 15 | 7 | 5.6234e-09 | 5spot_SharedNeighbor | CO2 | Porous | Wet | R245fa | MinimizeLCOE_Brownfield | IgnoreSilica | 153.165 | 29.7187 | 4.4363 | 4 | 4223.4175 | 7547.7729 | 86.1001 | 153.8716 | 122.6735 | 16.2127 | 116.9693 | 7605303.5206 | 0 | 5096356.9385 | 0 | 0 | 0 | 2288750.1921 | 5846260.154 | 15210769.6877 | 10381662.8619 | 46429103.3548 | 961560.8286 | 27554035.6139 | 27554035.6139 | 20626182.4834 | 10810590.2618 | 0 | 74944699.7973 | 133935508.1565 | 5623413.2519 | 17.745 | 4223.4175 | 7547.7729 | 86.1001 | 153.8716
1 | 6000 | 707 | 0.03 | 15 | 15 | 7 | 7.4989e-09 | 5spot_SharedNeighbor | CO2 | Porous | Wet | R245fa | MinimizeLCOE_Brownfield | IgnoreSilica | 153.2085 | 29.7278 | 4.4378 | 4 | 4222.2571 | 7545.4679 | 86.0764 | 153.8246 | 122.6691 | 16.211 | 120.8611 | 7606501.9923 | 0 | 5097515.5393 | 0 | 0 | 0 | 2288076.3014 | 5846916.5949 | 15212477.6124 | 10382828.5556 | 46434316.5959 | 961560.8286 | 27554035.6139 | 27554035.6139 | 20626182.4834 | 10810590.2618 | 0 | 74949913.0385 | 133940721.3976 | 7498942.0933 | 17.7511 | 4222.2571 | 7545.4679 | 86.0764 | 153.8246
1 | 6000 | 707 | 0.03 | 15 | 15 | 7 | 1e-08 | 5spot_SharedNeighbor | CO2 | Porous | Wet | R245fa | MinimizeLCOE_Brownfield | IgnoreSilica | 153.2233 | 29.7313 | 4.4387 | 4 | 4221.387 | 7543.9248 | 86.0587 | 153.7931 | 122.6675 | 16.2104 | 110.744 | 7606907.948 | 0 | 5097909.9416 | 0 | 0 | 0 | 2287189.2808 | 5846882.7965 | 15212389.6758 | 10382768.5371 | 46434048.1797 | 961560.8286 | 27554035.6139 | 27554035.6139 | 20626182.4834 | 10810590.2618 | 0 | 74949644.6223 | 133940452.9814 | 10000000 | 17.7547 | 4221.387 | 7543.9248 | 86.0587 | 153.7931
1 | 6100 | 707 | 0.03 | 15 | 15 | 7 | 1e-13 | 5spot_SharedNeighbor | CO2 | Porous | Wet | R245fa | MinimizeLCOE_Brownfield | IgnoreSilica | 0 | 0 | 0 | 0 | [6 empty] | 21.7913 | [19 empty] | 100 | 0
1 | 6100 | 707 | 0.03 | 15 | 15 | 7 | 1.3335e-13 | 5spot_SharedNeighbor | CO2 | Porous | Wet | R245fa | MinimizeLCOE_Brownfield | IgnoreSilica | 1.6 | -0.0029506 | 0.004601 | 4 | 1658141.0269 | 4933375.9826 | 33803.4476 | 100573.5423 | 70.646 | 15.4978 | 27.89 | 190423.0708 | 0 | 69859.3713 | 0 | 0 | 0 | 183898.5361 | 173230.5815 | 450710.4386 | 307619.1355 | 1375741.1337 | 961560.8286 | 28179198.4787 | 28179198.4787 | 21064687.5574 | 11033682.2466 | 0 | 30516500.441 | 90794068.7237 | 133.3521 | 0.018404 | 1658141.0269 | 4933375.9826 | 33803.4476 | 100573.5423
1 | 6100 | 707 | 0.03 | 15 | 15 | 7 | 1.7783e-13 | 5spot_SharedNeighbor | CO2 | Porous | Wet | R245fa | MinimizeLCOE_Brownfield | IgnoreSilica | 3.2003 | 0.15841 | 0.017285 | 4 | 462309.3587 | 1334122.565 | 9424.8016 | 27197.893 | 91.5211 | 17.2335 | 62.7875 | 385227.6864 | 0 | 176824.189 | 0 | 0 | 0 | 349569.8148 | 355532.4592 | 925022.5291 | 631346.8834 | 2823523.562 | 961560.8286 | 28179198.4787 | 28179198.4787 | 21064687.5574 | 11033682.2466 | 0 | 31964282.8693 | 92241851.152 | 177.8279 | 0.06914 | 462309.3587 | 1334122.565 | 9424.8016 | 27197.893
1 | 6100 | 707 | 0.03 | 15 | 15 | 7 | 2.3714e-13 | 5spot_SharedNeighbor | CO2 | Porous | Wet | R245fa | MinimizeLCOE_Brownfield | IgnoreSilica | 4.4332 | 0.33839 | 0.035074 | 4 | 234767.1759 | 664407.2663 | 4786.0464 | 13544.8408 | 100.0922 | 17.835 | 56.4793 | 524453.9427 | 0 | 255166.6733 | 0 | 0 | 0 | 446163.3501 | 478055.7468 | 1243802.9904 | 848921.0985 | 3796563.8018 | 961560.8286 | 28179198.4787 | 28179198.4787 | 21064687.5574 | 11033682.2466 | 0 | 32937323.1091 | 93214891.3918 | 237.1374 | 0.1403 | 234767.1759 | 664407.2663 | 4786.0464 | 13544.8408
1 | 6100 | 707 | 0.03 | 15 | 15 | 7 | 3.1623e-13 | 5spot_SharedNeighbor | CO2 | Porous | Wet | R245fa | MinimizeLCOE_Brownfield | IgnoreSilica | 5.9749 | 0.58923 | 0.061154 | 4 | 139216.1766 | 385634.5906 | 2838.1101 | 7861.6827 | 106.8873 | 18.2698 | 60.3442 | 686321.3089 | 0 | 348143.0524 | 0 | 0 | 0 | 551962.0916 | 618706.3166 | 1609746.9217 | 1098685.3511 | 4913565.0423 | 961560.8286 | 28179198.4787 | 28179198.4787 | 21064687.5574 | 11033682.2466 | 0 | 34054324.3496 | 94331892.6323 | 316.2278 | 0.24461 | 139216.1766 | 385634.5906 | 2838.1101 | 7861.6827
1 | 6100 | 707 | 0.03 | 15 | 15 | 7 | 4.217e-13 | 5spot_SharedNeighbor | CO2 | Porous | Wet | R245fa | MinimizeLCOE_Brownfield | IgnoreSilica | 7.948 | 0.93076 | 0.097865 | 4 | 90354.372 | 244335.7388 | 1841.9961 | 4981.1145 | 112.3777 | 18.5951 | 69.7005 | 878003.4199 | 0 | 460734.206 | 0 | 0 | 0 | 672520.4565 | 784390.6521 | 2040823.5761 | 1392904.0254 | 6229376.336 | 961560.8286 | 28179198.4787 | 28179198.4787 | 21064687.5574 | 11033682.2466 | 0 | 35370135.6433 | 95647703.926 | 421.6965 | 0.39146 | 90354.372 | 244335.7388 | 1841.9961 | 4981.1145
1 | 6100 | 707 | 0.03 | 15 | 15 | 7 | 5.6234e-13 | 5spot_SharedNeighbor | CO2 | Porous | Wet | R245fa | MinimizeLCOE_Brownfield | IgnoreSilica | 10.5427 | 1.3954 | 0.14847 | 4 | 62243.4234 | 163738.8534 | 1268.9164 | 3338.038 | 116.8719 | 18.8434 | 63.1619 | 1110447.989 | 0 | 599094.3155 | 0 | 0 | 0 | 816974.016 | 985341.365 | 2563656.1105 | 1749747.9733 | 7825261.7693 | 961560.8286 | 28179198.4787 | 28179198.4787 | 21064687.5574 | 11033682.2466 | 0 | 36966021.0766 | 97243589.3593 | 562.3413 | 0.59389 | 62243.4234 | 163738.8534 | 1268.9164 | 3338.038
1 | 6100 | 707 | 0.03 | 15 | 15 | 7 | 7.4989e-13 | 5spot_SharedNeighbor | CO2 | Porous | Wet | R245fa | MinimizeLCOE_Brownfield | IgnoreSilica | 13.7487 | 1.9874 | 0.21704 | 4 | 44580.732 | 114011.024 | 908.8385 | 2324.2689 | 120.3129 | 19.0204 | 55.6715 | 1375342.4199 | 0 | 740868.6783 | 0 | 0 | 0 | 971385.3304 | 1204162.6071 | 3132984.0961 | 2138326.022 | 9563069.1538 | 961560.8286 | 28179198.4787 | 28179198.4787 | 21064687.5574 | 11033682.2466 | 0 | 38703828.4611 | 98981396.7438 | 749.8942 | 0.86817 | 44580.732 | 114011.024 | 908.8385 | 2324.2689
1 | 6100 | 707 | 0.03 | 15 | 15 | 7 | 1e-12 | 5spot_SharedNeighbor | CO2 | Porous | Wet | R245fa | MinimizeLCOE_Brownfield | IgnoreSilica | 17.836 | 2.754 | 0.30834 | 4 | 33037.1595 | 81909.4666 | 673.5072 | 1669.8353 | 123.0355 | 19.1478 | 75.4648 | 1687375.3962 | 0 | 912367.316 | 0 | 0 | 0 | 1147524.0444 | 1461434.0351 | 3802351.5779 | 2595183.0824 | 11606235.4519 | 961560.8286 | 28179198.4787 | 28179198.4787 | 21064687.5574 | 11033682.2466 | 0 | 40746994.7592 | 101024563.0419 | 1000 | 1.2334 | 33037.1595 | 81909.4666 | 673.5072 | 1669.8353
1 | 6100 | 707 | 0.03 | 15 | 15 | 7 | 1.3335e-12 | 5spot_SharedNeighbor | CO2 | Porous | Wet | R245fa | MinimizeLCOE_Brownfield | IgnoreSilica | 22.9936 | 3.7325 | 0.42838 | 4 | 25166.6991 | 60344.159 | 513.0572 | 1230.1973 | 125.1532 | 19.2316 | 55.6954 | 2051518.7444 | 0 | 1117936.9121 | 0 | 0 | 0 | 1345217.7134 | 1760722.6142 | 4581039.0684 | 3126653.2951 | 13983088.3476 | 961560.8286 | 28179198.4787 | 28179198.4787 | 21064687.5574 | 11033682.2466 | 0 | 43123847.6549 | 103401415.9376 | 1333.5214 | 1.7135 | 25166.6991 | 60344.159 | 513.0572 | 1230.1973
1 | 6100 | 707 | 0.03 | 15 | 15 | 7 | 1.7783e-12 | 5spot_SharedNeighbor | CO2 | Porous | Wet | R245fa | MinimizeLCOE_Brownfield | IgnoreSilica | 29.4024 | 4.9601 | 0.58391 | 4 | 19628.2114 | 45435.8716 | 400.1476 | 926.2717 | 126.7631 | 19.274 | 74.8624 | 2470545.7296 | 0 | 1360937.1873 | 0 | 0 | 0 | 1561618.1496 | 2103309.4159 | 5472379.6522 | 3735011.5588 | 16703801.6934 | 961560.8286 | 28179198.4787 | 28179198.4787 | 21064687.5574 | 11033682.2466 | 0 | 45844561.0007 | 106122129.2834 | 1778.2794 | 2.3356 | 19628.2114 | 45435.8716 | 400.1476 | 926.2717
1 | 6100 | 707 | 0.03 | 15 | 15 | 7 | 2.3714e-12 | 5spot_SharedNeighbor | CO2 | Porous | Wet | R245fa | MinimizeLCOE_Brownfield | IgnoreSilica | 37.3024 | 6.4848 | 0.78253 | 4 | 15635.2477 | 34892.4963 | 318.7457 | 711.3307 | 127.9575 | 19.2735 | 79.3026 | 2949538.5723 | 0 | 1646346.9925 | 0 | 0 | 0 | 1796712.909 | 2493113.4048 | 6486569.6713 | 4427217.0863 | 19799498.6362 | 961560.8286 | 28179198.4787 | 28179198.4787 | 21064687.5574 | 11033682.2466 | 0 | 48940257.9435 | 109217826.2262 | 2371.3737 | 3.1301 | 15635.2477 | 34892.4963 | 318.7457 | 711.3307
1 | 6100 | 707 | 0.03 | 15 | 15 | 7 | 3.1623e-12 | 5spot_SharedNeighbor | CO2 | Porous | Wet | R245fa | MinimizeLCOE_Brownfield | IgnoreSilica | 46.7908 | 8.3306 | 1.0304 | 4 | 12704.8299 | 27329.156 | 259.0051 | 557.1418 | 128.7863 | 19.2242 | 66.3593 | 3483686.4148 | 0 | 1973607.1183 | 0 | 0 | 0 | 2041336.327 | 2924465.6454 | 7608859.719 | 5193203.1047 | 23225158.3291 | 961560.8286 | 28179198.4787 | 28179198.4787 | 21064687.5574 | 11033682.2466 | 0 | 52365917.6364 | 112643485.9192 | 3162.2777 | 4.1217 | 12704.8299 | 27329.156 | 259.0051 | 557.1418
1 | 6100 | 707 | 0.03 | 15 | 15 | 7 | 4.217e-12 | 5spot_SharedNeighbor | CO2 | Porous | Wet | R245fa | MinimizeLCOE_Brownfield | IgnoreSilica | 57.7964 | 10.4903 | 1.3301 | 4 | 10529.0096 | 21858.7128 | 214.6481 | 445.6194 | 129.284 | 19.1187 | 102.8358 | 4059572.8205 | 0 | 2336969.6108 | 0 | 0 | 0 | 2281103.1157 | 3384281.7633 | 8805206.9365 | 6009734.6631 | 26876868.9099 | 961560.8286 | 28179198.4787 | 28179198.4787 | 21064687.5574 | 11033682.2466 | 0 | 56017628.2172 | 116295196.4999 | 4216.965 | 5.3203 | 10529.0096 | 21858.7128 | 214.6481 | 445.6194
1 | 6100 | 707 | 0.03 | 15 | 15 | 7 | 5.6234e-12 | 5spot_SharedNeighbor | CO2 | Porous | Wet | R245fa | MinimizeLCOE_Brownfield | IgnoreSilica | 69.9501 | 12.8988 | 1.6764 | 4 | 8904.293 | 17893.6749 | 181.5261 | 364.7868 | 129.4717 | 18.952 | 94.6352 | 4651246.5893 | 0 | 2722470.3298 | 0 | 0 | 0 | 2495107.6997 | 3848841.6013 | 10013896.3406 | 6834690.0175 | 30566252.5782 | 961560.8286 | 28179198.4787 | 28179198.4787 | 21064687.5574 | 11033682.2466 | 0 | 59707011.8855 | 119984580.1682 | 5623.4133 | 6.7054 | 8904.293 | 17893.6749 | 181.5261 | 364.7868
1 | 6100 | 707 | 0.03 | 15 | 15 | 7 | 7.4989e-12 | 5spot_SharedNeighbor | CO2 | Porous | Wet | R245fa | MinimizeLCOE_Brownfield | IgnoreSilica | 82.6024 | 15.433 | 2.0547 | 4 | 7689.9374 | 15024.2051 | 156.7698 | 306.2887 | 129.3773 | 18.7269 | 99.8453 | 5224824.3576 | 0 | 3109755.8198 | 0 | 0 | 0 | 2662234.4695 | 4288757.7123 | 11158467.8222 | 7615883.5723 | 34059923.7538 | 961560.8286 | 28179198.4787 | 28179198.4787 | 21064687.5574 | 11033682.2466 | 0 | 63200683.061 | 123478251.3438 | 7498.9421 | 8.2186 | 7689.9374 | 15024.2051 | 156.7698 | 306.2887
1 | 6100 | 707 | 0.03 | 15 | 15 | 7 | 1e-11 | 5spot_SharedNeighbor | CO2 | Porous | Wet | R245fa | MinimizeLCOE_Brownfield | IgnoreSilica | 94.9802 | 17.939 | 2.4429 | 4 | 6784.4825 | 12953.1685 | 138.3109 | 264.0679 | 129.0565 | 18.4592 | 91.197 | 5748425.7648 | 0 | 3477272.7067 | 0 | 0 | 0 | 2770119.4633 | 4678368.9946 | 12172156.4585 | 8307746.8957 | 37154090.2835 | 961560.8286 | 28179198.4787 | 28179198.4787 | 21064687.5574 | 11033682.2466 | 0 | 66294849.5908 | 126572417.8735 | 10000 | 9.7715 | 6784.4825 | 12953.1685 | 138.3109 | 264.0679
1 | 6100 | 707 | 0.03 | 15 | 15 | 7 | 1.3335e-11 | 5spot_SharedNeighbor | CO2 | Porous | Wet | R245fa | MinimizeLCOE_Brownfield | IgnoreSilica | 106.3808 | 20.2718 | 2.8173 | 4 | 6110.8285 | 11459.7522 | 124.5775 | 233.6225 | 128.5857 | 18.1716 | 95.3225 | 6199898.2653 | 0 | 3807351.3162 | 0 | 0 | 0 | 2817916.7406 | 5001814.8656 | 13013696.2671 | 8882115.107 | 39722792.5618 | 961560.8286 | 28179198.4787 | 28179198.4787 | 21064687.5574 | 11033682.2466 | 0 | 68863551.8691 | 129141120.1519 | 13335.2143 | 11.2691 | 6110.8285 | 11459.7522 | 124.5775 | 233.6225
1 | 6100 | 707 | 0.03 | 15 | 15 | 7 | 1.7783e-11 | 5spot_SharedNeighbor | CO2 | Porous | Wet | R245fa | MinimizeLCOE_Brownfield | IgnoreSilica | 116.3413 | 22.3307 | 3.1585 | 4 | 5610.4551 | 10381.5382 | 114.3767 | 211.6417 | 128.0475 | 17.8886 | 114.984 | 6571049.3547 | 0 | 4089962.4734 | 0 | 0 | 0 | 2815889.9489 | 5255991.6931 | 13675012.2332 | 9333476.8426 | 41741382.5459 | 961560.8286 | 28179198.4787 | 28179198.4787 | 21064687.5574 | 11033682.2466 | 0 | 70882141.8532 | 131159710.1359 | 17782.7941 | 12.6339 | 5610.4551 | 10381.5382 | 114.3767 | 211.6417
1 | 6100 | 707 | 0.03 | 15 | 15 | 7 | 2.3714e-11 | 5spot_SharedNeighbor | CO2 | Porous | Wet | R245fa | MinimizeLCOE_Brownfield | IgnoreSilica | 124.6823 | 24.0709 | 3.4551 | 4 | 5238.9517 | 9600.4839 | 106.8031 | 195.7189 | 127.5096 | 17.6291 | 118.2406 | 6865429.7494 | 0 | 4322908.5287 | 0 | 0 | 0 | 2779838.8324 | 5447589.0731 | 14173509.3141 | 9673711.3434 | 43262986.8412 | 961560.8286 | 28179198.4787 | 28179198.4787 | 21064687.5574 | 11033682.2466 | 0 | 72403746.1485 | 132681314.4312 | 23713.7371 | 13.8203 | 5238.9517 | 9600.4839 | 106.8031 | 195.7189
1 | 6100 | 707 | 0.03 | 15 | 15 | 7 | 3.1623e-11 | 5spot_SharedNeighbor | CO2 | Porous | Wet | R245fa | MinimizeLCOE_Brownfield | IgnoreSilica | 131.4723 | 25.4985 | 3.7037 | 4 | 4962.968 | 9031.691 | 101.1768 | 184.1232 | 127.0143 | 17.4026 | 109.2079 | 7094071.2972 | 0 | 4510241.9176 | 0 | 0 | 0 | 2726100.4313 | 5588861.3219 | 14541070.7266 | 9924579.56 | 44384925.2546 | 961560.8286 | 28179198.4787 | 28179198.4787 | 21064687.5574 | 11033682.2466 | 0 | 73525684.5619 | 133803252.8446 | 31622.7766 | 14.8149 | 4962.968 | 9031.691 | 101.1768 | 184.1232
1 | 6100 | 707 | 0.03 | 15 | 15 | 7 | 4.217e-11 | 5spot_SharedNeighbor | CO2 | Porous | Wet | R245fa | MinimizeLCOE_Brownfield | IgnoreSilica | 136.8554 | 26.638 | 3.906 | 4 | 4757.7011 | 8615.6802 | 96.9922 | 175.6423 | 126.585 | 17.2134 | 115.2502 | 7268300.9279 | 0 | 4657382.6461 | 0 | 0 | 0 | 2666012.431 | 5690761.4419 | 14806193.9362 | 10105531.5983 | 45194182.9813 | 961560.8286 | 28179198.4787 | 28179198.4787 | 21064687.5574 | 11033682.2466 | 0 | 74334942.2886 | 134612510.5714 | 42169.6503 | 15.6241 | 4757.7011 | 8615.6802 | 96.9922 | 175.6423
1 | 6100 | 707 | 0.03 | 15 | 15 | 7 | 5.6234e-11 | 5spot_SharedNeighbor | CO2 | Porous | Wet | R245fa | MinimizeLCOE_Brownfield | IgnoreSilica | 141.0554 | 27.5321 | 4.0672 | 4 | 4604.8159 | 8309.9265 | 93.8754 | 169.4091 | 126.2276 | 17.0598 | 110.4354 | 7399894.41 | 0 | 4771381.4962 | 0 | 0 | 0 | 2607592.3576 | 5763758.6229 | 14996117.6272 | 10235158.42 | 45773902.9339 | 961560.8286 | 28179198.4787 | 28179198.4787 | 21064687.5574 | 11033682.2466 | 0 | 74914662.2412 | 135192230.5239 | 56234.1325 | 16.2688 | 4604.8159 | 8309.9265 | 93.8754 | 169.4091
1 | 6100 | 707 | 0.03 | 15 | 15 | 7 | 7.4989e-11 | 5spot_SharedNeighbor | CO2 | Porous | Wet | R245fa | MinimizeLCOE_Brownfield | IgnoreSilica | 144.3 | 28.2259 | 4.1936 | 4 | 4490.7893 | 8084.1974 | 91.5508 | 164.8073 | 125.938 | 16.9376 | 114.7596 | 7498928.964 | 0 | 4858983.0893 | 0 | 0 | 0 | 2555273.6382 | 5816142.4197 | 15132409.5212 | 10328180.4381 | 46189918.0705 | 961560.8286 | 28179198.4787 | 28179198.4787 | 21064687.5574 | 11033682.2466 | 0 | 75330677.3778 | 135608245.6605 | 74989.4209 | 16.7745 | 4490.7893 | 8084.1974 | 91.5508 | 164.8073
1 | 6100 | 707 | 0.03 | 15 | 15 | 7 | 1e-10 | 5spot_SharedNeighbor | CO2 | Porous | Wet | R245fa | MinimizeLCOE_Brownfield | IgnoreSilica | 146.7776 | 28.7576 | 4.2915 | 4 | 4405.6426 | 7917.0649 | 89.815 | 161.4001 | 125.7087 | 16.8422 | 108.1776 | 7573002.7696 | 0 | 4925612.1341 | 0 | 0 | 0 | 2510527.7348 | 5853565.629 | 15229777.0353 | 10394635.7672 | 46487121.0699 | 961560.8286 | 28179198.4787 | 28179198.4787 | 21064687.5574 | 11033682.2466 | 0 | 75627880.3772 | 135905448.6599 | 100000 | 17.1661 | 4405.6426 | 7917.0649 | 89.815 | 161.4001
1 | 6100 | 707 | 0.03 | 15 | 15 | 7 | 1.3335e-10 | 5spot_SharedNeighbor | CO2 | Porous | Wet | R245fa | MinimizeLCOE_Brownfield | IgnoreSilica | 148.6756 | 29.1658 | 4.367 | 4 | 4341.9984 | 7792.776 | 88.5175 | 158.8663 | 125.5284 | 16.7679 | 106.6031 | 7628833.6216 | 0 | 4976499.7788 | 0 | 0 | 0 | 2473992.2979 | 5880937.0224 | 15300991.7861 | 10443241.298 | 46704495.8048 | 961560.8286 | 28179198.4787 | 28179198.4787 | 21064687.5574 | 11033682.2466 | 0 | 75845255.1121 | 136122823.3948 | 133352.1432 | 17.4678 | 4341.9984 | 7792.776 | 88.5175 | 158.8663
1 | 6100 | 707 | 0.03 | 15 | 15 | 7 | 1.7783e-10 | 5spot_SharedNeighbor | CO2 | Porous | Wet | R245fa | MinimizeLCOE_Brownfield | IgnoreSilica | 150.1151 | 29.476 | 4.4246 | 4 | 4294.3894 | 7700.2381 | 87.5469 | 156.9798 | 125.3889 | 16.7108 | 102.2289 | 7670648.584 | 0 | 5015009.5821 | 0 | 0 | 0 | 2444658.1907 | 5900823.3791 | 15352732.0072 | 10478555.062 | 46862426.8051 | 961560.8286 | 28179198.4787 | 28179198.4787 | 21064687.5574 | 11033682.2466 | 0 | 76003186.1124 | 136280754.3951 | 177827.941 | 17.6983 | 4294.3894 | 7700.2381 | 87.5469 | 156.9798
1 | 6100 | 707 | 0.03 | 15 | 15 | 7 | 2.3714e-10 | 5spot_SharedNeighbor | CO2 | Porous | Wet | R245fa | MinimizeLCOE_Brownfield | IgnoreSilica | 151.1841 | 29.7072 | 4.4681 | 4 | 4258.754 | 7631.4307 | 86.8205 | 155.577 | 125.2837 | 16.668 | 97.4877 | 7701400.7621 | 0 | 5043559.4013 | 0 | 0 | 0 | 2421079.0378 | 5914755.2885 | 15388979.9775 | 10503295.0466 | 46973069.5139 | 961560.8286 | 28179198.4787 | 28179198.4787 | 21064687.5574 | 11033682.2466 | 0 | 76113828.8212 | 136391397.1039 | 237137.3706 | 17.8723 | 4258.754 | 7631.4307 | 86.8205 | 155.577
1 | 6100 | 707 | 0.03 | 15 | 15 | 7 | 3.1623e-10 | 5spot_SharedNeighbor | CO2 | Porous | Wet | R245fa | MinimizeLCOE_Brownfield | IgnoreSilica | 152.0124 | 29.886 | 4.5014 | 4 | 4232.0685 | 7579.8116 | 86.2764 | 154.5247 | 125.2014 | 16.6346 | 108.5463 | 7725056.4192 | 0 | 5065652.8774 | 0 | 0 | 0 | 2403225.4277 | 5925634.5424 | 15417285.5647 | 10522614.1914 | 47059469.0228 | 961560.8286 | 28179198.4787 | 28179198.4787 | 21064687.5574 | 11033682.2466 | 0 | 76200228.3301 | 136477796.6128 | 316227.766 | 18.0054 | 4232.0685 | 7579.8116 | 86.2764 | 154.5247
1 | 6100 | 707 | 0.03 | 15 | 15 | 7 | 4.217e-10 | 5spot_SharedNeighbor | CO2 | Porous | Wet | R245fa | MinimizeLCOE_Brownfield | IgnoreSilica | 152.6313 | 30.0199 | 4.5264 | 4 | 4212.0781 | 7541.2761 | 85.8689 | 153.7391 | 125.1393 | 16.6095 | 118.9018 | 7742634.0387 | 0 | 5082147.8611 | 0 | 0 | 0 | 2389342.0604 | 5933508.3445 | 15437771.5825 | 10536596.3195 | 47122000.2067 | 961560.8286 | 28179198.4787 | 28179198.4787 | 21064687.5574 | 11033682.2466 | 0 | 76262759.514 | 136540327.7967 | 421696.5034 | 18.1057 | 4212.0781 | 7541.2761 | 85.8689 | 153.7391
1 | 6100 | 707 | 0.03 | 15 | 15 | 7 | 5.6234e-10 | 5spot_SharedNeighbor | CO2 | Porous | Wet | R245fa | MinimizeLCOE_Brownfield | IgnoreSilica | 153.0964 | 30.1206 | 4.5453 | 4 | 4197.0992 | 7512.4531 | 85.5635 | 153.1515 | 125.0924 | 16.5906 | 125.0016 | 7755784.6346 | 0 | 5094532.625 | 0 | 0 | 0 | 2378696.5366 | 5939315.3805 | 15452880.299 | 10546908.329 | 47168117.8049 | 961560.8286 | 28179198.4787 | 28179198.4787 | 21064687.5574 | 11033682.2466 | 0 | 76308877.1122 | 136586445.3949 | 562341.3252 | 18.1813 | 4197.0992 | 7512.4531 | 85.5635 | 153.1515
1 | 6100 | 707 | 0.03 | 15 | 15 | 7 | 7.4989e-10 | 5spot_SharedNeighbor | CO2 | Porous | Wet | R245fa | MinimizeLCOE_Brownfield | IgnoreSilica | 153.4324 | 30.1937 | 4.5594 | 4 | 4185.8732 | 7491.0176 | 85.3347 | 152.7145 | 125.0583 | 16.5768 | 115.1682 | 7765253.4544 | 0 | 5103475.4213 | 0 | 0 | 0 | 2370287.9767 | 5943216.5725 | 15463030.4002 | 10553835.9816 | 47199099.8067 | 961560.8286 | 28179198.4787 | 28179198.4787 | 21064687.5574 | 11033682.2466 | 0 | 76339859.114 | 136617427.3967 | 749894.2093 | 18.2375 | 4185.8732 | 7491.0176 | 85.3347 | 152.7145
1 | 6100 | 707 | 0.03 | 15 | 15 | 7 | 1e-09 | 5spot_SharedNeighbor | CO2 | Porous | Wet | R245fa | MinimizeLCOE_Brownfield | IgnoreSilica | 153.6908 | 30.2498 | 4.57 | 4 | 4177.4586 | 7474.9028 | 85.1631 | 152.386 | 125.032 | 16.5663 | 105.6663 | 7772518.5313 | 0 | 5110349.7118 | 0 | 0 | 0 | 2364042.9027 | 5946295.3468 | 15471040.7396 | 10559303.2029 | 47223550.4351 | 961560.8286 | 28179198.4787 | 28179198.4787 | 21064687.5574 | 11033682.2466 | 0 | 76364309.7424 | 136641878.0251 | 1000000 | 18.2801 | 4177.4586 | 7474.9028 | 85.1631 | 152.386
1 | 6100 | 707 | 0.03 | 15 | 15 | 7 | 1.3335e-09 | 5spot_SharedNeighbor | CO2 | Porous | Wet | R245fa | MinimizeLCOE_Brownfield | IgnoreSilica | 153.8929 | 30.2935 | 4.5781 | 4 | 4171.1506 | 7462.748 | 85.0345 | 152.1382 | 125.0114 | 16.558 | 118.4169 | 7778190.8187 | 0 | 5115724.1037 | 0 | 0 | 0 | 2359495.5494 | 5948830.084 | 15477635.6058 | 10563804.3346 | 47243680.4963 | 961560.8286 | 28179198.4787 | 28179198.4787 | 21064687.5574 | 11033682.2466 | 0 | 76384439.8036 | 136662008.0863 | 1333521.4322 | 18.3126 | 4171.1506 | 7462.748 | 85.0345 | 152.1382
1 | 6100 | 707 | 0.03 | 15 | 15 | 7 | 1.7783e-09 | 5spot_SharedNeighbor | CO2 | Porous | Wet | R245fa | MinimizeLCOE_Brownfield | IgnoreSilica | 154.0392 | 30.3252 | 4.5842 | 4 | 4166.4215 | 7453.6949 | 84.9381 | 151.9537 | 124.9964 | 16.552 | 109.5304 | 7782291.9121 | 0 | 5119615.0238 | 0 | 0 | 0 | 2355945.2122 | 5950562.3377 | 15482142.5746 | 10566880.4334 | 47257437.4938 | 961560.8286 | 28179198.4787 | 28179198.4787 | 21064687.5574 | 11033682.2466 | 0 | 76398196.8011 | 136675765.0838 | 1778279.41 | 18.3366 | 4166.4215 | 7453.6949 | 84.9381 | 151.9537
1 | 6100 | 707 | 0.03 | 15 | 15 | 7 | 2.3714e-09 | 5spot_SharedNeighbor | CO2 | Porous | Wet | R245fa | MinimizeLCOE_Brownfield | IgnoreSilica | 154.1512 | 30.3495 | 4.5887 | 4 | 4162.8758 | 7446.8869 | 84.8659 | 151.8149 | 124.9849 | 16.5474 | 109.0672 | 7785429.682 | 0 | 5122594.2791 | 0 | 0 | 0 | 2353318.9666 | 5951923.7418 | 15485684.6689 | 10569297.9855 | 47268249.324 | 961560.8286 | 28179198.4787 | 28179198.4787 | 21064687.5574 | 11033682.2466 | 0 | 76409008.6313 | 136686576.914 | 2371373.7057 | 18.3549 | 4162.8758 | 7446.8869 | 84.8659 | 151.8149
1 | 6100 | 707 | 0.03 | 15 | 15 | 7 | 3.1623e-09 | 5spot_SharedNeighbor | CO2 | Porous | Wet | R245fa | MinimizeLCOE_Brownfield | IgnoreSilica | 154.2413 | 30.3688 | 4.5922 | 4 | 4160.2173 | 7441.7235 | 84.8117 | 151.7096 | 124.9757 | 16.5437 | 119.0333 | 7787948.7847 | 0 | 5124986.9841 | 0 | 0 | 0 | 2351471.4434 | 5953118.8127 | 15488793.9982 | 10571420.1667 | 47277740.1898 | 961560.8286 | 28179198.4787 | 28179198.4787 | 21064687.5574 | 11033682.2466 | 0 | 76418499.497 | 136696067.7798 | 3162277.6602 | 18.3689 | 4160.2173 | 7441.7235 | 84.8117 | 151.7096
1 | 6100 | 707 | 0.03 | 15 | 15 | 7 | 4.217e-09 | 5spot_SharedNeighbor | CO2 | Porous | Wet | R245fa | MinimizeLCOE_Brownfield | IgnoreSilica | 154.295 | 30.3807 | 4.5947 | 4 | 4158.2239 | 7437.9932 | 84.771 | 151.6336 | 124.9702 | 16.5415 | 113.045 | 7789449.4871 | 0 | 5126414.7366 | 0 | 0 | 0 | 2349780.8848 | 5953601.5923 | 15490050.0916 | 10572277.4762 | 47281574.2687 | 961560.8286 | 28179198.4787 | 28179198.4787 | 21064687.5574 | 11033682.2466 | 0 | 76422333.5759 | 136699901.8587 | 4216965.0343 | 18.3786 | 4158.2239 | 7437.9932 | 84.771 | 151.6336
1 | 6100 | 707 | 0.03 | 15 | 15 | 7 | 5.6234e-09 | 5spot_SharedNeighbor | CO2 | Porous | Wet | R245fa | MinimizeLCOE_Brownfield | IgnoreSilica | 154.3487 | 30.3922 | 4.5967 | 4 | 4156.7292 | 7435.0601 | 84.7405 | 151.5738 | 124.9647 | 16.5393 | 107.8587 | 7790951.6764 | 0 | 5127842.3898 | 0 | 0 | 0 | 2348803.1309 | 5954362.9069 | 15492030.8759 | 10573629.4022 | 47287620.3822 | 961560.8286 | 28179198.4787 | 28179198.4787 | 21064687.5574 | 11033682.2466 | 0 | 76428379.6895 | 136705947.9722 | 5623413.2519 | 18.3867 | 4156.7292 | 7435.0601 | 84.7405 | 151.5738
1 | 6100 | 707 | 0.03 | 15 | 15 | 7 | 7.4989e-09 | 5spot_SharedNeighbor | CO2 | Porous | Wet | R245fa | MinimizeLCOE_Brownfield | IgnoreSilica | 154.383 | 30.3996 | 4.5981 | 4 | 4155.6083 | 7432.9222 | 84.7177 | 151.5302 | 124.9612 | 16.5379 | 110.205 | 7791908.9117 | 0 | 5128753.0822 | 0 | 0 | 0 | 2347937.4543 | 5954753.7848 | 15493047.8601 | 10574323.5148 | 47290724.6078 | 961560.8286 | 28179198.4787 | 28179198.4787 | 21064687.5574 | 11033682.2466 | 0 | 76431483.9151 | 136709052.1978 | 7498942.0933 | 18.3924 | 4155.6083 | 7432.9222 | 84.7177 | 151.5302
1 | 6100 | 707 | 0.03 | 15 | 15 | 7 | 1e-08 | 5spot_SharedNeighbor | CO2 | Porous | Wet | R245fa | MinimizeLCOE_Brownfield | IgnoreSilica | 154.405 | 30.4045 | 4.5991 | 4 | 4154.7679 | 7431.3563 | 84.7006 | 151.4982 | 124.9589 | 16.537 | 113.6972 | 7792524.2402 | 0 | 5129339.0919 | 0 | 0 | 0 | 2347208.1593 | 5954937.8816 | 15493526.8423 | 10574650.43 | 47292186.6453 | 961560.8286 | 28179198.4787 | 28179198.4787 | 21064687.5574 | 11033682.2466 | 0 | 76432945.9526 | 136710514.2353 | 10000000 | 18.3964 | 4154.7679 | 7431.3563 | 84.7006 | 151.4982
1 | 6200 | 707 | 0.03 | 15 | 15 | 7 | 1e-13 | 5spot_SharedNeighbor | CO2 | Porous | Wet | R245fa | MinimizeLCOE_Brownfield | IgnoreSilica | 0 | 0 | 0 | 0 | [6 empty] | 23.4415 | [19 empty] | 100 | 0
1 | 6200 | 707 | 0.03 | 15 | 15 | 7 | 1.3335e-13 | 5spot_SharedNeighbor | CO2 | Porous | Wet | R245fa | MinimizeLCOE_Brownfield | IgnoreSilica | 1.6 | -0.0042178 | 0.0047242 | 4 | 1648838.0542 | 4907490.6384 | 33613.794 | 100045.8345 | 70.9845 | 15.787 | 28.1393 | 192260.342 | 0 | 69598.8332 | 0 | 0 | 0 | 185626.7113 | 174519.4957 | 454063.929 | 309907.9616 | 1385977.2729 | 961560.8286 | 28810221.4343 | 28810221.4343 | 21508759.7178 | 11259118.2678 | 0 | 31157759.5358 | 92735858.9556 | 133.3521 | 0.018897 | 1648838.0542 | 4907490.6384 | 33613.794 | 100045.8345
1 | 6200 | 707 | 0.03 | 15 | 15 | 7 | 1.7783e-13 | 5spot_SharedNeighbor | CO2 | Porous | Wet | R245fa | MinimizeLCOE_Brownfield | IgnoreSilica | 3.2929 | 0.16748 | 0.018382 | 4 | 444819.8863 | 1282277.2671 | 9068.255 | 26140.9565 | 93.2006 | 17.6318 | 60.9614 | 400803.2373 | 0 | 183362.5994 | 0 | 0 | 0 | 363689.6013 | 369663.6208 | 961788.9129 | 656440.6958 | 2935748.6675 | 961560.8286 | 28810221.4343 | 28810221.4343 | 21508759.7178 | 11259118.2678 | 0 | 32707530.9305 | 94285630.3503 | 177.8279 | 0.07353 | 444819.8863 | 1282277.2671 | 9068.255 | 26140.9565
1 | 6200 | 707 | 0.03 | 15 | 15 | 7 | 2.3714e-13 | 5spot_SharedNeighbor | CO2 | Porous | Wet | R245fa | MinimizeLCOE_Brownfield | IgnoreSilica | 4.5575 | 0.35499 | 0.037198 | 4 | 226588.9083 | 640441.7329 | 4619.3214 | 13056.271 | 101.9232 | 18.2391 | 61.6552 | 545153.6503 | 0 | 264081.3445 | 0 | 0 | 0 | 463794.3637 | 496481.4498 | 1291742.89 | 881641.0651 | 3942894.7633 | 961560.8286 | 28810221.4343 | 28810221.4343 | 21508759.7178 | 11259118.2678 | 0 | 33714677.0262 | 95292776.446 | 237.1374 | 0.14879 | 226588.9083 | 640441.7329 | 4619.3214 | 13056.271
1 | 6200 | 707 | 0.03 | 15 | 15 | 7 | 3.1623e-13 | 5spot_SharedNeighbor | CO2 | Porous | Wet | R245fa | MinimizeLCOE_Brownfield | IgnoreSilica | 6.1381 | 0.61605 | 0.064757 | 4 | 134620.2052 | 372349.3752 | 2744.415 | 7590.8457 | 108.8399 | 18.678 | 71.8247 | 712913.0457 | 0 | 359831.0832 | 0 | 0 | 0 | 573355.1509 | 641978.7191 | 1670296.9393 | 1140011.9822 | 5098386.9205 | 961560.8286 | 28810221.4343 | 28810221.4343 | 21508759.7178 | 11259118.2678 | 0 | 34870169.1834 | 96448268.6032 | 316.2278 | 0.25903 | 134620.2052 | 372349.3752 | 2744.415 | 7590.8457
1 | 6200 | 707 | 0.03 | 15 | 15 | 7 | 4.217e-13 | 5spot_SharedNeighbor | CO2 | Porous | Wet | R245fa | MinimizeLCOE_Brownfield | IgnoreSilica | 8.1527 | 0.97017 | 0.10351 | 4 | 87491.8949 | 236218.5358 | 1783.6406 | 4815.6344 | 114.4133 | 19.0054 | 69.5289 | 910810.4141 | 0 | 475322.4389 | 0 | 0 | 0 | 697313.7367 | 812544.17 | 2114073.2545 | 1442898.4361 | 6452962.4501 | 961560.8286 | 28810221.4343 | 28810221.4343 | 21508759.7178 | 11259118.2678 | 0 | 36224744.713 | 97802844.1329 | 421.6965 | 0.41404 | 87491.8949 | 236218.5358 | 1783.6406 | 4815.6344
1 | 6200 | 707 | 0.03 | 15 | 15 | 7 | 5.6234e-13 | 5spot_SharedNeighbor | CO2 | Porous | Wet | R245fa | MinimizeLCOE_Brownfield | IgnoreSilica | 10.8056 | 1.4522 | 0.15709 | 4 | 60238.6965 | 158238.4242 | 1228.0473 | 3225.9043 | 118.9889 | 19.256 | 56.9961 | 1151194.8328 | 0 | 611013.4991 | 0 | 0 | 0 | 846291.2102 | 1017314.8214 | 2646844.4853 | 1806525.7485 | 8079184.5973 | 961560.8286 | 28810221.4343 | 28810221.4343 | 21508759.7178 | 11259118.2678 | 0 | 37850966.8602 | 99429066.28 | 562.3413 | 0.62835 | 60238.6965 | 158238.4242 | 1228.0473 | 3225.9043
1 | 6200 | 707 | 0.03 | 15 | 15 | 7 | 7.4989e-13 | 5spot_SharedNeighbor | CO2 | Porous | Wet | R245fa | MinimizeLCOE_Brownfield | IgnoreSilica | 14.1165 | 2.0717 | 0.22959 | 4 | 43188.3117 | 110241.6284 | 880.4521 | 2247.4247 | 122.5234 | 19.4358 | 61.8918 | 1427859.8298 | 0 | 756683.9112 | 0 | 0 | 0 | 1008608.2405 | 1245329.2728 | 3240091.3157 | 2211428.9002 | 9890001.4702 | 961560.8286 | 28810221.4343 | 28810221.4343 | 21508759.7178 | 11259118.2678 | 0 | 39661783.7331 | 101239883.1529 | 749.8942 | 0.91835 | 43188.3117 | 110241.6284 | 880.4521 | 2247.4247
1 | 6200 | 707 | 0.03 | 15 | 15 | 7 | 1e-12 | 5spot_SharedNeighbor | CO2 | Porous | Wet | R245fa | MinimizeLCOE_Brownfield | IgnoreSilica | 18.2964 | 2.8673 | 0.32593 | 4 | 32034.1732 | 79266.3775 | 653.06 | 1615.9523 | 125.2897 | 19.5634 | 77.3359 | 1750541.1421 | 0 | 931161.8897 | 0 | 0 | 0 | 1190168.9765 | 1510030.0832 | 3928788.5268 | 2681478.8981 | 11992169.5163 | 961560.8286 | 28810221.4343 | 28810221.4343 | 21508759.7178 | 11259118.2678 | 0 | 41763951.7793 | 103342051.1991 | 1000 | 1.3037 | 32034.1732 | 79266.3775 | 653.06 | 1615.9523
1 | 6200 | 707 | 0.03 | 15 | 15 | 7 | 1.3335e-12 | 5spot_SharedNeighbor | CO2 | Porous | Wet | R245fa | MinimizeLCOE_Brownfield | IgnoreSilica | 23.5512 | 3.8794 | 0.4524 | 4 | 24424.7299 | 58453.5716 | 497.9312 | 1191.6551 | 127.4372 | 19.6464 | 55.875 | 2125808.2778 | 0 | 1139576.4668 | 0 | 0 | 0 | 1392566.2159 | 1816600.8746 | 4726422.8396 | 3225880.7063 | 14426855.3811 | 961560.8286 | 28810221.4343 | 28810221.4343 | 21508759.7178 | 11259118.2678 | 0 | 44198637.644 | 105776737.0638 | 1333.5214 | 1.8096 | 24424.7299 | 58453.5716 | 497.9312 | 1191.6551
1 | 6200 | 707 | 0.03 | 15 | 15 | 7 | 1.7783e-12 | 5spot_SharedNeighbor | CO2 | Porous | Wet | R245fa | MinimizeLCOE_Brownfield | IgnoreSilica | 30.1212 | 5.1558 | 0.61635 | 4 | 19066.9343 | 44043.7647 | 388.7052 | 897.8917 | 129.0809 | 19.6873 | 67.7088 | 2560325.4098 | 0 | 1387490.5342 | 0 | 0 | 0 | 1617116.4692 | 2170323.6411 | 5646736.9196 | 3854013.9765 | 17236006.9504 | 961560.8286 | 28810221.4343 | 28810221.4343 | 21508759.7178 | 11259118.2678 | 0 | 47007789.2133 | 108585888.6331 | 1778.2794 | 2.4654 | 19066.9343 | 44043.7647 | 388.7052 | 897.8917
1 | 6200 | 707 | 0.03 | 15 | 15 | 7 | 2.3714e-12 | 5spot_SharedNeighbor | CO2 | Porous | Wet | R245fa | MinimizeLCOE_Brownfield | IgnoreSilica | 38.1844 | 6.7351 | 0.82533 | 4 | 15201.9614 | 33854.6052 | 309.9125 | 690.1719 | 130.2941 | 19.6834 | 82.3242 | 3054852.3016 | 0 | 1677415.8407 | 0 | 0 | 0 | 1858911.8898 | 2570560.2125 | 6688070.3786 | 4564745.4595 | 20414556.0828 | 961560.8286 | 28810221.4343 | 28810221.4343 | 21508759.7178 | 11259118.2678 | 0 | 50186338.3457 | 111764437.7655 | 2371.3737 | 3.3013 | 15201.9614 | 33854.6052 | 309.9125 | 690.1719
1 | 6200 | 707 | 0.03 | 15 | 15 | 7 | 3.1623e-12 | 5spot_SharedNeighbor | CO2 | Porous | Wet | R245fa | MinimizeLCOE_Brownfield | IgnoreSilica | 47.8554 | 8.6446 | 1.0857 | 4 | 12364.4265 | 26543.2349 | 252.0656 | 541.1197 | 131.1341 | 19.6288 | 81.2016 | 3605609.1315 | 0 | 2009450.0643 | 0 | 0 | 0 | 2110015.6134 | 3012779.1756 | 7838633.4089 | 5350028.3694 | 23926515.763 | 961560.8286 | 28810221.4343 | 28810221.4343 | 21508759.7178 | 11259118.2678 | 0 | 53698298.0259 | 115276397.4457 | 3162.2777 | 4.343 | 12364.4265 | 26543.2349 | 252.0656 | 541.1197
1 | 6200 | 707 | 0.03 | 15 | 15 | 7 | 4.217e-12 | 5spot_SharedNeighbor | CO2 | Porous | Wet | R245fa | MinimizeLCOE_Brownfield | IgnoreSilica | 59.0339 | 10.8717 | 1.3996 | 4 | 10257.3754 | 21256.2991 | 209.1105 | 433.3384 | 131.6342 | 19.5158 | 95.4352 | 4197372.0412 | 0 | 2376913.1151 | 0 | 0 | 0 | 2354501.4278 | 3482226.7678 | 9060039.747 | 6183663.2925 | 27654716.3915 | 961560.8286 | 28810221.4343 | 28810221.4343 | 21508759.7178 | 11259118.2678 | 0 | 57426498.6544 | 119004598.0742 | 4216.965 | 5.5986 | 10257.3754 | 21256.2991 | 209.1105 | 433.3384
1 | 6200 | 707 | 0.03 | 15 | 15 | 7 | 5.6234e-12 | 5spot_SharedNeighbor | CO2 | Porous | Wet | R245fa | MinimizeLCOE_Brownfield | IgnoreSilica | 71.3534 | 13.3503 | 1.7614 | 4 | 8684.3185 | 17424.4661 | 177.0416 | 355.2213 | 131.8171 | 19.3393 | 80.6098 | 4804112.2877 | 0 | 2766074.2176 | 0 | 0 | 0 | 2572017.2575 | 3955459.4675 | 10291294.1581 | 7024019.7279 | 31412977.1163 | 961560.8286 | 28810221.4343 | 28810221.4343 | 21508759.7178 | 11259118.2678 | 0 | 61184759.3792 | 122762858.799 | 5623.4133 | 7.0454 | 8684.3185 | 17424.4661 | 177.0416 | 355.2213
1 | 6200 | 707 | 0.03 | 15 | 15 | 7 | 7.4989e-12 | 5spot_SharedNeighbor | CO2 | Porous | Wet | R245fa | MinimizeLCOE_Brownfield | IgnoreSilica | 84.0982 | 15.9429 | 2.1546 | 4 | 7509.2593 | 14654.3293 | 153.0864 | 298.7483 | 131.7134 | 19.1042 | 91.3741 | 5388685.4548 | 0 | 3154725.9909 | 0 | 0 | 0 | 2739163.5769 | 4400204.2588 | 11448428.8755 | 7813787.9492 | 34944996.1062 | 961560.8286 | 28810221.4343 | 28810221.4343 | 21508759.7178 | 11259118.2678 | 0 | 64716778.3691 | 126294877.7889 | 7498.9421 | 8.6183 | 7509.2593 | 14654.3293 | 153.0864 | 298.7483
1 | 6200 | 707 | 0.03 | 15 | 15 | 7 | 1e-11 | 5spot_SharedNeighbor | CO2 | Porous | Wet | R245fa | MinimizeLCOE_Brownfield | IgnoreSilica | 96.5271 | 18.4989 | 2.5566 | 4 | 6633.0671 | 12654.5575 | 135.224 | 257.9803 | 131.3797 | 18.8251 | 84.8244 | 5920582.5246 | 0 | 3522506.8498 | 0 | 0 | 0 | 2845390.2189 | 4792507.0414 | 12469120.2433 | 8510430.7809 | 38060537.6588 | 961560.8286 | 28810221.4343 | 28810221.4343 | 21508759.7178 | 11259118.2678 | 0 | 67832319.9217 | 129410419.3415 | 10000 | 10.2264 | 6633.0671 | 12654.5575 | 135.224 | 257.9803
1 | 6200 | 707 | 0.03 | 15 | 15 | 7 | 1.3335e-11 | 5spot_SharedNeighbor | CO2 | Porous | Wet | R245fa | MinimizeLCOE_Brownfield | IgnoreSilica | 107.9297 | 20.8691 | 2.9426 | 4 | 5981.5963 | 11213.1253 | 121.9429 | 228.5947 | 130.8981 | 18.5278 | 96.6155 | 6377526.4156 | 0 | 3851634.6764 | 0 | 0 | 0 | 2890539.7043 | 5116683.3105 | 13312560.398 | 9086096.0174 | 40635040.5221 | 961560.8286 | 28810221.4343 | 28810221.4343 | 21508759.7178 | 11259118.2678 | 0 | 70406822.785 | 131984922.2048 | 13335.2143 | 11.7706 | 5981.5963 | 11213.1253 | 121.9429 | 228.5947
1 | 6200 | 707 | 0.03 | 15 | 15 | 7 | 1.7783e-11 | 5spot_SharedNeighbor | CO2 | Porous | Wet | R245fa | MinimizeLCOE_Brownfield | IgnoreSilica | 117.8519 | 22.953 | 3.2931 | 4 | 5497.8231 | 10172.6065 | 112.0806 | 207.3823 | 130.3523 | 18.2372 | 88.6882 | 6751778.7166 | 0 | 4132392.8958 | 0 | 0 | 0 | 2885357.0985 | 5370116.1973 | 13971940.783 | 9536136.6791 | 42647722.3702 | 961560.8286 | 28810221.4343 | 28810221.4343 | 21508759.7178 | 11259118.2678 | 0 | 72419504.6331 | 133997604.0529 | 17782.7941 | 13.1724 | 5497.8231 | 10172.6065 | 112.0806 | 207.3823
1 | 6200 | 707 | 0.03 | 15 | 15 | 7 | 2.3714e-11 | 5spot_SharedNeighbor | CO2 | Porous | Wet | R245fa | MinimizeLCOE_Brownfield | IgnoreSilica | 126.1586 | 24.7135 | 3.5971 | 4 | 5138.7 | 9418.4338 | 104.7593 | 192.0075 | 129.8084 | 17.9711 | 101.7215 | 7048636.6857 | 0 | 4363810.8499 | 0 | 0 | 0 | 2847082.7766 | 5561216.8218 | 14469145.4078 | 9875489.052 | 44165381.5937 | 961560.8286 | 28810221.4343 | 28810221.4343 | 21508759.7178 | 11259118.2678 | 0 | 73937163.8566 | 135515263.2764 | 23713.7371 | 14.3883 | 5138.7 | 9418.4338 | 104.7593 | 192.0075
1 | 6200 | 707 | 0.03 | 15 | 15 | 7 | 3.1623e-11 | 5spot_SharedNeighbor | CO2 | Porous | Wet | R245fa | MinimizeLCOE_Brownfield | IgnoreSilica | 132.8944 | 26.1524 | 3.8511 | 4 | 4871.9345 | 8869.3417 | 99.321 | 180.8135 | 129.3102 | 17.7402 | 105.6313 | 7278377.6763 | 0 | 4549226.317 | 0 | 0 | 0 | 2791148.3447 | 5701313.4118 | 14833647.9974 | 10124269.5592 | 45277983.3064 | 961560.8286 | 28810221.4343 | 28810221.4343 | 21508759.7178 | 11259118.2678 | 0 | 75049765.5693 | 136627864.9891 | 31622.7766 | 15.4045 | 4871.9345 | 8869.3417 | 99.321 | 180.8135
1 | 6200 | 707 | 0.03 | 15 | 15 | 7 | 4.217e-11 | 5spot_SharedNeighbor | CO2 | Porous | Wet | R245fa | MinimizeLCOE_Brownfield | IgnoreSilica | 138.2197 | 27.2981 | 4.0574 | 4 | 4673.5303 | 8467.7466 | 95.2762 | 172.6265 | 128.8803 | 17.5479 | 96.1999 | 7453037.7299 | 0 | 4694489.6522 | 0 | 0 | 0 | 2729236.9665 | 5801938.096 | 15095452.7846 | 10302956.706 | 46077111.9353 | 961560.8286 | 28810221.4343 | 28810221.4343 | 21508759.7178 | 11259118.2678 | 0 | 75848894.1982 | 137426993.618 | 42169.6503 | 16.2295 | 4673.5303 | 8467.7466 | 95.2762 | 172.6265
1 | 6200 | 707 | 0.03 | 15 | 15 | 7 | 5.6234e-11 | 5spot_SharedNeighbor | CO2 | Porous | Wet | R245fa | MinimizeLCOE_Brownfield | IgnoreSilica | 142.3802 | 28.198 | 4.2216 | 4 | 4525.7576 | 8172.3995 | 92.2637 | 166.6054 | 128.5222 | 17.3918 | 77.7874 | 7585178.7163 | 0 | 4807197.6473 | 0 | 0 | 0 | 2669768.4684 | 5874236.4844 | 15283558.3609 | 10431342.6271 | 46651282.3043 | 961560.8286 | 28810221.4343 | 28810221.4343 | 21508759.7178 | 11259118.2678 | 0 | 76423064.5673 | 138001163.9871 | 56234.1325 | 16.8862 | 4525.7576 | 8172.3995 | 92.2637 | 166.6054
1 | 6200 | 707 | 0.03 | 15 | 15 | 7 | 7.4989e-11 | 5spot_SharedNeighbor | CO2 | Porous | Wet | R245fa | MinimizeLCOE_Brownfield | IgnoreSilica | 145.5861 | 28.8946 | 4.3502 | 4 | 4415.5437 | 7954.3856 | 90.0168 | 162.1609 | 128.2328 | 17.268 | 79.7281 | 7684404.8616 | 0 | 4893598.4484 | 0 | 0 | 0 | 2616582.5401 | 5925888.4816 | 15417946.2621 | 10523065.131 | 47061485.7249 | 961560.8286 | 28810221.4343 | 28810221.4343 | 21508759.7178 | 11259118.2678 | 0 | 76833267.9878 | 138411367.4076 | 74989.4209 | 17.4006 | 4415.5437 | 7954.3856 | 90.0168 | 162.1609
1 | 6200 | 707 | 0.03 | 15 | 15 | 7 | 1e-10 | 5spot_SharedNeighbor | CO2 | Porous | Wet | R245fa | MinimizeLCOE_Brownfield | IgnoreSilica | 148.0493 | 29.4314 | 4.4499 | 4 | 4333.2435 | 7792.7557 | 88.339 | 158.8659 | 128.0026 | 17.1707 | 90.7305 | 7759097.535 | 0 | 4959723.9293 | 0 | 0 | 0 | 2571636.1814 | 5963278.4818 | 15515227.3731 | 10589461.4882 | 47358424.9887 | 961560.8286 | 28810221.4343 | 28810221.4343 | 21508759.7178 | 11259118.2678 | 0 | 77130207.2516 | 138708306.6714 | 100000 | 17.7996 | 4333.2435 | 7792.7557 | 88.339 | 158.8659
1 | 6200 | 707 | 0.03 | 15 | 15 | 7 | 1.3335e-10 | 5spot_SharedNeighbor | CO2 | Porous | Wet | R245fa | MinimizeLCOE_Brownfield | IgnoreSilica | 149.9176 | 29.8399 | 4.5264 | 4 | 4271.7266 | 7672.7459 | 87.0849 | 156.4193 | 127.8233 | 17.0957 | 95.5112 | 7814848.4637 | 0 | 5009732.1788 | 0 | 0 | 0 | 2534558.2836 | 5990064.1812 | 15584918.2684 | 10637026.9562 | 47571148.3319 | 961560.8286 | 28810221.4343 | 28810221.4343 | 21508759.7178 | 11259118.2678 | 0 | 77342930.5948 | 138921030.0147 | 133352.1432 | 18.1058 | 4271.7266 | 7672.7459 | 87.0849 | 156.4193
1 | 6200 | 707 | 0.03 | 15 | 15 | 7 | 1.7783e-10 | 5spot_SharedNeighbor | CO2 | Porous | Wet | R245fa | MinimizeLCOE_Brownfield | IgnoreSilica | 151.3324 | 30.1498 | 4.5848 | 4 | 4225.7086 | 7583.4034 | 86.1468 | 154.5979 | 127.6848 | 17.0382 | 113.6267 | 7856546.0997 | 0 | 5047518.2881 | 0 | 0 | 0 | 2504801.9111 | 6009457.8566 | 15635376.6335 | 10671465.8272 | 47725166.6161 | 961560.8286 | 28810221.4343 | 28810221.4343 | 21508759.7178 | 11259118.2678 | 0 | 77496948.879 | 139075048.2988 | 177827.941 | 18.3394 | 4225.7086 | 7583.4034 | 86.1468 | 154.5979
1 | 6200 | 707 | 0.03 | 15 | 15 | 7 | 2.3714e-10 | 5spot_SharedNeighbor | CO2 | Porous | Wet | R245fa | MinimizeLCOE_Brownfield | IgnoreSilica | 152.3996 | 30.3841 | 4.6292 | 4 | 4191.2639 | 7516.7885 | 85.4446 | 153.2399 | 127.5788 | 16.9945 | 113.5581 | 7887702.2 | 0 | 5075974.9761 | 0 | 0 | 0 | 2481311.3196 | 6023545.5133 | 15672029.8266 | 10696482.3847 | 47837046.2203 | 961560.8286 | 28810221.4343 | 28810221.4343 | 21508759.7178 | 11259118.2678 | 0 | 77608828.4832 | 139186927.903 | 237137.3706 | 18.5168 | 4191.2639 | 7516.7885 | 85.4446 | 153.2399
1 | 6200 | 707 | 0.03 | 15 | 15 | 7 | 3.1623e-10 | 5spot_SharedNeighbor | CO2 | Porous | Wet | R245fa | MinimizeLCOE_Brownfield | IgnoreSilica | 153.2085 | 30.5617 | 4.6628 | 4 | 4165.47 | 7466.9974 | 84.9187 | 152.2248 | 127.4976 | 16.961 | 121.3861 | 7911144.6367 | 0 | 5097515.5393 | 0 | 0 | 0 | 2463128.8448 | 6033997.7181 | 15699224.3195 | 10715043.1848 | 47920054.2433 | 961560.8286 | 28810221.4343 | 28810221.4343 | 21508759.7178 | 11259118.2678 | 0 | 77691836.5062 | 139269935.926 | 316227.766 | 18.6514 | 4165.47 | 7466.9974 | 84.9187 | 152.2248
1 | 6200 | 707 | 0.03 | 15 | 15 | 7 | 4.217e-10 | 5spot_SharedNeighbor | CO2 | Porous | Wet | R245fa | MinimizeLCOE_Brownfield | IgnoreSilica | 153.8151 | 30.6952 | 4.6882 | 4 | 4146.1475 | 7429.8006 | 84.5248 | 151.4665 | 127.4362 | 16.9359 | 108.0865 | 7928628.2039 | 0 | 5113655.2121 | 0 | 0 | 0 | 2449057.2775 | 6041622.8705 | 15719063.4017 | 10728583.7661 | 47980610.7319 | 961560.8286 | 28810221.4343 | 28810221.4343 | 21508759.7178 | 11259118.2678 | 0 | 77752392.9948 | 139330492.4146 | 421696.5034 | 18.7529 | 4146.1475 | 7429.8006 | 84.5248 | 151.4665
1 | 6200 | 707 | 0.03 | 15 | 15 | 7 | 5.6234e-10 | 5spot_SharedNeighbor | CO2 | Porous | Wet | R245fa | MinimizeLCOE_Brownfield | IgnoreSilica | 154.2755 | 30.7964 | 4.7074 | 4 | 4131.6691 | 7401.9298 | 84.2297 | 150.8984 | 127.3893 | 16.9167 | 111.9237 | 7941844.3405 | 0 | 5125897.8032 | 0 | 0 | 0 | 2438380.8814 | 6047387.9798 | 15734063.0336 | 10738821.3231 | 48026395.3618 | 961560.8286 | 28810221.4343 | 28810221.4343 | 21508759.7178 | 11259118.2678 | 0 | 77798177.6247 | 139376277.0445 | 562341.3252 | 18.8297 | 4131.6691 | 7401.9298 | 84.2297 | 150.8984
1 | 6200 | 707 | 0.03 | 15 | 15 | 7 | 7.4989e-10 | 5spot_SharedNeighbor | CO2 | Porous | Wet | R245fa | MinimizeLCOE_Brownfield | IgnoreSilica | 154.6117 | 30.8706 | 4.7217 | 4 | 4120.8181 | 7381.1665 | 84.0085 | 150.4751 | 127.3548 | 16.9026 | 112.337 | 7951461.7493 | 0 | 5134831.5338 | 0 | 0 | 0 | 2430028.0548 | 6051365.3218 | 15744411.2616 | 10745884.2013 | 48057982.1227 | 961560.8286 | 28810221.4343 | 28810221.4343 | 21508759.7178 | 11259118.2678 | 0 | 77829764.3856 | 139407863.8054 | 749894.2093 | 18.887 | 4120.8181 | 7381.1665 | 84.0085 | 150.4751
1 | 6200 | 707 | 0.03 | 15 | 15 | 7 | 1e-09 | 5spot_SharedNeighbor | CO2 | Porous | Wet | R245fa | MinimizeLCOE_Brownfield | IgnoreSilica | 154.8675 | 30.927 | 4.7326 | 4 | 4112.6846 | 7365.5838 | 83.8426 | 150.1574 | 127.3286 | 16.8919 | 119.0238 | 7958762.4726 | 0 | 5141626.2077 | 0 | 0 | 0 | 2423767.0099 | 6054420.7192 | 15752360.7788 | 10751309.9102 | 48082247.0983 | 961560.8286 | 28810221.4343 | 28810221.4343 | 21508759.7178 | 11259118.2678 | 0 | 77854029.3612 | 139432128.781 | 1000000 | 18.9302 | 4112.6846 | 7365.5838 | 83.8426 | 150.1574
1 | 6200 | 707 | 0.03 | 15 | 15 | 7 | 1.3335e-09 | 5spot_SharedNeighbor | CO2 | Porous | Wet | R245fa | MinimizeLCOE_Brownfield | IgnoreSilica | 155.0675 | 30.9709 | 4.7408 | 4 | 4106.5874 | 7353.83 | 83.7183 | 149.9178 | 127.308 | 16.8835 | 103.7067 | 7964462.9106 | 0 | 5146938.5473 | 0 | 0 | 0 | 2419209.88 | 6056938.4218 | 15758911.3245 | 10755780.7922 | 48102241.8763 | 961560.8286 | 28810221.4343 | 28810221.4343 | 21508759.7178 | 11259118.2678 | 0 | 77874024.1392 | 139452123.5591 | 1333521.4322 | 18.9632 | 4106.5874 | 7353.83 | 83.7183 | 149.9178
1 | 6200 | 707 | 0.03 | 15 | 15 | 7 | 1.7783e-09 | 5spot_SharedNeighbor | CO2 | Porous | Wet | R245fa | MinimizeLCOE_Brownfield | IgnoreSilica | 155.1964 | 30.9998 | 4.7467 | 4 | 4102.0163 | 7345.2347 | 83.6251 | 149.7425 | 127.2947 | 16.8781 | 120.9202 | 7968128.5628 | 0 | 5150361.0946 | 0 | 0 | 0 | 2415297.0473 | 6058176.8148 | 15762133.3693 | 10757979.904 | 48112076.7929 | 961560.8286 | 28810221.4343 | 28810221.4343 | 21508759.7178 | 11259118.2678 | 0 | 77883859.0558 | 139461958.4756 | 1778279.41 | 18.9867 | 4102.0163 | 7345.2347 | 83.6251 | 149.7425
1 | 6200 | 707 | 0.03 | 15 | 15 | 7 | 2.3714e-09 | 5spot_SharedNeighbor | CO2 | Porous | Wet | R245fa | MinimizeLCOE_Brownfield | IgnoreSilica | 155.3233 | 31.0273 | 4.7515 | 4 | 4098.589 | 7338.4921 | 83.5553 | 149.6051 | 127.2816 | 16.8728 | 109.4091 | 7971737.6233 | 0 | 5153729.2252 | 0 | 0 | 0 | 2413020.1034 | 6060009.9112 | 15766902.7101 | 10761235.0771 | 48126634.6504 | 961560.8286 | 28810221.4343 | 28810221.4343 | 21508759.7178 | 11259118.2678 | 0 | 77898416.9133 | 139476516.3331 | 2371373.7057 | 19.0062 | 4098.589 | 7338.4921 | 83.5553 | 149.6051
1 | 6200 | 707 | 0.03 | 15 | 15 | 7 | 3.1623e-09 | 5spot_SharedNeighbor | CO2 | Porous | Wet | R245fa | MinimizeLCOE_Brownfield | IgnoreSilica | 155.4035 | 31.045 | 4.755 | 4 | 4096.0193 | 7333.5872 | 83.5029 | 149.5051 | 127.2733 | 16.8694 | 94.8492 | 7974015.8286 | 0 | 5155858.5172 | 0 | 0 | 0 | 2410972.6596 | 6060930.3321 | 15769297.4563 | 10762869.5406 | 48133944.3344 | 961560.8286 | 28810221.4343 | 28810221.4343 | 21508759.7178 | 11259118.2678 | 0 | 77905726.5973 | 139483826.0171 | 3162277.6602 | 19.0199 | 4096.0193 | 7333.5872 | 83.5029 | 149.5051
1 | 6200 | 707 | 0.03 | 15 | 15 | 7 | 4.217e-09 | 5spot_SharedNeighbor | CO2 | Porous | Wet | R245fa | MinimizeLCOE_Brownfield | IgnoreSilica | 155.4593 | 31.0575 | 4.7575 | 4 | 4094.0925 | 7329.9543 | 83.4636 | 149.431 | 127.2675 | 16.867 | 115.1784 | 7975597.3786 | 0 | 5157337.967 | 0 | 0 | 0 | 2409334.867 | 6061485.3829 | 15770741.5847 | 10763855.1879 | 48138352.368 | 961560.8286 | 28810221.4343 | 28810221.4343 | 21508759.7178 | 11259118.2678 | 0 | 77910134.6309 | 139488234.0508 | 4216965.0343 | 19.0299 | 4094.0925 | 7329.9543 | 83.4636 | 149.431
1 | 6200 | 707 | 0.03 | 15 | 15 | 7 | 5.6234e-09 | 5spot_SharedNeighbor | CO2 | Porous | Wet | R245fa | MinimizeLCOE_Brownfield | IgnoreSilica | 155.5083 | 31.0682 | 4.7595 | 4 | 4092.6477 | 7327.1585 | 83.4342 | 149.374 | 127.2624 | 16.865 | 107.8859 | 7976990.5416 | 0 | 5158640.5909 | 0 | 0 | 0 | 2408265.5763 | 6062119.7164 | 15772391.9904 | 10764981.6237 | 48143390.0394 | 961560.8286 | 28810221.4343 | 28810221.4343 | 21508759.7178 | 11259118.2678 | 0 | 77915172.3023 | 139493271.7221 | 5623413.2519 | 19.0378 | 4092.6477 | 7327.1585 | 83.4342 | 149.374
1 | 6200 | 707 | 0.03 | 15 | 15 | 7 | 7.4989e-09 | 5spot_SharedNeighbor | CO2 | Porous | Wet | R245fa | MinimizeLCOE_Brownfield | IgnoreSilica | 155.5324 | 31.0738 | 4.7608 | 4 | 4091.5643 | 7325.1887 | 83.4121 | 149.3339 | 127.2599 | 16.8639 | 110.009 | 7977672.0841 | 0 | 5159279.5839 | 0 | 0 | 0 | 2407180.3063 | 6062211.47 | 15772630.7143 | 10765144.5576 | 48144118.7161 | 961560.8286 | 28810221.4343 | 28810221.4343 | 21508759.7178 | 11259118.2678 | 0 | 77915900.9791 | 139494000.3989 | 7498942.0933 | 19.0431 | 4091.5643 | 7325.1887 | 83.4121 | 149.3339
1 | 6200 | 707 | 0.03 | 15 | 15 | 7 | 1e-08 | 5spot_SharedNeighbor | CO2 | Porous | Wet | R245fa | MinimizeLCOE_Brownfield | IgnoreSilica | 155.5667 | 31.0811 | 4.762 | 4 | 4090.7519 | 7323.5509 | 83.3955 | 149.3005 | 127.2564 | 16.8625 | 101.7494 | 7978645.0427 | 0 | 5160188.8859 | 0 | 0 | 0 | 2406724.6437 | 6062767.8432 | 15774078.2833 | 10766132.5533 | 48148537.2521 | 961560.8286 | 28810221.4343 | 28810221.4343 | 21508759.7178 | 11259118.2678 | 0 | 77920319.515 | 139498418.9348 | 10000000 | 19.0479 | 4090.7519 | 7323.5509 | 83.3955 | 149.3005
1 | 6300 | 707 | 0.03 | 15 | 15 | 7 | 1e-13 | 5spot_SharedNeighbor | CO2 | Porous | Wet | R245fa | MinimizeLCOE_Brownfield | IgnoreSilica | 1.6 | -0.025037 | 2.1887e-05 | 4 | 364118732.4564 | 1082488921.6984 | 7423052.8682 | 22068000.8435 | 71.3103 | 16.0749 | 26.3005 | 194067.1114 | 0 | 69334.2147 | 0 | 0 | 0 | 211041.3642 | 185032.6492 | 481416.9978 | 328576.9931 | 1469469.3303 | 961560.8286 | 29447104.4808 | 29447104.4808 | 21958398.9644 | 11486898.3253 | 0 | 31878134.6397 | 94770536.4101 | 100 | 8.7549e-05 | 364118732.4564 | 1082488921.6984 | 7423052.8682 | 22068000.8435
1 | 6300 | 707 | 0.03 | 15 | 15 | 7 | 1.3335e-13 | 5spot_SharedNeighbor | CO2 | Porous | Wet | R245fa | MinimizeLCOE_Brownfield | IgnoreSilica | 1.6 | -0.0054797 | 0.0048402 | 4 | 1642737.7231 | 4891171.8501 | 33489.4305 | 99713.154 | 71.3103 | 16.0749 | 28.6471 | 194067.1217 | 0 | 69334.21 | 0 | 0 | 0 | 187356.4102 | 175795.5193 | 457383.8807 | 312173.8969 | 1396111.0387 | 961560.8286 | 29447104.4808 | 29447104.4808 | 21958398.9644 | 11486898.3253 | 0 | 31804776.3481 | 94697178.1185 | 133.3521 | 0.019361 | 1642737.7231 | 4891171.8501 | 33489.4305 | 99713.154
1 | 6300 | 707 | 0.03 | 15 | 15 | 7 | 1.7783e-13 | 5spot_SharedNeighbor | CO2 | Porous | Wet | R245fa | MinimizeLCOE_Brownfield | IgnoreSilica | 3.3855 | 0.17678 | 0.019532 | 4 | 428248.8543 | 1233247.1724 | 8730.4321 | 25141.4117 | 94.8804 | 18.0299 | 59.5555 | 416600.3501 | 0 | 189958.5303 | 0 | 0 | 0 | 377955.7717 | 383960.7143 | 998987.0175 | 681829.1666 | 3049291.5505 | 961560.8286 | 29447104.4808 | 29447104.4808 | 21958398.9644 | 11486898.3253 | 0 | 33457956.8599 | 96350358.6304 | 177.8279 | 0.078127 | 428248.8543 | 1233247.1724 | 8730.4321 | 25141.4117
1 | 6300 | 707 | 0.03 | 15 | 15 | 7 | 2.3714e-13 | 5spot_SharedNeighbor | CO2 | Porous | Wet | R245fa | MinimizeLCOE_Brownfield | IgnoreSilica | 4.6696 | 0.37052 | 0.039401 | 4 | 218828.1554 | 617881.6347 | 4461.1079 | 12596.3529 | 103.6889 | 18.6387 | 63.1296 | 564787.9652 | 0 | 272308.2042 | 0 | 0 | 0 | 480043.2467 | 513684.3723 | 1336501.3655 | 912189.6443 | 4079514.798 | 961560.8286 | 29447104.4808 | 29447104.4808 | 21958398.9644 | 11486898.3253 | 0 | 34488180.1074 | 97380581.8779 | 237.1374 | 0.1576 | 218828.1554 | 617881.6347 | 4461.1079 | 12596.3529
1 | 6300 | 707 | 0.03 | 15 | 15 | 7 | 3.1623e-13 | 5spot_SharedNeighbor | CO2 | Porous | Wet | R245fa | MinimizeLCOE_Brownfield | IgnoreSilica | 6.289 | 0.64181 | 0.068487 | 4 | 130256.7728 | 359836.0875 | 2655.4605 | 7335.7454 | 110.7524 | 19.0836 | 75.0666 | 738625.2185 | 0 | 370893.9165 | 0 | 0 | 0 | 593503.9877 | 664179.0178 | 1728057.5625 | 1179434.7945 | 5274694.4975 | 961560.8286 | 29447104.4808 | 29447104.4808 | 21958398.9644 | 11486898.3253 | 0 | 35683359.8069 | 98575761.5773 | 316.2278 | 0.27395 | 130256.7728 | 359836.0875 | 2655.4605 | 7335.7454
1 | 6300 | 707 | 0.03 | 15 | 15 | 7 | 4.217e-13 | 5spot_SharedNeighbor | CO2 | Porous | Wet | R245fa | MinimizeLCOE_Brownfield | IgnoreSilica | 8.3649 | 1.0115 | 0.10939 | 4 | 84772.2136 | 228502.7853 | 1728.1962 | 4658.3384 | 116.4685 | 19.4167 | 71.1048 | 944812.7771 | 0 | 490457.8149 | 0 | 0 | 0 | 723170.4485 | 841792.0058 | 2190170.1237 | 1494836.113 | 6685239.2829 | 961560.8286 | 29447104.4808 | 29447104.4808 | 21958398.9644 | 11486898.3253 | 0 | 37093904.5923 | 99986306.3627 | 421.6965 | 0.43757 | 84772.2136 | 228502.7853 | 1728.1962 | 4658.3384
1 | 6300 | 707 | 0.03 | 15 | 15 | 7 | 5.6234e-13 | 5spot_SharedNeighbor | CO2 | Porous | Wet | R245fa | MinimizeLCOE_Brownfield | IgnoreSilica | 11.0808 | 1.5121 | 0.16607 | 4 | 58336.9191 | 153011.6283 | 1189.277 | 3119.349 | 121.1262 | 19.6695 | 40.3005 | 1193616.377 | 0 | 623432.5671 | 0 | 0 | 0 | 877126.7432 | 1050728.5181 | 2733780.0699 | 1865861.0713 | 8344545.3465 | 961560.8286 | 29447104.4808 | 29447104.4808 | 21958398.9644 | 11486898.3253 | 0 | 38753210.6559 | 101645612.4264 | 562.3413 | 0.6643 | 58336.9191 | 153011.6283 | 1189.277 | 3119.349
1 | 6300 | 707 | 0.03 | 15 | 15 | 7 | 7.4989e-13 | 5spot_SharedNeighbor | CO2 | Porous | Wet | R245fa | MinimizeLCOE_Brownfield | IgnoreSilica | 14.4675 | 2.1549 | 0.24254 | 4 | 41866.6024 | 106693.0508 | 853.5073 | 2175.0822 | 124.7236 | 19.8506 | 30.5734 | 1479781.3149 | 0 | 771698.1497 | 0 | 0 | 0 | 1044627.6213 | 1285481.7635 | 3344559.86 | 2282730.8283 | 10208879.5377 | 961560.8286 | 29447104.4808 | 29447104.4808 | 21958398.9644 | 11486898.3253 | 0 | 40617544.8471 | 103509946.6176 | 749.8942 | 0.97017 | 41866.6024 | 106693.0508 | 853.5073 | 2175.0822
1 | 6300 | 707 | 0.03 | 15 | 15 | 7 | 1e-12 | 5spot_SharedNeighbor | CO2 | Porous | Wet | R245fa | MinimizeLCOE_Brownfield | IgnoreSilica | 18.7445 | 2.9806 | 0.34411 | 4 | 31082.0075 | 76773.7165 | 633.6488 | 1565.1361 | 127.5414 | 19.9787 | 42.933 | 1813693.706 | 0 | 949360.1088 | 0 | 0 | 0 | 1232162.19 | 1558134.2419 | 4053945.6801 | 2766901.2269 | 12374197.1537 | 961560.8286 | 29447104.4808 | 29447104.4808 | 21958398.9644 | 11486898.3253 | 0 | 42782862.4631 | 105675264.2335 | 1000 | 1.3765 | 31082.0075 | 76773.7165 | 633.6488 | 1565.1361
1 | 6300 | 707 | 0.03 | 15 | 15 | 7 | 1.3335e-12 | 5spot_SharedNeighbor | CO2 | Porous | Wet | R245fa | MinimizeLCOE_Brownfield | IgnoreSilica | 24.1307 | 4.0327 | 0.47738 | 4 | 23721.0788 | 56657.3063 | 483.5863 | 1155.0358 | 129.7323 | 20.0614 | 49.9149 | 2202635.6856 | 0 | 1161951.5858 | 0 | 0 | 0 | 1442000.4452 | 1874569.2095 | 4877244.556 | 3328819.6268 | 14887221.1089 | 961560.8286 | 29447104.4808 | 29447104.4808 | 21958398.9644 | 11486898.3253 | 0 | 45295886.4182 | 108188288.1887 | 1333.5214 | 1.9095 | 23721.0788 | 56657.3063 | 483.5863 | 1155.0358
1 | 6300 | 707 | 0.03 | 15 | 15 | 7 | 1.7783e-12 | 5spot_SharedNeighbor | CO2 | Porous | Wet | R245fa | MinimizeLCOE_Brownfield | IgnoreSilica | 30.8445 | 5.356 | 0.64993 | 4 | 18534.3022 | 42726.1919 | 377.8468 | 871.0312 | 131.4038 | 20.1004 | 44.6221 | 2651630.397 | 0 | 1414080.8727 | 0 | 0 | 0 | 1673415.6765 | 2238259.509 | 5823492.1124 | 3974653.0275 | 17775531.5951 | 961560.8286 | 29447104.4808 | 29447104.4808 | 21958398.9644 | 11486898.3253 | 0 | 48184196.9045 | 111076598.675 | 1778.2794 | 2.5997 | 18534.3022 | 42726.1919 | 377.8468 | 871.0312
1 | 6300 | 707 | 0.03 | 15 | 15 | 7 | 2.3714e-12 | 5spot_SharedNeighbor | CO2 | Porous | Wet | R245fa | MinimizeLCOE_Brownfield | IgnoreSilica | 39.054 | 6.9879 | 0.86944 | 4 | 14790.5201 | 32874.7042 | 301.5248 | 670.1953 | 132.6336 | 20.0931 | 50.0654 | 3160853.7017 | 0 | 1707908.0197 | 0 | 0 | 0 | 1920857.5225 | 2647951.5051 | 6889426.6468 | 4702175.25 | 21029172.6458 | 961560.8286 | 29447104.4808 | 29447104.4808 | 21958398.9644 | 11486898.3253 | 0 | 51437837.9552 | 114330239.7256 | 2371.3737 | 3.4778 | 14790.5201 | 32874.7042 | 301.5248 | 670.1953
1 | 6300 | 707 | 0.03 | 15 | 15 | 7 | 3.1623e-12 | 5spot_SharedNeighbor | CO2 | Porous | Wet | R245fa | MinimizeLCOE_Brownfield | IgnoreSilica | 48.9102 | 8.9627 | 1.1427 | 4 | 12040.983 | 25800.2211 | 245.4717 | 525.9724 | 133.4855 | 20.033 | 51.5535 | 3728606.076 | 0 | 2044806.509 | 0 | 0 | 0 | 2178705.5765 | 3101326.083 | 8069014.2985 | 5507268.0604 | 24629726.6034 | 961560.8286 | 29447104.4808 | 29447104.4808 | 21958398.9644 | 11486898.3253 | 0 | 55038391.9128 | 117930793.6832 | 3162.2777 | 4.5709 | 12040.983 | 25800.2211 | 245.4717 | 525.9724
1 | 6300 | 707 | 0.03 | 15 | 15 | 7 | 4.217e-12 | 5spot_SharedNeighbor | CO2 | Porous | Wet | R245fa | MinimizeLCOE_Brownfield | IgnoreSilica | 60.2667 | 11.259 | 1.4713 | 4 | 9999.1209 | 20685.7987 | 203.8456 | 421.708 | 133.9884 | 19.9121 | 64.602 | 4336695.612 | 0 | 2416540.9642 | 0 | 0 | 0 | 2428246.2335 | 3580778.2958 | 9316450.6069 | 6358668.9732 | 28437380.6855 | 961560.8286 | 29447104.4808 | 29447104.4808 | 21958398.9644 | 11486898.3253 | 0 | 58846045.9949 | 121738447.7653 | 4216.965 | 5.8851 | 9999.1209 | 20685.7987 | 203.8456 | 421.708
1 | 6300 | 707 | 0.03 | 15 | 15 | 7 | 5.6234e-12 | 5spot_SharedNeighbor | CO2 | Porous | Wet | R245fa | MinimizeLCOE_Brownfield | IgnoreSilica | 72.7345 | 13.8056 | 1.8486 | 4 | 8475.0473 | 16980.5953 | 172.7753 | 346.1724 | 134.1663 | 19.7257 | 73.2587 | 4957787.0849 | 0 | 2808825.737 | 0 | 0 | 0 | 2648487.1177 | 4061888.9765 | 10568201.9088 | 7213014.9576 | 32258205.7826 | 961560.8286 | 29447104.4808 | 29447104.4808 | 21958398.9644 | 11486898.3253 | 0 | 62666871.092 | 125559272.8625 | 5623.4133 | 7.3943 | 8475.0473 | 16980.5953 | 172.7753 | 346.1724
1 | 6300 | 707 | 0.03 | 15 | 15 | 7 | 7.4989e-12 | 5spot_SharedNeighbor | CO2 | Porous | Wet | R245fa | MinimizeLCOE_Brownfield | IgnoreSilica | 85.5844 | 16.4596 | 2.2571 | 4 | 7337.0155 | 14303.0681 | 149.575 | 291.5874 | 134.0524 | 19.4795 | 104.4125 | 5553932.9137 | 0 | 3199247.5839 | 0 | 0 | 0 | 2816083.0532 | 4512012.7848 | 11739331.725 | 8012335.1214 | 35832943.1819 | 961560.8286 | 29447104.4808 | 29447104.4808 | 21958398.9644 | 11486898.3253 | 0 | 66241608.4913 | 129134010.2618 | 7498.9421 | 9.0284 | 7337.0155 | 14303.0681 | 149.575 | 291.5874
1 | 6300 | 707 | 0.03 | 15 | 15 | 7 | 1e-11 | 5spot_SharedNeighbor | CO2 | Porous | Wet | R245fa | MinimizeLCOE_Brownfield | IgnoreSilica | 98.0546 | 19.0641 | 2.6729 | 4 | 6488.7798 | 12371.1594 | 132.2826 | 252.2028 | 133.7069 | 19.1896 | 80.4737 | 6093751.6851 | 0 | 3567030.259 | 0 | 0 | 0 | 2920416.0402 | 4906667.2139 | 12766141.5946 | 8713153.9563 | 38967160.7491 | 961560.8286 | 29447104.4808 | 29447104.4808 | 21958398.9644 | 11486898.3253 | 0 | 69375826.0585 | 132268227.8289 | 10000 | 10.6917 | 6488.7798 | 12371.1594 | 132.2826 | 252.2028
1 | 6300 | 707 | 0.03 | 15 | 15 | 7 | 1.3335e-11 | 5spot_SharedNeighbor | CO2 | Porous | Wet | R245fa | MinimizeLCOE_Brownfield | IgnoreSilica | 109.465 | 21.4728 | 3.0708 | 4 | 5858.3201 | 10978.5843 | 119.4298 | 223.8133 | 133.2144 | 18.8825 | 103.7485 | 6556356.0421 | 0 | 3895402.9529 | 0 | 0 | 0 | 2963127.8518 | 5231805.8703 | 13612085.6835 | 9290528.1794 | 41549306.5799 | 961560.8286 | 29447104.4808 | 29447104.4808 | 21958398.9644 | 11486898.3253 | 0 | 71957971.8893 | 134850373.6597 | 13335.2143 | 12.283 | 5858.3201 | 10978.5843 | 119.4298 | 223.8133
1 | 6300 | 707 | 0.03 | 15 | 15 | 7 | 1.7783e-11 | 5spot_SharedNeighbor | CO2 | Porous | Wet | R245fa | MinimizeLCOE_Brownfield | IgnoreSilica | 119.3575 | 23.5831 | 3.4306 | 4 | 5390.2641 | 9973.475 | 109.8878 | 203.3228 | 132.6607 | 18.5839 | 104.2492 | 6933944.6858 | 0 | 4174573.9517 | 0 | 0 | 0 | 2955037.4381 | 5484786.8695 | 14270290.35 | 9739766.389 | 43558399.6842 | 961560.8286 | 29447104.4808 | 29447104.4808 | 21958398.9644 | 11486898.3253 | 0 | 73967064.9935 | 136859466.764 | 17782.7941 | 13.7223 | 5390.2641 | 9973.475 | 109.8878 | 203.3228
1 | 6300 | 707 | 0.03 | 15 | 15 | 7 | 2.3714e-11 | 5spot_SharedNeighbor | CO2 | Porous | Wet | R245fa | MinimizeLCOE_Brownfield | IgnoreSilica | 127.613 | 25.3605 | 3.7417 | 4 | 5042.8599 | 9244.9861 | 102.8055 | 188.4715 | 132.112 | 18.3119 | 99.5778 | 7232591.8393 | 0 | 4404008.7904 | 0 | 0 | 0 | 2913978.1755 | 5674725.734 | 14764472.3136 | 10077055.7336 | 45066832.5863 | 961560.8286 | 29447104.4808 | 29447104.4808 | 21958398.9644 | 11486898.3253 | 0 | 75475497.8957 | 138367899.6662 | 23713.7371 | 14.9668 | 5042.8599 | 9244.9861 | 102.8055 | 188.4715
1 | 6300 | 707 | 0.03 | 15 | 15 | 7 | 3.1623e-11 | 5spot_SharedNeighbor | CO2 | Porous | Wet | R245fa | MinimizeLCOE_Brownfield | IgnoreSilica | 134.2903 | 26.8098 | 4.0011 | 4 | 4784.819 | 8714.5508 | 97.545 | 177.6579 | 131.6116 | 18.0766 | 110.2939 | 7463230.0918 | 0 | 4587416.1737 | 0 | 0 | 0 | 2855710.2062 | 5813479.0239 | 15125479.9118 | 10323450.8373 | 46168766.2447 | 961560.8286 | 29447104.4808 | 29447104.4808 | 21958398.9644 | 11486898.3253 | 0 | 76577431.5541 | 139469833.3245 | 31622.7766 | 16.0042 | 4784.819 | 8714.5508 | 97.545 | 177.6579
1 | 6300 | 707 | 0.03 | 15 | 15 | 7 | 4.217e-11 | 5spot_SharedNeighbor | CO2 | Porous | Wet | R245fa | MinimizeLCOE_Brownfield | IgnoreSilica | 139.5692 | 27.9635 | 4.2113 | 4 | 4592.9096 | 8326.4234 | 93.6327 | 169.7454 | 131.1803 | 17.881 | 93.8997 | 7638627.5063 | 0 | 4731121.6494 | 0 | 0 | 0 | 2792255.0102 | 5913181.6247 | 15384885.6272 | 10500500.5683 | 46960571.9862 | 961560.8286 | 29447104.4808 | 29447104.4808 | 21958398.9644 | 11486898.3253 | 0 | 77369237.2955 | 140261639.066 | 42169.6503 | 16.8454 | 4592.9096 | 8326.4234 | 93.6327 | 169.7454
1 | 6300 | 707 | 0.03 | 15 | 15 | 7 | 5.6234e-11 | 5spot_SharedNeighbor | CO2 | Porous | Wet | R245fa | MinimizeLCOE_Brownfield | IgnoreSilica | 143.6908 | 28.8691 | 4.3786 | 4 | 4449.9753 | 8040.9107 | 90.7188 | 163.9248 | 130.8216 | 17.7224 | 102.2191 | 7771285.7321 | 0 | 4842565.3936 | 0 | 0 | 0 | 2731725.1251 | 5984774.7378 | 15571156.2217 | 10627634.0766 | 47529141.2869 | 961560.8286 | 29447104.4808 | 29447104.4808 | 21958398.9644 | 11486898.3253 | 0 | 77937806.5963 | 140830208.3668 | 56234.1325 | 17.5142 | 4449.9753 | 8040.9107 | 90.7188 | 163.9248
1 | 6300 | 707 | 0.03 | 15 | 15 | 7 | 7.4989e-11 | 5spot_SharedNeighbor | CO2 | Porous | Wet | R245fa | MinimizeLCOE_Brownfield | IgnoreSilica | 146.8554 | 29.5678 | 4.5092 | 4 | 4343.3697 | 7830.2278 | 88.5455 | 159.6298 | 130.5329 | 17.5971 | 114.7774 | 7870573.6641 | 0 | 4927700.4899 | 0 | 0 | 0 | 2677572.4059 | 6035580.1584 | 15703341.5043 | 10717853.2481 | 47932621.4706 | 961560.8286 | 29447104.4808 | 29447104.4808 | 21958398.9644 | 11486898.3253 | 0 | 78341286.78 | 141233688.5504 | 74989.4209 | 18.037 | 4343.3697 | 7830.2278 | 88.5455 | 159.6298
1 | 6300 | 707 | 0.03 | 15 | 15 | 7 | 1e-10 | 5spot_SharedNeighbor | CO2 | Porous | Wet | R245fa | MinimizeLCOE_Brownfield | IgnoreSilica | 149.2844 | 30.1058 | 4.6105 | 4 | 4263.7633 | 7674.022 | 86.9226 | 156.4453 | 130.3036 | 17.4988 | 113.2494 | 7945257.4011 | 0 | 4992795.4335 | 0 | 0 | 0 | 2631925.3563 | 6072291.4944 | 15798856.8702 | 10783044.448 | 48224171.0034 | 961560.8286 | 29447104.4808 | 29447104.4808 | 21958398.9644 | 11486898.3253 | 0 | 78632836.3128 | 141525238.0833 | 100000 | 18.4421 | 4263.7633 | 7674.022 | 86.9226 | 156.4453
1 | 6300 | 707 | 0.03 | 15 | 15 | 7 | 1.3335e-10 | 5spot_SharedNeighbor | CO2 | Porous | Wet | R245fa | MinimizeLCOE_Brownfield | IgnoreSilica | 151.1233 | 30.5144 | 4.6882 | 4 | 4204.2596 | 7558.0527 | 85.7095 | 154.0811 | 130.1254 | 17.4232 | 114.8331 | 8000913.3728 | 0 | 5041937.4367 | 0 | 0 | 0 | 2594296.4681 | 6098487.4383 | 15867013.3426 | 10829562.6409 | 48432210.6994 | 961560.8286 | 29447104.4808 | 29447104.4808 | 21958398.9644 | 11486898.3253 | 0 | 78840876.0088 | 141733277.7792 | 133352.1432 | 18.7526 | 4204.2596 | 7558.0527 | 85.7095 | 154.0811
1 | 6300 | 707 | 0.03 | 15 | 15 | 7 | 1.7783e-10 | 5spot_SharedNeighbor | CO2 | Porous | Wet | R245fa | MinimizeLCOE_Brownfield | IgnoreSilica | 152.5239 | 30.8261 | 4.7475 | 4 | 4159.7474 | 7471.6205 | 84.8021 | 152.3191 | 129.987 | 17.3649 | 119.3929 | 8042790.0535 | 0 | 5079286.0563 | 0 | 0 | 0 | 2564354.1144 | 6117707.7874 | 15917020.7485 | 10863693.7229 | 48584852.4831 | 961560.8286 | 29447104.4808 | 29447104.4808 | 21958398.9644 | 11486898.3253 | 0 | 78993517.7925 | 141885919.5629 | 177827.941 | 18.99 | 4159.7474 | 7471.6205 | 84.8021 | 152.3191
1 | 6300 | 707 | 0.03 | 15 | 15 | 7 | 2.3714e-10 | 5spot_SharedNeighbor | CO2 | Porous | Wet | R245fa | MinimizeLCOE_Brownfield | IgnoreSilica | 153.5787 | 31.0613 | 4.7925 | 4 | 4126.4296 | 7407.1872 | 84.1228 | 151.0055 | 129.8813 | 17.3205 | 103.5699 | 8074032.8274 | 0 | 5107368.6728 | 0 | 0 | 0 | 2540702.5458 | 6131620.578 | 15953218.9755 | 10888399.7567 | 48695343.3561 | 961560.8286 | 29447104.4808 | 29447104.4808 | 21958398.9644 | 11486898.3253 | 0 | 79104008.6655 | 141996410.436 | 237137.3706 | 19.1701 | 4126.4296 | 7407.1872 | 84.1228 | 151.0055
1 | 6300 | 707 | 0.03 | 15 | 15 | 7 | 3.1623e-10 | 5spot_SharedNeighbor | CO2 | Porous | Wet | R245fa | MinimizeLCOE_Brownfield | IgnoreSilica | 154.383 | 31.2405 | 4.8267 | 4 | 4101.4796 | 7358.9752 | 83.6142 | 150.0227 | 129.7998 | 17.2865 | 111.0945 | 8097682.9634 | 0 | 5128753.0822 | 0 | 0 | 0 | 2522521.6793 | 6142093.5127 | 15980467.4035 | 10906997.3686 | 48778516.0097 | 961560.8286 | 29447104.4808 | 29447104.4808 | 21958398.9644 | 11486898.3253 | 0 | 79187181.3191 | 142079583.0896 | 316227.766 | 19.307 | 4101.4796 | 7358.9752 | 83.6142 | 150.0227
1 | 6300 | 707 | 0.03 | 15 | 15 | 7 | 4.217e-10 | 5spot_SharedNeighbor | CO2 | Porous | Wet | R245fa | MinimizeLCOE_Brownfield | IgnoreSilica | 154.9749 | 31.373 | 4.8524 | 4 | 4082.7892 | 7323.0685 | 83.2332 | 149.2907 | 129.7394 | 17.2614 | 108.2752 | 8114994.6775 | 0 | 5144479.3013 | 0 | 0 | 0 | 2508199.4999 | 6149392.6567 | 15999458.2788 | 10919959.0313 | 48836483.4455 | 961560.8286 | 29447104.4808 | 29447104.4808 | 21958398.9644 | 11486898.3253 | 0 | 79245148.7549 | 142137550.5253 | 421696.5034 | 19.4096 | 4082.7892 | 7323.0685 | 83.2332 | 149.2907
1 | 6300 | 707 | 0.03 | 15 | 15 | 7 | 5.6234e-10 | 5spot_SharedNeighbor | CO2 | Porous | Wet | R245fa | MinimizeLCOE_Brownfield | IgnoreSilica | 155.4204 | 31.4728 | 4.8717 | 4 | 4068.7843 | 7296.2014 | 82.9477 | 148.7429 | 129.6936 | 17.2424 | 111.6394 | 8127969.0606 | 0 | 5156305.6406 | 0 | 0 | 0 | 2497250.9678 | 6154795.0109 | 16013514.0963 | 10929552.4155 | 48879387.1917 | 961560.8286 | 29447104.4808 | 29447104.4808 | 21958398.9644 | 11486898.3253 | 0 | 79288052.5011 | 142180454.2715 | 562341.3252 | 19.4869 | 4068.7843 | 7296.2014 | 82.9477 | 148.7429
1 | 6300 | 707 | 0.03 | 15 | 15 | 7 | 7.4989e-10 | 5spot_SharedNeighbor | CO2 | Porous | Wet | R245fa | MinimizeLCOE_Brownfield | IgnoreSilica | 155.7714 | 31.5509 | 4.8865 | 4 | 4058.2883 | 7275.9288 | 82.7337 | 148.3297 | 129.6574 | 17.2274 | 101.4932 | 8138162.2994 | 0 | 5165619.2886 | 0 | 0 | 0 | 2489288.1399 | 6159297.1939 | 16025227.8529 | 10937547.2951 | 48915142.0698 | 961560.8286 | 29447104.4808 | 29447104.4808 | 21958398.9644 | 11486898.3253 | 0 | 79323807.3791 | 142216209.1496 | 749894.2093 | 19.5461 | 4058.2883 | 7275.9288 | 82.7337 | 148.3297
1 | 6300 | 707 | 0.03 | 15 | 15 | 7 | 1e-09 | 5spot_SharedNeighbor | CO2 | Porous | Wet | R245fa | MinimizeLCOE_Brownfield | IgnoreSilica | 156.0271 | 31.6081 | 4.8975 | 4 | 4050.4209 | 7260.8242 | 82.5733 | 148.0217 | 129.6309 | 17.2164 | 107.7297 | 8145571.5433 | 0 | 5172403.8239 | 0 | 0 | 0 | 2483067.493 | 6162406.7154 | 16033318.1901 | 10943069.1165 | 48939836.8822 | 961560.8286 | 29447104.4808 | 29447104.4808 | 21958398.9644 | 11486898.3253 | 0 | 79348502.1915 | 142240903.962 | 1000000 | 19.5902 | 4050.4209 | 7260.8242 | 82.5733 | 148.0217
1 | 6300 | 707 | 0.03 | 15 | 15 | 7 | 1.3335e-09 | 5spot_SharedNeighbor | CO2 | Porous | Wet | R245fa | MinimizeLCOE_Brownfield | IgnoreSilica | 156.2124 | 31.6498 | 4.9057 | 4 | 4044.5231 | 7249.5752 | 82.4531 | 147.7924 | 129.6116 | 17.2084 | 103.3846 | 8150926.4753 | 0 | 5177315.3746 | 0 | 0 | 0 | 2478208.44 | 6164515.6131 | 16038805.1091 | 10946814.0515 | 48956585.0635 | 961560.8286 | 29447104.4808 | 29447104.4808 | 21958398.9644 | 11486898.3253 | 0 | 79365250.3729 | 142257652.1434 | 1333521.4322 | 19.6229 | 4044.5231 | 7249.5752 | 82.4531 | 147.7924
1 | 6300 | 707 | 0.03 | 15 | 15 | 7 | 1.7783e-09 | 5spot_SharedNeighbor | CO2 | Porous | Wet | R245fa | MinimizeLCOE_Brownfield | IgnoreSilica | 156.3561 | 31.682 | 4.9119 | 4 | 4040.1014 | 7241.0999 | 82.3629 | 147.6196 | 129.5967 | 17.2022 | 108.7415 | 8155076.9019 | 0 | 5181125.7015 | 0 | 0 | 0 | 2474648.9544 | 6166232.1075 | 16043271.0757 | 10949862.1654 | 48970216.9065 | 961560.8286 | 29447104.4808 | 29447104.4808 | 21958398.9644 | 11486898.3253 | 0 | 79378882.2159 | 142271283.9863 | 1778279.41 | 19.6477 | 4040.1014 | 7241.0999 | 82.3629 | 147.6196
1 | 6300 | 707 | 0.03 | 15 | 15 | 7 | 2.3714e-09 | 5spot_SharedNeighbor | CO2 | Porous | Wet | R245fa | MinimizeLCOE_Brownfield | IgnoreSilica | 156.4681 | 31.7069 | 4.9167 | 4 | 4036.7863 | 7234.7068 | 82.2953 | 147.4893 | 129.585 | 17.1974 | 109.3497 | 8158310.2446 | 0 | 5184096.078 | 0 | 0 | 0 | 2472062.1636 | 6167642.7096 | 16046941.1729 | 10952367.0821 | 48981419.4507 | 961560.8286 | 29447104.4808 | 29447104.4808 | 21958398.9644 | 11486898.3253 | 0 | 79390084.7601 | 142282486.5305 | 2371373.7057 | 19.6667 | 4036.7863 | 7234.7068 | 82.2953 | 147.4893
1 | 6300 | 707 | 0.03 | 15 | 15 | 7 | 3.1623e-09 | 5spot_SharedNeighbor | CO2 | Porous | Wet | R245fa | MinimizeLCOE_Brownfield | IgnoreSilica | 156.5413 | 31.7235 | 4.92 | 4 | 4034.3006 | 7230.0209 | 82.2447 | 147.3938 | 129.5774 | 17.1943 | 105.2085 | 8160418.1815 | 0 | 5186035.1851 | 0 | 0 | 0 | 2469868.7641 | 6168365.631 | 16048822.066 | 10953650.8304 | 48987160.658 | 961560.8286 | 29447104.4808 | 29447104.4808 | 21958398.9644 | 11486898.3253 | 0 | 79395825.9673 | 142288227.7378 | 3162277.6602 | 19.6802 | 4034.3006 | 7230.0209 | 82.2447 | 147.3938
1 | 6300 | 707 | 0.03 | 15 | 15 | 7 | 4.217e-09 | 5spot_SharedNeighbor | CO2 | Porous | Wet | R245fa | MinimizeLCOE_Brownfield | IgnoreSilica | 156.5996 | 31.7367 | 4.9226 | 4 | 4032.4368 | 7226.4744 | 82.2067 | 147.3215 | 129.5713 | 17.1918 | 111.963 | 8162098.8647 | 0 | 5187581.4317 | 0 | 0 | 0 | 2468298.1378 | 6169011.5893 | 16050502.7172 | 10954797.9093 | 48992290.6501 | 961560.8286 | 29447104.4808 | 29447104.4808 | 21958398.9644 | 11486898.3253 | 0 | 79400955.9595 | 142293357.73 | 4216965.0343 | 19.6906 | 4032.4368 | 7226.4744 | 82.2067 | 147.3215
1 | 6300 | 707 | 0.03 | 15 | 15 | 7 | 5.6234e-09 | 5spot_SharedNeighbor | CO2 | Porous | Wet | R245fa | MinimizeLCOE_Brownfield | IgnoreSilica | 156.6534 | 31.7485 | 4.9247 | 4 | 4031.0393 | 7223.7188 | 82.1782 | 147.2653 | 129.5657 | 17.1894 | 105.2469 | 8163646.9756 | 0 | 5189004.8586 | 0 | 0 | 0 | 2467342.3877 | 6169797.7465 | 16052548.1369 | 10956193.9503 | 48998534.0554 | 961560.8286 | 29447104.4808 | 29447104.4808 | 21958398.9644 | 11486898.3253 | 0 | 79407199.3648 | 142299601.1353 | 5623413.2519 | 19.6989 | 4031.0393 | 7223.7188 | 82.1782 | 147.2653
1 | 6300 | 707 | 0.03 | 15 | 15 | 7 | 7.4989e-09 | 5spot_SharedNeighbor | CO2 | Porous | Wet | R245fa | MinimizeLCOE_Brownfield | IgnoreSilica | 156.6728 | 31.7533 | 4.926 | 4 | 4029.9914 | 7221.8552 | 82.1568 | 147.2273 | 129.5636 | 17.1886 | 107.6351 | 8164204.7567 | 0 | 5189520.2132 | 0 | 0 | 0 | 2466154.7114 | 6169753.0757 | 16052431.9126 | 10956114.6249 | 48998179.2946 | 961560.8286 | 29447104.4808 | 29447104.4808 | 21958398.9644 | 11486898.3253 | 0 | 79406844.6039 | 142299246.3744 | 7498942.0933 | 19.704 | 4029.9914 | 7221.8552 | 82.1568 | 147.2273
1 | 6300 | 707 | 0.03 | 15 | 15 | 7 | 1e-08 | 5spot_SharedNeighbor | CO2 | Porous | Wet | R245fa | MinimizeLCOE_Brownfield | IgnoreSilica | 156.7117 | 31.7616 | 4.9273 | 4 | 4029.2055 | 7220.2219 | 82.1408 | 147.194 | 129.5596 | 17.1869 | 111.7563 | 8165326.2877 | 0 | 5190550.884 | 0 | 0 | 0 | 2465811.0918 | 6170458.4228 | 16054267.0809 | 10957367.1649 | 49003780.9321 | 961560.8286 | 29447104.4808 | 29447104.4808 | 21958398.9644 | 11486898.3253 | 0 | 79412446.2415 | 142304848.0119 | 10000000 | 19.7092 | 4029.2055 | 7220.2219 | 82.1408 | 147.194
1 | 6400 | 707 | 0.03 | 15 | 15 | 7 | 1e-13 | 5spot_SharedNeighbor | CO2 | Porous | Wet | R245fa | MinimizeLCOE_Brownfield | IgnoreSilica | 1.6 | -0.026219 | 0.00014566 | 4 | 55834440.5816 | 166060905.638 | 1138260.5929 | 3385376.1754 | 71.6239 | 16.3616 | 26.5966 | 195844.5501 | 0 | 69065.8373 | 0 | 0 | 0 | 212616.4224 | 186235.4558 | 484546.4539 | 330712.9112 | 1479021.6306 | 961560.8286 | 30089847.6181 | 30089847.6181 | 22413605.2974 | 11717022.4191 | 0 | 32530430.0774 | 96750905.412 | 100 | 0.00058262 | 55834440.5816 | 166060905.638 | 1138260.5929 | 3385376.1754
1 | 6400 | 707 | 0.03 | 15 | 15 | 7 | 1.3335e-13 | 5spot_SharedNeighbor | CO2 | Porous | Wet | R245fa | MinimizeLCOE_Brownfield | IgnoreSilica | 1.6 | -0.0067367 | 0.0049492 | 4 | 1639522.9122 | 4883480.7665 | 33423.8922 | 99556.3608 | 71.6239 | 16.3616 | 29.7704 | 195844.5608 | 0 | 69065.8325 | 0 | 0 | 0 | 189087.5087 | 177059.1818 | 460671.6711 | 314417.8814 | 1406146.6362 | 961560.8286 | 30089847.6181 | 30089847.6181 | 22413605.2974 | 11717022.4191 | 0 | 32457555.0829 | 96678030.4175 | 133.3521 | 0.019797 | 1639522.9122 | 4883480.7665 | 33423.8922 | 99556.3608
1 | 6400 | 707 | 0.03 | 15 | 15 | 7 | 1.7783e-13 | 5spot_SharedNeighbor | CO2 | Porous | Wet | R245fa | MinimizeLCOE_Brownfield | IgnoreSilica | 3.4781 | 0.1863 | 0.020735 | 4 | 412538.4033 | 1186847.5807 | 8410.1534 | 24195.4933 | 96.5606 | 18.4278 | 58.437 | 432617.9757 | 0 | 196611.6217 | 0 | 0 | 0 | 392365.4533 | 398422.0698 | 1036612.4979 | 707509.3301 | 3164138.9484 | 961560.8286 | 30089847.6181 | 30089847.6181 | 22413605.2974 | 11717022.4191 | 0 | 34215547.3952 | 98436022.7297 | 177.8279 | 0.082939 | 412538.4033 | 1186847.5807 | 8410.1534 | 24195.4933
1 | 6400 | 707 | 0.03 | 15 | 15 | 7 | 2.3714e-13 | 5spot_SharedNeighbor | CO2 | Porous | Wet | R245fa | MinimizeLCOE_Brownfield | IgnoreSilica | 4.7841 | 0.38667 | 0.041699 | 4 | 211461.3044 | 596480.9529 | 4310.9247 | 12160.071 | 105.47 | 19.0391 | 33.5064 | 584962.1448 | 0 | 280756.6687 | 0 | 0 | 0 | 496745.2227 | 531360.9741 | 1382492.2575 | 943579.3731 | 4219896.6409 | 961560.8286 | 30089847.6181 | 30089847.6181 | 22413605.2974 | 11717022.4191 | 0 | 35271305.0876 | 99491780.4222 | 237.1374 | 0.1668 | 211461.3044 | 596480.9529 | 4310.9247 | 12160.071
1 | 6400 | 707 | 0.03 | 15 | 15 | 7 | 3.1623e-13 | 5spot_SharedNeighbor | CO2 | Porous | Wet | R245fa | MinimizeLCOE_Brownfield | IgnoreSilica | 6.4593 | 0.67069 | 0.0724 | 4 | 126109.6505 | 347865.656 | 2570.9158 | 7091.7119 | 112.7343 | 19.4932 | 71.6826 | 766707.6038 | 0 | 383196.3041 | 0 | 0 | 0 | 616147.8065 | 688760.1686 | 1792012.6746 | 1223085.4726 | 5469910.0303 | 961560.8286 | 30089847.6181 | 30089847.6181 | 22413605.2974 | 11717022.4191 | 0 | 36521318.477 | 100741793.8116 | 316.2278 | 0.2896 | 126109.6505 | 347865.656 | 2570.9158 | 7091.7119
1 | 6400 | 707 | 0.03 | 15 | 15 | 7 | 4.217e-13 | 5spot_SharedNeighbor | CO2 | Porous | Wet | R245fa | MinimizeLCOE_Brownfield | IgnoreSilica | 8.5741 | 1.0531 | 0.1155 | 4 | 82186.1265 | 221195.1072 | 1675.4754 | 4509.3614 | 118.52 | 19.8276 | 58.5248 | 978996.921 | 0 | 505541.9305 | 0 | 0 | 0 | 748921.2882 | 871049.4545 | 2266292.0039 | 1546790.8603 | 6917592.4585 | 961560.8286 | 30089847.6181 | 30089847.6181 | 22413605.2974 | 11717022.4191 | 0 | 37969000.9052 | 102189476.2398 | 421.6965 | 0.46199 | 82186.1265 | 221195.1072 | 1675.4754 | 4509.3614
1 | 6400 | 707 | 0.03 | 15 | 15 | 7 | 5.6234e-13 | 5spot_SharedNeighbor | CO2 | Porous | Wet | R245fa | MinimizeLCOE_Brownfield | IgnoreSilica | 11.3586 | 1.5736 | 0.17542 | 4 | 56531.2388 | 148057.5595 | 1152.4658 | 3018.3536 | 123.2704 | 20.0832 | 60.5356 | 1236874.7814 | 0 | 635906.6228 | 0 | 0 | 0 | 908512.6295 | 1084704.6731 | 2822179.056 | 1926195.1957 | 8614372.9585 | 961560.8286 | 30089847.6181 | 30089847.6181 | 22413605.2974 | 11717022.4191 | 0 | 39665781.4053 | 103886256.7399 | 562.3413 | 0.70166 | 56531.2388 | 148057.5595 | 1152.4658 | 3018.3536
1 | 6400 | 707 | 0.03 | 15 | 15 | 7 | 7.4989e-13 | 5spot_SharedNeighbor | CO2 | Porous | Wet | R245fa | MinimizeLCOE_Brownfield | IgnoreSilica | 14.8151 | 2.2392 | 0.25596 | 4 | 40610.9934 | 103334.9739 | 827.91 | 2106.6232 | 126.9247 | 20.2652 | 67.5487 | 1532160.8787 | 0 | 786493.9565 | 0 | 0 | 0 | 1080646.7322 | 1325727.6113 | 3449271.3005 | 2354198.538 | 10528499.0172 | 961560.8286 | 30089847.6181 | 30089847.6181 | 22413605.2974 | 11717022.4191 | 0 | 41579907.464 | 105800382.7985 | 749.8942 | 1.0239 | 40610.9934 | 103334.9739 | 827.91 | 2106.6232
1 | 6400 | 707 | 0.03 | 15 | 15 | 7 | 1e-12 | 5spot_SharedNeighbor | CO2 | Porous | Wet | R245fa | MinimizeLCOE_Brownfield | IgnoreSilica | 19.2003 | 3.0974 | 0.36297 | 4 | 30178.6867 | 74411.1052 | 615.2333 | 1516.971 | 129.8012 | 20.3941 | 57.8025 | 1878301.9618 | 0 | 967784.4309 | 0 | 0 | 0 | 1275189.2786 | 1607297.5118 | 4181858.4237 | 2854204.3027 | 12764635.9095 | 961560.8286 | 30089847.6181 | 30089847.6181 | 22413605.2974 | 11717022.4191 | 0 | 43816044.3562 | 108036519.6908 | 1000 | 1.4519 | 30178.6867 | 74411.1052 | 615.2333 | 1516.971
1 | 6400 | 707 | 0.03 | 15 | 15 | 7 | 1.3335e-12 | 5spot_SharedNeighbor | CO2 | Porous | Wet | R245fa | MinimizeLCOE_Brownfield | IgnoreSilica | 24.6908 | 4.1855 | 0.5031 | 4 | 23053.1828 | 54965.6409 | 469.9703 | 1120.5489 | 132.0255 | 20.476 | 64.6213 | 2279154.3703 | 0 | 1183478.7356 | 0 | 0 | 0 | 1490369.2484 | 1931670.9182 | 5025811.4889 | 3430219.6113 | 15340704.3727 | 961560.8286 | 30089847.6181 | 30089847.6181 | 22413605.2974 | 11717022.4191 | 0 | 46392112.8195 | 110612588.154 | 1333.5214 | 2.0124 | 23053.1828 | 54965.6409 | 469.9703 | 1120.5489
1 | 6400 | 707 | 0.03 | 15 | 15 | 7 | 1.7783e-12 | 5spot_SharedNeighbor | CO2 | Porous | Wet | R245fa | MinimizeLCOE_Brownfield | IgnoreSilica | 31.5561 | 5.5578 | 0.68455 | 4 | 18028.4003 | 41482.0288 | 367.5333 | 845.6673 | 133.7286 | 20.5132 | 61.7715 | 2743407.356 | 0 | 1440120.056 | 0 | 0 | 0 | 1729377.1557 | 2306032.7814 | 5999824.2648 | 4095003.3448 | 18313764.9587 | 961560.8286 | 30089847.6181 | 30089847.6181 | 22413605.2974 | 11717022.4191 | 0 | 49365173.4054 | 113585648.74 | 1778.2794 | 2.7382 | 18028.4003 | 41482.0288 | 367.5333 | 845.6673
1 | 6400 | 707 | 0.03 | 15 | 15 | 7 | 2.3714e-12 | 5spot_SharedNeighbor | CO2 | Porous | Wet | R245fa | MinimizeLCOE_Brownfield | IgnoreSilica | 39.936 | 7.2476 | 0.91508 | 4 | 14399.4774 | 31944.4849 | 293.5528 | 651.2315 | 134.9789 | 20.5023 | 73.7316 | 3269003.8908 | 0 | 1738696.2483 | 0 | 0 | 0 | 1984105.7434 | 2726804.2942 | 7094585.429 | 4842200.3344 | 21655395.9401 | 961560.8286 | 30089847.6181 | 30089847.6181 | 22413605.2974 | 11717022.4191 | 0 | 52706804.3868 | 116927279.7214 | 2371.3737 | 3.6603 | 14399.4774 | 31944.4849 | 293.5528 | 651.2315
1 | 6400 | 707 | 0.03 | 15 | 15 | 7 | 3.1623e-12 | 5spot_SharedNeighbor | CO2 | Porous | Wet | R245fa | MinimizeLCOE_Brownfield | IgnoreSilica | 49.9696 | 9.2872 | 1.2015 | 4 | 11733.3879 | 25095.4974 | 239.201 | 511.6057 | 135.8414 | 20.4364 | 89.8235 | 3853446.3281 | 0 | 2080160.6925 | 0 | 0 | 0 | 2248211.1442 | 3190909.0842 | 8302090.8918 | 5666347.6245 | 25341165.7653 | 961560.8286 | 30089847.6181 | 30089847.6181 | 22413605.2974 | 11717022.4191 | 0 | 56392574.212 | 120613049.5466 | 3162.2777 | 4.8062 | 11733.3879 | 25095.4974 | 239.201 | 511.6057
1 | 6400 | 707 | 0.03 | 15 | 15 | 7 | 4.217e-12 | 5spot_SharedNeighbor | CO2 | Porous | Wet | R245fa | MinimizeLCOE_Brownfield | IgnoreSilica | 61.4971 | 11.6527 | 1.545 | 4 | 9753.3776 | 20144.8287 | 198.8358 | 410.6796 | 136.3466 | 20.3076 | 85.2867 | 4477632.2159 | 0 | 2455929.4482 | 0 | 0 | 0 | 2502440.5801 | 3680040.8752 | 9574711.4772 | 6534937.3238 | 29225691.9204 | 961560.8286 | 30089847.6181 | 30089847.6181 | 22413605.2974 | 11717022.4191 | 0 | 60277100.3672 | 124497575.7018 | 4216.965 | 6.1801 | 9753.3776 | 20144.8287 | 198.8358 | 410.6796
1 | 6400 | 707 | 0.03 | 15 | 15 | 7 | 5.6234e-12 | 5spot_SharedNeighbor | CO2 | Porous | Wet | R245fa | MinimizeLCOE_Brownfield | IgnoreSilica | 74.0982 | 14.2654 | 1.938 | 4 | 8275.7911 | 16560.0431 | 168.7132 | 337.5989 | 136.5192 | 20.1113 | 88.652 | 5112435.2544 | 0 | 2850876.5043 | 0 | 0 | 0 | 2724698.09 | 4168323.841 | 10845123.5934 | 7402019.6975 | 33103476.9806 | 961560.8286 | 30089847.6181 | 30089847.6181 | 22413605.2974 | 11717022.4191 | 0 | 64154885.4273 | 128375360.7619 | 5623.4133 | 7.7521 | 8275.7911 | 16560.0431 | 168.7132 | 337.5989
1 | 6400 | 707 | 0.03 | 15 | 15 | 7 | 7.4989e-12 | 5spot_SharedNeighbor | CO2 | Porous | Wet | R245fa | MinimizeLCOE_Brownfield | IgnoreSilica | 87.0607 | 16.9829 | 2.3622 | 4 | 7172.8932 | 13969.5335 | 146.2291 | 284.7878 | 136.3949 | 19.8535 | 91.531 | 5720577.3094 | 0 | 3243323.1033 | 0 | 0 | 0 | 2893128.4531 | 4624241.2576 | 12031327.19 | 8211628.0263 | 36724225.3396 | 961560.8286 | 30089847.6181 | 30089847.6181 | 22413605.2974 | 11717022.4191 | 0 | 67775633.7864 | 131996109.1209 | 7498.9421 | 9.4489 | 7172.8932 | 13969.5335 | 146.2291 | 284.7878
1 | 6400 | 707 | 0.03 | 15 | 15 | 7 | 1e-11 | 5spot_SharedNeighbor | CO2 | Porous | Wet | R245fa | MinimizeLCOE_Brownfield | IgnoreSilica | 99.5887 | 19.6392 | 2.7922 | 4 | 6351.1729 | 12101.2351 | 129.4773 | 246.7 | 136.0371 | 19.5522 | 92.2008 | 6268984.0299 | 0 | 3611605.9664 | 0 | 0 | 0 | 2996194.2833 | 5021945.8691 | 13066073.0086 | 8917863.3093 | 39882666.4666 | 961560.8286 | 30089847.6181 | 30089847.6181 | 22413605.2974 | 11717022.4191 | 0 | 70934074.9133 | 135154550.2479 | 10000 | 11.1687 | 6351.1729 | 12101.2351 | 129.4773 | 246.7
1 | 6400 | 707 | 0.03 | 15 | 15 | 7 | 1.3335e-11 | 5spot_SharedNeighbor | CO2 | Porous | Wet | R245fa | MinimizeLCOE_Brownfield | IgnoreSilica | 110.9823 | 22.0819 | 3.2015 | 4 | 5740.6323 | 10755.4431 | 117.0306 | 219.2643 | 135.5348 | 19.2358 | 108.0336 | 6736174.1144 | 0 | 3938539.1234 | 0 | 0 | 0 | 3035515.1672 | 5346989.078 | 13911768.7626 | 9495068.0387 | 42464054.2844 | 961560.8286 | 30089847.6181 | 30089847.6181 | 22413605.2974 | 11717022.4191 | 0 | 73515462.7311 | 137735938.0657 | 13335.2143 | 12.8062 | 5740.6323 | 10755.4431 | 117.0306 | 219.2643
1 | 6400 | 707 | 0.03 | 15 | 15 | 7 | 1.7783e-11 | 5spot_SharedNeighbor | CO2 | Porous | Wet | R245fa | MinimizeLCOE_Brownfield | IgnoreSilica | 120.8339 | 24.2164 | 3.5706 | 4 | 5287.4713 | 9783.973 | 107.7923 | 199.4595 | 134.974 | 18.9296 | 89.9481 | 7116608.948 | 0 | 4215832.7123 | 0 | 0 | 0 | 3024131.3542 | 5599063.4756 | 14567614.6378 | 9942696.3248 | 44465947.4527 | 961560.8286 | 30089847.6181 | 30089847.6181 | 22413605.2974 | 11717022.4191 | 0 | 75517355.8995 | 139737831.2341 | 17782.7941 | 14.2823 | 5287.4713 | 9783.973 | 107.7923 | 199.4595
1 | 6400 | 707 | 0.03 | 15 | 15 | 7 | 2.3714e-11 | 5spot_SharedNeighbor | CO2 | Porous | Wet | R245fa | MinimizeLCOE_Brownfield | IgnoreSilica | 129.046 | 26.012 | 3.8889 | 4 | 4951.1704 | 9079.5988 | 100.9363 | 185.0999 | 134.4204 | 18.6513 | 104.0446 | 7417272.2528 | 0 | 4443528.4041 | 0 | 0 | 0 | 2980531.5408 | 5788119.5571 | 15059499.7811 | 10278418.0423 | 45967369.5783 | 961560.8286 | 30089847.6181 | 30089847.6181 | 22413605.2974 | 11717022.4191 | 0 | 77018778.025 | 141239253.3596 | 23713.7371 | 15.5557 | 4951.1704 | 9079.5988 | 100.9363 | 185.0999
1 | 6400 | 707 | 0.03 | 15 | 15 | 7 | 3.1623e-11 | 5spot_SharedNeighbor | CO2 | Porous | Wet | R245fa | MinimizeLCOE_Brownfield | IgnoreSilica | 135.6787 | 27.474 | 4.1537 | 4 | 4701.3949 | 8566.607 | 95.8443 | 174.6419 | 133.917 | 18.4113 | 96.4102 | 7649208.0963 | 0 | 4625319.8485 | 0 | 0 | 0 | 2920301.5797 | 5925983.5146 | 15418193.5185 | 10523233.8886 | 47062240.4461 | 961560.8286 | 30089847.6181 | 30089847.6181 | 22413605.2974 | 11717022.4191 | 0 | 78113648.8928 | 142334124.2274 | 31622.7766 | 16.615 | 4701.3949 | 8566.607 | 95.8443 | 174.6419
1 | 6400 | 707 | 0.03 | 15 | 15 | 7 | 4.217e-11 | 5spot_SharedNeighbor | CO2 | Porous | Wet | R245fa | MinimizeLCOE_Brownfield | IgnoreSilica | 140.9117 | 28.6356 | 4.368 | 4 | 4515.638 | 8191.2264 | 92.0574 | 166.9892 | 133.4844 | 18.2124 | 100.0515 | 7825289.9504 | 0 | 4767491.8368 | 0 | 0 | 0 | 2855275.3386 | 6024742.2791 | 15675143.5656 | 10698607.5755 | 47846550.546 | 961560.8286 | 30089847.6181 | 30089847.6181 | 22413605.2974 | 11717022.4191 | 0 | 78897958.9927 | 143118434.3273 | 42169.6503 | 17.4722 | 4515.638 | 8191.2264 | 92.0574 | 166.9892
1 | 6400 | 707 | 0.03 | 15 | 15 | 7 | 5.6234e-11 | 5spot_SharedNeighbor | CO2 | Porous | Wet | R245fa | MinimizeLCOE_Brownfield | IgnoreSilica | 144.9749 | 29.5428 | 4.5379 | 4 | 4377.2871 | 7915.2606 | 89.2369 | 161.3633 | 133.1269 | 18.052 | 102.2732 | 7957781.2624 | 0 | 4877155.3286 | 0 | 0 | 0 | 2793132.4252 | 6094946.9163 | 15857801.6307 | 10823275.4582 | 48404093.0215 | 961560.8286 | 30089847.6181 | 30089847.6181 | 22413605.2974 | 11717022.4191 | 0 | 79455501.4682 | 143675976.8028 | 56234.1325 | 18.1518 | 4377.2871 | 7915.2606 | 89.2369 | 161.3633
1 | 6400 | 707 | 0.03 | 15 | 15 | 7 | 7.4989e-11 | 5spot_SharedNeighbor | CO2 | Porous | Wet | R245fa | MinimizeLCOE_Brownfield | IgnoreSilica | 148.1077 | 30.2454 | 4.6708 | 4 | 4274.0996 | 7711.4073 | 87.1333 | 157.2075 | 132.8383 | 17.9249 | 98.1697 | 8057391.2537 | 0 | 4961287.5173 | 0 | 0 | 0 | 2738233.6026 | 6145195.8257 | 15988538.9856 | 10912506.3893 | 48803153.5743 | 961560.8286 | 30089847.6181 | 30089847.6181 | 22413605.2974 | 11717022.4191 | 0 | 79854562.0211 | 144075037.3557 | 74989.4209 | 18.6834 | 4274.0996 | 7711.4073 | 87.1333 | 157.2075
1 | 6400 | 707 | 0.03 | 15 | 15 | 7 | 1e-10 | 5spot_SharedNeighbor | CO2 | Porous | Wet | R245fa | MinimizeLCOE_Brownfield | IgnoreSilica | 150.5165 | 30.787 | 4.7738 | 4 | 4197.0452 | 7560.1873 | 85.5624 | 154.1246 | 132.6086 | 17.825 | 115.8901 | 8132468.4892 | 0 | 5025735.9039 | 0 | 0 | 0 | 2692212.3577 | 6181662.5328 | 16083417.877 | 10977263.1822 | 49092760.3427 | 961560.8286 | 30089847.6181 | 30089847.6181 | 22413605.2974 | 11717022.4191 | 0 | 80144168.7894 | 144364644.124 | 100000 | 19.0954 | 4197.0452 | 7560.1873 | 85.5624 | 154.1246
1 | 6400 | 707 | 0.03 | 15 | 15 | 7 | 1.3335e-10 | 5spot_SharedNeighbor | CO2 | Porous | Wet | R245fa | MinimizeLCOE_Brownfield | IgnoreSilica | 152.3218 | 31.1948 | 4.8525 | 4 | 4139.4486 | 7448.0952 | 84.3883 | 151.8395 | 132.432 | 17.749 | 104.452 | 8187863.1417 | 0 | 5073902.045 | 0 | 0 | 0 | 2653897.6539 | 6207108.5079 | 16149623.0844 | 11022449.5967 | 49294844.0296 | 961560.8286 | 30089847.6181 | 30089847.6181 | 22413605.2974 | 11717022.4191 | 0 | 80346252.4764 | 144566727.811 | 133352.1432 | 19.4099 | 4139.4486 | 7448.0952 | 84.3883 | 151.8395
1 | 6400 | 707 | 0.03 | 15 | 15 | 7 | 1.7783e-10 | 5spot_SharedNeighbor | CO2 | Porous | Wet | R245fa | MinimizeLCOE_Brownfield | IgnoreSilica | 153.7102 | 31.5085 | 4.9128 | 4 | 4096.3628 | 7364.4028 | 83.5099 | 150.1333 | 132.2936 | 17.6898 | 104.1338 | 8229958.5544 | 0 | 5110867.0379 | 0 | 0 | 0 | 2623799.581 | 6226203.8176 | 16199305.1634 | 11056358.6364 | 49446492.7907 | 961560.8286 | 30089847.6181 | 30089847.6181 | 22413605.2974 | 11717022.4191 | 0 | 80497901.2374 | 144718376.572 | 177827.941 | 19.6511 | 4096.3628 | 7364.4028 | 83.5099 | 150.1333
1 | 6400 | 707 | 0.03 | 15 | 15 | 7 | 2.3714e-10 | 5spot_SharedNeighbor | CO2 | Porous | Wet | R245fa | MinimizeLCOE_Brownfield | IgnoreSilica | 154.7554 | 31.7451 | 4.9585 | 4 | 4064.1126 | 7302.0116 | 82.8524 | 148.8614 | 132.1879 | 17.6449 | 114.4697 | 8261353.6823 | 0 | 5138649.7141 | 0 | 0 | 0 | 2600037.0816 | 6240015.7864 | 16235241.073 | 11080885.6332 | 49556182.9706 | 961560.8286 | 30089847.6181 | 30089847.6181 | 22413605.2974 | 11717022.4191 | 0 | 80607591.4173 | 144828066.7519 | 237137.3706 | 19.834 | 4064.1126 | 7302.0116 | 82.8524 | 148.8614
1 | 6400 | 707 | 0.03 | 15 | 15 | 7 | 3.1623e-10 | 5spot_SharedNeighbor | CO2 | Porous | Wet | R245fa | MinimizeLCOE_Brownfield | IgnoreSilica | 155.5324 | 31.9216 | 4.9929 | 4 | 4039.9619 | 7255.5206 | 82.3601 | 147.9136 | 132.1085 | 17.6113 | 108.0349 | 8284528.1229 | 0 | 5159279.5839 | 0 | 0 | 0 | 2581317.6113 | 6249798.8741 | 16260694.6603 | 11098258.2295 | 49633877.0819 | 961560.8286 | 30089847.6181 | 30089847.6181 | 22413605.2974 | 11717022.4191 | 0 | 80685285.5286 | 144905760.8632 | 316227.766 | 19.9718 | 4039.9619 | 7255.5206 | 82.3601 | 147.9136
1 | 6400 | 707 | 0.03 | 15 | 15 | 7 | 4.217e-10 | 5spot_SharedNeighbor | CO2 | Porous | Wet | R245fa | MinimizeLCOE_Brownfield | IgnoreSilica | 156.1346 | 32.0579 | 5.0192 | 4 | 4021.8702 | 7220.5936 | 81.9913 | 147.2016 | 132.0465 | 17.5851 | 102.7141 | 8302393.5088 | 0 | 5175252.6652 | 0 | 0 | 0 | 2567314.1222 | 6257534.5155 | 16280821.2126 | 11111995.015 | 49695311.0393 | 961560.8286 | 30089847.6181 | 30089847.6181 | 22413605.2974 | 11717022.4191 | 0 | 80746719.486 | 144967194.8206 | 421696.5034 | 20.0769 | 4021.8702 | 7220.5936 | 81.9913 | 147.2016
1 | 6400 | 707 | 0.03 | 15 | 15 | 7 | 5.6234e-10 | 5spot_SharedNeighbor | CO2 | Porous | Wet | R245fa | MinimizeLCOE_Brownfield | IgnoreSilica | 156.5756 | 32.1582 | 5.0389 | 4 | 4008.314 | 7194.5777 | 81.7149 | 146.6712 | 132.0008 | 17.5658 | 106.4335 | 8315422.7436 | 0 | 5186943.3122 | 0 | 0 | 0 | 2556323.7223 | 6262889.0135 | 16294752.5178 | 11121503.4171 | 49737834.7265 | 961560.8286 | 30089847.6181 | 30089847.6181 | 22413605.2974 | 11717022.4191 | 0 | 80789243.1732 | 145009718.5078 | 562341.3252 | 20.1554 | 4008.314 | 7194.5777 | 81.7149 | 146.6712
1 | 6400 | 707 | 0.03 | 15 | 15 | 7 | 7.4989e-10 | 5spot_SharedNeighbor | CO2 | Porous | Wet | R245fa | MinimizeLCOE_Brownfield | IgnoreSilica | 156.9091 | 32.234 | 5.0537 | 4 | 3998.1543 | 7175.081 | 81.5078 | 146.2737 | 131.966 | 17.5512 | 109.3008 | 8325248.3076 | 0 | 5195781.7431 | 0 | 0 | 0 | 2548011.7862 | 6266926.3164 | 16305256.7519 | 11128672.7727 | 49769897.6779 | 961560.8286 | 30089847.6181 | 30089847.6181 | 22413605.2974 | 11717022.4191 | 0 | 80821306.1246 | 145041781.4592 | 749894.2093 | 20.2147 | 3998.1543 | 7175.081 | 81.5078 | 146.2737
1 | 6400 | 707 | 0.03 | 15 | 15 | 7 | 1e-09 | 5spot_SharedNeighbor | CO2 | Porous | Wet | R245fa | MinimizeLCOE_Brownfield | IgnoreSilica | 157.1481 | 32.2887 | 5.0646 | 4 | 3990.5389 | 7160.5908 | 81.3525 | 145.9783 | 131.941 | 17.5407 | 99.5434 | 8332268.5758 | 0 | 5202110.2922 | 0 | 0 | 0 | 2541441.9696 | 6269570.1267 | 16312135.4039 | 11133367.5941 | 49790893.9623 | 961560.8286 | 30089847.6181 | 30089847.6181 | 22413605.2974 | 11717022.4191 | 0 | 80842302.409 | 145062777.7436 | 1000000 | 20.2585 | 3990.5389 | 7160.5908 | 81.3525 | 145.9783
1 | 6400 | 707 | 0.03 | 15 | 15 | 7 | 1.3335e-09 | 5spot_SharedNeighbor | CO2 | Porous | Wet | R245fa | MinimizeLCOE_Brownfield | IgnoreSilica | 157.3501 | 32.3342 | 5.0732 | 4 | 3984.83 | 7149.5177 | 81.2361 | 145.7526 | 131.9199 | 17.5318 | 112.4063 | 8338198.7649 | 0 | 5207460.8414 | 0 | 0 | 0 | 2536999.8982 | 6272237.2067 | 16319074.5991 | 11138103.7374 | 49812075.0476 | 961560.8286 | 30089847.6181 | 30089847.6181 | 22413605.2974 | 11717022.4191 | 0 | 80863483.4944 | 145083958.829 | 1333521.4322 | 20.2928 | 3984.83 | 7149.5177 | 81.2361 | 145.7526
1 | 6400 | 707 | 0.03 | 15 | 15 | 7 | 1.7783e-09 | 5spot_SharedNeighbor | CO2 | Porous | Wet | R245fa | MinimizeLCOE_Brownfield | IgnoreSilica | 157.4887 | 32.3658 | 5.0795 | 4 | 3980.55 | 7141.3456 | 81.1489 | 145.586 | 131.9054 | 17.5257 | 101.8061 | 8342257.9916 | 0 | 5211129.1174 | 0 | 0 | 0 | 2533344.7225 | 6273825.4143 | 16323206.7894 | 11140924.0422 | 49824688.0774 | 961560.8286 | 30089847.6181 | 30089847.6181 | 22413605.2974 | 11717022.4191 | 0 | 80876096.5241 | 145096571.8587 | 1778279.41 | 20.3178 | 3980.55 | 7141.3456 | 81.1489 | 145.586
1 | 6400 | 707 | 0.03 | 15 | 15 | 7 | 2.3714e-09 | 5spot_SharedNeighbor | CO2 | Porous | Wet | R245fa | MinimizeLCOE_Brownfield | IgnoreSilica | 157.5935 | 32.3897 | 5.0842 | 4 | 3977.341 | 7135.2126 | 81.0835 | 145.461 | 131.8943 | 17.5211 | 103.8577 | 8345326 | 0 | 5213903.7872 | 0 | 0 | 0 | 2530610.9034 | 6275037.8693 | 16326361.3487 | 11143077.0937 | 49834317.0023 | 961560.8286 | 30089847.6181 | 30089847.6181 | 22413605.2974 | 11717022.4191 | 0 | 80885725.4491 | 145106200.7836 | 2371373.7057 | 20.3366 | 3977.341 | 7135.2126 | 81.0835 | 145.461
1 | 6400 | 707 | 0.03 | 15 | 15 | 7 | 3.1623e-09 | 5spot_SharedNeighbor | CO2 | Porous | Wet | R245fa | MinimizeLCOE_Brownfield | IgnoreSilica | 157.6667 | 32.4066 | 5.0876 | 4 | 3974.935 | 7130.6675 | 81.0344 | 145.3683 | 131.8866 | 17.5179 | 99.7011 | 8347464.9257 | 0 | 5215840.1175 | 0 | 0 | 0 | 2528427.9427 | 6275775.8645 | 16328281.4608 | 11144387.6096 | 49840177.9208 | 961560.8286 | 30089847.6181 | 30089847.6181 | 22413605.2974 | 11717022.4191 | 0 | 80891586.3675 | 145112061.7021 | 3162277.6602 | 20.3504 | 3974.935 | 7130.6675 | 81.0344 | 145.3683
1 | 6400 | 707 | 0.03 | 15 | 15 | 7 | 4.217e-09 | 5spot_SharedNeighbor | CO2 | Porous | Wet | R245fa | MinimizeLCOE_Brownfield | IgnoreSilica | 157.725 | 32.4199 | 5.0902 | 4 | 3973.1309 | 7127.2273 | 80.9976 | 145.2982 | 131.8805 | 17.5153 | 105.8778 | 8349170.3197 | 0 | 5217384.1509 | 0 | 0 | 0 | 2526866.5184 | 6276434.1857 | 16329994.2776 | 11145556.6423 | 49845406.0946 | 961560.8286 | 30089847.6181 | 30089847.6181 | 22413605.2974 | 11717022.4191 | 0 | 80896814.5414 | 145117289.8759 | 4216965.0343 | 20.361 | 3973.1309 | 7127.2273 | 80.9976 | 145.2982
1 | 6400 | 707 | 0.03 | 15 | 15 | 7 | 5.6234e-09 | 5spot_SharedNeighbor | CO2 | Porous | Wet | R245fa | MinimizeLCOE_Brownfield | IgnoreSilica | 157.7787 | 32.4318 | 5.0924 | 4 | 3971.7781 | 7124.5535 | 80.9701 | 145.2437 | 131.8749 | 17.513 | 100.3959 | 8350741.1965 | 0 | 5218805.541 | 0 | 0 | 0 | 2525921.5093 | 6277232.6162 | 16332071.63 | 11146974.478 | 49851746.9709 | 961560.8286 | 30089847.6181 | 30089847.6181 | 22413605.2974 | 11717022.4191 | 0 | 80903155.4176 | 145123630.7522 | 5623413.2519 | 20.3695 | 3971.7781 | 7124.5535 | 80.9701 | 145.2437
1 | 6400 | 707 | 0.03 | 15 | 15 | 7 | 7.4989e-09 | 5spot_SharedNeighbor | CO2 | Porous | Wet | R245fa | MinimizeLCOE_Brownfield | IgnoreSilica | 157.8176 | 32.4405 | 5.094 | 4 | 3970.7637 | 7122.5621 | 80.9494 | 145.2031 | 131.8708 | 17.5112 | 103.8042 | 8351878.134 | 0 | 5219834.763 | 0 | 0 | 0 | 2525179.5927 | 6277788.071 | 16333516.8094 | 11147960.8426 | 49856158.2129 | 961560.8286 | 30089847.6181 | 30089847.6181 | 22413605.2974 | 11717022.4191 | 0 | 80907566.6596 | 145128041.9942 | 7498942.0933 | 20.3758 | 3970.7637 | 7122.5621 | 80.9494 | 145.2031
1 | 6400 | 707 | 0.03 | 15 | 15 | 7 | 1e-08 | 5spot_SharedNeighbor | CO2 | Porous | Wet | R245fa | MinimizeLCOE_Brownfield | IgnoreSilica | 157.8371 | 32.4451 | 5.095 | 4 | 3970.0031 | 7121.1613 | 80.9339 | 145.1745 | 131.8687 | 17.5104 | 105.5897 | 8352445.2029 | 0 | 5220349.355 | 0 | 0 | 0 | 2524399.69 | 6277905.7567 | 16333823.0033 | 11148169.8263 | 49857092.8342 | 961560.8286 | 30089847.6181 | 30089847.6181 | 22413605.2974 | 11717022.4191 | 0 | 80908501.2809 | 145128976.6155 | 10000000 | 20.38 | 3970.0031 | 7121.1613 | 80.9339 | 145.1745
1 | 6500 | 707 | 0.03 | 15 | 15 | 7 | 1e-13 | 5spot_SharedNeighbor | CO2 | Porous | Wet | R245fa | MinimizeLCOE_Brownfield | IgnoreSilica | 1.6 | -0.027394 | 0.00026227 | 4 | 31636351.8942 | 94132474.1513 | 644949.8247 | 1919017.8092 | 71.9258 | 16.647 | 26.7258 | 197593.7488 | 0 | 68794.0193 | 0 | 0 | 0 | 214195.9174 | 187427.6373 | 487648.2656 | 332829.9615 | 1488489.5499 | 961560.8286 | 30738450.8463 | 30738450.8463 | 22874378.7166 | 11949490.5493 | 0 | 33188501.2248 | 98750821.3371 | 100 | 0.0010491 | 31636351.8942 | 94132474.1513 | 644949.8247 | 1919017.8092
1 | 6500 | 707 | 0.03 | 15 | 15 | 7 | 1.3335e-13 | 5spot_SharedNeighbor | CO2 | Porous | Wet | R245fa | MinimizeLCOE_Brownfield | IgnoreSilica | 1.6 | -0.0079894 | 0.0050515 | 4 | 1638930.3411 | 4883638.4017 | 33411.8118 | 99559.5744 | 71.9258 | 16.647 | 28.5378 | 197593.7599 | 0 | 68794.0144 | 0 | 0 | 0 | 190819.8744 | 178310.983 | 463928.6011 | 316640.803 | 1416088.0356 | 961560.8286 | 30738450.8463 | 30738450.8463 | 22874378.7166 | 11949490.5493 | 0 | 33116099.7106 | 98678419.8228 | 133.3521 | 0.020206 | 1638930.3411 | 4883638.4017 | 33411.8118 | 99559.5744
1 | 6500 | 707 | 0.03 | 15 | 15 | 7 | 1.7783e-13 | 5spot_SharedNeighbor | CO2 | Porous | Wet | R245fa | MinimizeLCOE_Brownfield | IgnoreSilica | 3.5512 | 0.19409 | 0.02198 | 4 | 397634.6826 | 1143326.3749 | 8106.3208 | 23308.2546 | 98.076 | 18.8137 | 52.1699 | 446482.1151 | 0 | 202030.9841 | 0 | 0 | 0 | 404232.3627 | 410570.7301 | 1068220.8202 | 729082.6595 | 3260619.6717 | 961560.8286 | 30738450.8463 | 30738450.8463 | 22874378.7166 | 11949490.5493 | 0 | 34960631.3466 | 100522951.4589 | 177.8279 | 0.087921 | 397634.6826 | 1143326.3749 | 8106.3208 | 23308.2546
1 | 6500 | 707 | 0.03 | 15 | 15 | 7 | 2.3714e-13 | 5spot_SharedNeighbor | CO2 | Porous | Wet | R245fa | MinimizeLCOE_Brownfield | IgnoreSilica | 4.913 | 0.40492 | 0.044111 | 4 | 204459.5231 | 576036.6364 | 4168.1839 | 11743.286 | 107.3315 | 19.4446 | 52.0147 | 607050.7498 | 0 | 290185.9251 | 0 | 0 | 0 | 515471.9051 | 550956.3462 | 1433475.3962 | 978376.4129 | 4375516.7353 | 961560.8286 | 30738450.8463 | 30738450.8463 | 22874378.7166 | 11949490.5493 | 0 | 36075528.4102 | 101637848.5225 | 237.1374 | 0.17644 | 204459.5231 | 576036.6364 | 4168.1839 | 11743.286
1 | 6500 | 707 | 0.03 | 15 | 15 | 7 | 3.1623e-13 | 5spot_SharedNeighbor | CO2 | Porous | Wet | R245fa | MinimizeLCOE_Brownfield | IgnoreSilica | 6.623 | 0.69928 | 0.076456 | 4 | 122166.4056 | 336544.6289 | 2490.5274 | 6860.9175 | 114.696 | 19.9014 | 64.1075 | 794501.1127 | 0 | 395212.1287 | 0 | 0 | 0 | 638224.3576 | 712895.6636 | 1854808.2817 | 1265944.7648 | 5661586.3091 | 961560.8286 | 30738450.8463 | 30738450.8463 | 22874378.7166 | 11949490.5493 | 0 | 37361597.984 | 102923918.0963 | 316.2278 | 0.30583 | 122166.4056 | 336544.6289 | 2490.5274 | 6860.9175
1 | 6500 | 707 | 0.03 | 15 | 15 | 7 | 4.217e-13 | 5spot_SharedNeighbor | CO2 | Porous | Wet | R245fa | MinimizeLCOE_Brownfield | IgnoreSilica | 8.8519 | 1.1058 | 0.1221 | 4 | 79645.5453 | 213888.3666 | 1623.6822 | 4360.4037 | 120.7219 | 20.2466 | 49.9728 | 1020359.162 | 0 | 520908.7958 | 0 | 0 | 0 | 782649.2496 | 906327.7109 | 2358078.7903 | 1609437.2281 | 7197760.9366 | 961560.8286 | 30738450.8463 | 30738450.8463 | 22874378.7166 | 11949490.5493 | 0 | 38897772.6115 | 104460092.7238 | 421.6965 | 0.48839 | 79645.5453 | 213888.3666 | 1623.6822 | 4360.4037
1 | 6500 | 707 | 0.03 | 15 | 15 | 7 | 5.6234e-13 | 5spot_SharedNeighbor | CO2 | Porous | Wet | R245fa | MinimizeLCOE_Brownfield | IgnoreSilica | 11.6487 | 1.6381 | 0.18515 | 4 | 54815.4081 | 143342.4236 | 1117.4862 | 2922.2292 | 125.4344 | 20.4976 | 57.0023 | 1281839.7786 | 0 | 648864.2143 | 0 | 0 | 0 | 941450.8561 | 1120140.3911 | 2914375.5253 | 1989121.1804 | 8895791.9459 | 961560.8286 | 30738450.8463 | 30738450.8463 | 22874378.7166 | 11949490.5493 | 0 | 40595803.6208 | 106158123.7331 | 562.3413 | 0.74059 | 54815.4081 | 143342.4236 | 1117.4862 | 2922.2292
1 | 6500 | 707 | 0.03 | 15 | 15 | 7 | 7.4989e-13 | 5spot_SharedNeighbor | CO2 | Porous | Wet | R245fa | MinimizeLCOE_Brownfield | IgnoreSilica | 15.1855 | 2.3287 | 0.26997 | 4 | 39417.3219 | 100128.8238 | 803.5754 | 2041.2615 | 129.1484 | 20.6806 | 57.4353 | 1587170.9 | 0 | 802187.5673 | 0 | 0 | 0 | 1119147.9849 | 1368317.5164 | 3560081.4971 | 2429828.7742 | 10866734.24 | 961560.8286 | 30738450.8463 | 30738450.8463 | 22874378.7166 | 11949490.5493 | 0 | 42566745.9149 | 108129066.0272 | 749.8942 | 1.0799 | 39417.3219 | 100128.8238 | 803.5754 | 2041.2615
1 | 6500 | 707 | 0.03 | 15 | 15 | 7 | 1e-12 | 5spot_SharedNeighbor | CO2 | Porous | Wet | R245fa | MinimizeLCOE_Brownfield | IgnoreSilica | 19.6413 | 3.2139 | 0.3824 | 4 | 29321.0912 | 72183.6781 | 597.7501 | 1471.5619 | 132.0572 | 20.8091 | 59.0186 | 1942641.7485 | 0 | 985526.7237 | 0 | 0 | 0 | 1317311.7975 | 1655737.3052 | 4307888.8297 | 2940222.6445 | 13149329.0491 | 961560.8286 | 30738450.8463 | 30738450.8463 | 22874378.7166 | 11949490.5493 | 0 | 44849340.724 | 110411660.8363 | 1000 | 1.5296 | 29321.0912 | 72183.6781 | 597.7501 | 1471.5619
1 | 6500 | 707 | 0.03 | 15 | 15 | 7 | 1.3335e-12 | 5spot_SharedNeighbor | CO2 | Porous | Wet | R245fa | MinimizeLCOE_Brownfield | IgnoreSilica | 25.2755 | 4.3454 | 0.52983 | 4 | 22418.6687 | 53354.0415 | 457.0349 | 1087.6943 | 134.3305 | 20.8907 | 72.9721 | 2358434.15 | 0 | 1205847.6326 | 0 | 0 | 0 | 1541075.5389 | 1991089.3554 | 5180406.0741 | 3535733.5923 | 15812586.3432 | 961560.8286 | 30738450.8463 | 30738450.8463 | 22874378.7166 | 11949490.5493 | 0 | 47512598.0181 | 113074918.1304 | 1333.5214 | 2.1193 | 22418.6687 | 53354.0415 | 457.0349 | 1087.6943
1 | 6500 | 707 | 0.03 | 15 | 15 | 7 | 1.7783e-12 | 5spot_SharedNeighbor | CO2 | Porous | Wet | R245fa | MinimizeLCOE_Brownfield | IgnoreSilica | 32.2749 | 5.7646 | 0.72034 | 4 | 17547.4747 | 40301.3695 | 357.729 | 821.5979 | 136.059 | 20.9257 | 59.5659 | 2836867.3766 | 0 | 1466304.925 | 0 | 0 | 0 | 1786319.932 | 2374901.9711 | 6179007.7694 | 4217299.7685 | 18860701.7425 | 961560.8286 | 30738450.8463 | 30738450.8463 | 22874378.7166 | 11949490.5493 | 0 | 50560713.4174 | 116123033.5297 | 1778.2794 | 2.8814 | 17547.4747 | 40301.3695 | 357.729 | 821.5979
1 | 6500 | 707 | 0.03 | 15 | 15 | 7 | 2.3714e-12 | 5spot_SharedNeighbor | CO2 | Porous | Wet | R245fa | MinimizeLCOE_Brownfield | IgnoreSilica | 40.823 | 7.5128 | 0.96221 | 4 | 14027.5035 | 31061.795 | 285.9696 | 633.2367 | 137.3288 | 20.911 | 66.1648 | 3378864.9103 | 0 | 1769523.1809 | 0 | 0 | 0 | 2048198.0149 | 2806668.5814 | 7302375.9218 | 4984021.6155 | 22289652.2247 | 961560.8286 | 30738450.8463 | 30738450.8463 | 22874378.7166 | 11949490.5493 | 0 | 53989663.8997 | 119551984.0119 | 2371.3737 | 3.8488 | 14027.5035 | 31061.795 | 285.9696 | 633.2367
1 | 6500 | 707 | 0.03 | 15 | 15 | 7 | 3.1623e-12 | 5spot_SharedNeighbor | CO2 | Porous | Wet | R245fa | MinimizeLCOE_Brownfield | IgnoreSilica | 51.0218 | 9.6162 | 1.2621 | 4 | 11440.6173 | 24427.6656 | 233.2325 | 497.991 | 138.2009 | 20.8393 | 90.5922 | 3979463.7464 | 0 | 2115129.6931 | 0 | 0 | 0 | 2317854.1994 | 3280854.5792 | 8536110.6192 | 5826070.8972 | 26055483.7346 | 961560.8286 | 30738450.8463 | 30738450.8463 | 22874378.7166 | 11949490.5493 | 0 | 57755495.4095 | 123317815.5217 | 3162.2777 | 5.0483 | 11440.6173 | 24427.6656 | 233.2325 | 497.991
1 | 6500 | 707 | 0.03 | 15 | 15 | 7 | 4.217e-12 | 5spot_SharedNeighbor | CO2 | Porous | Wet | R245fa | MinimizeLCOE_Brownfield | IgnoreSilica | 62.7345 | 12.0546 | 1.621 | 4 | 9519.3442 | 19630.7123 | 194.0647 | 400.1986 | 138.7088 | 20.702 | 81.6339 | 4620660.5718 | 0 | 2495385.2263 | 0 | 0 | 0 | 2577578.7523 | 3780513.5746 | 9836120.8312 | 6713354.5794 | 30023613.5355 | 961560.8286 | 30738450.8463 | 30738450.8463 | 22874378.7166 | 11949490.5493 | 0 | 61723625.2105 | 127285945.3227 | 4216.965 | 6.484 | 9519.3442 | 19630.7123 | 194.0647 | 400.1986
1 | 6500 | 707 | 0.03 | 15 | 15 | 7 | 5.6234e-12 | 5spot_SharedNeighbor | CO2 | Porous | Wet | R245fa | MinimizeLCOE_Brownfield | IgnoreSilica | 75.4749 | 14.7353 | 2.0301 | 4 | 8085.9143 | 16159.7151 | 164.8423 | 329.4377 | 138.8757 | 20.4953 | 90.4545 | 5269509.3728 | 0 | 2893172.8405 | 0 | 0 | 0 | 2802088.0539 | 4276260.4042 | 11125952.3902 | 7593691.1218 | 33960674.1834 | 961560.8286 | 30738450.8463 | 30738450.8463 | 22874378.7166 | 11949490.5493 | 0 | 65660685.8583 | 131223005.9706 | 5623.4133 | 8.1204 | 8085.9143 | 16159.7151 | 164.8423 | 329.4377
1 | 6500 | 707 | 0.03 | 15 | 15 | 7 | 7.4989e-12 | 5spot_SharedNeighbor | CO2 | Porous | Wet | R245fa | MinimizeLCOE_Brownfield | IgnoreSilica | 88.5345 | 17.5141 | 2.47 | 4 | 7016.3825 | 13652.292 | 143.0384 | 278.3204 | 138.7408 | 20.226 | 92.3642 | 5888910.8377 | 0 | 3287172.097 | 0 | 0 | 0 | 2970599.2695 | 4737206.0596 | 12325238.4326 | 8412228.4886 | 37621355.185 | 961560.8286 | 30738450.8463 | 30738450.8463 | 22874378.7166 | 11949490.5493 | 0 | 69321366.8599 | 134883686.9722 | 7498.9421 | 9.8799 | 7016.3825 | 13652.292 | 143.0384 | 278.3204
1 | 6500 | 707 | 0.03 | 15 | 15 | 7 | 1e-11 | 5spot_SharedNeighbor | CO2 | Porous | Wet | R245fa | MinimizeLCOE_Brownfield | IgnoreSilica | 101.0749 | 20.2138 | 2.9135 | 4 | 6220.0115 | 11845.6657 | 126.8033 | 241.4899 | 138.3731 | 19.9149 | 116.6288 | 6444000.218 | 0 | 3654659.0288 | 0 | 0 | 0 | 3070765.5236 | 5136075.6605 | 13363015.3146 | 9120532.5347 | 40789048.2803 | 961560.8286 | 30738450.8463 | 30738450.8463 | 22874378.7166 | 11949490.5493 | 0 | 72489059.9552 | 138051380.0674 | 10000 | 11.6542 | 6220.0115 | 11845.6657 | 126.8033 | 241.4899
1 | 6500 | 707 | 0.03 | 15 | 15 | 7 | 1.3335e-11 | 5spot_SharedNeighbor | CO2 | Porous | Wet | R245fa | MinimizeLCOE_Brownfield | IgnoreSilica | 112.4781 | 22.6957 | 3.3349 | 4 | 5628.1929 | 10543.0483 | 114.7383 | 214.9343 | 137.8594 | 19.5877 | 98.2097 | 6916791.8636 | 0 | 3980949.4126 | 0 | 0 | 0 | 3107557.2704 | 5462066.4332 | 14211176.4353 | 9699419.9276 | 43377961.3428 | 961560.8286 | 30738450.8463 | 30738450.8463 | 22874378.7166 | 11949490.5493 | 0 | 75077973.0177 | 140640293.1299 | 13335.2143 | 13.3396 | 5628.1929 | 10543.0483 | 114.7383 | 214.9343
1 | 6500 | 707 | 0.03 | 15 | 15 | 7 | 1.7783e-11 | 5spot_SharedNeighbor | CO2 | Porous | Wet | R245fa | MinimizeLCOE_Brownfield | IgnoreSilica | 122.3077 | 24.8579 | 3.7134 | 4 | 5189.1605 | 9603.0266 | 105.7881 | 195.7707 | 137.2907 | 19.2733 | 91.6709 | 7300723.9828 | 0 | 4256918.3238 | 0 | 0 | 0 | 3093503.1107 | 5713946.7127 | 14866517.2549 | 10146703.5029 | 45378312.8878 | 961560.8286 | 30738450.8463 | 30738450.8463 | 22874378.7166 | 11949490.5493 | 0 | 77078324.5627 | 142640644.675 | 17782.7941 | 14.8537 | 5189.1605 | 9603.0266 | 105.7881 | 195.7707
1 | 6500 | 707 | 0.03 | 15 | 15 | 7 | 2.3714e-11 | 5spot_SharedNeighbor | CO2 | Porous | Wet | R245fa | MinimizeLCOE_Brownfield | IgnoreSilica | 130.4512 | 26.6665 | 4.0386 | 4 | 4863.3894 | 8921.8813 | 99.1468 | 181.8846 | 136.734 | 18.9897 | 95.4906 | 7602395.3365 | 0 | 4482196.7352 | 0 | 0 | 0 | 3046525.067 | 5901135.6841 | 15353544.5606 | 10479109.6464 | 46864907.0299 | 961560.8286 | 30738450.8463 | 30738450.8463 | 22874378.7166 | 11949490.5493 | 0 | 78564918.7048 | 144127238.8171 | 23713.7371 | 16.1544 | 4863.3894 | 8921.8813 | 99.1468 | 181.8846
1 | 6500 | 707 | 0.03 | 15 | 15 | 7 | 3.1623e-11 | 5spot_SharedNeighbor | CO2 | Porous | Wet | R245fa | MinimizeLCOE_Brownfield | IgnoreSilica | 137.0212 | 28.1374 | 4.3086 | 4 | 4621.4515 | 8425.6279 | 94.2145 | 171.7678 | 136.2293 | 18.7457 | 105.5528 | 7834949.4347 | 0 | 4661895.2607 | 0 | 0 | 0 | 2983796.4936 | 6037450.0637 | 15708206.6145 | 10721173.7858 | 47947471.653 | 961560.8286 | 30738450.8463 | 30738450.8463 | 22874378.7166 | 11949490.5493 | 0 | 79647483.3279 | 145209803.4401 | 31622.7766 | 17.2343 | 4621.4515 | 8425.6279 | 94.2145 | 171.7678
1 | 6500 | 707 | 0.03 | 15 | 15 | 7 | 4.217e-11 | 5spot_SharedNeighbor | CO2 | Porous | Wet | R245fa | MinimizeLCOE_Brownfield | IgnoreSilica | 142.2144 | 29.3078 | 4.5269 | 4 | 4441.5284 | 8062.2083 | 90.5466 | 164.359 | 135.7953 | 18.5432 | 116.1387 | 8011900.4512 | 0 | 4802719.5462 | 0 | 0 | 0 | 2917388.0234 | 6135483.1281 | 15963268.5386 | 10895258.79 | 48726018.4774 | 961560.8286 | 30738450.8463 | 30738450.8463 | 22874378.7166 | 11949490.5493 | 0 | 80426030.1523 | 145988350.2646 | 42169.6503 | 18.1077 | 4441.5284 | 8062.2083 | 90.5466 | 164.359
1 | 6500 | 707 | 0.03 | 15 | 15 | 7 | 5.6234e-11 | 5spot_SharedNeighbor | CO2 | Porous | Wet | R245fa | MinimizeLCOE_Brownfield | IgnoreSilica | 146.2512 | 30.2228 | 4.7 | 4 | 4307.5234 | 7794.9012 | 87.8147 | 158.9096 | 135.4365 | 18.38 | 104.0692 | 8145226.9404 | 0 | 4911475.5761 | 0 | 0 | 0 | 2854475.8895 | 6205359.5783 | 16145072.7285 | 11019343.8853 | 49280954.5981 | 961560.8286 | 30738450.8463 | 30738450.8463 | 22874378.7166 | 11949490.5493 | 0 | 80980966.273 | 146543286.3853 | 56234.1325 | 18.7999 | 4307.5234 | 7794.9012 | 87.8147 | 158.9096
1 | 6500 | 707 | 0.03 | 15 | 15 | 7 | 7.4989e-11 | 5spot_SharedNeighbor | CO2 | Porous | Wet | R245fa | MinimizeLCOE_Brownfield | IgnoreSilica | 149.3381 | 30.9261 | 4.8348 | 4 | 4207.5768 | 7597.6809 | 85.7771 | 154.889 | 135.1493 | 18.2516 | 107.5978 | 8244664.021 | 0 | 4994232.5424 | 0 | 0 | 0 | 2798434.1085 | 6254558.9621 | 16273079.4329 | 11106711.0913 | 49671680.1582 | 961560.8286 | 30738450.8463 | 30738450.8463 | 22874378.7166 | 11949490.5493 | 0 | 81371691.8331 | 146934011.9454 | 74989.4209 | 19.3393 | 4207.5768 | 7597.6809 | 85.7771 | 154.889
1 | 6500 | 707 | 0.03 | 15 | 15 | 7 | 1e-10 | 5spot_SharedNeighbor | CO2 | Porous | Wet | R245fa | MinimizeLCOE_Brownfield | IgnoreSilica | 151.7151 | 31.469 | 4.9394 | 4 | 4132.9421 | 7451.3082 | 84.2556 | 151.905 | 134.9205 | 18.1507 | 111.3044 | 8319744.0838 | 0 | 5057726.1406 | 0 | 0 | 0 | 2751729.5588 | 6290387.9154 | 16366299.0199 | 11170335.3749 | 49956222.0933 | 961560.8286 | 30738450.8463 | 30738450.8463 | 22874378.7166 | 11949490.5493 | 0 | 81656233.7682 | 147218553.8805 | 100000 | 19.7574 | 4132.9421 | 7451.3082 | 84.2556 | 151.905
1 | 6500 | 707 | 0.03 | 15 | 15 | 7 | 1.3335e-10 | 5spot_SharedNeighbor | CO2 | Porous | Wet | R245fa | MinimizeLCOE_Brownfield | IgnoreSilica | 153.5056 | 31.8796 | 5.0193 | 4 | 4077.1539 | 7342.6968 | 83.1183 | 149.6908 | 134.7438 | 18.0736 | 109.0067 | 8375433.6826 | 0 | 5105422.1398 | 0 | 0 | 0 | 2713177.3802 | 6315672.949 | 16432085.4907 | 11215235.993 | 50157027.6353 | 961560.8286 | 30738450.8463 | 30738450.8463 | 22874378.7166 | 11949490.5493 | 0 | 81857039.3102 | 147419359.4225 | 133352.1432 | 20.077 | 4077.1539 | 7342.6968 | 83.1183 | 149.6908
1 | 6500 | 707 | 0.03 | 15 | 15 | 7 | 1.7783e-10 | 5spot_SharedNeighbor | CO2 | Porous | Wet | R245fa | MinimizeLCOE_Brownfield | IgnoreSilica | 154.8823 | 32.1953 | 5.0805 | 4 | 4035.4206 | 7261.5978 | 82.2675 | 148.0375 | 134.6054 | 18.0135 | 108.1446 | 8417749.0714 | 0 | 5142019.7614 | 0 | 0 | 0 | 2682924.9399 | 6334650.5713 | 16481461.3711 | 11248936.0459 | 50307741.7609 | 961560.8286 | 30738450.8463 | 30738450.8463 | 22874378.7166 | 11949490.5493 | 0 | 82007753.4358 | 147570073.5481 | 177827.941 | 20.322 | 4035.4206 | 7261.5978 | 82.2675 | 148.0375
1 | 6500 | 707 | 0.03 | 15 | 15 | 7 | 2.3714e-10 | 5spot_SharedNeighbor | CO2 | Porous | Wet | R245fa | MinimizeLCOE_Brownfield | IgnoreSilica | 155.8956 | 32.4288 | 5.1266 | 4 | 4004.1827 | 7201.3607 | 81.6307 | 146.8095 | 134.502 | 17.9689 | 105.5358 | 8448608.8703 | 0 | 5168915.915 | 0 | 0 | 0 | 2658506.3398 | 6347652.1388 | 16515288.7826 | 11272023.9494 | 50410995.9958 | 961560.8286 | 30738450.8463 | 30738450.8463 | 22874378.7166 | 11949490.5493 | 0 | 82111007.6707 | 147673327.783 | 237137.3706 | 20.5063 | 4004.1827 | 7201.3607 | 81.6307 | 146.8095
1 | 6500 | 707 | 0.03 | 15 | 15 | 7 | 3.1623e-10 | 5spot_SharedNeighbor | CO2 | Porous | Wet | R245fa | MinimizeLCOE_Brownfield | IgnoreSilica | 156.6728 | 32.6078 | 5.1617 | 4 | 3980.79 | 7156.2366 | 81.1538 | 145.8896 | 134.4219 | 17.9345 | 106.4869 | 8472115.6985 | 0 | 5189520.2132 | 0 | 0 | 0 | 2639885.6701 | 6357593.4169 | 16541153.949 | 11289677.4569 | 50489946.4044 | 961560.8286 | 30738450.8463 | 30738450.8463 | 22874378.7166 | 11949490.5493 | 0 | 82189958.0793 | 147752278.1916 | 316227.766 | 20.6466 | 3980.79 | 7156.2366 | 81.1538 | 145.8896
1 | 6500 | 707 | 0.03 | 15 | 15 | 7 | 4.217e-10 | 5spot_SharedNeighbor | CO2 | Porous | Wet | R245fa | MinimizeLCOE_Brownfield | IgnoreSilica | 157.2575 | 32.7425 | 5.1881 | 4 | 3963.2661 | 7122.5024 | 80.7965 | 145.2018 | 134.3611 | 17.9085 | 114.7787 | 8489707.9535 | 0 | 5205008.7744 | 0 | 0 | 0 | 2625549.9769 | 6364904.0148 | 16560174.6253 | 11302659.4593 | 50548004.8042 | 961560.8286 | 30738450.8463 | 30738450.8463 | 22874378.7166 | 11949490.5493 | 0 | 82248016.4791 | 147810336.5914 | 421696.5034 | 20.7526 | 3963.2661 | 7122.5024 | 80.7965 | 145.2018
1 | 6500 | 707 | 0.03 | 15 | 15 | 7 | 5.6234e-10 | 5spot_SharedNeighbor | CO2 | Porous | Wet | R245fa | MinimizeLCOE_Brownfield | IgnoreSilica | 157.701 | 32.8447 | 5.2082 | 4 | 3950.1353 | 7097.2272 | 80.5289 | 144.6866 | 134.3148 | 17.8887 | 104.3853 | 8502996.0719 | 0 | 5216746.9446 | 0 | 0 | 0 | 2614678.4919 | 6370424.3883 | 16574537.5046 | 11312462.4196 | 50591845.8209 | 961560.8286 | 30738450.8463 | 30738450.8463 | 22874378.7166 | 11949490.5493 | 0 | 82291857.4958 | 147854177.6081 | 562341.3252 | 20.8327 | 3950.1353 | 7097.2272 | 80.5289 | 144.6866
1 | 6500 | 707 | 0.03 | 15 | 15 | 7 | 7.4989e-10 | 5spot_SharedNeighbor | CO2 | Porous | Wet | R245fa | MinimizeLCOE_Brownfield | IgnoreSilica | 158.0345 | 32.9215 | 5.2232 | 4 | 3940.2944 | 7078.3025 | 80.3282 | 144.3008 | 134.2798 | 17.8738 | 106.4019 | 8512961.6989 | 0 | 5225572.7381 | 0 | 0 | 0 | 2606414.7469 | 6374530.1817 | 16585219.9369 | 11319753.3992 | 50624452.7018 | 961560.8286 | 30738450.8463 | 30738450.8463 | 22874378.7166 | 11949490.5493 | 0 | 82324464.3767 | 147886784.489 | 749894.2093 | 20.893 | 3940.2944 | 7078.3025 | 80.3282 | 144.3008
1 | 6500 | 707 | 0.03 | 15 | 15 | 7 | 1e-09 | 5spot_SharedNeighbor | CO2 | Porous | Wet | R245fa | MinimizeLCOE_Brownfield | IgnoreSilica | 158.2781 | 32.9779 | 5.2345 | 4 | 3932.9179 | 7064.1948 | 80.1779 | 144.0132 | 134.2541 | 17.8628 | 108.551 | 8520220.6607 | 0 | 5232014.7074 | 0 | 0 | 0 | 2599986.2032 | 6377366.4128 | 16592599.2285 | 11324789.9173 | 50646977.13 | 961560.8286 | 30738450.8463 | 30738450.8463 | 22874378.7166 | 11949490.5493 | 0 | 82346988.8049 | 147909308.9172 | 1000000 | 20.9379 | 3932.9179 | 7064.1948 | 80.1779 | 144.0132
1 | 6500 | 707 | 0.03 | 15 | 15 | 7 | 1.3335e-09 | 5spot_SharedNeighbor | CO2 | Porous | Wet | R245fa | MinimizeLCOE_Brownfield | IgnoreSilica | 158.4561 | 33.0193 | 5.2428 | 4 | 3927.3882 | 7053.6712 | 80.0651 | 143.7986 | 134.2353 | 17.8548 | 106.0899 | 8525515.6115 | 0 | 5236721.0017 | 0 | 0 | 0 | 2595013.3255 | 6379327.4761 | 16597701.5129 | 11328272.3312 | 50662551.2589 | 961560.8286 | 30738450.8463 | 30738450.8463 | 22874378.7166 | 11949490.5493 | 0 | 82362562.9339 | 147924883.0461 | 1333521.4322 | 20.9713 | 3927.3882 | 7053.6712 | 80.0651 | 143.7986
1 | 6500 | 707 | 0.03 | 15 | 15 | 7 | 1.7783e-09 | 5spot_SharedNeighbor | CO2 | Porous | Wet | R245fa | MinimizeLCOE_Brownfield | IgnoreSilica | 158.605 | 33.0534 | 5.2494 | 4 | 3923.2425 | 7045.6416 | 79.9806 | 143.6349 | 134.2196 | 17.8481 | 110.3811 | 8529942.7116 | 0 | 5240658.0377 | 0 | 0 | 0 | 2591621.6706 | 6381266.7437 | 16602747.0894 | 11331716.0408 | 50677952.2937 | 961560.8286 | 30738450.8463 | 30738450.8463 | 22874378.7166 | 11949490.5493 | 0 | 82377963.9687 | 147940284.0809 | 1778279.41 | 20.9974 | 3923.2425 | 7045.6416 | 79.9806 | 143.6349
1 | 6500 | 707 | 0.03 | 15 | 15 | 7 | 2.3714e-09 | 5spot_SharedNeighbor | CO2 | Porous | Wet | R245fa | MinimizeLCOE_Brownfield | IgnoreSilica | 158.6996 | 33.0756 | 5.254 | 4 | 3920.1342 | 7039.7834 | 79.9172 | 143.5155 | 134.2096 | 17.8439 | 108.3188 | 8532750.827 | 0 | 5243159.5424 | 0 | 0 | 0 | 2588665.9674 | 6382184.7714 | 16605135.609 | 11333346.2546 | 50685242.9718 | 961560.8286 | 30738450.8463 | 30738450.8463 | 22874378.7166 | 11949490.5493 | 0 | 82385254.6467 | 147947574.7589 | 2371373.7057 | 21.0159 | 3920.1342 | 7039.7834 | 79.9172 | 143.5155
1 | 6500 | 707 | 0.03 | 15 | 15 | 7 | 3.1623e-09 | 5spot_SharedNeighbor | CO2 | Porous | Wet | R245fa | MinimizeLCOE_Brownfield | IgnoreSilica | 158.7922 | 33.0965 | 5.2578 | 4 | 3917.8037 | 7035.1906 | 79.8697 | 143.4219 | 134.1998 | 17.8397 | 106.0693 | 8535500.3947 | 0 | 5245607.138 | 0 | 0 | 0 | 2586947.1136 | 6383541.3121 | 16608665.0497 | 11335755.1703 | 50696016.1785 | 961560.8286 | 30738450.8463 | 30738450.8463 | 22874378.7166 | 11949490.5493 | 0 | 82396027.8534 | 147958347.9657 | 3162277.6602 | 21.0312 | 3917.8037 | 7035.1906 | 79.8697 | 143.4219
1 | 6500 | 707 | 0.03 | 15 | 15 | 7 | 4.217e-09 | 5spot_SharedNeighbor | CO2 | Porous | Wet | R245fa | MinimizeLCOE_Brownfield | IgnoreSilica | 158.8434 | 33.1086 | 5.2604 | 4 | 3916.0562 | 7031.9187 | 79.8341 | 143.3552 | 134.1943 | 17.8374 | 114.6515 | 8537014.6144 | 0 | 5246957.8554 | 0 | 0 | 0 | 2585225.7743 | 6383987.3152 | 16609825.4583 | 11336547.1731 | 50699558.1908 | 961560.8286 | 30738450.8463 | 30738450.8463 | 22874378.7166 | 11949490.5493 | 0 | 82399569.8657 | 147961889.978 | 4216965.0343 | 21.0415 | 3916.0562 | 7031.9187 | 79.8341 | 143.3552
1 | 6500 | 707 | 0.03 | 15 | 15 | 7 | 5.6234e-09 | 5spot_SharedNeighbor | CO2 | Porous | Wet | R245fa | MinimizeLCOE_Brownfield | IgnoreSilica | 158.8971 | 33.1207 | 5.2625 | 4 | 3914.7459 | 7029.3225 | 79.8074 | 143.3022 | 134.1886 | 17.835 | 108.208 | 8538607.9996 | 0 | 5248377.2387 | 0 | 0 | 0 | 2584291.2403 | 6384797.8267 | 16611934.2429 | 11337986.4619 | 50705995.0102 | 961560.8286 | 30738450.8463 | 30738450.8463 | 22874378.7166 | 11949490.5493 | 0 | 82406006.6851 | 147968326.7974 | 5623413.2519 | 21.0502 | 3914.7459 | 7029.3225 | 79.8074 | 143.3022
1 | 6500 | 707 | 0.03 | 15 | 15 | 7 | 7.4989e-09 | 5spot_SharedNeighbor | CO2 | Porous | Wet | R245fa | MinimizeLCOE_Brownfield | IgnoreSilica | 158.9165 | 33.1256 | 5.2638 | 4 | 3913.7633 | 7027.5699 | 79.7874 | 143.2665 | 134.1865 | 17.8341 | 110.7852 | 8539182.084 | 0 | 5248891.1297 | 0 | 0 | 0 | 2583103.5607 | 6384758.942 | 16611833.073 | 11337917.4114 | 50705686.2008 | 961560.8286 | 30738450.8463 | 30738450.8463 | 22874378.7166 | 11949490.5493 | 0 | 82405697.8758 | 147968017.988 | 7498942.0933 | 21.0554 | 3913.7633 | 7027.5699 | 79.7874 | 143.2665
1 | 6500 | 707 | 0.03 | 15 | 15 | 7 | 1e-08 | 5spot_SharedNeighbor | CO2 | Porous | Wet | R245fa | MinimizeLCOE_Brownfield | IgnoreSilica | 158.9554 | 33.1342 | 5.2652 | 4 | 3913.0266 | 7026.0297 | 79.7723 | 143.2351 | 134.1825 | 17.8323 | 114.7535 | 8540336.4205 | 0 | 5249918.8739 | 0 | 0 | 0 | 2582778.5604 | 6385483.2034 | 16613717.4526 | 11339203.5391 | 50711438.05 | 961560.8286 | 30738450.8463 | 30738450.8463 | 22874378.7166 | 11949490.5493 | 0 | 82411449.7249 | 147973769.8372 | 10000000 | 21.0608 | 3913.0266 | 7026.0297 | 79.7723 | 143.2351
1 | 6600 | 707 | 0.03 | 15 | 15 | 7 | 1e-13 | 5spot_SharedNeighbor | CO2 | Porous | Wet | R245fa | MinimizeLCOE_Brownfield | IgnoreSilica | 1.6 | -0.028565 | 0.00037191 | 4 | 22755495.0469 | 67737621.5297 | 463901.5456 | 1380923.0368 | 72.2165 | 16.9311 | 14.0437 | 199315.7597 | 0 | 68519.058 | 0 | 0 | 0 | 215779.6508 | 188609.6427 | 490723.6012 | 334928.9412 | 1497876.6535 | 961560.8286 | 31392914.1654 | 31392914.1654 | 23340719.2222 | 12184302.7159 | 0 | 33852351.6475 | 100770287.7509 | 100 | 0.0014877 | 22755495.0469 | 67737621.5297 | 463901.5456 | 1380923.0368
1 | 6600 | 707 | 0.03 | 15 | 15 | 7 | 1.3335e-13 | 5spot_SharedNeighbor | CO2 | Porous | Wet | R245fa | MinimizeLCOE_Brownfield | IgnoreSilica | 1.6 | -0.0092383 | 0.0051471 | 4 | 1640740.3639 | 4890995.3458 | 33448.7116 | 99709.5557 | 72.2165 | 16.9312 | 15.1042 | 199315.7711 | 0 | 68519.0529 | 0 | 0 | 0 | 192553.3683 | 179551.3951 | 467155.8989 | 318843.5001 | 1425938.9864 | 961560.8286 | 31392914.1654 | 31392914.1654 | 23340719.2222 | 12184302.7159 | 0 | 33780413.9804 | 100698350.0839 | 133.3521 | 0.020589 | 1640740.3639 | 4890995.3458 | 33448.7116 | 99709.5557
1 | 6600 | 707 | 0.03 | 15 | 15 | 7 | 1.7783e-13 | 5spot_SharedNeighbor | CO2 | Porous | Wet | R245fa | MinimizeLCOE_Brownfield | IgnoreSilica | 3.6561 | 0.2053 | 0.023303 | 4 | 383482.5561 | 1101401.4795 | 7817.8106 | 22453.5589 | 99.8617 | 19.2188 | 29.4056 | 464419.4267 | 0 | 209605.857 | 0 | 0 | 0 | 420594.4937 | 426901.7132 | 1110710.6881 | 758082.8674 | 3390315.046 | 961560.8286 | 31392914.1654 | 31392914.1654 | 23340719.2222 | 12184302.7159 | 0 | 35744790.04 | 102662726.1435 | 177.8279 | 0.093211 | 383482.5561 | 1101401.4795 | 7817.8106 | 22453.5589
1 | 6600 | 707 | 0.03 | 15 | 15 | 7 | 2.3714e-13 | 5spot_SharedNeighbor | CO2 | Porous | Wet | R245fa | MinimizeLCOE_Brownfield | IgnoreSilica | 5.0445 | 0.42387 | 0.046624 | 4 | 197804.7287 | 556621.0422 | 4032.5169 | 11347.4728 | 109.2082 | 19.8508 | 29.7489 | 629742.8175 | 0 | 299857.8329 | 0 | 0 | 0 | 534724.6298 | 571086.8593 | 1485850.8619 | 1014123.7444 | 4535386.7458 | 961560.8286 | 31392914.1654 | 31392914.1654 | 23340719.2222 | 12184302.7159 | 0 | 36889861.7398 | 103807797.8432 | 237.1374 | 0.1865 | 197804.7287 | 556621.0422 | 4032.5169 | 11347.4728
1 | 6600 | 707 | 0.03 | 15 | 15 | 7 | 3.1623e-13 | 5spot_SharedNeighbor | CO2 | Porous | Wet | R245fa | MinimizeLCOE_Brownfield | IgnoreSilica | 6.7862 | 0.72836 | 0.080669 | 4 | 118413.8775 | 325798.1249 | 2414.0271 | 6641.8355 | 116.6582 | 20.3094 | 30.0955 | 822613.8102 | 0 | 407290.7388 | 0 | 0 | 0 | 660431.7333 | 737231.1501 | 1918124.2257 | 1309159.1975 | 5854850.8557 | 961560.8286 | 31392914.1654 | 31392914.1654 | 23340719.2222 | 12184302.7159 | 0 | 38209325.8496 | 105127261.9531 | 316.2278 | 0.32268 | 118413.8775 | 325798.1249 | 2414.0271 | 6641.8355
1 | 6600 | 707 | 0.03 | 15 | 15 | 7 | 4.217e-13 | 5spot_SharedNeighbor | CO2 | Porous | Wet | R245fa | MinimizeLCOE_Brownfield | IgnoreSilica | 9.0734 | 1.1511 | 0.12886 | 4 | 77184.6804 | 207014.7394 | 1573.5141 | 4220.2755 | 122.8051 | 20.6588 | 37.4362 | 1056784.0097 | 0 | 531311.3343 | 0 | 0 | 0 | 810353.4366 | 935395.0244 | 2433705.9776 | 1661054.3374 | 7428604.1199 | 961560.8286 | 31392914.1654 | 31392914.1654 | 23340719.2222 | 12184302.7159 | 0 | 39783079.1139 | 106701015.2173 | 421.6965 | 0.51543 | 77184.6804 | 207014.7394 | 1573.5141 | 4220.2755
1 | 6600 | 707 | 0.03 | 15 | 15 | 7 | 5.6234e-13 | 5spot_SharedNeighbor | CO2 | Porous | Wet | R245fa | MinimizeLCOE_Brownfield | IgnoreSilica | 11.9239 | 1.7015 | 0.19519 | 4 | 53183.6735 | 138893.0556 | 1084.2211 | 2831.5228 | 127.5818 | 20.911 | 38.2902 | 1326086.2492 | 0 | 661100.2846 | 0 | 0 | 0 | 973141.4719 | 1154527.9223 | 3003844.8275 | 2050185.8176 | 9168886.5731 | 961560.8286 | 31392914.1654 | 31392914.1654 | 23340719.2222 | 12184302.7159 | 0 | 41523361.5671 | 108441297.6705 | 562.3413 | 0.78075 | 53183.6735 | 138893.0556 | 1084.2211 | 2831.5228
1 | 6600 | 707 | 0.03 | 15 | 15 | 7 | 7.4989e-13 | 5spot_SharedNeighbor | CO2 | Porous | Wet | R245fa | MinimizeLCOE_Brownfield | IgnoreSilica | 15.5339 | 2.4163 | 0.28438 | 4 | 38283.401 | 97112.2574 | 780.4589 | 1979.7647 | 131.3576 | 21.0952 | 36.6909 | 1641073.9588 | 0 | 816877.291 | 0 | 0 | 0 | 1155884.7 | 1409396.0204 | 3666959.3382 | 2502775.0968 | 11192966.4053 | 961560.8286 | 31392914.1654 | 31392914.1654 | 23340719.2222 | 12184302.7159 | 0 | 43547441.3993 | 110465377.5027 | 749.8942 | 1.1375 | 38283.401 | 97112.2574 | 780.4589 | 1979.7647
1 | 6600 | 707 | 0.03 | 15 | 15 | 7 | 1e-12 | 5spot_SharedNeighbor | CO2 | Porous | Wet | R245fa | MinimizeLCOE_Brownfield | IgnoreSilica | 20.1017 | 3.3358 | 0.40258 | 4 | 28506.2042 | 70061.7385 | 581.1375 | 1428.3033 | 134.3271 | 21.2245 | 37.4013 | 2009329.7042 | 0 | 1003966.6472 | 0 | 0 | 0 | 1361480.1598 | 1706162.8394 | 4439085.7259 | 3029767.222 | 13549792.2986 | 961560.8286 | 31392914.1654 | 31392914.1654 | 23340719.2222 | 12184302.7159 | 0 | 45904267.2926 | 112822203.396 | 1000 | 1.6103 | 28506.2042 | 70061.7385 | 581.1375 | 1428.3033
1 | 6600 | 707 | 0.03 | 15 | 15 | 7 | 1.3335e-12 | 5spot_SharedNeighbor | CO2 | Porous | Wet | R245fa | MinimizeLCOE_Brownfield | IgnoreSilica | 25.846 | 4.5058 | 0.55735 | 4 | 21815.3628 | 51831.6843 | 444.7357 | 1056.659 | 136.635 | 21.3051 | 46.8901 | 2437731.287 | 0 | 1227572.0587 | 0 | 0 | 0 | 1591084.7313 | 2049991.35 | 5333656.9817 | 3640330.4857 | 16280366.8945 | 961560.8286 | 31392914.1654 | 31392914.1654 | 23340719.2222 | 12184302.7159 | 0 | 48634841.8884 | 115552777.9919 | 1333.5214 | 2.2294 | 21815.3628 | 51831.6843 | 444.7357 | 1056.659
1 | 6600 | 707 | 0.03 | 15 | 15 | 7 | 1.7783e-12 | 5spot_SharedNeighbor | CO2 | Porous | Wet | R245fa | MinimizeLCOE_Brownfield | IgnoreSilica | 32.9735 | 5.9715 | 0.75711 | 4 | 17089.9042 | 39186.3197 | 348.4008 | 798.8661 | 138.3896 | 21.338 | 39.3555 | 2930183.4246 | 0 | 1491639.5837 | 0 | 0 | 0 | 1842268.9694 | 2442995.8713 | 6356174.1297 | 4338219.4498 | 19401481.4284 | 961560.8286 | 31392914.1654 | 31392914.1654 | 23340719.2222 | 12184302.7159 | 0 | 51755956.4224 | 118673892.5258 | 1778.2794 | 3.0285 | 17089.9042 | 39186.3197 | 348.4008 | 798.8661
1 | 6600 | 707 | 0.03 | 15 | 15 | 7 | 2.3714e-12 | 5spot_SharedNeighbor | CO2 | Porous | Wet | R245fa | MinimizeLCOE_Brownfield | IgnoreSilica | 41.7017 | 7.7812 | 1.0107 | 4 | 13673.3726 | 30225.434 | 278.7502 | 616.1864 | 139.6819 | 21.3194 | 49.3099 | 3489611.0776 | 0 | 1799930.2825 | 0 | 0 | 0 | 2112267.315 | 2886705.3833 | 7510615.2626 | 5126149.2444 | 22925278.5654 | 961560.8286 | 31392914.1654 | 31392914.1654 | 23340719.2222 | 12184302.7159 | 0 | 55279753.5594 | 122197689.6629 | 2371.3737 | 4.0429 | 13673.3726 | 30225.434 | 278.7502 | 616.1864
1 | 6600 | 707 | 0.03 | 15 | 15 | 7 | 3.1623e-12 | 5spot_SharedNeighbor | CO2 | Porous | Wet | R245fa | MinimizeLCOE_Brownfield | IgnoreSilica | 52.087 | 9.9533 | 1.3245 | 4 | 11161.7263 | 23792.1968 | 227.5469 | 485.0361 | 140.5653 | 21.2415 | 56.3958 | 4107782.4061 | 0 | 2150382.9025 | 0 | 0 | 0 | 2388803.9999 | 3372318.0303 | 8774079.7573 | 5988489.7237 | 26781856.8198 | 961560.8286 | 31392914.1654 | 31392914.1654 | 23340719.2222 | 12184302.7159 | 0 | 59136331.8138 | 126054267.9173 | 3162.2777 | 5.2981 | 11161.7263 | 23792.1968 | 227.5469 | 485.0361
1 | 6600 | 707 | 0.03 | 15 | 15 | 7 | 4.217e-12 | 5spot_SharedNeighbor | CO2 | Porous | Wet | R245fa | MinimizeLCOE_Brownfield | IgnoreSilica | 63.9481 | 12.4587 | 1.6989 | 4 | 9296.2822 | 19143.7579 | 189.5173 | 390.2714 | 141.0742 | 21.0957 | 46.3216 | 4764121.9767 | 0 | 2533927.9119 | 0 | 0 | 0 | 2652009.6953 | 3880523.2377 | 10096325.4598 | 6890949.5851 | 30817857.8666 | 961560.8286 | 31392914.1654 | 31392914.1654 | 23340719.2222 | 12184302.7159 | 0 | 63172332.8606 | 130090268.9641 | 4216.965 | 6.7954 | 9296.2822 | 19143.7579 | 189.5173 | 390.2714
1 | 6600 | 707 | 0.03 | 15 | 15 | 7 | 5.6234e-12 | 5spot_SharedNeighbor | CO2 | Porous | Wet | R245fa | MinimizeLCOE_Brownfield | IgnoreSilica | 76.8413 | 15.211 | 2.1245 | 4 | 7904.8305 | 15779.4119 | 161.1507 | 321.6847 | 141.2356 | 20.8782 | 69.2151 | 5427847.3677 | 0 | 2934998.542 | 0 | 0 | 0 | 2879539.1651 | 4384530.1792 | 11407648.1354 | 7785954.2562 | 34820517.6456 | 961560.8286 | 31392914.1654 | 31392914.1654 | 23340719.2222 | 12184302.7159 | 0 | 67174992.6396 | 134092928.7431 | 5623.4133 | 8.498 | 7904.8305 | 15779.4119 | 161.1507 | 321.6847
1 | 6600 | 707 | 0.03 | 15 | 15 | 7 | 7.4989e-12 | 5spot_SharedNeighbor | CO2 | Porous | Wet | R245fa | MinimizeLCOE_Brownfield | IgnoreSilica | 89.9696 | 18.0463 | 2.5799 | 4 | 6867.0125 | 13351.5142 | 139.9933 | 272.1887 | 141.0907 | 20.5978 | 100.136 | 6057235.7678 | 0 | 3329728.9275 | 0 | 0 | 0 | 3046905.2584 | 4849209.2819 | 12616647.842 | 8611121.3983 | 38510848.4758 | 961560.8286 | 31392914.1654 | 31392914.1654 | 23340719.2222 | 12184302.7159 | 0 | 70865323.4698 | 137783259.5733 | 7498.9421 | 10.3197 | 6867.0125 | 13351.5142 | 139.9933 | 272.1887
1 | 6600 | 707 | 0.03 | 15 | 15 | 7 | 1e-11 | 5spot_SharedNeighbor | CO2 | Porous | Wet | R245fa | MinimizeLCOE_Brownfield | IgnoreSilica | 102.5707 | 20.799 | 3.0379 | 4 | 6094.5557 | 11601.462 | 124.2458 | 236.5115 | 140.7109 | 20.2749 | 104.979 | 6621073.121 | 0 | 3697864.276 | 0 | 0 | 0 | 3146012.7209 | 5251330.546 | 13662884.8847 | 9325199.678 | 41704365.2267 | 961560.8286 | 31392914.1654 | 31392914.1654 | 23340719.2222 | 12184302.7159 | 0 | 74058840.2206 | 140976776.3241 | 10000 | 12.1516 | 6094.5557 | 11601.462 | 124.2458 | 236.5115
1 | 6600 | 707 | 0.03 | 15 | 15 | 7 | 1.3335e-11 | 5spot_SharedNeighbor | CO2 | Porous | Wet | R245fa | MinimizeLCOE_Brownfield | IgnoreSilica | 113.9519 | 23.3139 | 3.4708 | 4 | 5520.6869 | 10340.7329 | 112.5467 | 210.8098 | 140.1882 | 19.9384 | 99.898 | 7098135.1199 | 0 | 4022624.3473 | 0 | 0 | 0 | 3179212.7366 | 5576989.1595 | 14510181.7952 | 9903497.2296 | 44290640.3881 | 961560.8286 | 31392914.1654 | 31392914.1654 | 23340719.2222 | 12184302.7159 | 0 | 76645115.3821 | 143563051.4855 | 13335.2143 | 13.8833 | 5520.6869 | 10340.7329 | 112.5467 | 210.8098
1 | 6600 | 707 | 0.03 | 15 | 15 | 7 | 1.7783e-11 | 5spot_SharedNeighbor | CO2 | Porous | Wet | R245fa | MinimizeLCOE_Brownfield | IgnoreSilica | 123.7427 | 25.5003 | 3.8586 | 4 | 5095.0682 | 9430.7372 | 103.8699 | 192.2583 | 139.6129 | 19.6162 | 98.6029 | 7484876.4242 | 0 | 4296829.4111 | 0 | 0 | 0 | 3161934.1361 | 5828019.5888 | 15163311.479 | 10349271.6593 | 46284242.6985 | 961560.8286 | 31392914.1654 | 31392914.1654 | 23340719.2222 | 12184302.7159 | 0 | 78638717.6925 | 145556653.7959 | 17782.7941 | 15.4343 | 5095.0682 | 9430.7372 | 103.8699 | 192.2583
1 | 6600 | 707 | 0.03 | 15 | 15 | 7 | 2.3714e-11 | 5spot_SharedNeighbor | CO2 | Porous | Wet | R245fa | MinimizeLCOE_Brownfield | IgnoreSilica | 131.8519 | 27.3284 | 4.191 | 4 | 4779.292 | 8771.0313 | 97.4323 | 178.8093 | 139.0512 | 19.3262 | 101.6877 | 7788753.6748 | 0 | 4520654.8374 | 0 | 0 | 0 | 3112666.4062 | 6014609.2181 | 15648779.4196 | 10680613.5041 | 47766077.0602 | 961560.8286 | 31392914.1654 | 31392914.1654 | 23340719.2222 | 12184302.7159 | 0 | 80120552.0542 | 147038488.1577 | 23713.7371 | 16.7641 | 4779.292 | 8771.0313 | 97.4323 | 178.8093
1 | 6600 | 707 | 0.03 | 15 | 15 | 7 | 3.1623e-11 | 5spot_SharedNeighbor | CO2 | Porous | Wet | R245fa | MinimizeLCOE_Brownfield | IgnoreSilica | 138.3707 | 28.8102 | 4.4663 | 4 | 4544.7927 | 8290.5033 | 92.6517 | 169.0131 | 138.5444 | 19.0778 | 101.94 | 8022241.4229 | 0 | 4698590.809 | 0 | 0 | 0 | 3047730.1754 | 6149739.3388 | 16000360.2746 | 10920574.662 | 48839236.6826 | 961560.8286 | 31392914.1654 | 31392914.1654 | 23340719.2222 | 12184302.7159 | 0 | 81193711.6766 | 148111647.7801 | 31622.7766 | 17.8652 | 4544.7927 | 8290.5033 | 92.6517 | 169.0131
1 | 6600 | 707 | 0.03 | 15 | 15 | 7 | 4.217e-11 | 5spot_SharedNeighbor | CO2 | Porous | Wet | R245fa | MinimizeLCOE_Brownfield | IgnoreSilica | 143.5056 | 29.9855 | 4.6884 | 4 | 4370.4063 | 7938.6737 | 89.0966 | 161.8406 | 138.1106 | 18.8726 | 108.479 | 8199348.8526 | 0 | 4837571.0272 | 0 | 0 | 0 | 2979357.0475 | 6246348.0016 | 16251716.1981 | 11092130.2446 | 49606471.3716 | 961560.8286 | 31392914.1654 | 31392914.1654 | 23340719.2222 | 12184302.7159 | 0 | 81960946.3656 | 148878882.4691 | 42169.6503 | 18.7536 | 4370.4063 | 7938.6737 | 89.0966 | 161.8406
1 | 6600 | 707 | 0.03 | 15 | 15 | 7 | 5.6234e-11 | 5spot_SharedNeighbor | CO2 | Porous | Wet | R245fa | MinimizeLCOE_Brownfield | IgnoreSilica | 147.5035 | 30.9055 | 4.8644 | 4 | 4240.5257 | 7679.723 | 86.4489 | 156.5615 | 137.7517 | 18.7069 | 90.8217 | 8333055.7564 | 0 | 4945090.1899 | 0 | 0 | 0 | 2915314.5798 | 6315449.6052 | 16431504.3959 | 11214839.3839 | 50155253.9111 | 961560.8286 | 31392914.1654 | 31392914.1654 | 23340719.2222 | 12184302.7159 | 0 | 82509728.9051 | 149427665.0086 | 56234.1325 | 19.4574 | 4240.5257 | 7679.723 | 86.4489 | 156.5615
1 | 6600 | 707 | 0.03 | 15 | 15 | 7 | 7.4989e-11 | 5spot_SharedNeighbor | CO2 | Porous | Wet | R245fa | MinimizeLCOE_Brownfield | IgnoreSilica | 150.5554 | 31.6116 | 5.0013 | 4 | 4143.6551 | 7488.674 | 84.474 | 152.6667 | 137.465 | 18.577 | 123.9529 | 8432634.1928 | 0 | 5026774.8701 | 0 | 0 | 0 | 2858394.7845 | 6363943.5005 | 16557675.5639 | 11300953.7986 | 50540376.7103 | 961560.8286 | 31392914.1654 | 31392914.1654 | 23340719.2222 | 12184302.7159 | 0 | 82894851.7042 | 149812787.8077 | 74989.4209 | 20.0052 | 4143.6551 | 7488.674 | 84.474 | 152.6667
1 | 6600 | 707 | 0.03 | 15 | 15 | 7 | 1e-10 | 5spot_SharedNeighbor | CO2 | Porous | Wet | R245fa | MinimizeLCOE_Brownfield | IgnoreSilica | 152.9092 | 32.1574 | 5.1075 | 4 | 4071.3169 | 7346.8151 | 82.9993 | 149.7748 | 137.2365 | 18.4748 | 112.8351 | 8507954.8726 | 0 | 5089547.2134 | 0 | 0 | 0 | 2811201.7652 | 6399394.502 | 16649911.7978 | 11363906.9235 | 50821917.0745 | 961560.8286 | 31392914.1654 | 31392914.1654 | 23340719.2222 | 12184302.7159 | 0 | 83176392.0685 | 150094328.1719 | 100000 | 20.4298 | 4071.3169 | 7346.8151 | 82.9993 | 149.7748
1 | 6600 | 707 | 0.03 | 15 | 15 | 7 | 1.3335e-10 | 5spot_SharedNeighbor | CO2 | Porous | Wet | R245fa | MinimizeLCOE_Brownfield | IgnoreSilica | 154.6823 | 32.5701 | 5.1886 | 4 | 4017.2449 | 7241.5365 | 81.897 | 147.6285 | 137.0599 | 18.3965 | 124.3651 | 8563834.9536 | 0 | 5136706.151 | 0 | 0 | 0 | 2772328.712 | 6424419.2285 | 16715021.0029 | 11408345.2938 | 51020655.3417 | 961560.8286 | 31392914.1654 | 31392914.1654 | 23340719.2222 | 12184302.7159 | 0 | 83375130.3356 | 150293066.4391 | 133352.1432 | 20.7543 | 4017.2449 | 7241.5365 | 81.897 | 147.6285
1 | 6600 | 707 | 0.03 | 15 | 15 | 7 | 1.7783e-10 | 5spot_SharedNeighbor | CO2 | Porous | Wet | R245fa | MinimizeLCOE_Brownfield | IgnoreSilica | 156.0271 | 32.8837 | 5.2504 | 4 | 3976.7953 | 7163.0975 | 81.0724 | 146.0294 | 136.9235 | 18.3365 | 107.6501 | 8605726.2628 | 0 | 5172403.8239 | 0 | 0 | 0 | 2741408.402 | 6442620.0106 | 16762375.7045 | 11440665.8507 | 51165200.0545 | 961560.8286 | 31392914.1654 | 31392914.1654 | 23340719.2222 | 12184302.7159 | 0 | 83519675.0485 | 150437611.152 | 177827.941 | 21.0018 | 3976.7953 | 7163.0975 | 81.0724 | 146.0294
1 | 6600 | 707 | 0.03 | 15 | 15 | 7 | 2.3714e-10 | 5spot_SharedNeighbor | CO2 | Porous | Wet | R245fa | MinimizeLCOE_Brownfield | IgnoreSilica | 157.0406 | 33.1205 | 5.2974 | 4 | 3946.518 | 7104.5988 | 80.4551 | 144.8369 | 136.8193 | 18.2909 | 114.1837 | 8637012.8922 | 0 | 5199265.1363 | 0 | 0 | 0 | 2717096.5887 | 6455816.1007 | 16796709.2241 | 11464099.1833 | 51269999.1255 | 961560.8286 | 31392914.1654 | 31392914.1654 | 23340719.2222 | 12184302.7159 | 0 | 83624474.1195 | 150542410.2229 | 237137.3706 | 21.1894 | 3946.518 | 7104.5988 | 80.4551 | 144.8369
1 | 6600 | 707 | 0.03 | 15 | 15 | 7 | 3.1623e-10 | 5spot_SharedNeighbor | CO2 | Porous | Wet | R245fa | MinimizeLCOE_Brownfield | IgnoreSilica | 157.7982 | 33.2979 | 5.3328 | 4 | 3923.8447 | 7060.9616 | 79.9929 | 143.9473 | 136.7405 | 18.2566 | 103.742 | 8660238.1714 | 0 | 5219320.1583 | 0 | 0 | 0 | 2698087.8184 | 6465281.9978 | 16821337.5465 | 11480908.5194 | 51345174.2117 | 961560.8286 | 31392914.1654 | 31392914.1654 | 23340719.2222 | 12184302.7159 | 0 | 83699649.2057 | 150617585.3092 | 316227.766 | 21.331 | 3923.8447 | 7060.9616 | 79.9929 | 143.9473
1 | 6600 | 707 | 0.03 | 15 | 15 | 7 | 4.217e-10 | 5spot_SharedNeighbor | CO2 | Porous | Wet | R245fa | MinimizeLCOE_Brownfield | IgnoreSilica | 158.3855 | 33.435 | 5.3598 | 4 | 3906.8597 | 7028.1735 | 79.6466 | 143.2788 | 136.6791 | 18.2299 | 97.6278 | 8678153.2479 | 0 | 5234855.4021 | 0 | 0 | 0 | 2683888.8075 | 6472790.0084 | 16840871.8502 | 11494241.083 | 51404800.3992 | 961560.8286 | 31392914.1654 | 31392914.1654 | 23340719.2222 | 12184302.7159 | 0 | 83759275.3932 | 150677211.4966 | 421696.5034 | 21.439 | 3906.8597 | 7028.1735 | 79.6466 | 143.2788
1 | 6600 | 707 | 0.03 | 15 | 15 | 7 | 5.6234e-10 | 5spot_SharedNeighbor | CO2 | Porous | Wet | R245fa | MinimizeLCOE_Brownfield | IgnoreSilica | 158.8117 | 33.5351 | 5.3799 | 4 | 3894.1326 | 7003.7853 | 79.3872 | 142.7816 | 136.6341 | 18.2104 | 109.5127 | 8691099.2491 | 0 | 5246121.0968 | 0 | 0 | 0 | 2672661.9767 | 6477854.1058 | 16854047.5928 | 11503233.7981 | 51445017.8193 | 961560.8286 | 31392914.1654 | 31392914.1654 | 23340719.2222 | 12184302.7159 | 0 | 83799492.8133 | 150717428.9168 | 562341.3252 | 21.5194 | 3894.1326 | 7003.7853 | 79.3872 | 142.7816
1 | 6600 | 707 | 0.03 | 15 | 15 | 7 | 7.4989e-10 | 5spot_SharedNeighbor | CO2 | Porous | Wet | R245fa | MinimizeLCOE_Brownfield | IgnoreSilica | 159.1406 | 33.6121 | 5.3951 | 4 | 3884.5943 | 6985.4465 | 79.1927 | 142.4078 | 136.5994 | 18.1954 | 110.5943 | 8701063.1393 | 0 | 5254812.2043 | 0 | 0 | 0 | 2664334.7218 | 6481881.9255 | 16864527.1534 | 11510386.3136 | 51477005.4579 | 961560.8286 | 31392914.1654 | 31392914.1654 | 23340719.2222 | 12184302.7159 | 0 | 83831480.4519 | 150749416.5554 | 749894.2093 | 21.5805 | 3884.5943 | 6985.4465 | 79.1927 | 142.4078
1 | 6600 | 707 | 0.03 | 15 | 15 | 7 | 1e-09 | 5spot_SharedNeighbor | CO2 | Porous | Wet | R245fa | MinimizeLCOE_Brownfield | IgnoreSilica | 159.377 | 33.6678 | 5.4064 | 4 | 3877.4446 | 6971.8104 | 79.047 | 142.1298 | 136.5743 | 18.1845 | 115.0948 | 8708204.1806 | 0 | 5261054.2073 | 0 | 0 | 0 | 2657767.58 | 6484540.1275 | 16871443.2497 | 11515106.6914 | 51498116.0365 | 961560.8286 | 31392914.1654 | 31392914.1654 | 23340719.2222 | 12184302.7159 | 0 | 83852591.0305 | 150770527.134 | 1000000 | 21.6257 | 3877.4446 | 6971.8104 | 79.047 | 142.1298
1 | 6600 | 707 | 0.03 | 15 | 15 | 7 | 1.3335e-09 | 5spot_SharedNeighbor | CO2 | Porous | Wet | R245fa | MinimizeLCOE_Brownfield | IgnoreSilica | 159.5614 | 33.711 | 5.415 | 4 | 3872.0849 | 6961.5303 | 78.9377 | 141.9202 | 136.5546 | 18.176 | 120.3794 | 8713767.5925 | 0 | 5265923.0343 | 0 | 0 | 0 | 2652971.5597 | 6486738.2527 | 16877162.3206 | 11519010.0748 | 51515572.8347 | 961560.8286 | 31392914.1654 | 31392914.1654 | 23340719.2222 | 12184302.7159 | 0 | 83870047.8287 | 150787983.9322 | 1333521.4322 | 21.6602 | 3872.0849 | 6961.5303 | 78.9377 | 141.9202
1 | 6600 | 707 | 0.03 | 15 | 15 | 7 | 1.7783e-09 | 5spot_SharedNeighbor | CO2 | Porous | Wet | R245fa | MinimizeLCOE_Brownfield | IgnoreSilica | 159.7077 | 33.745 | 5.4216 | 4 | 3868.0667 | 6953.754 | 78.8558 | 141.7617 | 136.5391 | 18.1693 | 112.6586 | 8718177.9363 | 0 | 5269785.9205 | 0 | 0 | 0 | 2649542.2184 | 6488627.3694 | 16882077.4146 | 11522364.7275 | 51530575.5867 | 961560.8286 | 31392914.1654 | 31392914.1654 | 23340719.2222 | 12184302.7159 | 0 | 83885050.5807 | 150802986.6841 | 1778279.41 | 21.6866 | 3868.0667 | 6953.754 | 78.8558 | 141.7617
1 | 6600 | 707 | 0.03 | 15 | 15 | 7 | 2.3714e-09 | 5spot_SharedNeighbor | CO2 | Porous | Wet | R245fa | MinimizeLCOE_Brownfield | IgnoreSilica | 159.8003 | 33.7671 | 5.4263 | 4 | 3865.054 | 6948.0831 | 78.7944 | 141.6461 | 136.5291 | 18.165 | 111.469 | 8720964.0761 | 0 | 5272230.4195 | 0 | 0 | 0 | 2646550.2116 | 6489500.4358 | 16884348.9543 | 11523915.1 | 51537509.1972 | 961560.8286 | 31392914.1654 | 31392914.1654 | 23340719.2222 | 12184302.7159 | 0 | 83891984.1912 | 150809920.2946 | 2371373.7057 | 21.7053 | 3865.054 | 6948.0831 | 78.7944 | 141.6461
1 | 6600 | 707 | 0.03 | 15 | 15 | 7 | 3.1623e-09 | 5spot_SharedNeighbor | CO2 | Porous | Wet | R245fa | MinimizeLCOE_Brownfield | IgnoreSilica | 159.8929 | 33.7883 | 5.4302 | 4 | 3862.7951 | 6943.6208 | 78.7483 | 141.5551 | 136.5193 | 18.1608 | 109.3505 | 8723752.2686 | 0 | 5274674.6351 | 0 | 0 | 0 | 2644848.5642 | 6490877.4325 | 16887931.6173 | 11526360.3411 | 51548444.8587 | 961560.8286 | 31392914.1654 | 31392914.1654 | 23340719.2222 | 12184302.7159 | 0 | 83902919.8527 | 150820855.9562 | 3162277.6602 | 21.7208 | 3862.7951 | 6943.6208 | 78.7483 | 141.5551
1 | 6600 | 707 | 0.03 | 15 | 15 | 7 | 4.217e-09 | 5spot_SharedNeighbor | CO2 | Porous | Wet | R245fa | MinimizeLCOE_Brownfield | IgnoreSilica | 159.9512 | 33.802 | 5.4329 | 4 | 3861.1013 | 6940.3773 | 78.7138 | 141.489 | 136.513 | 18.1581 | 114.5689 | 8725506.2932 | 0 | 5276214.3455 | 0 | 0 | 0 | 2643304.6151 | 6491559.849 | 16889707.1251 | 11527572.1617 | 51553864.3897 | 961560.8286 | 31392914.1654 | 31392914.1654 | 23340719.2222 | 12184302.7159 | 0 | 83908339.3837 | 150826275.4871 | 4216965.0343 | 21.7317 | 3861.1013 | 6940.3773 | 78.7138 | 141.489
1 | 6600 | 707 | 0.03 | 15 | 15 | 7 | 5.6234e-09 | 5spot_SharedNeighbor | CO2 | Porous | Wet | R245fa | MinimizeLCOE_Brownfield | IgnoreSilica | 159.9829 | 33.8098 | 5.4348 | 4 | 3859.8313 | 6938.0559 | 78.6879 | 141.4417 | 136.5096 | 18.1566 | 120.1822 | 8726455.9451 | 0 | 5277049.9086 | 0 | 0 | 0 | 2641858.0516 | 6491691.923 | 16890050.7546 | 11527806.6959 | 51554913.2787 | 961560.8286 | 31392914.1654 | 31392914.1654 | 23340719.2222 | 12184302.7159 | 0 | 83909388.2727 | 150827324.3761 | 5623413.2519 | 21.7391 | 3859.8313 | 6938.0559 | 78.6879 | 141.4417
1 | 6600 | 707 | 0.03 | 15 | 15 | 7 | 7.4989e-09 | 5spot_SharedNeighbor | CO2 | Porous | Wet | R245fa | MinimizeLCOE_Brownfield | IgnoreSilica | 160.0218 | 33.8188 | 5.4364 | 4 | 3858.8789 | 6936.1772 | 78.6685 | 141.4034 | 136.5055 | 18.1548 | 124.2656 | 8727625.5124 | 0 | 5278076.2792 | 0 | 0 | 0 | 2641130.8533 | 6492264.7315 | 16891541.0848 | 11528823.8768 | 51559462.338 | 961560.8286 | 31392914.1654 | 31392914.1654 | 23340719.2222 | 12184302.7159 | 0 | 83913937.332 | 150831873.4355 | 7498942.0933 | 21.7457 | 3858.8789 | 6936.1772 | 78.6685 | 141.4034
1 | 6600 | 707 | 0.03 | 15 | 15 | 7 | 1e-08 | 5spot_SharedNeighbor | CO2 | Porous | Wet | R245fa | MinimizeLCOE_Brownfield | IgnoreSilica | 160.0413 | 33.8235 | 5.4375 | 4 | 3858.1648 | 6934.8573 | 78.6539 | 141.3764 | 136.5034 | 18.1539 | 126.8781 | 8728208.8525 | 0 | 5278589.4458 | 0 | 0 | 0 | 2640354.6165 | 6492389.6368 | 16891866.0627 | 11529045.6809 | 51560454.2953 | 961560.8286 | 31392914.1654 | 31392914.1654 | 23340719.2222 | 12184302.7159 | 0 | 83914929.2893 | 150832865.3927 | 10000000 | 21.75 | 3858.1648 | 6934.8573 | 78.6539 | 141.3764
1 | 6700 | 707 | 0.03 | 15 | 15 | 7 | 1e-13 | 5spot_SharedNeighbor | CO2 | Porous | Wet | R245fa | MinimizeLCOE_Brownfield | IgnoreSilica | 1.6 | -0.029732 | 0.0004748 | 4 | 18177285.03 | 54133448.919 | 370568.5419 | 1103583.5771 | 72.4964 | 17.2141 | 26.474 | 201011.5892 | 0 | 68241.235 | 0 | 0 | 0 | 217367.4183 | 189781.8946 | 493773.56 | 337010.6007 | 1507186.2977 | 961560.8286 | 32053237.5753 | 32053237.5753 | 23812626.8141 | 12421458.9187 | 0 | 34521984.7017 | 102809308.0099 | 100 | 0.0018992 | 18177285.03 | 54133448.919 | 370568.5419 | 1103583.5771
1 | 6700 | 707 | 0.03 | 15 | 15 | 7 | 1.3335e-13 | 5spot_SharedNeighbor | CO2 | Porous | Wet | R245fa | MinimizeLCOE_Brownfield | IgnoreSilica | 1.6 | -0.010484 | 0.0052364 | 4 | 1644769.0377 | 4905008.232 | 33530.8415 | 99995.2273 | 72.4964 | 17.2141 | 28.8853 | 201011.6009 | 0 | 68241.2298 | 0 | 0 | 0 | 194287.8461 | 180780.864 | 470354.7249 | 321026.7645 | 1435703.0303 | 961560.8286 | 32053237.5753 | 32053237.5753 | 23812626.8141 | 12421458.9187 | 0 | 34450501.4342 | 102737824.7424 | 133.3521 | 0.020945 | 1644769.0377 | 4905008.232 | 33530.8415 | 99995.2273
1 | 6700 | 707 | 0.03 | 15 | 15 | 7 | 1.7783e-13 | 5spot_SharedNeighbor | CO2 | Porous | Wet | R245fa | MinimizeLCOE_Brownfield | IgnoreSilica | 3.7487 | 0.21551 | 0.024675 | 4 | 370049.432 | 1061919.7489 | 7543.9582 | 21648.6704 | 101.5442 | 19.6163 | 52.4022 | 481083.5238 | 0 | 216426.1055 | 0 | 0 | 0 | 435407.737 | 441837.7729 | 1149571.2516 | 784606.0005 | 3508932.3912 | 961560.8286 | 32053237.5753 | 32053237.5753 | 23812626.8141 | 12421458.9187 | 0 | 36523730.7952 | 104811054.1034 | 177.8279 | 0.0987 | 370049.432 | 1061919.7489 | 7543.9582 | 21648.6704
1 | 6700 | 707 | 0.03 | 15 | 15 | 7 | 2.3714e-13 | 5spot_SharedNeighbor | CO2 | Porous | Wet | R245fa | MinimizeLCOE_Brownfield | IgnoreSilica | 5.1714 | 0.44265 | 0.049233 | 4 | 191473.9683 | 538229.9404 | 3903.4558 | 10972.5453 | 111.0614 | 20.2553 | 42.954 | 652205.3738 | 0 | 309313.3407 | 0 | 0 | 0 | 553546.112 | 590875.2823 | 1537336.2795 | 1049263.5998 | 4692539.9881 | 961560.8286 | 32053237.5753 | 32053237.5753 | 23812626.8141 | 12421458.9187 | 0 | 37707338.3921 | 105994661.7003 | 237.1374 | 0.19693 | 191473.9683 | 538229.9404 | 3903.4558 | 10972.5453
1 | 6700 | 707 | 0.03 | 15 | 15 | 7 | 3.1623e-13 | 5spot_SharedNeighbor | CO2 | Porous | Wet | R245fa | MinimizeLCOE_Brownfield | IgnoreSilica | 6.9493 | 0.75802 | 0.085042 | 4 | 114840.322 | 315586.2614 | 2341.1753 | 6433.6528 | 118.6229 | 20.7174 | 63.9788 | 851104.0932 | 0 | 419465.5958 | 0 | 0 | 0 | 682835.7356 | 761828.1156 | 1982120.4842 | 1352837.959 | 6050191.9833 | 961560.8286 | 32053237.5753 | 32053237.5753 | 23812626.8141 | 12421458.9187 | 0 | 39064990.3872 | 107352313.6954 | 316.2278 | 0.34017 | 114840.322 | 315586.2614 | 2341.1753 | 6433.6528
1 | 6700 | 707 | 0.03 | 15 | 15 | 7 | 4.217e-13 | 5spot_SharedNeighbor | CO2 | Porous | Wet | R245fa | MinimizeLCOE_Brownfield | IgnoreSilica | 9.2929 | 1.1969 | 0.13586 | 4 | 74844.2396 | 200497.3969 | 1525.8011 | 4087.4106 | 124.8868 | 21.0706 | 52.6405 | 1093503.9833 | 0 | 541568.6229 | 0 | 0 | 0 | 838075.7724 | 964527.8677 | 2509503.6598 | 1712787.8129 | 7659967.719 | 961560.8286 | 32053237.5753 | 32053237.5753 | 23812626.8141 | 12421458.9187 | 0 | 40674766.1229 | 108962089.4311 | 421.6965 | 0.54346 | 74844.2396 | 200497.3969 | 1525.8011 | 4087.4106
1 | 6700 | 707 | 0.03 | 15 | 15 | 7 | 5.6234e-13 | 5spot_SharedNeighbor | CO2 | Porous | Wet | R245fa | MinimizeLCOE_Brownfield | IgnoreSilica | 12.2017 | 1.7665 | 0.2056 | 4 | 51630.7637 | 134664.7596 | 1052.563 | 2745.3233 | 129.7361 | 21.3246 | 60.0558 | 1371169.5145 | 0 | 673394.8712 | 0 | 0 | 0 | 1005377.7582 | 1189477.4361 | 3094776.2935 | 2112248.4116 | 9446444.2851 | 961560.8286 | 32053237.5753 | 32053237.5753 | 23812626.8141 | 12421458.9187 | 0 | 42461242.689 | 110748565.9972 | 562.3413 | 0.8224 | 51630.7637 | 134664.7596 | 1052.563 | 2745.3233
1 | 6700 | 707 | 0.03 | 15 | 15 | 7 | 7.4989e-13 | 5spot_SharedNeighbor | CO2 | Porous | Wet | R245fa | MinimizeLCOE_Brownfield | IgnoreSilica | 15.9017 | 2.5088 | 0.29935 | 4 | 37205.8156 | 94235.3459 | 758.4909 | 1921.115 | 133.5863 | 21.5104 | 68.8825 | 1697321.4066 | 0 | 832315.7133 | 0 | 0 | 0 | 1194808.3116 | 1452533.7183 | 3779194.7794 | 2579378.0916 | 11535552.0209 | 961560.8286 | 32053237.5753 | 32053237.5753 | 23812626.8141 | 12421458.9187 | 0 | 44550350.4248 | 112837673.733 | 749.8942 | 1.1974 | 37205.8156 | 94235.3459 | 758.4909 | 1921.115
1 | 6700 | 707 | 0.03 | 15 | 15 | 7 | 1e-12 | 5spot_SharedNeighbor | CO2 | Porous | Wet | R245fa | MinimizeLCOE_Brownfield | IgnoreSilica | 20.5692 | 3.4612 | 0.42347 | 4 | 27731.2808 | 68045.6993 | 565.3397 | 1387.2036 | 136.6044 | 21.6399 | 55.2196 | 2077434.4292 | 0 | 1022603.0045 | 0 | 0 | 0 | 1406646.89 | 1757606.8863 | 4572932.5833 | 3121120.4525 | 13958344.2458 | 961560.8286 | 32053237.5753 | 32053237.5753 | 23812626.8141 | 12421458.9187 | 0 | 46973142.6497 | 115260465.9579 | 1000 | 1.6939 | 27731.2808 | 68045.6993 | 565.3397 | 1387.2036
1 | 6700 | 707 | 0.03 | 15 | 15 | 7 | 1.3335e-12 | 5spot_SharedNeighbor | CO2 | Porous | Wet | R245fa | MinimizeLCOE_Brownfield | IgnoreSilica | 26.4204 | 4.6696 | 0.58576 | 4 | 21241.2548 | 50385.8778 | 433.0317 | 1027.1843 | 138.9446 | 21.7194 | 71.5999 | 2518321.1129 | 0 | 1249347.6782 | 0 | 0 | 0 | 1641812.1604 | 2109697.5711 | 5489000.3215 | 3746355.5071 | 16754534.3513 | 961560.8286 | 32053237.5753 | 32053237.5753 | 23812626.8141 | 12421458.9187 | 0 | 49769332.7553 | 118056656.0634 | 1333.5214 | 2.3431 | 21241.2548 | 50385.8778 | 433.0317 | 1027.1843
1 | 6700 | 707 | 0.03 | 15 | 15 | 7 | 1.7783e-12 | 5spot_SharedNeighbor | CO2 | Porous | Wet | R245fa | MinimizeLCOE_Brownfield | IgnoreSilica | 33.7091 | 6.1887 | 0.79532 | 4 | 16654.196 | 38119.4413 | 339.5183 | 777.1164 | 140.7313 | 21.7501 | 78.0798 | 3027165.6572 | 0 | 1518204.8784 | 0 | 0 | 0 | 1901356.1391 | 2514223.4031 | 6541493.5568 | 4464703.7668 | 19967147.4015 | 961560.8286 | 32053237.5753 | 32053237.5753 | 23812626.8141 | 12421458.9187 | 0 | 52981945.8054 | 121269269.1136 | 1778.2794 | 3.1813 | 16654.196 | 38119.4413 | 339.5183 | 777.1164
1 | 6700 | 707 | 0.03 | 15 | 15 | 7 | 2.3714e-12 | 5spot_SharedNeighbor | CO2 | Porous | Wet | R245fa | MinimizeLCOE_Brownfield | IgnoreSilica | 42.5862 | 8.0553 | 1.0607 | 4 | 13335.953 | 29430.1983 | 271.8714 | 599.9744 | 142.0397 | 21.7274 | 71.0894 | 3602086.4065 | 0 | 1830404.9832 | 0 | 0 | 0 | 2177213.8018 | 2967785.0247 | 7721567.8578 | 5270128.7253 | 23569186.7994 | 961560.8286 | 32053237.5753 | 32053237.5753 | 23812626.8141 | 12421458.9187 | 0 | 56583985.2033 | 124871308.5115 | 2371.3737 | 4.243 | 13335.953 | 29430.1983 | 271.8714 | 599.9744
1 | 6700 | 707 | 0.03 | 15 | 15 | 7 | 3.1623e-12 | 5spot_SharedNeighbor | CO2 | Porous | Wet | R245fa | MinimizeLCOE_Brownfield | IgnoreSilica | 53.1413 | 10.2942 | 1.3887 | 4 | 10895.8436 | 23189.2796 | 222.1265 | 472.7448 | 142.9329 | 21.643 | 93.0595 | 4237024.3696 | 0 | 2185132.5135 | 0 | 0 | 0 | 2459649.7165 | 3463904.5739 | 9012369.1567 | 6151127.1351 | 27509207.4655 | 961560.8286 | 32053237.5753 | 32053237.5753 | 23812626.8141 | 12421458.9187 | 0 | 60524005.8694 | 128811329.1776 | 3162.2777 | 5.5548 | 10895.8436 | 23189.2796 | 222.1265 | 472.7448
1 | 6700 | 707 | 0.03 | 15 | 15 | 7 | 4.217e-12 | 5spot_SharedNeighbor | CO2 | Porous | Wet | R245fa | MinimizeLCOE_Brownfield | IgnoreSilica | 65.1823 | 12.8736 | 1.7791 | 4 | 9083.5083 | 18679.2267 | 185.1796 | 380.8013 | 143.4438 | 21.4882 | 105.8 | 4910361.6467 | 0 | 2572976.6 | 0 | 0 | 0 | 2728100.3158 | 3982461.0394 | 10361546.7094 | 7071968.5377 | 31627414.849 | 961560.8286 | 32053237.5753 | 32053237.5753 | 23812626.8141 | 12421458.9187 | 0 | 64642213.2529 | 132929536.5611 | 4216.965 | 7.1164 | 9083.5083 | 18679.2267 | 185.1796 | 380.8013
1 | 6700 | 707 | 0.03 | 15 | 15 | 7 | 5.6234e-12 | 5spot_SharedNeighbor | CO2 | Porous | Wet | R245fa | MinimizeLCOE_Brownfield | IgnoreSilica | 78.1861 | 15.6902 | 2.2211 | 4 | 7731.9976 | 15418.3103 | 157.6272 | 314.3231 | 143.599 | 21.2602 | 84.6185 | 5586854.9575 | 0 | 2976021.7932 | 0 | 0 | 0 | 2956490.758 | 4492553.3284 | 11688702.2111 | 7977779.4379 | 35678402.4861 | 961560.8286 | 32053237.5753 | 32053237.5753 | 23812626.8141 | 12421458.9187 | 0 | 68693200.8901 | 136980524.1982 | 5623.4133 | 8.8843 | 7731.9976 | 15418.3103 | 157.6272 | 314.3231
1 | 6700 | 707 | 0.03 | 15 | 15 | 7 | 7.4989e-12 | 5spot_SharedNeighbor | CO2 | Porous | Wet | R245fa | MinimizeLCOE_Brownfield | IgnoreSilica | 91.4038 | 18.5865 | 2.6925 | 4 | 6724.3477 | 13064.8531 | 137.0849 | 266.3447 | 143.4438 | 20.968 | 117.3946 | 6227246.2457 | 0 | 3372125.7109 | 0 | 0 | 0 | 3123677.4623 | 4961989.2733 | 12910078.2453 | 8811393.678 | 39406510.6154 | 961560.8286 | 32053237.5753 | 32053237.5753 | 23812626.8141 | 12421458.9187 | 0 | 72421309.0193 | 140708632.3275 | 7498.9421 | 10.77 | 6724.3477 | 13064.8531 | 137.0849 | 266.3447
1 | 6700 | 707 | 0.03 | 15 | 15 | 7 | 1e-11 | 5spot_SharedNeighbor | CO2 | Porous | Wet | R245fa | MinimizeLCOE_Brownfield | IgnoreSilica | 104.025 | 21.3846 | 3.1645 | 4 | 5974.6303 | 11369.4675 | 121.8009 | 231.782 | 143.0534 | 20.6343 | 100.6661 | 6798019.2011 | 0 | 3739750.2322 | 0 | 0 | 0 | 3220060.5405 | 5365553.6898 | 13960070.0744 | 9528034.6765 | 42611488.4145 | 961560.8286 | 32053237.5753 | 32053237.5753 | 23812626.8141 | 12421458.9187 | 0 | 75626286.8184 | 143913610.1266 | 10000 | 12.6579 | 5974.6303 | 11369.4675 | 121.8009 | 231.782
1 | 6700 | 707 | 0.03 | 15 | 15 | 7 | 1.3335e-11 | 5spot_SharedNeighbor | CO2 | Porous | Wet | R245fa | MinimizeLCOE_Brownfield | IgnoreSilica | 115.4009 | 23.9357 | 3.6092 | 4 | 5417.8229 | 10147.9235 | 110.4496 | 206.8791 | 142.5213 | 20.2879 | 105.6414 | 7280042.6773 | 0 | 4063494.8786 | 0 | 0 | 0 | 3250361.3274 | 5691620.5645 | 14808429.1968 | 10107057.2096 | 45201005.8542 | 961560.8286 | 32053237.5753 | 32053237.5753 | 23812626.8141 | 12421458.9187 | 0 | 78215804.2581 | 146503127.5663 | 13335.2143 | 14.4368 | 5417.8229 | 10147.9235 | 110.4496 | 206.8791
1 | 6700 | 707 | 0.03 | 15 | 15 | 7 | 1.7783e-11 | 5spot_SharedNeighbor | CO2 | Porous | Wet | R245fa | MinimizeLCOE_Brownfield | IgnoreSilica | 125.1575 | 26.1471 | 4.0062 | 4 | 5004.9499 | 9266.2673 | 102.0327 | 188.9054 | 141.9395 | 19.9579 | 113.637 | 7669712.5826 | 0 | 4336086.0136 | 0 | 0 | 0 | 3230018.0447 | 5941968.4899 | 15459783.1455 | 10551619.6636 | 47189187.9399 | 961560.8286 | 32053237.5753 | 32053237.5753 | 23812626.8141 | 12421458.9187 | 0 | 80203986.3439 | 148491309.652 | 17782.7941 | 16.0249 | 5004.9499 | 9266.2673 | 102.0327 | 188.9054
1 | 6700 | 707 | 0.03 | 15 | 15 | 7 | 2.3714e-11 | 5spot_SharedNeighbor | CO2 | Porous | Wet | R245fa | MinimizeLCOE_Brownfield | IgnoreSilica | 133.2233 | 27.9927 | 4.3458 | 4 | 4698.6692 | 8627.0028 | 95.7887 | 175.8731 | 141.3736 | 19.6617 | 109.1791 | 7975411.7197 | 0 | 4558232.3347 | 0 | 0 | 0 | 3178173.9625 | 6127609.0266 | 15942781.7417 | 10881276.1301 | 48663484.9152 | 961560.8286 | 32053237.5753 | 32053237.5753 | 23812626.8141 | 12421458.9187 | 0 | 81678283.3192 | 149965606.6274 | 23713.7371 | 17.3833 | 4698.6692 | 8627.0028 | 95.7887 | 175.8731
1 | 6700 | 707 | 0.03 | 15 | 15 | 7 | 3.1623e-11 | 5spot_SharedNeighbor | CO2 | Porous | Wet | R245fa | MinimizeLCOE_Brownfield | IgnoreSilica | 139.6935 | 29.4856 | 4.6264 | 4 | 4471.2362 | 8161.337 | 91.1522 | 166.3799 | 140.8649 | 19.4089 | 96.6839 | 8209873.8643 | 0 | 4734491.4584 | 0 | 0 | 0 | 3111103.5141 | 6261632.8463 | 16291484.2286 | 11119272.7426 | 49727858.6543 | 961560.8286 | 32053237.5753 | 32053237.5753 | 23812626.8141 | 12421458.9187 | 0 | 82742657.0582 | 151029980.3664 | 31622.7766 | 18.5055 | 4471.2362 | 8161.337 | 91.1522 | 166.3799
1 | 6700 | 707 | 0.03 | 15 | 15 | 7 | 4.217e-11 | 5spot_SharedNeighbor | CO2 | Porous | Wet | R245fa | MinimizeLCOE_Brownfield | IgnoreSilica | 144.7897 | 30.6696 | 4.8525 | 4 | 4302.1091 | 7820.2638 | 87.7043 | 159.4267 | 140.4298 | 19.2002 | 106.9488 | 8387758.3198 | 0 | 4872169.8468 | 0 | 0 | 0 | 3041309.0334 | 6357482.508 | 16540865.3868 | 11289480.5073 | 50489065.6022 | 961560.8286 | 32053237.5753 | 32053237.5753 | 23812626.8141 | 12421458.9187 | 0 | 83503864.0061 | 151791187.3143 | 42169.6503 | 19.41 | 4302.1091 | 7820.2638 | 87.7043 | 159.4267
1 | 6700 | 707 | 0.03 | 15 | 15 | 7 | 5.6234e-11 | 5spot_SharedNeighbor | CO2 | Porous | Wet | R245fa | MinimizeLCOE_Brownfield | IgnoreSilica | 148.7339 | 31.5914 | 5.0311 | 4 | 4176.1463 | 7569.4157 | 85.1364 | 154.3128 | 140.0722 | 19.0329 | 96.5275 | 8521294.7596 | 0 | 4978062.0477 | 0 | 0 | 0 | 2975693.7296 | 6425269.7094 | 16717233.7798 | 11409855.5595 | 51027409.5856 | 961560.8286 | 32053237.5753 | 32053237.5753 | 23812626.8141 | 12421458.9187 | 0 | 84042207.9895 | 152329531.2977 | 56234.1325 | 20.1243 | 4176.1463 | 7569.4157 | 85.1364 | 154.3128
1 | 6700 | 707 | 0.03 | 15 | 15 | 7 | 7.4989e-11 | 5spot_SharedNeighbor | CO2 | Porous | Wet | R245fa | MinimizeLCOE_Brownfield | IgnoreSilica | 151.754 | 32.3007 | 5.1702 | 4 | 4082.1974 | 7384.1921 | 83.2211 | 150.5367 | 139.786 | 18.9013 | 113.2121 | 8621080.9104 | 0 | 5058763.4602 | 0 | 0 | 0 | 2917959.7344 | 6473143.601 | 16841791.8254 | 11494868.985 | 51407608.5165 | 961560.8286 | 32053237.5753 | 32053237.5753 | 23812626.8141 | 12421458.9187 | 0 | 84422406.9204 | 152709730.2286 | 74989.4209 | 20.6806 | 4082.1974 | 7384.1921 | 83.2211 | 150.5367
1 | 6700 | 707 | 0.03 | 15 | 15 | 7 | 1e-10 | 5spot_SharedNeighbor | CO2 | Porous | Wet | R245fa | MinimizeLCOE_Brownfield | IgnoreSilica | 154.0781 | 32.8479 | 5.2778 | 4 | 4012.0406 | 7246.6835 | 81.7909 | 147.7334 | 139.5584 | 18.798 | 111.8285 | 8696410.9872 | 0 | 5120649.1946 | 0 | 0 | 0 | 2870096.8487 | 6507991.2418 | 16932458.2387 | 11556750.6752 | 51684357.1861 | 961560.8286 | 32053237.5753 | 32053237.5753 | 23812626.8141 | 12421458.9187 | 0 | 84699155.59 | 152986478.8982 | 100000 | 21.1112 | 4012.0406 | 7246.6835 | 81.7909 | 147.7334
1 | 6700 | 707 | 0.03 | 15 | 15 | 7 | 1.3335e-10 | 5spot_SharedNeighbor | CO2 | Porous | Wet | R245fa | MinimizeLCOE_Brownfield | IgnoreSilica | 155.8297 | 33.2618 | 5.3601 | 4 | 3959.5989 | 7144.608 | 80.7218 | 145.6525 | 139.3825 | 18.7189 | 104.9001 | 8752336.2938 | 0 | 5167167.0605 | 0 | 0 | 0 | 2830790.3883 | 6532614.5596 | 16996523.0606 | 11600476.2325 | 51879907.5953 | 961560.8286 | 32053237.5753 | 32053237.5753 | 23812626.8141 | 12421458.9187 | 0 | 84894705.9992 | 153182029.3074 | 133352.1432 | 21.4402 | 3959.5989 | 7144.608 | 80.7218 | 145.6525
1 | 6700 | 707 | 0.03 | 15 | 15 | 7 | 1.7783e-10 | 5spot_SharedNeighbor | CO2 | Porous | Wet | R245fa | MinimizeLCOE_Brownfield | IgnoreSilica | 157.1481 | 33.5743 | 5.4226 | 4 | 3920.3687 | 7068.6442 | 79.922 | 144.1039 | 139.2477 | 18.6588 | 98.3575 | 8793945.4996 | 0 | 5202110.2922 | 0 | 0 | 0 | 2799316.788 | 6550195.3061 | 17042264.5567 | 11631695.7435 | 52019528.1861 | 961560.8286 | 32053237.5753 | 32053237.5753 | 23812626.8141 | 12421458.9187 | 0 | 85034326.59 | 153321649.8982 | 177827.941 | 21.6904 | 3920.3687 | 7068.6442 | 79.922 | 144.1039
1 | 6700 | 707 | 0.03 | 15 | 15 | 7 | 2.3714e-10 | 5spot_SharedNeighbor | CO2 | Porous | Wet | R245fa | MinimizeLCOE_Brownfield | IgnoreSilica | 158.164 | 33.8147 | 5.4704 | 4 | 3891.0041 | 7011.7739 | 79.3234 | 142.9445 | 139.1424 | 18.612 | 107.1252 | 8825728.7533 | 0 | 5228997.5048 | 0 | 0 | 0 | 2775169.2109 | 6563659.2329 | 17077294.9324 | 11655604.6947 | 52126454.329 | 961560.8286 | 32053237.5753 | 32053237.5753 | 23812626.8141 | 12421458.9187 | 0 | 85141252.7329 | 153428576.0411 | 237137.3706 | 21.8816 | 3891.0041 | 7011.7739 | 79.3234 | 142.9445
1 | 6700 | 707 | 0.03 | 15 | 15 | 7 | 3.1623e-10 | 5spot_SharedNeighbor | CO2 | Porous | Wet | R245fa | MinimizeLCOE_Brownfield | IgnoreSilica | 158.9165 | 33.9935 | 5.5063 | 4 | 3869.0141 | 6969.4149 | 78.8751 | 142.0809 | 139.0636 | 18.5772 | 109.579 | 8849109.4499 | 0 | 5248891.1297 | 0 | 0 | 0 | 2756117.9833 | 6573106.2395 | 17101874.1058 | 11672380.4856 | 52201479.3937 | 961560.8286 | 32053237.5753 | 32053237.5753 | 23812626.8141 | 12421458.9187 | 0 | 85216277.7977 | 153503601.1059 | 316227.766 | 22.0253 | 3869.0141 | 6969.4149 | 78.8751 | 142.0809
1 | 6700 | 707 | 0.03 | 15 | 15 | 7 | 4.217e-10 | 5spot_SharedNeighbor | CO2 | Porous | Wet | R245fa | MinimizeLCOE_Brownfield | IgnoreSilica | 159.4862 | 34.1289 | 5.5335 | 4 | 3852.541 | 6937.7121 | 78.5393 | 141.4346 | 139.0035 | 18.5507 | 109.2248 | 8866718.0937 | 0 | 5263937.7614 | 0 | 0 | 0 | 2741558.0261 | 6580163.4137 | 17120235.4252 | 11684912.4634 | 52257525.1835 | 961560.8286 | 32053237.5753 | 32053237.5753 | 23812626.8141 | 12421458.9187 | 0 | 85272323.5874 | 153559646.8956 | 421696.5034 | 22.134 | 3852.541 | 6937.7121 | 78.5393 | 141.4346
1 | 6700 | 707 | 0.03 | 15 | 15 | 7 | 5.6234e-10 | 5spot_SharedNeighbor | CO2 | Porous | Wet | R245fa | MinimizeLCOE_Brownfield | IgnoreSilica | 159.9124 | 34.2303 | 5.554 | 4 | 3840.1975 | 6914.0101 | 78.2876 | 140.9514 | 138.9582 | 18.5308 | 108.5836 | 8879840.4772 | 0 | 5275187.8844 | 0 | 0 | 0 | 2730384.2097 | 6585310.9028 | 17133628.1361 | 11694053.2637 | 52298404.8739 | 961560.8286 | 32053237.5753 | 32053237.5753 | 23812626.8141 | 12421458.9187 | 0 | 85313203.2778 | 153600526.586 | 562341.3252 | 22.2158 | 3840.1975 | 6914.0101 | 78.2876 | 140.9514
1 | 6700 | 707 | 0.03 | 15 | 15 | 7 | 7.4989e-10 | 5spot_SharedNeighbor | CO2 | Porous | Wet | R245fa | MinimizeLCOE_Brownfield | IgnoreSilica | 160.2218 | 34.3043 | 5.5692 | 4 | 3830.9465 | 6896.3628 | 78.099 | 140.5917 | 138.9252 | 18.5163 | 110.0302 | 8889340.708 | 0 | 5283353.9688 | 0 | 0 | 0 | 2721628.6509 | 6588786.0978 | 17142669.8806 | 11700224.4401 | 52326003.7462 | 961560.8286 | 32053237.5753 | 32053237.5753 | 23812626.8141 | 12421458.9187 | 0 | 85340802.1501 | 153628125.4583 | 749894.2093 | 22.2767 | 3830.9465 | 6896.3628 | 78.099 | 140.5917
1 | 6700 | 707 | 0.03 | 15 | 15 | 7 | 1e-09 | 5spot_SharedNeighbor | CO2 | Porous | Wet | R245fa | MinimizeLCOE_Brownfield | IgnoreSilica | 160.4823 | 34.3656 | 5.5811 | 4 | 3824.0123 | 6882.8924 | 77.9577 | 140.3171 | 138.8974 | 18.5041 | 125.8291 | 8897321.015 | 0 | 5290222.5321 | 0 | 0 | 0 | 2715676.3865 | 6592255.7741 | 17151697.2666 | 11706385.8166 | 52353558.7909 | 961560.8286 | 32053237.5753 | 32053237.5753 | 23812626.8141 | 12421458.9187 | 0 | 85368357.1948 | 153655680.503 | 1000000 | 22.3243 | 3824.0123 | 6882.8924 | 77.9577 | 140.3171
1 | 6700 | 707 | 0.03 | 15 | 15 | 7 | 1.3335e-09 | 5spot_SharedNeighbor | CO2 | Porous | Wet | R245fa | MinimizeLCOE_Brownfield | IgnoreSilica | 160.648 | 34.4056 | 5.5895 | 4 | 3818.8141 | 6873.0687 | 77.8517 | 140.1168 | 138.8796 | 18.4963 | 121.2372 | 8902388.0954 | 0 | 5294593.7553 | 0 | 0 | 0 | 2710455.4394 | 6593900.5431 | 17155976.6181 | 11709306.5619 | 52366621.0132 | 961560.8286 | 32053237.5753 | 32053237.5753 | 23812626.8141 | 12421458.9187 | 0 | 85381419.4171 | 153668742.7253 | 1333521.4322 | 22.3581 | 3818.8141 | 6873.0687 | 77.8517 | 140.1168
1 | 6700 | 707 | 0.03 | 15 | 15 | 7 | 1.7783e-09 | 5spot_SharedNeighbor | CO2 | Porous | Wet | R245fa | MinimizeLCOE_Brownfield | IgnoreSilica | 160.7944 | 34.4401 | 5.5962 | 4 | 3814.917 | 6865.51 | 77.7722 | 139.9627 | 138.8639 | 18.4894 | 113.0363 | 8906859.0756 | 0 | 5298451.4038 | 0 | 0 | 0 | 2707049.0424 | 6595820.2135 | 17160971.2068 | 11712715.4713 | 52381866.4134 | 961560.8286 | 32053237.5753 | 32053237.5753 | 23812626.8141 | 12421458.9187 | 0 | 85396664.8173 | 153683988.1255 | 1778279.41 | 22.3849 | 3814.917 | 6865.51 | 77.7722 | 139.9627
1 | 6700 | 707 | 0.03 | 15 | 15 | 7 | 2.3714e-09 | 5spot_SharedNeighbor | CO2 | Porous | Wet | R245fa | MinimizeLCOE_Brownfield | IgnoreSilica | 160.8844 | 34.462 | 5.6009 | 4 | 3811.9951 | 6860.0223 | 77.7127 | 139.8508 | 138.8542 | 18.4852 | 124.9841 | 8909603.7275 | 0 | 5300824.0088 | 0 | 0 | 0 | 2704005.1663 | 6596628.832 | 17163075.0663 | 11714151.3987 | 52388288.1996 | 961560.8286 | 32053237.5753 | 32053237.5753 | 23812626.8141 | 12421458.9187 | 0 | 85403086.6035 | 153690409.9117 | 2371373.7057 | 22.4038 | 3811.9951 | 6860.0223 | 77.7127 | 139.8508
1 | 6700 | 707 | 0.03 | 15 | 15 | 7 | 3.1623e-09 | 5spot_SharedNeighbor | CO2 | Porous | Wet | R245fa | MinimizeLCOE_Brownfield | IgnoreSilica | 160.9723 | 34.4825 | 5.6048 | 4 | 3809.8042 | 6855.7255 | 77.668 | 139.7632 | 138.8448 | 18.481 | 123.8417 | 8912288.4139 | 0 | 5303142.8835 | 0 | 0 | 0 | 2702208.9634 | 6597879.7017 | 17166329.5726 | 11716372.6661 | 52398222.2013 | 961560.8286 | 32053237.5753 | 32053237.5753 | 23812626.8141 | 12421458.9187 | 0 | 85413020.6052 | 153700343.9134 | 3162277.6602 | 22.4193 | 3809.8042 | 6855.7255 | 77.668 | 139.7632
1 | 6700 | 707 | 0.03 | 15 | 15 | 7 | 4.217e-09 | 5spot_SharedNeighbor | CO2 | Porous | Wet | R245fa | MinimizeLCOE_Brownfield | IgnoreSilica | 161.0307 | 34.4964 | 5.6076 | 4 | 3808.1615 | 6852.5728 | 77.6345 | 139.699 | 138.8385 | 18.4783 | 116.6687 | 8914066.6608 | 0 | 5304680.5238 | 0 | 0 | 0 | 2700673.6973 | 6598574.1439 | 17168136.3688 | 11717605.8416 | 52403737.2363 | 961560.8286 | 32053237.5753 | 32053237.5753 | 23812626.8141 | 12421458.9187 | 0 | 85418535.6402 | 153705858.9484 | 4216965.0343 | 22.4304 | 3808.1615 | 6852.5728 | 77.6345 | 139.699
1 | 6700 | 707 | 0.03 | 15 | 15 | 7 | 5.6234e-09 | 5spot_SharedNeighbor | CO2 | Porous | Wet | R245fa | MinimizeLCOE_Brownfield | IgnoreSilica | 161.0696 | 34.5058 | 5.6096 | 4 | 3806.9297 | 6850.2527 | 77.6094 | 139.6517 | 138.8343 | 18.4765 | 122.0123 | 8915250.9133 | 0 | 5305705.5555 | 0 | 0 | 0 | 2699403.1447 | 6598940.2492 | 17169088.8998 | 11718255.9636 | 52406644.7261 | 961560.8286 | 32053237.5753 | 32053237.5753 | 23812626.8141 | 12421458.9187 | 0 | 85421443.13 | 153708766.4382 | 5623413.2519 | 22.4384 | 3806.9297 | 6850.2527 | 77.6094 | 139.6517
1 | 6700 | 707 | 0.03 | 15 | 15 | 7 | 7.4989e-09 | 5spot_SharedNeighbor | CO2 | Porous | Wet | R245fa | MinimizeLCOE_Brownfield | IgnoreSilica | 161.1085 | 34.5149 | 5.6113 | 4 | 3806.0061 | 6848.4263 | 77.5906 | 139.6144 | 138.8301 | 18.4746 | 125.6596 | 8916436.5674 | 0 | 5306730.5376 | 0 | 0 | 0 | 2698683.0886 | 6599521.5755 | 17170601.3914 | 11719288.2702 | 52411261.4307 | 961560.8286 | 32053237.5753 | 32053237.5753 | 23812626.8141 | 12421458.9187 | 0 | 85426059.8346 | 153713383.1428 | 7498942.0933 | 22.4451 | 3806.0061 | 6848.4263 | 77.5906 | 139.6144
1 | 6700 | 707 | 0.03 | 15 | 15 | 7 | 1e-08 | 5spot_SharedNeighbor | CO2 | Porous | Wet | R245fa | MinimizeLCOE_Brownfield | IgnoreSilica | 161.1233 | 34.5187 | 5.6123 | 4 | 3805.3135 | 6847.1851 | 77.5765 | 139.5891 | 138.8285 | 18.4739 | 115.442 | 8916886.1886 | 0 | 5307120.9939 | 0 | 0 | 0 | 2697797.1935 | 6599503.7067 | 17170554.9004 | 11719256.5391 | 52411119.5221 | 961560.8286 | 32053237.5753 | 32053237.5753 | 23812626.8141 | 12421458.9187 | 0 | 85425917.9261 | 153713241.2343 | 10000000 | 22.4491 | 3805.3135 | 6847.1851 | 77.5765 | 139.5891
1 | 6800 | 707 | 0.03 | 15 | 15 | 7 | 1e-13 | 5spot_SharedNeighbor | CO2 | Porous | Wet | R245fa | MinimizeLCOE_Brownfield | IgnoreSilica | 1.6 | -0.030895 | 0.0005711 | 4 | 15407676.6803 | 45905956.3374 | 314106.3296 | 935855.0123 | 72.7659 | 17.4959 | 26.2572 | 202682.1995 | 0 | 67960.817 | 0 | 0 | 0 | 218959.0113 | 190944.7908 | 496799.1776 | 339075.6469 | 1516421.643 | 961560.8286 | 32719421.0761 | 32719421.0761 | 24290101.4924 | 12660959.158 | 0 | 35197403.5477 | 104867885.2742 | 100 | 0.0022844 | 15407676.6803 | 45905956.3374 | 314106.3296 | 935855.0123
1 | 6800 | 707 | 0.03 | 15 | 15 | 7 | 1.3335e-13 | 5spot_SharedNeighbor | CO2 | Porous | Wet | R245fa | MinimizeLCOE_Brownfield | IgnoreSilica | 1.6 | -0.011727 | 0.0053194 | 4 | 1650861.8999 | 4925221.2723 | 33655.0528 | 100407.2975 | 72.7659 | 17.4959 | 28.1109 | 202682.2116 | 0 | 67960.8118 | 0 | 0 | 0 | 196023.1591 | 181999.8112 | 473526.1754 | 323191.3447 | 1445383.5138 | 961560.8286 | 32719421.0761 | 32719421.0761 | 24290101.4924 | 12660959.158 | 0 | 35126365.4185 | 104796847.145 | 133.3521 | 0.021278 | 1650861.8999 | 4925221.2723 | 33655.0528 | 100407.2975
1 | 6800 | 707 | 0.03 | 15 | 15 | 7 | 1.7783e-13 | 5spot_SharedNeighbor | CO2 | Porous | Wet | R245fa | MinimizeLCOE_Brownfield | IgnoreSilica | 3.8413 | 0.22595 | 0.026106 | 4 | 357286.2545 | 1024465.196 | 7283.7636 | 20885.1087 | 103.2276 | 20.0136 | 49.9885 | 497964.2771 | 0 | 223302.0919 | 0 | 0 | 0 | 450354.5115 | 456932.1434 | 1188843.7075 | 811410.2586 | 3628806.99 | 961560.8286 | 32719421.0761 | 32719421.0761 | 24290101.4924 | 12660959.158 | 0 | 37309788.8947 | 106980270.6212 | 177.8279 | 0.10443 | 357286.2545 | 1024465.196 | 7283.7636 | 20885.1087
1 | 6800 | 707 | 0.03 | 15 | 15 | 7 | 2.3714e-13 | 5spot_SharedNeighbor | CO2 | Porous | Wet | R245fa | MinimizeLCOE_Brownfield | IgnoreSilica | 5.2808 | 0.45962 | 0.051922 | 4 | 185446.0721 | 520900.2917 | 3780.569 | 10619.257 | 112.8237 | 20.6539 | 58.348 | 672918.7941 | 0 | 317729.7007 | 0 | 0 | 0 | 570189.1368 | 608726.6763 | 1583781.9448 | 1080963.7208 | 4834309.9735 | 961560.8286 | 32719421.0761 | 32719421.0761 | 24290101.4924 | 12660959.158 | 0 | 38515291.8782 | 108185773.6046 | 237.1374 | 0.20769 | 185446.0721 | 520900.2917 | 3780.569 | 10619.257
1 | 6800 | 707 | 0.03 | 15 | 15 | 7 | 3.1623e-13 | 5spot_SharedNeighbor | CO2 | Porous | Wet | R245fa | MinimizeLCOE_Brownfield | IgnoreSilica | 7.1003 | 0.78652 | 0.089553 | 4 | 111435.0198 | 305929.913 | 2271.7536 | 6236.7951 | 120.5487 | 21.1229 | 56.4429 | 878639.4729 | 0 | 430995.5134 | 0 | 0 | 0 | 703898.4154 | 785278.0267 | 2043132.3427 | 1394479.8061 | 6236423.5772 | 961560.8286 | 32719421.0761 | 32719421.0761 | 24290101.4924 | 12660959.158 | 0 | 39917405.4819 | 109587887.2083 | 316.2278 | 0.35821 | 111435.0198 | 305929.913 | 2271.7536 | 6236.7951
1 | 6800 | 707 | 0.03 | 15 | 15 | 7 | 4.217e-13 | 5spot_SharedNeighbor | CO2 | Porous | Wet | R245fa | MinimizeLCOE_Brownfield | IgnoreSilica | 9.5144 | 1.2439 | 0.14314 | 4 | 72616.6342 | 194302.8122 | 1480.3883 | 3961.1256 | 126.9755 | 21.4827 | 69.0855 | 1130918.6342 | 0 | 551871.7033 | 0 | 0 | 0 | 866278.0869 | 994136.6855 | 2586539.7302 | 1765366.5139 | 7895111.354 | 961560.8286 | 32719421.0761 | 32719421.0761 | 24290101.4924 | 12660959.158 | 0 | 41576093.2587 | 111246574.9852 | 421.6965 | 0.57254 | 72616.6342 | 194302.8122 | 1480.3883 | 3961.1256
1 | 6800 | 707 | 0.03 | 15 | 15 | 7 | 5.6234e-13 | 5spot_SharedNeighbor | CO2 | Porous | Wet | R245fa | MinimizeLCOE_Brownfield | IgnoreSilica | 12.4964 | 1.8354 | 0.21644 | 4 | 50151.8855 | 130623.7339 | 1022.414 | 2662.9415 | 131.9157 | 21.7392 | 71.1133 | 1418414.9418 | 0 | 686373.9216 | 0 | 0 | 0 | 1039689.2929 | 1226346.481 | 3190701.9853 | 2177719.6673 | 9739246.2899 | 961560.8286 | 32719421.0761 | 32719421.0761 | 24290101.4924 | 12660959.158 | 0 | 43420228.1946 | 113090709.9211 | 562.3413 | 0.86577 | 50151.8855 | 130623.7339 | 1022.414 | 2662.9415
1 | 6800 | 707 | 0.03 | 15 | 15 | 7 | 7.4989e-13 | 5spot_SharedNeighbor | CO2 | Porous | Wet | R245fa | MinimizeLCOE_Brownfield | IgnoreSilica | 16.2501 | 2.5996 | 0.31473 | 4 | 36180.9629 | 91522.8303 | 737.5979 | 1865.8167 | 135.8027 | 21.9249 | 73.3474 | 1752625.3573 | 0 | 846872.1397 | 0 | 0 | 0 | 1232164.1118 | 1494348.0274 | 3887987.0344 | 2653631.0411 | 11867627.7118 | 961560.8286 | 32719421.0761 | 32719421.0761 | 24290101.4924 | 12660959.158 | 0 | 45548609.6165 | 115219091.3429 | 749.8942 | 1.2589 | 36180.9629 | 91522.8303 | 737.5979 | 1865.8167
1 | 6800 | 707 | 0.03 | 15 | 15 | 7 | 1e-12 | 5spot_SharedNeighbor | CO2 | Porous | Wet | R245fa | MinimizeLCOE_Brownfield | IgnoreSilica | 21.0102 | 3.5841 | 0.44487 | 4 | 26993.7575 | 66146.2736 | 550.3043 | 1348.4813 | 138.8718 | 22.0546 | 56.7952 | 2144307.1732 | 0 | 1040105.2192 | 0 | 0 | 0 | 1449831.9824 | 1807355.3062 | 4702367.7671 | 3209462.625 | 14353430.0731 | 961560.8286 | 32719421.0761 | 32719421.0761 | 24290101.4924 | 12660959.158 | 0 | 48034411.9778 | 117704893.7043 | 1000 | 1.7795 | 26993.7575 | 66146.2736 | 550.3043 | 1348.4813
1 | 6800 | 707 | 0.03 | 15 | 15 | 7 | 1.3335e-12 | 5spot_SharedNeighbor | CO2 | Porous | Wet | R245fa | MinimizeLCOE_Brownfield | IgnoreSilica | 27.0077 | 4.8387 | 0.61516 | 4 | 20694.4918 | 49008.5747 | 421.8852 | 999.1061 | 141.2621 | 22.1337 | 62.8259 | 2600870.0606 | 0 | 1271517.0891 | 0 | 0 | 0 | 1693997.6196 | 2170890.06 | 5648210.6255 | 3855019.811 | 17240505.2658 | 961560.8286 | 32719421.0761 | 32719421.0761 | 24290101.4924 | 12660959.158 | 0 | 50921487.1705 | 120591968.897 | 1333.5214 | 2.4606 | 20694.4918 | 49008.5747 | 421.8852 | 999.1061
1 | 6800 | 707 | 0.03 | 15 | 15 | 7 | 1.7783e-12 | 5spot_SharedNeighbor | CO2 | Porous | Wet | R245fa | MinimizeLCOE_Brownfield | IgnoreSilica | 34.413 | 6.4038 | 0.83443 | 4 | 16238.972 | 37112.6328 | 331.0534 | 756.5912 | 143.0708 | 22.1619 | 73.5137 | 3123192.7436 | 0 | 1543512.1501 | 0 | 0 | 0 | 1958582.6909 | 2583862.158 | 6722679.3121 | 4588366.7678 | 20520195.8226 | 961560.8286 | 32719421.0761 | 32719421.0761 | 24290101.4924 | 12660959.158 | 0 | 54201177.7273 | 123871659.4537 | 1778.2794 | 3.3377 | 16238.972 | 37112.6328 | 331.0534 | 756.5912
1 | 6800 | 707 | 0.03 | 15 | 15 | 7 | 2.3714e-12 | 5spot_SharedNeighbor | CO2 | Porous | Wet | R245fa | MinimizeLCOE_Brownfield | IgnoreSilica | 43.4682 | 8.3337 | 1.1122 | 4 | 13014.2002 | 28674.5276 | 265.3121 | 584.569 | 144.4011 | 22.1348 | 74.2929 | 3715777.7755 | 0 | 1860670.226 | 0 | 0 | 0 | 2242501.9996 | 3049390.5004 | 7933888.5661 | 5415041.9715 | 24217271.0391 | 961560.8286 | 32719421.0761 | 32719421.0761 | 24290101.4924 | 12660959.158 | 0 | 57898252.9438 | 127568734.6703 | 2371.3737 | 4.4489 | 13014.2002 | 28674.5276 | 265.3121 | 584.569
1 | 6800 | 707 | 0.03 | 15 | 15 | 7 | 3.1623e-12 | 5spot_SharedNeighbor | CO2 | Porous | Wet | R245fa | MinimizeLCOE_Brownfield | IgnoreSilica | 54.189 | 10.6396 | 1.4546 | 4 | 10642.1636 | 22616.3119 | 216.9549 | 461.0641 | 145.304 | 22.0439 | 63.0874 | 4367415.8769 | 0 | 2219532.0234 | 0 | 0 | 0 | 2530635.8156 | 3555857.6492 | 9251612.1965 | 6314415.4257 | 28239468.9874 | 961560.8286 | 32719421.0761 | 32719421.0761 | 24290101.4924 | 12660959.158 | 0 | 61920450.8921 | 131590932.6185 | 3162.2777 | 5.8184 | 10642.1636 | 22616.3119 | 216.9549 | 461.0641
1 | 6800 | 707 | 0.03 | 15 | 15 | 7 | 4.217e-12 | 5spot_SharedNeighbor | CO2 | Porous | Wet | R245fa | MinimizeLCOE_Brownfield | IgnoreSilica | 66.4003 | 13.2921 | 1.8613 | 4 | 8880.3919 | 18238.0126 | 181.0388 | 371.8066 | 145.8166 | 21.88 | 80.3232 | 5057389.0756 | 0 | 2611368.3095 | 0 | 0 | 0 | 2803868.5266 | 4084324.1056 | 10626573.5126 | 7252854.7766 | 32436378.3065 | 961560.8286 | 32719421.0761 | 32719421.0761 | 24290101.4924 | 12660959.158 | 0 | 66117360.2112 | 135787841.9376 | 4216.965 | 7.4453 | 8880.3919 | 18238.0126 | 181.0388 | 371.8066
1 | 6800 | 707 | 0.03 | 15 | 15 | 7 | 5.6234e-12 | 5spot_SharedNeighbor | CO2 | Porous | Wet | R245fa | MinimizeLCOE_Brownfield | IgnoreSilica | 79.5286 | 16.1765 | 2.3201 | 4 | 7566.9139 | 15074.3151 | 154.2618 | 307.3103 | 145.9658 | 21.641 | 78.88 | 5747445.0395 | 0 | 3016830.481 | 0 | 0 | 0 | 3033851.8286 | 4601269.6662 | 11971559.8212 | 8170835.5689 | 36541792.4053 | 961560.8286 | 32719421.0761 | 32719421.0761 | 24290101.4924 | 12660959.158 | 0 | 70222774.31 | 139893256.0365 | 5623.4133 | 9.2802 | 7566.9139 | 15074.3151 | 154.2618 | 307.3103
1 | 6800 | 707 | 0.03 | 15 | 15 | 7 | 7.4989e-12 | 5spot_SharedNeighbor | CO2 | Porous | Wet | R245fa | MinimizeLCOE_Brownfield | IgnoreSilica | 92.8413 | 19.1355 | 2.8078 | 4 | 6587.9846 | 12791.2971 | 134.305 | 260.7679 | 145.8 | 21.3366 | 88.1788 | 6399113.5485 | 0 | 3414485.4921 | 0 | 0 | 0 | 3201098.5375 | 5075732.0555 | 13206013.6325 | 9013375.6607 | 40309818.9268 | 961560.8286 | 32719421.0761 | 32719421.0761 | 24290101.4924 | 12660959.158 | 0 | 73990800.8315 | 143661282.558 | 7498.9421 | 11.2312 | 6587.9846 | 12791.2971 | 134.305 | 260.7679
1 | 6800 | 707 | 0.03 | 15 | 15 | 7 | 1e-11 | 5spot_SharedNeighbor | CO2 | Porous | Wet | R245fa | MinimizeLCOE_Brownfield | IgnoreSilica | 105.4944 | 21.9817 | 3.294 | 4 | 5859.9072 | 11147.5332 | 119.4621 | 227.2575 | 145.3984 | 20.9914 | 95.1088 | 6977256.8299 | 0 | 3781949.2007 | 0 | 0 | 0 | 3295166.1404 | 5481205.1467 | 14260971.4419 | 9733406.0427 | 43529954.8023 | 961560.8286 | 32719421.0761 | 32719421.0761 | 24290101.4924 | 12660959.158 | 0 | 77210936.707 | 146881418.4334 | 10000 | 13.1761 | 5859.9072 | 11147.5332 | 119.4621 | 227.2575
1 | 6800 | 707 | 0.03 | 15 | 15 | 7 | 1.3335e-11 | 5spot_SharedNeighbor | CO2 | Porous | Wet | R245fa | MinimizeLCOE_Brownfield | IgnoreSilica | 116.505 | 24.4967 | 3.745 | 4 | 5319.361 | 9970.2843 | 108.4424 | 203.2577 | 144.8757 | 20.6468 | 100.6544 | 7449141.9478 | 0 | 4094566.926 | 0 | 0 | 0 | 3309013.2665 | 5792561.6347 | 15071057.1558 | 10286306.1881 | 46002647.119 | 961560.8286 | 32719421.0761 | 32719421.0761 | 24290101.4924 | 12660959.158 | 0 | 79683629.0237 | 149354110.7501 | 13335.2143 | 14.9799 | 5319.361 | 9970.2843 | 108.4424 | 203.2577
1 | 6800 | 707 | 0.03 | 15 | 15 | 7 | 1.7783e-11 | 5spot_SharedNeighbor | CO2 | Porous | Wet | R245fa | MinimizeLCOE_Brownfield | IgnoreSilica | 126.5607 | 26.7999 | 4.1565 | 4 | 4918.5786 | 9109.0114 | 100.2719 | 185.6995 | 144.2698 | 20.2979 | 102.6218 | 7855529.191 | 0 | 4374934.2823 | 0 | 0 | 0 | 3298039.939 | 6056116.3308 | 15756772.4124 | 10754320.9408 | 48095713.0962 | 961560.8286 | 32719421.0761 | 32719421.0761 | 24290101.4924 | 12660959.158 | 0 | 81776695.0009 | 151447176.7274 | 17782.7941 | 16.6261 | 4918.5786 | 9109.0114 | 100.2719 | 185.6995
1 | 6800 | 707 | 0.03 | 15 | 15 | 7 | 2.3714e-11 | 5spot_SharedNeighbor | CO2 | Porous | Wet | R245fa | MinimizeLCOE_Brownfield | IgnoreSilica | 134.5728 | 28.6606 | 4.503 | 4 | 4621.3266 | 8489.2962 | 94.212 | 173.0658 | 143.7008 | 19.9961 | 105.8253 | 8162585.9814 | 0 | 4595133.7298 | 0 | 0 | 0 | 3243257.8331 | 6240381.2423 | 16236191.9142 | 11081534.6018 | 49559085.3027 | 961560.8286 | 32719421.0761 | 32719421.0761 | 24290101.4924 | 12660959.158 | 0 | 83240067.2074 | 152910548.9338 | 23713.7371 | 18.0122 | 4621.3266 | 8489.2962 | 94.212 | 173.0658
1 | 6800 | 707 | 0.03 | 15 | 15 | 7 | 3.1623e-11 | 5spot_SharedNeighbor | CO2 | Porous | Wet | R245fa | MinimizeLCOE_Brownfield | IgnoreSilica | 140.9971 | 30.165 | 4.7889 | 4 | 4400.6119 | 8037.698 | 89.7124 | 163.8593 | 143.1901 | 19.7388 | 73.6369 | 8398062.087 | 0 | 4769802.5739 | 0 | 0 | 0 | 3174121.6702 | 6373374.6691 | 16582213.5301 | 11317701.4647 | 50615275.9951 | 961560.8286 | 32719421.0761 | 32719421.0761 | 24290101.4924 | 12660959.158 | 0 | 84296257.8998 | 153966739.6262 | 31622.7766 | 19.1556 | 4400.6119 | 8037.698 | 89.7124 | 163.8593
1 | 6800 | 707 | 0.03 | 15 | 15 | 7 | 4.217e-11 | 5spot_SharedNeighbor | CO2 | Porous | Wet | R245fa | MinimizeLCOE_Brownfield | IgnoreSilica | 146.042 | 31.3548 | 5.0188 | 4 | 4236.4849 | 7706.9818 | 86.3665 | 157.1172 | 142.7551 | 19.5272 | 83.21 | 8576239.6338 | 0 | 4905851.7627 | 0 | 0 | 0 | 3102526.0786 | 6468000.8153 | 16828411.352 | 11485736.537 | 51366766.1793 | 961560.8286 | 32719421.0761 | 32719421.0761 | 24290101.4924 | 12660959.158 | 0 | 85047748.084 | 154718229.8105 | 42169.6503 | 20.0751 | 4236.4849 | 7706.9818 | 86.3665 | 157.1172
1 | 6800 | 707 | 0.03 | 15 | 15 | 7 | 5.6234e-11 | 5spot_SharedNeighbor | CO2 | Porous | Wet | R245fa | MinimizeLCOE_Brownfield | IgnoreSilica | 149.9519 | 32.2821 | 5.2003 | 4 | 4114.2468 | 7463.6128 | 83.8745 | 152.1558 | 142.3973 | 19.3574 | 79.7665 | 8710222.4391 | 0 | 5010648.1914 | 0 | 0 | 0 | 3035865.0808 | 6535126.9274 | 17003059.7264 | 11604937.6412 | 51899860.0064 | 961560.8286 | 32719421.0761 | 32719421.0761 | 24290101.4924 | 12660959.158 | 0 | 85580841.9111 | 155251323.6375 | 56234.1325 | 20.8011 | 4114.2468 | 7463.6128 | 83.8745 | 152.1558
1 | 6800 | 707 | 0.03 | 15 | 15 | 7 | 7.4989e-11 | 5spot_SharedNeighbor | CO2 | Porous | Wet | R245fa | MinimizeLCOE_Brownfield | IgnoreSilica | 152.9332 | 32.9931 | 5.3413 | 4 | 4023.0758 | 7283.9984 | 82.0158 | 148.4942 | 142.1123 | 19.2244 | 109.9577 | 8809949.2543 | 0 | 5090188.3639 | 0 | 0 | 0 | 2977106.7685 | 6582125.3108 | 17125339.8792 | 11688396.3581 | 52273105.9348 | 961560.8286 | 32719421.0761 | 32719421.0761 | 24290101.4924 | 12660959.158 | 0 | 85954087.8395 | 155624569.5659 | 74989.4209 | 21.3653 | 4023.0758 | 7283.9984 | 82.0158 | 148.4942
1 | 6800 | 707 | 0.03 | 15 | 15 | 7 | 1e-10 | 5spot_SharedNeighbor | CO2 | Porous | Wet | R245fa | MinimizeLCOE_Brownfield | IgnoreSilica | 155.2307 | 33.5421 | 5.4505 | 4 | 3954.9929 | 7150.5957 | 80.6279 | 145.7746 | 141.8854 | 19.12 | 110.8469 | 8885355.6761 | 0 | 5151270.79 | 0 | 0 | 0 | 2928633.42 | 6616451.3556 | 17214649.2065 | 11749351.8091 | 52545712.2573 | 961560.8286 | 32719421.0761 | 32719421.0761 | 24290101.4924 | 12660959.158 | 0 | 86226694.162 | 155897175.8884 | 100000 | 21.802 | 3954.9929 | 7150.5957 | 80.6279 | 145.7746
1 | 6800 | 707 | 0.03 | 15 | 15 | 7 | 1.3335e-10 | 5spot_SharedNeighbor | CO2 | Porous | Wet | R245fa | MinimizeLCOE_Brownfield | IgnoreSilica | 156.9675 | 33.9585 | 5.534 | 4 | 3904.1012 | 7051.5026 | 79.5904 | 143.7544 | 141.7096 | 19.0399 | 116.1975 | 8941518.5325 | 0 | 5197327.2642 | 0 | 0 | 0 | 2889050.5266 | 6640879.5661 | 17278206.3993 | 11792730.8991 | 52739713.1879 | 961560.8286 | 32719421.0761 | 32719421.0761 | 24290101.4924 | 12660959.158 | 0 | 86420695.0926 | 156091176.819 | 133352.1432 | 22.1359 | 3904.1012 | 7051.5026 | 79.5904 | 143.7544
1 | 6800 | 707 | 0.03 | 15 | 15 | 7 | 1.7783e-10 | 5spot_SharedNeighbor | CO2 | Porous | Wet | R245fa | MinimizeLCOE_Brownfield | IgnoreSilica | 158.2781 | 34.2735 | 5.5975 | 4 | 3866.0303 | 6977.7195 | 78.8143 | 142.2503 | 141.5745 | 18.9788 | 107.7608 | 8983417.3519 | 0 | 5232014.7074 | 0 | 0 | 0 | 2857480.1062 | 6658435.7446 | 17323883.9744 | 11823906.7827 | 52879138.6672 | 961560.8286 | 32719421.0761 | 32719421.0761 | 24290101.4924 | 12660959.158 | 0 | 86560120.5719 | 156230602.2983 | 177827.941 | 22.3899 | 3866.0303 | 6977.7195 | 78.8143 | 142.2503
1 | 6800 | 707 | 0.03 | 15 | 15 | 7 | 2.3714e-10 | 5spot_SharedNeighbor | CO2 | Porous | Wet | R245fa | MinimizeLCOE_Brownfield | IgnoreSilica | 159.2675 | 34.5117 | 5.6457 | 4 | 3837.5333 | 6922.667 | 78.2333 | 141.1279 | 141.4712 | 18.9322 | 99.4496 | 9014772.5319 | 0 | 5258163.4782 | 0 | 0 | 0 | 2832759.4733 | 6671221.2385 | 17357149.2071 | 11846610.9876 | 52980676.9166 | 961560.8286 | 32719421.0761 | 32719421.0761 | 24290101.4924 | 12660959.158 | 0 | 86661658.8213 | 156332140.5478 | 237137.3706 | 22.5826 | 3837.5333 | 6922.667 | 78.2333 | 141.1279
1 | 6800 | 707 | 0.03 | 15 | 15 | 7 | 3.1623e-10 | 5spot_SharedNeighbor | CO2 | Porous | Wet | R245fa | MinimizeLCOE_Brownfield | IgnoreSilica | 160.0024 | 34.6892 | 5.6819 | 4 | 3816.193 | 6881.6378 | 77.7983 | 140.2915 | 141.3936 | 18.8974 | 121.7595 | 9037904.1828 | 0 | 5277563.1001 | 0 | 0 | 0 | 2813345.2505 | 6680236.888 | 17380606.0776 | 11862620.7837 | 53052276.2827 | 961560.8286 | 32719421.0761 | 32719421.0761 | 24290101.4924 | 12660959.158 | 0 | 86733258.1874 | 156403739.9139 | 316227.766 | 22.7277 | 3816.193 | 6881.6378 | 77.7983 | 140.2915
1 | 6800 | 707 | 0.03 | 15 | 15 | 7 | 4.217e-10 | 5spot_SharedNeighbor | CO2 | Porous | Wet | R245fa | MinimizeLCOE_Brownfield | IgnoreSilica | 160.5749 | 34.8269 | 5.7096 | 4 | 3800.2066 | 6850.7821 | 77.4724 | 139.6625 | 141.3328 | 18.8702 | 126.8698 | 9055837.6125 | 0 | 5292664.6675 | 0 | 0 | 0 | 2798924.2482 | 6687496.346 | 17399493.6981 | 11875511.9728 | 53109928.5451 | 961560.8286 | 32719421.0761 | 32719421.0761 | 24290101.4924 | 12660959.158 | 0 | 86790910.4498 | 156461392.1762 | 421696.5034 | 22.8385 | 3800.2066 | 6850.7821 | 77.4724 | 139.6625
1 | 6800 | 707 | 0.03 | 15 | 15 | 7 | 5.6234e-10 | 5spot_SharedNeighbor | CO2 | Porous | Wet | R245fa | MinimizeLCOE_Brownfield | IgnoreSilica | 160.9964 | 34.9287 | 5.7303 | 4 | 3788.2277 | 6827.7741 | 77.2281 | 139.1934 | 141.2877 | 18.8501 | 128.0835 | 9068989.8965 | 0 | 5303777.4787 | 0 | 0 | 0 | 2787687.6481 | 6692577.4591 | 17412713.7122 | 11884534.9041 | 53150281.0987 | 961560.8286 | 32719421.0761 | 32719421.0761 | 24290101.4924 | 12660959.158 | 0 | 86831263.0034 | 156501744.7299 | 562341.3252 | 22.9213 | 3788.2277 | 6827.7741 | 77.2281 | 139.1934
1 | 6800 | 707 | 0.03 | 15 | 15 | 7 | 7.4989e-10 | 5spot_SharedNeighbor | CO2 | Porous | Wet | R245fa | MinimizeLCOE_Brownfield | IgnoreSilica | 161.3083 | 35.0042 | 5.7458 | 4 | 3779.2501 | 6810.5915 | 77.0451 | 138.8431 | 141.2542 | 18.8352 | 113.567 | 9078692.9581 | 0 | 5311996.5009 | 0 | 0 | 0 | 2779028.606 | 6696190.0454 | 17422112.9206 | 11890950.0569 | 53178971.0879 | 961560.8286 | 32719421.0761 | 32719421.0761 | 24290101.4924 | 12660959.158 | 0 | 86859952.9926 | 156530434.7191 | 749894.2093 | 22.9834 | 3779.2501 | 6810.5915 | 77.0451 | 138.8431
1 | 6800 | 707 | 0.03 | 15 | 15 | 7 | 1e-09 | 5spot_SharedNeighbor | CO2 | Porous | Wet | R245fa | MinimizeLCOE_Brownfield | IgnoreSilica | 161.5519 | 35.0629 | 5.7577 | 4 | 3772.5207 | 6797.6395 | 76.9079 | 138.5791 | 141.228 | 18.8235 | 104.8319 | 9086254.6112 | 0 | 5318412.1269 | 0 | 0 | 0 | 2772700.2648 | 6699173.1311 | 17429874.2978 | 11896247.3564 | 53202661.7882 | 961560.8286 | 32719421.0761 | 32719421.0761 | 24290101.4924 | 12660959.158 | 0 | 86883643.6929 | 156554125.4193 | 1000000 | 23.0307 | 3772.5207 | 6797.6395 | 76.9079 | 138.5791
1 | 6800 | 707 | 0.03 | 15 | 15 | 7 | 1.3335e-09 | 5spot_SharedNeighbor | CO2 | Porous | Wet | R245fa | MinimizeLCOE_Brownfield | IgnoreSilica | 161.7345 | 35.1069 | 5.7665 | 4 | 3767.4761 | 6787.9379 | 76.8051 | 138.3813 | 141.2082 | 18.8148 | 115.2269 | 9091914.57 | 0 | 5323221.1254 | 0 | 0 | 0 | 2767912.0517 | 6701388.6213 | 17435638.5489 | 11900181.5762 | 53220256.4935 | 961560.8286 | 32719421.0761 | 32719421.0761 | 24290101.4924 | 12660959.158 | 0 | 86901238.3982 | 156571720.1246 | 1333521.4322 | 23.0662 | 3767.4761 | 6787.9379 | 76.8051 | 138.3813
1 | 6800 | 707 | 0.03 | 15 | 15 | 7 | 1.7783e-09 | 5spot_SharedNeighbor | CO2 | Porous | Wet | R245fa | MinimizeLCOE_Brownfield | IgnoreSilica | 161.864 | 35.1384 | 5.7731 | 4 | 3763.694 | 6780.7347 | 76.728 | 138.2344 | 141.1942 | 18.8085 | 118.2594 | 9095921.3246 | 0 | 5326630.0834 | 0 | 0 | 0 | 2764114.6726 | 6702799.7714 | 17439310.072 | 11902687.4661 | 53231463.39 | 961560.8286 | 32719421.0761 | 32719421.0761 | 24290101.4924 | 12660959.158 | 0 | 86912445.2947 | 156582927.0212 | 1778279.41 | 23.0923 | 3763.694 | 6780.7347 | 76.728 | 138.2344
1 | 6800 | 707 | 0.03 | 15 | 15 | 7 | 2.3714e-09 | 5spot_SharedNeighbor | CO2 | Porous | Wet | R245fa | MinimizeLCOE_Brownfield | IgnoreSilica | 161.9586 | 35.1615 | 5.7779 | 4 | 3760.8584 | 6775.3578 | 76.6702 | 138.1248 | 141.184 | 18.804 | 64.8716 | 9098846.9237 | 0 | 5329121.4358 | 0 | 0 | 0 | 2761193.9456 | 6703773.299 | 17441842.991 | 11904416.2354 | 53239194.8305 | 961560.8286 | 32719421.0761 | 32719421.0761 | 24290101.4924 | 12660959.158 | 0 | 86920176.7352 | 156590658.4616 | 2371373.7057 | 23.1118 | 3760.8584 | 6775.3578 | 76.6702 | 138.1248
1 | 6800 | 707 | 0.03 | 15 | 15 | 7 | 3.1623e-09 | 5spot_SharedNeighbor | CO2 | Porous | Wet | R245fa | MinimizeLCOE_Brownfield | IgnoreSilica | 162.0318 | 35.1792 | 5.7816 | 4 | 3758.7323 | 6771.3083 | 76.6268 | 138.0423 | 141.176 | 18.8005 | 63.8169 | 9101107.4829 | 0 | 5331047.2166 | 0 | 0 | 0 | 2759050.1599 | 6704569.8952 | 17443915.5709 | 11905830.8137 | 53245521.1392 | 961560.8286 | 32719421.0761 | 32719421.0761 | 24290101.4924 | 12660959.158 | 0 | 86926503.0439 | 156596984.7703 | 3162277.6602 | 23.1265 | 3758.7323 | 6771.3083 | 76.6268 | 138.0423
1 | 6800 | 707 | 0.03 | 15 | 15 | 7 | 4.217e-09 | 5spot_SharedNeighbor | CO2 | Porous | Wet | R245fa | MinimizeLCOE_Brownfield | IgnoreSilica | 162.0977 | 35.1949 | 5.7846 | 4 | 3757.1381 | 6768.1754 | 76.5943 | 137.9784 | 141.1689 | 18.7973 | 71.6576 | 9103145.373 | 0 | 5332782.4759 | 0 | 0 | 0 | 2757708.9886 | 6705518.3666 | 17446383.2989 | 11907515.0889 | 53253053.5918 | 961560.8286 | 32719421.0761 | 32719421.0761 | 24290101.4924 | 12660959.158 | 0 | 86934035.4965 | 156604517.223 | 4216965.0343 | 23.1384 | 3757.1381 | 6768.1754 | 76.5943 | 137.9784
1 | 6800 | 707 | 0.03 | 15 | 15 | 7 | 5.6234e-09 | 5spot_SharedNeighbor | CO2 | Porous | Wet | R245fa | MinimizeLCOE_Brownfield | IgnoreSilica | 162.1413 | 35.2054 | 5.7867 | 4 | 3755.9428 | 6765.8787 | 76.57 | 137.9316 | 141.1642 | 18.7952 | 75.1071 | 9104489.3464 | 0 | 5333928.0178 | 0 | 0 | 0 | 2756556.1796 | 6706039.6821 | 17447739.6549 | 11908440.8297 | 53257193.7106 | 961560.8286 | 32719421.0761 | 32719421.0761 | 24290101.4924 | 12660959.158 | 0 | 86938175.6153 | 156608657.3417 | 5623413.2519 | 23.1468 | 3755.9428 | 6765.8787 | 76.57 | 137.9316
1 | 6800 | 707 | 0.03 | 15 | 15 | 7 | 7.4989e-09 | 5spot_SharedNeighbor | CO2 | Porous | Wet | R245fa | MinimizeLCOE_Brownfield | IgnoreSilica | 162.1755 | 35.2136 | 5.7883 | 4 | 3755.0464 | 6764.1425 | 76.5517 | 137.8962 | 141.1605 | 18.7935 | 71.0181 | 9105547.3081 | 0 | 5334829.7842 | 0 | 0 | 0 | 2755730.0554 | 6706481.7876 | 17448889.9227 | 11909225.9111 | 53260704.7691 | 961560.8286 | 32719421.0761 | 32719421.0761 | 24290101.4924 | 12660959.158 | 0 | 86941686.6738 | 156612168.4003 | 7498942.0933 | 23.1533 | 3755.0464 | 6764.1425 | 76.5517 | 137.8962
1 | 6800 | 707 | 0.03 | 15 | 15 | 7 | 1e-08 | 5spot_SharedNeighbor | CO2 | Porous | Wet | R245fa | MinimizeLCOE_Brownfield | IgnoreSilica | 162.1903 | 35.2175 | 5.7894 | 4 | 3754.3742 | 6762.9361 | 76.538 | 137.8716 | 141.1588 | 18.7928 | 76.1704 | 9106003.004 | 0 | 5335219.7254 | 0 | 0 | 0 | 2754844.1047 | 6706466.0653 | 17448849.0166 | 11909197.9918 | 53260579.9078 | 961560.8286 | 32719421.0761 | 32719421.0761 | 24290101.4924 | 12660959.158 | 0 | 86941561.8125 | 156612043.5389 | 10000000 | 23.1574 | 3754.3742 | 6762.9361 | 76.538 | 137.8716
1 | 6900 | 707 | 0.03 | 15 | 15 | 7 | 1e-13 | 5spot_SharedNeighbor | CO2 | Porous | Wet | R245fa | MinimizeLCOE_Brownfield | IgnoreSilica | 1.6 | -0.032055 | 0.00066102 | 4 | 13569409.5245 | 40447339.7824 | 276630.7671 | 824573.7305 | 73.0255 | 17.7766 | 17.4488 | 204328.5113 | 0 | 67678.0565 | 0 | 0 | 0 | 220554.2175 | 192098.7063 | 499801.4289 | 341124.7451 | 1525585.6655 | 961560.8286 | 33391464.6677 | 33391464.6677 | 24773143.2569 | 12902803.4336 | 0 | 35878611.1619 | 106946022.5201 | 100 | 0.0026441 | 13569409.5245 | 40447339.7824 | 276630.7671 | 824573.7305
1 | 6900 | 707 | 0.03 | 15 | 15 | 7 | 1.3335e-13 | 5spot_SharedNeighbor | CO2 | Porous | Wet | R245fa | MinimizeLCOE_Brownfield | IgnoreSilica | 1.6 | -0.012967 | 0.0053964 | 4 | 1658889.0415 | 4951251.6408 | 33818.6969 | 100937.9618 | 73.0255 | 17.7766 | 26.7593 | 204328.5238 | 0 | 67678.0512 | 0 | 0 | 0 | 197759.1555 | 183208.6349 | 476671.2867 | 325337.9478 | 1454983.5999 | 961560.8286 | 33391464.6677 | 33391464.6677 | 24773143.2569 | 12902803.4336 | 0 | 35808009.0962 | 106875420.4544 | 133.3521 | 0.021586 | 1658889.0415 | 4951251.6408 | 33818.6969 | 100937.9618
1 | 6900 | 707 | 0.03 | 15 | 15 | 7 | 1.7783e-13 | 5spot_SharedNeighbor | CO2 | Porous | Wet | R245fa | MinimizeLCOE_Brownfield | IgnoreSilica | 3.9339 | 0.23662 | 0.027599 | 4 | 345153.1649 | 988912.7609 | 7036.4141 | 20160.3242 | 104.912 | 20.4108 | 46.0019 | 515060.792 | 0 | 230233.4675 | 0 | 0 | 0 | 465432.5631 | 472183.4608 | 1228524.5069 | 838493.2196 | 3749928.0099 | 961560.8286 | 33391464.6677 | 33391464.6677 | 24773143.2569 | 12902803.4336 | 0 | 38102953.5063 | 109170364.8645 | 177.8279 | 0.11039 | 345153.1649 | 988912.7609 | 7036.4141 | 20160.3242
1 | 6900 | 707 | 0.03 | 15 | 15 | 7 | 2.3714e-13 | 5spot_SharedNeighbor | CO2 | Porous | Wet | R245fa | MinimizeLCOE_Brownfield | IgnoreSilica | 5.4077 | 0.47915 | 0.054739 | 4 | 179704.9213 | 504277.1031 | 3663.5279 | 10280.3708 | 114.6808 | 21.0582 | 48.0553 | 695953.8141 | 0 | 327331.0277 | 0 | 0 | 0 | 589323.9113 | 628917.4137 | 1636314.1018 | 1116817.9974 | 4994658.2661 | 961560.8286 | 33391464.6677 | 33391464.6677 | 24773143.2569 | 12902803.4336 | 0 | 39347683.7624 | 110415095.1207 | 237.1374 | 0.21896 | 179704.9213 | 504277.1031 | 3663.5279 | 10280.3708
1 | 6900 | 707 | 0.03 | 15 | 15 | 7 | 3.1623e-13 | 5spot_SharedNeighbor | CO2 | Porous | Wet | R245fa | MinimizeLCOE_Brownfield | IgnoreSilica | 7.2829 | 0.82009 | 0.094296 | 4 | 108187.6825 | 296603.1014 | 2205.5522 | 6046.6554 | 122.5839 | 21.5346 | 70.3179 | 910007.1938 | 0 | 444541.6368 | 0 | 0 | 0 | 729139.7518 | 812638.5471 | 2114318.8045 | 1443066.029 | 6453711.9628 | 961560.8286 | 33391464.6677 | 33391464.6677 | 24773143.2569 | 12902803.4336 | 0 | 40806737.4592 | 111874148.8174 | 316.2278 | 0.37718 | 108187.6825 | 296603.1014 | 2205.5522 | 6046.6554
1 | 6900 | 707 | 0.03 | 15 | 15 | 7 | 4.217e-13 | 5spot_SharedNeighbor | CO2 | Porous | Wet | R245fa | MinimizeLCOE_Brownfield | IgnoreSilica | 9.7339 | 1.2915 | 0.15066 | 4 | 70494.9181 | 188419.8051 | 1437.1343 | 3841.1926 | 129.0629 | 21.8945 | 55.4996 | 1168620.5451 | 0 | 562033.2126 | 0 | 0 | 0 | 894486.1011 | 1023804.5449 | 2663729.4148 | 1818050.0597 | 8130723.8783 | 961560.8286 | 33391464.6677 | 33391464.6677 | 24773143.2569 | 12902803.4336 | 0 | 42483749.3746 | 113551160.7329 | 421.6965 | 0.60265 | 70494.9181 | 188419.8051 | 1437.1343 | 3841.1926
1 | 6900 | 707 | 0.03 | 15 | 15 | 7 | 5.6234e-13 | 5spot_SharedNeighbor | CO2 | Porous | Wet | R245fa | MinimizeLCOE_Brownfield | IgnoreSilica | 12.7741 | 1.9028 | 0.22759 | 4 | 48744.6784 | 126810.6218 | 993.7262 | 2585.206 | 134.0763 | 22.1526 | 52.4615 | 1464675.7654 | 0 | 698547.3879 | 0 | 0 | 0 | 1072463.5661 | 1261917.8206 | 3283251.3142 | 2240886.486 | 10021742.3402 | 961560.8286 | 33391464.6677 | 33391464.6677 | 24773143.2569 | 12902803.4336 | 0 | 44374767.8366 | 115442179.1948 | 562.3413 | 0.91035 | 48744.6784 | 126810.6218 | 993.7262 | 2585.206
1 | 6900 | 707 | 0.03 | 15 | 15 | 7 | 7.4989e-13 | 5spot_SharedNeighbor | CO2 | Porous | Wet | R245fa | MinimizeLCOE_Brownfield | IgnoreSilica | 16.623 | 2.6962 | 0.33072 | 4 | 35205.4898 | 88927.0812 | 717.7115 | 1812.8988 | 138.0425 | 22.3402 | 62.5468 | 1810731.6084 | 0 | 862382.3246 | 0 | 0 | 0 | 1272232.6897 | 1538685.1828 | 4003343.218 | 2732364.0068 | 12219739.0303 | 961560.8286 | 33391464.6677 | 33391464.6677 | 24773143.2569 | 12902803.4336 | 0 | 46572764.5266 | 117640175.8848 | 749.8942 | 1.3229 | 35205.4898 | 88927.0812 | 717.7115 | 1812.8988
1 | 6900 | 707 | 0.03 | 15 | 15 | 7 | 1e-12 | 5spot_SharedNeighbor | CO2 | Porous | Wet | R245fa | MinimizeLCOE_Brownfield | IgnoreSilica | 21.4855 | 3.7152 | 0.46714 | 4 | 26291.2767 | 64324.3103 | 535.9832 | 1311.3381 | 141.1603 | 22.47 | 46.7375 | 2214740.4939 | 0 | 1058885.316 | 0 | 0 | 0 | 1496433.4844 | 1860323.1248 | 4840179.1659 | 3303521.7365 | 14774083.3215 | 961560.8286 | 33391464.6677 | 33391464.6677 | 24773143.2569 | 12902803.4336 | 0 | 49127108.8179 | 120194520.1761 | 1000 | 1.8686 | 26291.2767 | 64324.3103 | 535.9832 | 1311.3381
1 | 6900 | 707 | 0.03 | 15 | 15 | 7 | 1.3335e-12 | 5spot_SharedNeighbor | CO2 | Porous | Wet | R245fa | MinimizeLCOE_Brownfield | IgnoreSilica | 27.5756 | 5.0072 | 0.64531 | 4 | 20173.3543 | 47705.7632 | 411.2611 | 972.5465 | 143.5774 | 22.5476 | 68.7509 | 2682997.6894 | 0 | 1292860.8823 | 0 | 0 | 0 | 1745013.5369 | 2231140.1224 | 5804968.9286 | 3962010.574 | 17718991.7335 | 961560.8286 | 33391464.6677 | 33391464.6677 | 24773143.2569 | 12902803.4336 | 0 | 52072017.2299 | 123139428.5881 | 1333.5214 | 2.5812 | 20173.3543 | 47705.7632 | 411.2611 | 972.5465
1 | 6900 | 707 | 0.03 | 15 | 15 | 7 | 1.7783e-12 | 5spot_SharedNeighbor | CO2 | Porous | Wet | R245fa | MinimizeLCOE_Brownfield | IgnoreSilica | 35.1512 | 6.6291 | 0.87499 | 4 | 15842.9581 | 36148.0916 | 322.9801 | 736.9277 | 145.4207 | 22.5734 | 70.7462 | 3222740.7426 | 0 | 1569946.7699 | 0 | 0 | 0 | 2018796.7705 | 2656478.8704 | 6911613.102 | 4717317.9616 | 21096894.217 | 961560.8286 | 33391464.6677 | 33391464.6677 | 24773143.2569 | 12902803.4336 | 0 | 55449919.7133 | 126517331.0716 | 1778.2794 | 3.5 | 15842.9581 | 36148.0916 | 322.9801 | 736.9277
1 | 6900 | 707 | 0.03 | 15 | 15 | 7 | 2.3714e-12 | 5spot_SharedNeighbor | CO2 | Porous | Wet | R245fa | MinimizeLCOE_Brownfield | IgnoreSilica | 44.3593 | 8.6184 | 1.1653 | 4 | 12707.1485 | 27954.3024 | 259.0524 | 569.8863 | 146.7674 | 22.5418 | 82.0138 | 3831402.4291 | 0 | 1891122.8014 | 0 | 0 | 0 | 2308896.3501 | 3132254.4164 | 8149483.4779 | 5562189.9288 | 24875349.4037 | 961560.8286 | 33391464.6677 | 33391464.6677 | 24773143.2569 | 12902803.4336 | 0 | 59228374.9001 | 130295786.2583 | 2371.3737 | 4.661 | 12707.1485 | 27954.3024 | 259.0524 | 569.8863
1 | 6900 | 707 | 0.03 | 15 | 15 | 7 | 3.1623e-12 | 5spot_SharedNeighbor | CO2 | Porous | Wet | R245fa | MinimizeLCOE_Brownfield | IgnoreSilica | 55.2561 | 10.9944 | 1.5226 | 4 | 10399.9411 | 22069.0799 | 212.0169 | 449.908 | 147.68 | 22.4439 | 77.2456 | 4500456.4144 | 0 | 2254427.8679 | 0 | 0 | 0 | 2603314.7433 | 3649697.62 | 9495764.5513 | 6481054.4247 | 28984715.6215 | 961560.8286 | 33391464.6677 | 33391464.6677 | 24773143.2569 | 12902803.4336 | 0 | 63337741.1179 | 134405152.4761 | 3162.2777 | 6.0902 | 10399.9411 | 22069.0799 | 212.0169 | 449.908
1 | 6900 | 707 | 0.03 | 15 | 15 | 7 | 4.217e-12 | 5spot_SharedNeighbor | CO2 | Porous | Wet | R245fa | MinimizeLCOE_Brownfield | IgnoreSilica | 67.6092 | 13.7157 | 1.9456 | 4 | 8686.3484 | 17818.1531 | 177.083 | 363.2472 | 148.1928 | 22.2709 | 89.123 | 5205551.1354 | 0 | 2649334.5687 | 0 | 0 | 0 | 2879677.1904 | 4186479.5288 | 10892360.969 | 7434260.177 | 33247663.5694 | 961560.8286 | 33391464.6677 | 33391464.6677 | 24773143.2569 | 12902803.4336 | 0 | 67600689.0657 | 138668100.4239 | 4216.965 | 7.7824 | 8686.3484 | 17818.1531 | 177.083 | 363.2472
1 | 6900 | 707 | 0.03 | 15 | 15 | 7 | 5.6234e-12 | 5spot_SharedNeighbor | CO2 | Porous | Wet | R245fa | MinimizeLCOE_Brownfield | IgnoreSilica | 80.8781 | 16.6718 | 2.4216 | 4 | 7409.1149 | 14745.9545 | 151.0448 | 300.6162 | 148.3358 | 22.0203 | 89.3874 | 5910080.6735 | 0 | 3057715.0986 | 0 | 0 | 0 | 3112090.4438 | 4711155.6242 | 12257460.5433 | 8365968.6864 | 37414471.0697 | 961560.8286 | 33391464.6677 | 33391464.6677 | 24773143.2569 | 12902803.4336 | 0 | 71767496.5661 | 142834907.9243 | 5623.4133 | 9.6864 | 7409.1149 | 14745.9545 | 151.0448 | 300.6162
1 | 6900 | 707 | 0.03 | 15 | 15 | 7 | 7.4989e-12 | 5spot_SharedNeighbor | CO2 | Porous | Wet | R245fa | MinimizeLCOE_Brownfield | IgnoreSilica | 94.2419 | 19.6853 | 2.9252 | 4 | 6457.5496 | 12531.2661 | 131.6459 | 255.4668 | 148.1601 | 21.7044 | 100.163 | 6570905.8672 | 0 | 3455632.8597 | 0 | 0 | 0 | 3277358.991 | 5188520.11 | 13499465.0144 | 9213662.2586 | 41205545.1008 | 961560.8286 | 33391464.6677 | 33391464.6677 | 24773143.2569 | 12902803.4336 | 0 | 75558570.5972 | 146625981.9554 | 7498.9421 | 11.7008 | 6457.5496 | 12531.2661 | 131.6459 | 255.4668
1 | 6900 | 707 | 0.03 | 15 | 15 | 7 | 1e-11 | 5spot_SharedNeighbor | CO2 | Porous | Wet | R245fa | MinimizeLCOE_Brownfield | IgnoreSilica | 106.924 | 22.5792 | 3.4258 | 4 | 5750.0822 | 10936.3439 | 117.2232 | 222.9522 | 147.7478 | 21.3478 | 117.3142 | 7156342.1414 | 0 | 3822894.5443 | 0 | 0 | 0 | 3369096.3685 | 5595849.8912 | 14559253.5501 | 9936989.7107 | 44440426.2063 | 961560.8286 | 33391464.6677 | 33391464.6677 | 24773143.2569 | 12902803.4336 | 0 | 78793451.7026 | 149860863.0609 | 10000 | 13.703 | 5750.0822 | 10936.3439 | 117.2232 | 222.9522
1 | 6900 | 707 | 0.03 | 15 | 15 | 7 | 1.3335e-11 | 5spot_SharedNeighbor | CO2 | Porous | Wet | R245fa | MinimizeLCOE_Brownfield | IgnoreSilica | 118.2586 | 25.1963 | 3.8937 | 4 | 5225.0932 | 9788.1033 | 106.5206 | 199.5437 | 147.1995 | 20.983 | 109.7289 | 7646834.8321 | 0 | 4143798.4419 | 0 | 0 | 0 | 3392533.0906 | 5921434.8822 | 15406358.9102 | 10515156.5253 | 47026116.6824 | 961560.8286 | 33391464.6677 | 33391464.6677 | 24773143.2569 | 12902803.4336 | 0 | 81379142.1787 | 152446553.537 | 13335.2143 | 15.5747 | 5225.0932 | 9788.1033 | 106.5206 | 199.5437
1 | 6900 | 707 | 0.03 | 15 | 15 | 7 | 1.7783e-11 | 5spot_SharedNeighbor | CO2 | Porous | Wet | R245fa | MinimizeLCOE_Brownfield | IgnoreSilica | 127.9567 | 27.4595 | 4.3095 | 4 | 4835.7431 | 8958.4829 | 98.5832 | 182.6308 | 146.6036 | 20.6362 | 107.3229 | 8042464.048 | 0 | 4413496.9324 | 0 | 0 | 0 | 3366144.4446 | 6170621.1157 | 16054690.3747 | 10957656.0717 | 49005072.9871 | 961560.8286 | 33391464.6677 | 33391464.6677 | 24773143.2569 | 12902803.4336 | 0 | 83358098.4835 | 154425509.8417 | 17782.7941 | 17.2379 | 4835.7431 | 8958.4829 | 98.5832 | 182.6308
1 | 6900 | 707 | 0.03 | 15 | 15 | 7 | 2.3714e-11 | 5spot_SharedNeighbor | CO2 | Porous | Wet | R245fa | MinimizeLCOE_Brownfield | IgnoreSilica | 135.9151 | 29.3351 | 4.6629 | 4 | 4547.0832 | 8357.3504 | 92.6984 | 170.3759 | 146.0315 | 20.3287 | 107.0709 | 8350787.2518 | 0 | 4631764.0142 | 0 | 0 | 0 | 3308381.2464 | 6353463.6798 | 16530409.2203 | 11282343.9588 | 50457149.3712 | 961560.8286 | 33391464.6677 | 33391464.6677 | 24773143.2569 | 12902803.4336 | 0 | 84810174.8675 | 155877586.2257 | 23713.7371 | 18.6516 | 4547.0832 | 8357.3504 | 92.6984 | 170.3759
1 | 6900 | 707 | 0.03 | 15 | 15 | 7 | 3.1623e-11 | 5spot_SharedNeighbor | CO2 | Porous | Wet | R245fa | MinimizeLCOE_Brownfield | IgnoreSilica | 142.283 | 30.8485 | 4.9538 | 4 | 4332.7612 | 7919.2588 | 88.3292 | 161.4448 | 145.5199 | 20.0674 | 112.8772 | 8586822.8488 | 0 | 4804570.9547 | 0 | 0 | 0 | 3236821.3513 | 6485003.9104 | 16872649.9176 | 11515930.267 | 51501799.2499 | 961560.8286 | 33391464.6677 | 33391464.6677 | 24773143.2569 | 12902803.4336 | 0 | 85854824.7462 | 156922236.1044 | 31622.7766 | 19.8153 | 4332.7612 | 7919.2588 | 88.3292 | 161.4448
1 | 6900 | 707 | 0.03 | 15 | 15 | 7 | 4.217e-11 | 5spot_SharedNeighbor | CO2 | Porous | Wet | R245fa | MinimizeLCOE_Brownfield | IgnoreSilica | 147.2723 | 32.043 | 5.1873 | 4 | 4173.3919 | 7598.4341 | 85.0802 | 154.9044 | 145.0855 | 19.8531 | 113.4224 | 8765088.0068 | 0 | 4938889.0791 | 0 | 0 | 0 | 3163275.8839 | 6578228.6582 | 17115201.5885 | 11681476.7663 | 52242159.9828 | 961560.8286 | 33391464.6677 | 33391464.6677 | 24773143.2569 | 12902803.4336 | 0 | 86595185.4792 | 157662596.8374 | 42169.6503 | 20.7494 | 4173.3919 | 7598.4341 | 85.0802 | 154.9044
1 | 6900 | 707 | 0.03 | 15 | 15 | 7 | 5.6234e-11 | 5spot_SharedNeighbor | CO2 | Porous | Wet | R245fa | MinimizeLCOE_Brownfield | IgnoreSilica | 151.1427 | 32.9746 | 5.3716 | 4 | 4054.698 | 7362.2292 | 82.6605 | 150.089 | 144.7282 | 19.6811 | 116.2561 | 8899300.3798 | 0 | 5042456.5087 | 0 | 0 | 0 | 3095407.2525 | 6644494.015 | 17287610.4539 | 11799149.3597 | 52768417.9696 | 961560.8286 | 33391464.6677 | 33391464.6677 | 24773143.2569 | 12902803.4336 | 0 | 87121443.466 | 158188854.8242 | 56234.1325 | 21.4865 | 4054.698 | 7362.2292 | 82.6605 | 150.089
1 | 6900 | 707 | 0.03 | 15 | 15 | 7 | 7.4989e-11 | 5spot_SharedNeighbor | CO2 | Porous | Wet | R245fa | MinimizeLCOE_Brownfield | IgnoreSilica | 154.1124 | 33.6926 | 5.5151 | 4 | 3966.1701 | 7187.6758 | 80.8557 | 146.5305 | 144.4419 | 19.5457 | 88.3969 | 8999842.8342 | 0 | 5121560.2065 | 0 | 0 | 0 | 3036350.2349 | 6691523.7775 | 17409972.2488 | 11882663.799 | 53141913.101 | 961560.8286 | 33391464.6677 | 33391464.6677 | 24773143.2569 | 12902803.4336 | 0 | 87494938.5974 | 158562349.9556 | 74989.4209 | 22.0603 | 3966.1701 | 7187.6758 | 80.8557 | 146.5305
1 | 6900 | 707 | 0.03 | 15 | 15 | 7 | 1e-10 | 5spot_SharedNeighbor | CO2 | Porous | Wet | R245fa | MinimizeLCOE_Brownfield | IgnoreSilica | 156.3561 | 34.2377 | 5.6253 | 4 | 3900.0607 | 7058.4465 | 79.508 | 143.896 | 144.2185 | 19.4414 | 100.9449 | 9074393.6786 | 0 | 5181125.7015 | 0 | 0 | 0 | 2986513.5293 | 6724392.8347 | 17495490.7932 | 11941031.9627 | 53402948.5 | 961560.8286 | 33391464.6677 | 33391464.6677 | 24773143.2569 | 12902803.4336 | 0 | 87755973.9964 | 158823385.3546 | 100000 | 22.5012 | 3900.0607 | 7058.4465 | 79.508 | 143.896
1 | 6900 | 707 | 0.03 | 15 | 15 | 7 | 1.3335e-10 | 5spot_SharedNeighbor | CO2 | Porous | Wet | R245fa | MinimizeLCOE_Brownfield | IgnoreSilica | 158.0734 | 34.6555 | 5.7099 | 4 | 3850.6439 | 6962.2316 | 78.5006 | 141.9345 | 144.0434 | 19.3605 | 108.9899 | 9130630.4179 | 0 | 5226601.6269 | 0 | 0 | 0 | 2946527.522 | 6748466.231 | 17558124.8324 | 11983780.9815 | 53594131.6117 | 961560.8286 | 33391464.6677 | 33391464.6677 | 24773143.2569 | 12902803.4336 | 0 | 87947157.1081 | 159014568.4663 | 133352.1432 | 22.8396 | 3850.6439 | 6962.2316 | 78.5006 | 141.9345
1 | 6900 | 707 | 0.03 | 15 | 15 | 7 | 1.7783e-10 | 5spot_SharedNeighbor | CO2 | Porous | Wet | R245fa | MinimizeLCOE_Brownfield | IgnoreSilica | 159.3787 | 34.9736 | 5.7744 | 4 | 3813.6761 | 6890.4979 | 77.7469 | 140.4721 | 143.9079 | 19.2982 | 110.3219 | 9172894.0447 | 0 | 5261100.9998 | 0 | 0 | 0 | 2914924.5284 | 6766078.6334 | 17603948.6905 | 12015056.7063 | 53734003.603 | 961560.8286 | 33391464.6677 | 33391464.6677 | 24773143.2569 | 12902803.4336 | 0 | 88087029.0994 | 159154440.4576 | 177827.941 | 23.0977 | 3813.6761 | 6890.4979 | 77.7469 | 140.4721
1 | 6900 | 707 | 0.03 | 15 | 15 | 7 | 2.3714e-10 | 5spot_SharedNeighbor | CO2 | Porous | Wet | R245fa | MinimizeLCOE_Brownfield | IgnoreSilica | 160.3534 | 35.2118 | 5.8232 | 4 | 3786.0048 | 6837.0696 | 77.1828 | 139.3829 | 143.8053 | 19.2514 | 111.9912 | 9204175.6279 | 0 | 5286822.843 | 0 | 0 | 0 | 2889914.2717 | 6778555.9696 | 17636412.16 | 12037213.6912 | 53833094.5634 | 961560.8286 | 33391464.6677 | 33391464.6677 | 24773143.2569 | 12902803.4336 | 0 | 88186120.0598 | 159253531.418 | 237137.3706 | 23.2927 | 3786.0048 | 6837.0696 | 77.1828 | 139.3829
1 | 6900 | 707 | 0.03 | 15 | 15 | 7 | 3.1623e-10 | 5spot_SharedNeighbor | CO2 | Porous | Wet | R245fa | MinimizeLCOE_Brownfield | IgnoreSilica | 161.089 | 35.3918 | 5.8601 | 4 | 3765.2828 | 6797.1421 | 76.7604 | 138.5689 | 143.7271 | 19.2158 | 79.8515 | 9227633.6242 | 0 | 5306218.0527 | 0 | 0 | 0 | 2870594.3015 | 6787733.9316 | 17660291.3342 | 12053511.7183 | 53905982.9625 | 961560.8286 | 33391464.6677 | 33391464.6677 | 24773143.2569 | 12902803.4336 | 0 | 88259008.4588 | 159326419.8171 | 316227.766 | 23.4402 | 3765.2828 | 6797.1421 | 76.7604 | 138.5689
1 | 6900 | 707 | 0.03 | 15 | 15 | 7 | 4.217e-10 | 5spot_SharedNeighbor | CO2 | Porous | Wet | R245fa | MinimizeLCOE_Brownfield | IgnoreSilica | 161.6419 | 35.5272 | 5.8879 | 4 | 3749.7594 | 6767.292 | 76.4439 | 137.9604 | 143.6679 | 19.189 | 78.1549 | 9245175.0144 | 0 | 5320782.5032 | 0 | 0 | 0 | 2855743.1583 | 6794463.2636 | 17677799.6758 | 12065461.5212 | 53959425.1365 | 961560.8286 | 33391464.6677 | 33391464.6677 | 24773143.2569 | 12902803.4336 | 0 | 88312450.6329 | 159379861.9911 | 421696.5034 | 23.5515 | 3749.7594 | 6767.292 | 76.4439 | 137.9604
1 | 6900 | 707 | 0.03 | 15 | 15 | 7 | 5.6234e-10 | 5spot_SharedNeighbor | CO2 | Porous | Wet | R245fa | MinimizeLCOE_Brownfield | IgnoreSilica | 162.0512 | 35.6277 | 5.9087 | 4 | 3738.1276 | 6745.0109 | 76.2068 | 137.5062 | 143.6238 | 19.169 | 86.6639 | 9258112.2826 | 0 | 5331559.1038 | 0 | 0 | 0 | 2844249.8486 | 6799229.2817 | 17690199.8772 | 12073924.9134 | 53997275.3073 | 961560.8286 | 33391464.6677 | 33391464.6677 | 24773143.2569 | 12902803.4336 | 0 | 88350300.8037 | 159417712.1619 | 562341.3252 | 23.6349 | 3738.1276 | 6745.0109 | 76.2068 | 137.5062
1 | 6900 | 707 | 0.03 | 15 | 15 | 7 | 7.4989e-10 | 5spot_SharedNeighbor | CO2 | Porous | Wet | R245fa | MinimizeLCOE_Brownfield | IgnoreSilica | 162.3756 | 35.7068 | 5.9247 | 4 | 3729.4099 | 6728.1827 | 76.0291 | 137.1631 | 143.5888 | 19.1532 | 96.8081 | 9268335.7349 | 0 | 5340093.3898 | 0 | 0 | 0 | 2835939.5375 | 6803303.7783 | 17700800.8816 | 12081160.3168 | 54029633.6388 | 961560.8286 | 33391464.6677 | 33391464.6677 | 24773143.2569 | 12902803.4336 | 0 | 88382659.1352 | 159450070.4934 | 749894.2093 | 23.6988 | 3729.4099 | 6728.1827 | 76.0291 | 137.1631
1 | 6900 | 707 | 0.03 | 15 | 15 | 7 | 1e-09 | 5spot_SharedNeighbor | CO2 | Porous | Wet | R245fa | MinimizeLCOE_Brownfield | IgnoreSilica | 162.6165 | 35.7657 | 5.9367 | 4 | 3722.8755 | 6715.6015 | 75.8959 | 136.9066 | 143.5626 | 19.1414 | 109.626 | 9275914.4343 | 0 | 5346432.1313 | 0 | 0 | 0 | 2829578.2851 | 6806250.6918 | 17708468.1461 | 12086393.3823 | 54053037.071 | 961560.8286 | 33391464.6677 | 33391464.6677 | 24773143.2569 | 12902803.4336 | 0 | 88406062.5673 | 159473473.9256 | 1000000 | 23.7467 | 3722.8755 | 6715.6015 | 75.8959 | 136.9066
1 | 6900 | 707 | 0.03 | 15 | 15 | 7 | 1.3335e-09 | 5spot_SharedNeighbor | CO2 | Porous | Wet | R245fa | MinimizeLCOE_Brownfield | IgnoreSilica | 162.7823 | 35.8068 | 5.9454 | 4 | 3717.977 | 6706.3067 | 75.796 | 136.7171 | 143.5446 | 19.1333 | 61.4768 | 9281117.3608 | 0 | 5350791.8256 | 0 | 0 | 0 | 2824394.6081 | 6807958.4798 | 17712911.4603 | 12089426.0356 | 54066599.7702 | 961560.8286 | 33391464.6677 | 33391464.6677 | 24773143.2569 | 12902803.4336 | 0 | 88419625.2665 | 159487036.6247 | 1333521.4322 | 23.7816 | 3717.977 | 6706.3067 | 75.796 | 136.7171
1 | 6900 | 707 | 0.03 | 15 | 15 | 7 | 1.7783e-09 | 5spot_SharedNeighbor | CO2 | Porous | Wet | R245fa | MinimizeLCOE_Brownfield | IgnoreSilica | 162.9138 | 35.8391 | 5.9521 | 4 | 3714.3045 | 6699.2797 | 75.7211 | 136.5739 | 143.5303 | 19.1268 | 64.6235 | 9285241.2626 | 0 | 5354249.7224 | 0 | 0 | 0 | 2820664.1702 | 6809460.5105 | 17716819.436 | 12092093.3093 | 54078528.411 | 961560.8286 | 33391464.6677 | 33391464.6677 | 24773143.2569 | 12902803.4336 | 0 | 88431553.9074 | 159498965.2656 | 1778279.41 | 23.8084 | 3714.3045 | 6699.2797 | 75.7211 | 136.5739
1 | 6900 | 707 | 0.03 | 15 | 15 | 7 | 2.3714e-09 | 5spot_SharedNeighbor | CO2 | Porous | Wet | R245fa | MinimizeLCOE_Brownfield | IgnoreSilica | 163.0233 | 35.8656 | 5.9573 | 4 | 3711.551 | 6693.9199 | 75.665 | 136.4646 | 143.5183 | 19.1214 | 74.7793 | 9288672.3 | 0 | 5357127.3986 | 0 | 0 | 0 | 2818123.2995 | 6810929.9693 | 17720642.6662 | 12094702.7425 | 54090198.3761 | 961560.8286 | 33391464.6677 | 33391464.6677 | 24773143.2569 | 12902803.4336 | 0 | 88443223.8724 | 159510635.2307 | 2371373.7057 | 23.8292 | 3711.551 | 6693.9199 | 75.665 | 136.4646
1 | 6900 | 707 | 0.03 | 15 | 15 | 7 | 3.1623e-09 | 5spot_SharedNeighbor | CO2 | Porous | Wet | R245fa | MinimizeLCOE_Brownfield | IgnoreSilica | 163.0964 | 35.8836 | 5.961 | 4 | 3709.4865 | 6689.9794 | 75.6229 | 136.3843 | 143.5103 | 19.1178 | 74.3782 | 9290962.5845 | 0 | 5359050.6581 | 0 | 0 | 0 | 2815988.6606 | 6811740.7422 | 17722752.1312 | 12096142.4957 | 54096637.2722 | 961560.8286 | 33391464.6677 | 33391464.6677 | 24773143.2569 | 12902803.4336 | 0 | 88449662.7686 | 159517074.1268 | 3162277.6602 | 23.8442 | 3709.4865 | 6689.9794 | 75.6229 | 136.3843
1 | 6900 | 707 | 0.03 | 15 | 15 | 7 | 4.217e-09 | 5spot_SharedNeighbor | CO2 | Porous | Wet | R245fa | MinimizeLCOE_Brownfield | IgnoreSilica | 163.1501 | 35.8968 | 5.9638 | 4 | 3707.9384 | 6687.0354 | 75.5913 | 136.3243 | 143.5045 | 19.1152 | 72.3377 | 9292643.0056 | 0 | 5360462.5616 | 0 | 0 | 0 | 2814355.2761 | 6812309.7289 | 17724232.5176 | 12097152.8898 | 54101155.9795 | 961560.8286 | 33391464.6677 | 33391464.6677 | 24773143.2569 | 12902803.4336 | 0 | 88454181.4759 | 159521592.8341 | 4216965.0343 | 23.8554 | 3707.9384 | 6687.0354 | 75.5913 | 136.3243
1 | 6900 | 707 | 0.03 | 15 | 15 | 7 | 5.6234e-09 | 5spot_SharedNeighbor | CO2 | Porous | Wet | R245fa | MinimizeLCOE_Brownfield | IgnoreSilica | 163.189 | 35.9065 | 5.9659 | 4 | 3706.7777 | 6684.8402 | 75.5677 | 136.2795 | 143.5002 | 19.1133 | 121.8145 | 9293859.1617 | 0 | 5361484.9164 | 0 | 0 | 0 | 2813093.8078 | 6812690.7755 | 17725223.9228 | 12097829.5442 | 54104182.1283 | 961560.8286 | 33391464.6677 | 33391464.6677 | 24773143.2569 | 12902803.4336 | 0 | 88457207.6247 | 159524618.9829 | 5623413.2519 | 23.8636 | 3706.7777 | 6684.8402 | 75.5677 | 136.2795
1 | 6900 | 707 | 0.03 | 15 | 15 | 7 | 7.4989e-09 | 5spot_SharedNeighbor | CO2 | Porous | Wet | R245fa | MinimizeLCOE_Brownfield | IgnoreSilica | 163.2233 | 35.9148 | 5.9676 | 4 | 3705.9073 | 6683.1504 | 75.5499 | 136.2451 | 143.4965 | 19.1116 | 115.2124 | 9294931.1789 | 0 | 5362385.5219 | 0 | 0 | 0 | 2812273.0139 | 6813139.9887 | 17726392.6835 | 12098627.2474 | 54107749.6343 | 961560.8286 | 33391464.6677 | 33391464.6677 | 24773143.2569 | 12902803.4336 | 0 | 88460775.1307 | 159528186.4889 | 7498942.0933 | 23.8702 | 3705.9073 | 6683.1504 | 75.5499 | 136.2451
1 | 6900 | 707 | 0.03 | 15 | 15 | 7 | 1e-08 | 5spot_SharedNeighbor | CO2 | Porous | Wet | R245fa | MinimizeLCOE_Brownfield | IgnoreSilica | 163.2427 | 35.9197 | 5.9687 | 4 | 3705.2546 | 6681.9372 | 75.5366 | 136.2203 | 143.4943 | 19.1106 | 114.9335 | 9295538.4939 | 0 | 5362896.6596 | 0 | 0 | 0 | 2811501.8263 | 6813275.4221 | 17726745.0534 | 12098867.7471 | 54108825.2024 | 961560.8286 | 33391464.6677 | 33391464.6677 | 24773143.2569 | 12902803.4336 | 0 | 88461850.6988 | 159529262.057 | 10000000 | 23.8747 | 3705.2546 | 6681.9372 | 75.5366 | 136.2203
1 | 7000 | 707 | 0.03 | 15 | 15 | 7 | 1e-13 | 5spot_SharedNeighbor | CO2 | Porous | Wet | R245fa | MinimizeLCOE_Brownfield | IgnoreSilica | 1.6 | -0.033213 | 0.00074474 | 4 | 12274702.153 | 36604864.6047 | 250236.4062 | 746239.6767 | 73.2755 | 18.0561 | 26.4832 | 205951.405 | 0 | 67393.1926 | 0 | 0 | 0 | 222152.8228 | 193243.9939 | 502781.2324 | 343158.5223 | 1534681.169 | 961560.8286 | 34069368.3502 | 34069368.3502 | 25261752.1078 | 13146991.7455 | 0 | 36565610.3479 | 109043722.5514 | 100 | 0.0029789 | 12274702.153 | 36604864.6047 | 250236.4062 | 746239.6767
1 | 7000 | 707 | 0.03 | 15 | 15 | 7 | 1.3335e-13 | 5spot_SharedNeighbor | CO2 | Porous | Wet | R245fa | MinimizeLCOE_Brownfield | IgnoreSilica | 2.7935 | 0.076002 | 0.010864 | 4 | 868961.9799 | 2536770.6226 | 17714.9653 | 51715.5004 | 93.82 | 19.8605 | 53.0181 | 369707.1686 | 0 | 151855.5548 | 0 | 0 | 0 | 360389.851 | 343961.504 | 894917.2772 | 610799.4304 | 2731630.7861 | 961560.8286 | 34069368.3502 | 34069368.3502 | 25261752.1078 | 13146991.7455 | 0 | 37762559.965 | 110240672.1685 | 133.3521 | 0.043457 | 868961.9799 | 2536770.6226 | 17714.9653 | 51715.5004
1 | 7000 | 707 | 0.03 | 15 | 15 | 7 | 1.7783e-13 | 5spot_SharedNeighbor | CO2 | Porous | Wet | R245fa | MinimizeLCOE_Brownfield | IgnoreSilica | 4.0265 | 0.24753 | 0.029153 | 4 | 333613.0133 | 955146.2697 | 6801.1525 | 19471.9486 | 106.5973 | 20.8079 | 44.1855 | 532372.2011 | 0 | 237219.8864 | 0 | 0 | 0 | 480639.7386 | 487590.4122 | 1268610.234 | 865852.552 | 3872285.0243 | 961560.8286 | 34069368.3502 | 34069368.3502 | 25261752.1078 | 13146991.7455 | 0 | 38903214.2032 | 111381326.4067 | 177.8279 | 0.11661 | 333613.0133 | 955146.2697 | 6801.1525 | 19471.9486
1 | 7000 | 707 | 0.03 | 15 | 15 | 7 | 2.3714e-13 | 5spot_SharedNeighbor | CO2 | Porous | Wet | R245fa | MinimizeLCOE_Brownfield | IgnoreSilica | 5.5392 | 0.49966 | 0.05767 | 4 | 174232.8145 | 488424.6936 | 3551.9716 | 9957.198 | 116.5639 | 21.464 | 47.8437 | 719838.2397 | 0 | 337305.8534 | 0 | 0 | 0 | 609261.0127 | 649897.9913 | 1690901.2609 | 1154074.8551 | 5161279.2131 | 961560.8286 | 34069368.3502 | 34069368.3502 | 25261752.1078 | 13146991.7455 | 0 | 40192208.3919 | 112670320.5955 | 237.1374 | 0.23068 | 174232.8145 | 488424.6936 | 3551.9716 | 9957.198
1 | 7000 | 707 | 0.03 | 15 | 15 | 7 | 3.1623e-13 | 5spot_SharedNeighbor | CO2 | Porous | Wet | R245fa | MinimizeLCOE_Brownfield | IgnoreSilica | 7.507 | 0.86031 | 0.099397 | 4 | 104958.4345 | 287253.7287 | 2139.7197 | 5856.0558 | 124.758 | 21.9539 | 67.4063 | 946392.8165 | 0 | 456569.3769 | 0 | 0 | 0 | 759956.2195 | 843538.181 | 2194713.3136 | 1497936.9334 | 6699106.841 | 961560.8286 | 34069368.3502 | 34069368.3502 | 25261752.1078 | 13146991.7455 | 0 | 41730036.0198 | 114208148.2234 | 316.2278 | 0.39759 | 104958.4345 | 287253.7287 | 2139.7197 | 5856.0558
1 | 7000 | 707 | 0.03 | 15 | 15 | 7 | 4.217e-13 | 5spot_SharedNeighbor | CO2 | Porous | Wet | R245fa | MinimizeLCOE_Brownfield | IgnoreSilica | 9.9554 | 1.3402 | 0.15846 | 4 | 68472.6335 | 182819.3553 | 1395.9073 | 3727.0198 | 131.1573 | 22.3065 | 69.4602 | 1207017.5006 | 0 | 572242.2812 | 0 | 0 | 0 | 923171.7584 | 1053948.3007 | 2742157.2839 | 1871578.6919 | 8370115.8167 | 961560.8286 | 34069368.3502 | 34069368.3502 | 25261752.1078 | 13146991.7455 | 0 | 43401044.9956 | 115879157.1991 | 421.6965 | 0.63385 | 68472.6335 | 182819.3553 | 1395.9073 | 3727.0198
1 | 7000 | 707 | 0.03 | 15 | 15 | 7 | 5.6234e-13 | 5spot_SharedNeighbor | CO2 | Porous | Wet | R245fa | MinimizeLCOE_Brownfield | IgnoreSilica | 13.0519 | 1.9714 | 0.2391 | 4 | 47405.3009 | 123188.709 | 966.4212 | 2511.3685 | 136.2403 | 22.5661 | 44.14 | 1511522.5671 | 0 | 710675.6368 | 0 | 0 | 0 | 1105520.2371 | 1297810.192 | 3376635.902 | 2304623.3861 | 10306787.921 | 961560.8286 | 34069368.3502 | 34069368.3502 | 25261752.1078 | 13146991.7455 | 0 | 45337717.0999 | 117815829.3034 | 562.3413 | 0.95638 | 47405.3009 | 123188.709 | 966.4212 | 2511.3685
1 | 7000 | 707 | 0.03 | 15 | 15 | 7 | 7.4989e-13 | 5spot_SharedNeighbor | CO2 | Porous | Wet | R245fa | MinimizeLCOE_Brownfield | IgnoreSilica | 16.9734 | 2.7906 | 0.34711 | 4 | 34276.3183 | 86478.1554 | 698.7691 | 1762.9742 | 140.2675 | 22.7546 | 73.2178 | 1867596.7755 | 0 | 876895.3766 | 0 | 0 | 0 | 1310397.4475 | 1581406.9438 | 4114496.4767 | 2808228.3898 | 12559021.4099 | 961560.8286 | 34069368.3502 | 34069368.3502 | 25261752.1078 | 13146991.7455 | 0 | 47589950.5888 | 120068062.7924 | 749.8942 | 1.3884 | 34276.3183 | 86478.1554 | 698.7691 | 1762.9742
1 | 7000 | 707 | 0.03 | 15 | 15 | 7 | 1e-12 | 5spot_SharedNeighbor | CO2 | Porous | Wet | R245fa | MinimizeLCOE_Brownfield | IgnoreSilica | 21.9387 | 3.8447 | 0.48997 | 4 | 25621.6563 | 62602.9113 | 522.3321 | 1276.245 | 143.4413 | 22.8848 | 73.4192 | 2284258.7361 | 0 | 1076716.8495 | 0 | 0 | 0 | 1541416.2201 | 1911932.8042 | 4974456.9652 | 3395169.0936 | 15183950.6688 | 961560.8286 | 34069368.3502 | 34069368.3502 | 25261752.1078 | 13146991.7455 | 0 | 50214879.8476 | 122692992.0512 | 1000 | 1.9599 | 25621.6563 | 62602.9113 | 522.3321 | 1276.245
1 | 7000 | 707 | 0.03 | 15 | 15 | 7 | 1.3335e-12 | 5spot_SharedNeighbor | CO2 | Porous | Wet | R245fa | MinimizeLCOE_Brownfield | IgnoreSilica | 28.1481 | 5.1794 | 0.67639 | 4 | 19676.2651 | 46464.9189 | 401.1273 | 947.2502 | 145.8978 | 22.9614 | 60.9049 | 2766454.2615 | 0 | 1314289.9099 | 0 | 0 | 0 | 1796798.9016 | 2292241.7985 | 5963942.9562 | 4070513.6144 | 18204241.4422 | 961560.8286 | 34069368.3502 | 34069368.3502 | 25261752.1078 | 13146991.7455 | 0 | 53235170.621 | 125713282.8246 | 1333.5214 | 2.7056 | 19676.2651 | 46464.9189 | 401.1273 | 947.2502
1 | 7000 | 707 | 0.03 | 15 | 15 | 7 | 1.7783e-12 | 5spot_SharedNeighbor | CO2 | Porous | Wet | R245fa | MinimizeLCOE_Brownfield | IgnoreSilica | 35.8675 | 6.854 | 0.91654 | 4 | 15464.9748 | 35234.4708 | 315.2744 | 718.3023 | 147.7702 | 22.9845 | 84.912 | 3321952.2092 | 0 | 1595485.9445 | 0 | 0 | 0 | 2077831.7382 | 2728155.2578 | 7098100.3592 | 4844599.3466 | 21666124.8555 | 961560.8286 | 34069368.3502 | 34069368.3502 | 25261752.1078 | 13146991.7455 | 0 | 56697054.0343 | 129175166.2379 | 1778.2794 | 3.6662 | 15464.9748 | 35234.4708 | 315.2744 | 718.3023
1 | 7000 | 707 | 0.03 | 15 | 15 | 7 | 2.3714e-12 | 5spot_SharedNeighbor | CO2 | Porous | Wet | R245fa | MinimizeLCOE_Brownfield | IgnoreSilica | 45.2413 | 8.9063 | 1.2197 | 4 | 12413.9036 | 27269.6064 | 253.0742 | 555.9278 | 149.1365 | 22.9483 | 88.7895 | 3947795.6628 | 0 | 1921144.5842 | 0 | 0 | 0 | 2375174.8741 | 3215204.8973 | 8365303.6134 | 5709491.606 | 25534115.2378 | 961560.8286 | 34069368.3502 | 34069368.3502 | 25261752.1078 | 13146991.7455 | 0 | 60565044.4167 | 133043156.6202 | 2371.3737 | 4.8788 | 12413.9036 | 27269.6064 | 253.0742 | 555.9278
1 | 7000 | 707 | 0.03 | 15 | 15 | 7 | 3.1623e-12 | 5spot_SharedNeighbor | CO2 | Porous | Wet | R245fa | MinimizeLCOE_Brownfield | IgnoreSilica | 56.3085 | 11.3521 | 1.5922 | 4 | 10168.4864 | 21548.8805 | 207.2983 | 439.3031 | 150.0588 | 22.8434 | 58.5109 | 4634137.0008 | 0 | 2288713.0484 | 0 | 0 | 0 | 2675630.4765 | 3743407.405 | 9739578.1895 | 6647462.2426 | 29728928.3629 | 961560.8286 | 34069368.3502 | 34069368.3502 | 25261752.1078 | 13146991.7455 | 0 | 64759857.5417 | 137237969.7453 | 3162.2777 | 6.3687 | 10168.4864 | 21548.8805 | 207.2983 | 439.3031
1 | 7000 | 707 | 0.03 | 15 | 15 | 7 | 4.217e-12 | 5spot_SharedNeighbor | CO2 | Porous | Wet | R245fa | MinimizeLCOE_Brownfield | IgnoreSilica | 68.8124 | 14.1449 | 2.032 | 4 | 8500.8367 | 17418.089 | 173.3011 | 355.0913 | 150.5722 | 22.6608 | 55.271 | 5355002.5151 | 0 | 2686986.2654 | 0 | 0 | 0 | 2955695.8692 | 4289097.0134 | 11159350.6141 | 7616486.0958 | 34062618.373 | 961560.8286 | 34069368.3502 | 34069368.3502 | 25261752.1078 | 13146991.7455 | 0 | 69093547.5518 | 141571659.7554 | 4216.965 | 8.1279 | 8500.8367 | 17418.089 | 173.3011 | 355.0913
1 | 7000 | 707 | 0.03 | 15 | 15 | 7 | 5.6234e-12 | 5spot_SharedNeighbor | CO2 | Porous | Wet | R245fa | MinimizeLCOE_Brownfield | IgnoreSilica | 82.2003 | 17.1693 | 2.5252 | 4 | 7258.1698 | 14433.6555 | 147.9676 | 294.2496 | 150.7091 | 22.3988 | 85.4015 | 6072974.154 | 0 | 3097639.4152 | 0 | 0 | 0 | 3189484.5964 | 4820438.2846 | 12541791.6086 | 8560030.4809 | 38282358.5398 | 961560.8286 | 34069368.3502 | 34069368.3502 | 25261752.1078 | 13146991.7455 | 0 | 73313287.7187 | 145791399.9222 | 5623.4133 | 10.1008 | 7258.1698 | 14433.6555 | 147.9676 | 294.2496
1 | 7000 | 707 | 0.03 | 15 | 15 | 7 | 7.4989e-12 | 5spot_SharedNeighbor | CO2 | Porous | Wet | R245fa | MinimizeLCOE_Brownfield | IgnoreSilica | 95.6381 | 20.2423 | 3.0452 | 4 | 6332.6962 | 12282.9401 | 129.1006 | 250.4043 | 150.5233 | 22.0708 | 89.5922 | 6744113.2572 | 0 | 3496527.7636 | 0 | 0 | 0 | 3353892.159 | 5301867.9401 | 13794372.8174 | 9414942.8939 | 42105716.8312 | 961560.8286 | 34069368.3502 | 34069368.3502 | 25261752.1078 | 13146991.7455 | 0 | 77136646.01 | 149614758.2136 | 7498.9421 | 12.1807 | 6332.6962 | 12282.9401 | 129.1006 | 250.4043
1 | 7000 | 707 | 0.03 | 15 | 15 | 7 | 1e-11 | 5spot_SharedNeighbor | CO2 | Porous | Wet | R245fa | MinimizeLCOE_Brownfield | IgnoreSilica | 108.3512 | 23.1845 | 3.5602 | 4 | 5644.8731 | 10734.3836 | 115.0784 | 218.8349 | 150.1002 | 21.7025 | 98.0417 | 7336889.1278 | 0 | 3863664.9574 | 0 | 0 | 0 | 3443363.4137 | 5711127.8246 | 14859183.0862 | 10141697.782 | 45355926.1918 | 961560.8286 | 34069368.3502 | 34069368.3502 | 25261752.1078 | 13146991.7455 | 0 | 80386855.3707 | 152864967.5742 | 10000 | 14.2407 | 5644.8731 | 10734.3836 | 115.0784 | 218.8349
1 | 7000 | 707 | 0.03 | 15 | 15 | 7 | 1.3335e-11 | 5spot_SharedNeighbor | CO2 | Porous | Wet | R245fa | MinimizeLCOE_Brownfield | IgnoreSilica | 119.6741 | 25.8365 | 4.0399 | 4 | 5134.607 | 9619.7637 | 104.6759 | 196.1119 | 149.5432 | 21.3278 | 77.8953 | 7831857.7673 | 0 | 4183428.822 | 0 | 0 | 0 | 3463590.8142 | 6036762.1873 | 15706416.9013 | 10719952.2697 | 47942008.7618 | 961560.8286 | 34069368.3502 | 34069368.3502 | 25261752.1078 | 13146991.7455 | 0 | 82972937.9407 | 155451050.1442 | 13335.2143 | 16.1595 | 5134.607 | 9619.7637 | 104.6759 | 196.1119
1 | 7000 | 707 | 0.03 | 15 | 15 | 7 | 1.7783e-11 | 5spot_SharedNeighbor | CO2 | Porous | Wet | R245fa | MinimizeLCOE_Brownfield | IgnoreSilica | 129.3233 | 28.1212 | 4.4647 | 4 | 4756.2469 | 8814.6372 | 96.9625 | 179.6983 | 148.9422 | 20.9736 | 96.1139 | 8229596.0675 | 0 | 4451164.3389 | 0 | 0 | 0 | 3433544.3469 | 6284578.8538 | 16351185.0332 | 11160019.7684 | 49910088.4087 | 961560.8286 | 34069368.3502 | 34069368.3502 | 25261752.1078 | 13146991.7455 | 0 | 84941017.5876 | 157419129.7911 | 17782.7941 | 17.8588 | 4756.2469 | 8814.6372 | 96.9625 | 179.6983
1 | 7000 | 707 | 0.03 | 15 | 15 | 7 | 2.3714e-11 | 5spot_SharedNeighbor | CO2 | Porous | Wet | R245fa | MinimizeLCOE_Brownfield | IgnoreSilica | 137.2233 | 30.0105 | 4.8249 | 4 | 4475.7701 | 8231.2013 | 91.2446 | 167.8042 | 148.3678 | 20.6606 | 109.0176 | 8538959.2786 | 0 | 4667394.3962 | 0 | 0 | 0 | 3372656.2613 | 6465813.8751 | 16822721.3822 | 11481853.0157 | 51349398.2091 | 961560.8286 | 34069368.3502 | 34069368.3502 | 25261752.1078 | 13146991.7455 | 0 | 86380327.3879 | 158858439.5915 | 23713.7371 | 19.2995 | 4475.7701 | 8231.2013 | 91.2446 | 167.8042
1 | 7000 | 707 | 0.03 | 15 | 15 | 7 | 3.1623e-11 | 5spot_SharedNeighbor | CO2 | Porous | Wet | R245fa | MinimizeLCOE_Brownfield | IgnoreSilica | 143.5445 | 31.5347 | 5.121 | 4 | 4267.5362 | 7805.8139 | 86.9995 | 159.1321 | 147.8548 | 20.395 | 109.9672 | 8775871.492 | 0 | 4838619.951 | 0 | 0 | 0 | 3298983.2972 | 6596255.1487 | 17162102.8189 | 11713487.8198 | 52385320.5277 | 961560.8286 | 34069368.3502 | 34069368.3502 | 25261752.1078 | 13146991.7455 | 0 | 87416249.7065 | 159894361.9101 | 31622.7766 | 20.484 | 4267.5362 | 7805.8139 | 86.9995 | 159.1321
1 | 7000 | 707 | 0.03 | 15 | 15 | 7 | 4.217e-11 | 5spot_SharedNeighbor | CO2 | Porous | Wet | R245fa | MinimizeLCOE_Brownfield | IgnoreSilica | 148.4903 | 32.736 | 5.3583 | 4 | 4112.6978 | 7494.2622 | 83.8429 | 152.7807 | 147.4202 | 20.1776 | 106.2956 | 8954598.7975 | 0 | 4971539.3822 | 0 | 0 | 0 | 3223826.3541 | 6688486.1682 | 17402069.0124 | 11877269.6777 | 53117789.3921 | 961560.8286 | 34069368.3502 | 34069368.3502 | 25261752.1078 | 13146991.7455 | 0 | 88148718.5709 | 160626830.7745 | 42169.6503 | 21.4333 | 4112.6978 | 7494.2622 | 83.8429 | 152.7807
1 | 7000 | 707 | 0.03 | 15 | 15 | 7 | 5.6234e-11 | 5spot_SharedNeighbor | CO2 | Porous | Wet | R245fa | MinimizeLCOE_Brownfield | IgnoreSilica | 152.3265 | 33.6727 | 5.5455 | 4 | 3997.3789 | 7264.8246 | 81.492 | 148.1033 | 147.0631 | 20.0032 | 94.8866 | 9089176.975 | 0 | 5074025.4397 | 0 | 0 | 0 | 3154875.7565 | 6754050.4868 | 17572653.9203 | 11993697.3825 | 53638479.9608 | 961560.8286 | 34069368.3502 | 34069368.3502 | 25261752.1078 | 13146991.7455 | 0 | 88669409.1397 | 161147521.3432 | 56234.1325 | 22.1819 | 3997.3789 | 7264.8246 | 81.492 | 148.1033
1 | 7000 | 707 | 0.03 | 15 | 15 | 7 | 7.4989e-11 | 5spot_SharedNeighbor | CO2 | Porous | Wet | R245fa | MinimizeLCOE_Brownfield | IgnoreSilica | 155.2501 | 34.3905 | 5.6907 | 4 | 3911.3681 | 7095.4281 | 79.7385 | 144.6499 | 146.7789 | 19.867 | 99.8724 | 9189345.4728 | 0 | 5151787.0857 | 0 | 0 | 0 | 3094555.9417 | 6799918.5151 | 17691993.1211 | 12075148.8393 | 54002748.9756 | 961560.8286 | 34069368.3502 | 34069368.3502 | 25261752.1078 | 13146991.7455 | 0 | 89033678.1545 | 161511790.358 | 74989.4209 | 22.7628 | 3911.3681 | 7095.4281 | 79.7385 | 144.6499
1 | 7000 | 707 | 0.03 | 15 | 15 | 7 | 1e-10 | 5spot_SharedNeighbor | CO2 | Porous | Wet | R245fa | MinimizeLCOE_Brownfield | IgnoreSilica | 157.4887 | 34.9416 | 5.8028 | 4 | 3847.1381 | 6969.708 | 78.4291 | 142.0869 | 146.5543 | 19.7606 | 99.5297 | 9264631.4782 | 0 | 5211129.1174 | 0 | 0 | 0 | 3044654.3309 | 6832961.8213 | 17777965.0259 | 12133826.4309 | 54265168.2046 | 961560.8286 | 34069368.3502 | 34069368.3502 | 25261752.1078 | 13146991.7455 | 0 | 89296097.3835 | 161774209.5871 | 100000 | 23.211 | 3847.1381 | 6969.708 | 78.4291 | 142.0869
1 | 7000 | 707 | 0.03 | 15 | 15 | 7 | 1.3335e-10 | 5spot_SharedNeighbor | CO2 | Porous | Wet | R245fa | MinimizeLCOE_Brownfield | IgnoreSilica | 159.1749 | 35.3583 | 5.8883 | 4 | 3799.1258 | 6876.348 | 77.4503 | 140.1837 | 146.381 | 19.6794 | 104.4912 | 9320525.2323 | 0 | 5255717.3455 | 0 | 0 | 0 | 3003928.5244 | 6856266.7299 | 17838599.6175 | 12175210.7855 | 54450248.2352 | 961560.8286 | 34069368.3502 | 34069368.3502 | 25261752.1078 | 13146991.7455 | 0 | 89481177.414 | 161959289.6176 | 133352.1432 | 23.5531 | 3799.1258 | 6876.348 | 77.4503 | 140.1837
1 | 7000 | 707 | 0.03 | 15 | 15 | 7 | 1.7783e-10 | 5spot_SharedNeighbor | CO2 | Porous | Wet | R245fa | MinimizeLCOE_Brownfield | IgnoreSilica | 160.4628 | 35.6768 | 5.9536 | 4 | 3763.2086 | 6806.6772 | 76.7181 | 138.7633 | 146.2463 | 19.6167 | 129.5953 | 9362744.6404 | 0 | 5289709.6479 | 0 | 0 | 0 | 2971965.8616 | 6873523.8585 | 17883499.1262 | 12205855.6228 | 54587298.7574 | 961560.8286 | 34069368.3502 | 34069368.3502 | 25261752.1078 | 13146991.7455 | 0 | 89618227.9363 | 162096340.1398 | 177827.941 | 23.8143 | 3763.2086 | 6806.6772 | 76.7181 | 138.7633
1 | 7000 | 707 | 0.03 | 15 | 15 | 7 | 2.3714e-10 | 5spot_SharedNeighbor | CO2 | Porous | Wet | R245fa | MinimizeLCOE_Brownfield | IgnoreSilica | 161.425 | 35.9155 | 6.0029 | 4 | 3736.3236 | 6754.7749 | 76.17 | 137.7052 | 146.1444 | 19.5694 | 81.5888 | 9394017.2572 | 0 | 5315070.3884 | 0 | 0 | 0 | 2946718.2077 | 6885764.2828 | 17915346.1994 | 12227591.9046 | 54684508.2401 | 961560.8286 | 34069368.3502 | 34069368.3502 | 25261752.1078 | 13146991.7455 | 0 | 89715437.419 | 162193549.6225 | 237137.3706 | 24.0117 | 3736.3236 | 6754.7749 | 76.17 | 137.7052
1 | 7000 | 707 | 0.03 | 15 | 15 | 7 | 3.1623e-10 | 5spot_SharedNeighbor | CO2 | Porous | Wet | R245fa | MinimizeLCOE_Brownfield | IgnoreSilica | 162.1561 | 36.0968 | 6.0403 | 4 | 3716.1903 | 6715.9442 | 75.7596 | 136.9136 | 146.0661 | 19.5333 | 95.8696 | 9417623.4285 | 0 | 5334317.9755 | 0 | 0 | 0 | 2927351.5612 | 6894924.2564 | 17939178.5718 | 12243857.9885 | 54757253.782 | 961560.8286 | 34069368.3502 | 34069368.3502 | 25261752.1078 | 13146991.7455 | 0 | 89788182.9609 | 162266295.1644 | 316227.766 | 24.1614 | 3716.1903 | 6715.9442 | 75.7596 | 136.9136
1 | 7000 | 707 | 0.03 | 15 | 15 | 7 | 4.217e-10 | 5spot_SharedNeighbor | CO2 | Porous | Wet | R245fa | MinimizeLCOE_Brownfield | IgnoreSilica | 162.7091 | 36.234 | 6.0686 | 4 | 3701.108 | 6686.8816 | 75.4521 | 136.3211 | 146.0065 | 19.5059 | 104.0046 | 9435394.0345 | 0 | 5348867.8242 | 0 | 0 | 0 | 2912563.4537 | 6901761.8718 | 17956968.6444 | 12256000.0786 | 54811555.9073 | 961560.8286 | 34069368.3502 | 34069368.3502 | 25261752.1078 | 13146991.7455 | 0 | 89842485.0861 | 162320597.2897 | 421696.5034 | 24.2745 | 3701.108 | 6686.8816 | 75.4521 | 136.3211
1 | 7000 | 707 | 0.03 | 15 | 15 | 7 | 5.6234e-10 | 5spot_SharedNeighbor | CO2 | Porous | Wet | R245fa | MinimizeLCOE_Brownfield | IgnoreSilica | 163.1159 | 36.3353 | 6.0898 | 4 | 3689.8066 | 6665.212 | 75.2217 | 135.8794 | 145.9624 | 19.4857 | 127.6605 | 9448412.6354 | 0 | 5359561.8753 | 0 | 0 | 0 | 2901047.3466 | 6906518.5244 | 17969344.4786 | 12264446.8398 | 54849331.7001 | 961560.8286 | 34069368.3502 | 34069368.3502 | 25261752.1078 | 13146991.7455 | 0 | 89880260.879 | 162358373.0825 | 562341.3252 | 24.3591 | 3689.8066 | 6665.212 | 75.2217 | 135.8794
1 | 7000 | 707 | 0.03 | 15 | 15 | 7 | 7.4989e-10 | 5spot_SharedNeighbor | CO2 | Porous | Wet | R245fa | MinimizeLCOE_Brownfield | IgnoreSilica | 163.413 | 36.4096 | 6.1055 | 4 | 3681.3366 | 6649.0603 | 75.049 | 135.5501 | 145.93 | 19.4708 | 114.9914 | 9457894.5047 | 0 | 5367370.0985 | 0 | 0 | 0 | 2892085.7149 | 6909766.6241 | 17977795.3679 | 12270214.7453 | 54875127.0555 | 961560.8286 | 34069368.3502 | 34069368.3502 | 25261752.1078 | 13146991.7455 | 0 | 89906056.2344 | 162384168.4379 | 749894.2093 | 24.4221 | 3681.3366 | 6649.0603 | 75.049 | 135.5501
1 | 7000 | 707 | 0.03 | 15 | 15 | 7 | 1e-09 | 5spot_SharedNeighbor | CO2 | Porous | Wet | R245fa | MinimizeLCOE_Brownfield | IgnoreSilica | 163.6519 | 36.4689 | 6.1177 | 4 | 3674.9878 | 6636.8272 | 74.9196 | 135.3007 | 145.9039 | 19.4589 | 61.4521 | 9465506.7269 | 0 | 5373647.4887 | 0 | 0 | 0 | 2885704.8426 | 6912695.0327 | 17985414.4864 | 12275414.9503 | 54898383.5276 | 961560.8286 | 34069368.3502 | 34069368.3502 | 25261752.1078 | 13146991.7455 | 0 | 89929312.7065 | 162407424.91 | 1000000 | 24.4706 | 3674.9878 | 6636.8272 | 74.9196 | 135.3007
1 | 7000 | 707 | 0.03 | 15 | 15 | 7 | 1.3335e-09 | 5spot_SharedNeighbor | CO2 | Porous | Wet | R245fa | MinimizeLCOE_Brownfield | IgnoreSilica | 163.8345 | 36.514 | 6.1268 | 4 | 3670.2284 | 6627.6344 | 74.8226 | 135.1133 | 145.884 | 19.4498 | 69.1963 | 9471315.6799 | 0 | 5378444.0884 | 0 | 0 | 0 | 2880966.14 | 6914983.1043 | 17991367.5792 | 12279478.0585 | 54916554.6504 | 961560.8286 | 34069368.3502 | 34069368.3502 | 25261752.1078 | 13146991.7455 | 0 | 89947483.8292 | 162425596.0328 | 1333521.4322 | 24.5073 | 3670.2284 | 6627.6344 | 74.8226 | 135.1133
1 | 7000 | 707 | 0.03 | 15 | 15 | 7 | 1.7783e-09 | 5spot_SharedNeighbor | CO2 | Porous | Wet | R245fa | MinimizeLCOE_Brownfield | IgnoreSilica | 163.964 | 36.5463 | 6.1336 | 4 | 3666.6602 | 6620.8099 | 74.7498 | 134.9742 | 145.8698 | 19.4433 | 70.3953 | 9475427.9192 | 0 | 5381844.2656 | 0 | 0 | 0 | 2877200.7113 | 6916444.4295 | 17995169.6477 | 12282073.0483 | 54928160.0217 | 961560.8286 | 34069368.3502 | 34069368.3502 | 25261752.1078 | 13146991.7455 | 0 | 89959089.2006 | 162437201.4041 | 1778279.41 | 24.5343 | 3666.6602 | 6620.8099 | 74.7498 | 134.9742
1 | 7000 | 707 | 0.03 | 15 | 15 | 7 | 2.3714e-09 | 5spot_SharedNeighbor | CO2 | Porous | Wet | R245fa | MinimizeLCOE_Brownfield | IgnoreSilica | 164.0586 | 36.57 | 6.1386 | 4 | 3663.985 | 6615.7161 | 74.6953 | 134.8703 | 145.8594 | 19.4385 | 72.4668 | 9478430.5453 | 0 | 5384329.2053 | 0 | 0 | 0 | 2874302.3222 | 6917454.2084 | 17997796.8853 | 12283866.192 | 54936179.3585 | 961560.8286 | 34069368.3502 | 34069368.3502 | 25261752.1078 | 13146991.7455 | 0 | 89967108.5374 | 162445220.7409 | 2371373.7057 | 24.5544 | 3663.985 | 6615.7161 | 74.6953 | 134.8703
1 | 7000 | 707 | 0.03 | 15 | 15 | 7 | 3.1623e-09 | 5spot_SharedNeighbor | CO2 | Porous | Wet | R245fa | MinimizeLCOE_Brownfield | IgnoreSilica | 164.1318 | 36.5882 | 6.1424 | 4 | 3661.9791 | 6611.8794 | 74.6544 | 134.7921 | 145.8513 | 19.4348 | 71.4219 | 9480750.627 | 0 | 5386250.0317 | 0 | 0 | 0 | 2872177.0358 | 6918279.3008 | 17999943.6065 | 12285331.3733 | 54942731.9751 | 961560.8286 | 34069368.3502 | 34069368.3502 | 25261752.1078 | 13146991.7455 | 0 | 89973661.154 | 162451773.3575 | 3162277.6602 | 24.5697 | 3661.9791 | 6611.8794 | 74.6544 | 134.7921
1 | 7000 | 707 | 0.03 | 15 | 15 | 7 | 4.217e-09 | 5spot_SharedNeighbor | CO2 | Porous | Wet | R245fa | MinimizeLCOE_Brownfield | IgnoreSilica | 164.1829 | 36.6011 | 6.1452 | 4 | 3660.475 | 6609.035 | 74.6237 | 134.7341 | 145.8457 | 19.4323 | 70.2315 | 9482369.9929 | 0 | 5387591.8455 | 0 | 0 | 0 | 2870484.7173 | 6918774.1567 | 18001231.1201 | 12286210.1278 | 54946661.9603 | 961560.8286 | 34069368.3502 | 34069368.3502 | 25261752.1078 | 13146991.7455 | 0 | 89977591.1392 | 162455703.3427 | 4216965.0343 | 24.5809 | 3660.475 | 6609.035 | 74.6237 | 134.7341
1 | 7000 | 707 | 0.03 | 15 | 15 | 7 | 5.6234e-09 | 5spot_SharedNeighbor | CO2 | Porous | Wet | R245fa | MinimizeLCOE_Brownfield | IgnoreSilica | 164.2218 | 36.6109 | 6.1473 | 4 | 3659.3473 | 6606.8977 | 74.6007 | 134.6905 | 145.8414 | 19.4303 | 72.7928 | 9483601.9977 | 0 | 5388612.911 | 0 | 0 | 0 | 2869227.7517 | 6919162.6375 | 18002241.8675 | 12286899.9836 | 54949747.149 | 961560.8286 | 34069368.3502 | 34069368.3502 | 25261752.1078 | 13146991.7455 | 0 | 89980676.3279 | 162458788.5314 | 5623413.2519 | 24.5893 | 3659.3473 | 6606.8977 | 74.6007 | 134.6905
1 | 7000 | 707 | 0.03 | 15 | 15 | 7 | 7.4989e-09 | 5spot_SharedNeighbor | CO2 | Porous | Wet | R245fa | MinimizeLCOE_Brownfield | IgnoreSilica | 164.2561 | 36.6193 | 6.149 | 4 | 3658.5016 | 6605.2522 | 74.5835 | 134.657 | 145.8376 | 19.4286 | 70.5533 | 9484687.9864 | 0 | 5389512.381 | 0 | 0 | 0 | 2868412.2321 | 6919618.9138 | 18003429.0047 | 12287710.2292 | 54953370.7471 | 961560.8286 | 34069368.3502 | 34069368.3502 | 25261752.1078 | 13146991.7455 | 0 | 89984299.9259 | 162462412.1295 | 7498942.0933 | 24.5959 | 3658.5016 | 6605.2522 | 74.5835 | 134.657
1 | 7000 | 707 | 0.03 | 15 | 15 | 7 | 1e-08 | 5spot_SharedNeighbor | CO2 | Porous | Wet | R245fa | MinimizeLCOE_Brownfield | IgnoreSilica | 164.2755 | 36.6243 | 6.1501 | 4 | 3657.8674 | 6604.0711 | 74.5706 | 134.6329 | 145.8355 | 19.4276 | 74.6902 | 9485303.2159 | 0 | 5390022.8743 | 0 | 0 | 0 | 2867642.6919 | 6919757.825 | 18003790.4232 | 12287956.9048 | 54954473.9351 | 961560.8286 | 34069368.3502 | 34069368.3502 | 25261752.1078 | 13146991.7455 | 0 | 89985403.114 | 162463515.3176 | 10000000 | 24.6005 | 3657.8674 | 6604.0711 | 74.5706 | 134.6329

## Water (R245fa)
Time [year] | Depth [m] | Res Length [m] | Temp Gradient [C/m] | Temp Surface Air [C] | Temp Surface Rock [C] | dT Approach [C] | Transmissivity [m^3] | Config Number [-] | Fluid | Reservoir | Cooling Wet/Dry | orcFluid | Method | Silica? | mass flow [kg/s] | Reservoir Heat [MWth] | Electric Power I-P Pair [MWe] | N_IP_Multiplier | SpCC (Brownfield) [$/kWe] | SpCC (Greenfield) [$/kWe] | LCOE (Brownfield) [$/MWh] | LCOE (Greenfield) [$/MWh] | Temp Production [C] | dP Surface [Mpa] | SolveTime [s] | C_T_G_N | C_pump_orc_N | C_coolingTowers_N | C_heatExchanger_N | C_recuperator_N | C_pump_prod_N | C_pump_inj_N | C_plant_otherEquipment_N | C_plant_installation_N | C_plant_indirectContingency_N | C_surfacePlant_N | C_gatheringSystem_N | C_wells_production_N | C_wells_injection_N | C_wellfield_N | C_exploration_N | C_stimulation_N | CapitalCost_N (Brownfield) | CapitalCost_N (Greenfield) | Trans [mD-m] | Electric Power 5-spot [MW] | Sp CC (Brownfield) [$/kWe] | Sp CC (Greenfield) [$/kWe] | LCOE (Brownfield) [$/MWh] | LCOE (Greenfield) [$/MWh]
1 | 1000 | 707 | 0.03 | 15 | 15 | 7 | 1e-13 | 5spot_SharedNeighbor | Water | Porous | Wet | R245fa | MinimizeLCOE_Brownfield | IgnoreSilica | 0 | 0 | 0 | 0 | [6 empty] | 4.9233 | [19 empty] | 100 | 0
1 | 1000 | 707 | 0.03 | 15 | 15 | 7 | 1.3335e-13 | 5spot_SharedNeighbor | Water | Porous | Wet | R245fa | MinimizeLCOE_Brownfield | IgnoreSilica | 0 | 0 | 0 | 0 | [6 empty] | 6.4033 | [19 empty] | 133.3521 | 0
1 | 1000 | 707 | 0.03 | 15 | 15 | 7 | 1.7783e-13 | 5spot_SharedNeighbor | Water | Porous | Wet | R245fa | MinimizeLCOE_Brownfield | IgnoreSilica | 0 | 0 | 0 | 0 | [6 empty] | 8.4249 | [19 empty] | 177.8279 | 0
1 | 1000 | 707 | 0.03 | 15 | 15 | 7 | 2.3714e-13 | 5spot_SharedNeighbor | Water | Porous | Wet | R245fa | MinimizeLCOE_Brownfield | IgnoreSilica | 0 | 0 | 0 | 0 | [6 empty] | 10.7854 | [19 empty] | 237.1374 | 0
1 | 1000 | 707 | 0.03 | 15 | 15 | 7 | 3.1623e-13 | 5spot_SharedNeighbor | Water | Porous | Wet | R245fa | MinimizeLCOE_Brownfield | IgnoreSilica | 0 | 0 | 0 | 0 | [6 empty] | 9.9956 | [19 empty] | 316.2278 | 0
1 | 1000 | 707 | 0.03 | 15 | 15 | 7 | 4.217e-13 | 5spot_SharedNeighbor | Water | Porous | Wet | R245fa | MinimizeLCOE_Brownfield | IgnoreSilica | 0 | 0 | 0 | 0 | [6 empty] | 9.9895 | [19 empty] | 421.6965 | 0
1 | 1000 | 707 | 0.03 | 15 | 15 | 7 | 5.6234e-13 | 5spot_SharedNeighbor | Water | Porous | Wet | R245fa | MinimizeLCOE_Brownfield | IgnoreSilica | 0 | 0 | 0 | 0 | [6 empty] | 9.6263 | [19 empty] | 562.3413 | 0
1 | 1000 | 707 | 0.03 | 15 | 15 | 7 | 7.4989e-13 | 5spot_SharedNeighbor | Water | Porous | Wet | R245fa | MinimizeLCOE_Brownfield | IgnoreSilica | 0 | 0 | 0 | 0 | [6 empty] | 10.7441 | [19 empty] | 749.8942 | 0
1 | 1000 | 707 | 0.03 | 15 | 15 | 7 | 1e-12 | 5spot_SharedNeighbor | Water | Porous | Wet | R245fa | MinimizeLCOE_Brownfield | IgnoreSilica | 0 | 0 | 0 | 0 | [6 empty] | 10.9453 | [19 empty] | 1000 | 0
1 | 1000 | 707 | 0.03 | 15 | 15 | 7 | 1.3335e-12 | 5spot_SharedNeighbor | Water | Porous | Wet | R245fa | MinimizeLCOE_Brownfield | IgnoreSilica | 0 | 0 | 0 | 0 | [6 empty] | 10.4059 | [19 empty] | 1333.5214 | 0
1 | 1000 | 707 | 0.03 | 15 | 15 | 7 | 1.7783e-12 | 5spot_SharedNeighbor | Water | Porous | Wet | R245fa | MinimizeLCOE_Brownfield | IgnoreSilica | 0 | 0 | 0 | 0 | [6 empty] | 12.356 | [19 empty] | 1778.2794 | 0
1 | 1000 | 707 | 0.03 | 15 | 15 | 7 | 2.3714e-12 | 5spot_SharedNeighbor | Water | Porous | Wet | R245fa | MinimizeLCOE_Brownfield | IgnoreSilica | 0 | 0 | 0 | 0 | [6 empty] | 12.8355 | [19 empty] | 2371.3737 | 0
1 | 1000 | 707 | 0.03 | 15 | 15 | 7 | 3.1623e-12 | 5spot_SharedNeighbor | Water | Porous | Wet | R245fa | MinimizeLCOE_Brownfield | IgnoreSilica | 0 | 0 | 0 | 0 | [6 empty] | 14.5674 | [19 empty] | 3162.2777 | 0
1 | 1000 | 707 | 0.03 | 15 | 15 | 7 | 4.217e-12 | 5spot_SharedNeighbor | Water | Porous | Wet | R245fa | MinimizeLCOE_Brownfield | IgnoreSilica | 0 | 0 | 0 | 0 | [6 empty] | 16.4268 | [19 empty] | 4216.965 | 0
1 | 1000 | 707 | 0.03 | 15 | 15 | 7 | 5.6234e-12 | 5spot_SharedNeighbor | Water | Porous | Wet | R245fa | MinimizeLCOE_Brownfield | IgnoreSilica | 0 | 0 | 0 | 0 | [6 empty] | 17.1828 | [19 empty] | 5623.4133 | 0
1 | 1000 | 707 | 0.03 | 15 | 15 | 7 | 7.4989e-12 | 5spot_SharedNeighbor | Water | Porous | Wet | R245fa | MinimizeLCOE_Brownfield | IgnoreSilica | 0 | 0 | 0 | 0 | [6 empty] | 16.3578 | [19 empty] | 7498.9421 | 0
1 | 1000 | 707 | 0.03 | 15 | 15 | 7 | 1e-11 | 5spot_SharedNeighbor | Water | Porous | Wet | R245fa | MinimizeLCOE_Brownfield | IgnoreSilica | 0 | 0 | 0 | 0 | [6 empty] | 15.8928 | [19 empty] | 10000 | 0
1 | 1000 | 707 | 0.03 | 15 | 15 | 7 | 1.3335e-11 | 5spot_SharedNeighbor | Water | Porous | Wet | R245fa | MinimizeLCOE_Brownfield | IgnoreSilica | 0 | 0 | 0 | 0 | [6 empty] | 16.0037 | [19 empty] | 13335.2143 | 0
1 | 1000 | 707 | 0.03 | 15 | 15 | 7 | 1.7783e-11 | 5spot_SharedNeighbor | Water | Porous | Wet | R245fa | MinimizeLCOE_Brownfield | IgnoreSilica | 0 | 0 | 0 | 0 | [6 empty] | 15.5124 | [19 empty] | 17782.7941 | 0
1 | 1000 | 707 | 0.03 | 15 | 15 | 7 | 2.3714e-11 | 5spot_SharedNeighbor | Water | Porous | Wet | R245fa | MinimizeLCOE_Brownfield | IgnoreSilica | 0 | 0 | 0 | 0 | [6 empty] | 15.4078 | [19 empty] | 23713.7371 | 0
1 | 1000 | 707 | 0.03 | 15 | 15 | 7 | 3.1623e-11 | 5spot_SharedNeighbor | Water | Porous | Wet | R245fa | MinimizeLCOE_Brownfield | IgnoreSilica | 0 | 0 | 0 | 0 | [6 empty] | 28.7523 | [19 empty] | 31622.7766 | 0
1 | 1000 | 707 | 0.03 | 15 | 15 | 7 | 4.217e-11 | 5spot_SharedNeighbor | Water | Porous | Wet | R245fa | MinimizeLCOE_Brownfield | IgnoreSilica | 0 | 0 | 0 | 0 | [6 empty] | 14.4836 | [19 empty] | 42169.6503 | 0
1 | 1000 | 707 | 0.03 | 15 | 15 | 7 | 5.6234e-11 | 5spot_SharedNeighbor | Water | Porous | Wet | R245fa | MinimizeLCOE_Brownfield | IgnoreSilica | 0 | 0 | 0 | 0 | [6 empty] | 14.4084 | [19 empty] | 56234.1325 | 0
1 | 1000 | 707 | 0.03 | 15 | 15 | 7 | 7.4989e-11 | 5spot_SharedNeighbor | Water | Porous | Wet | R245fa | MinimizeLCOE_Brownfield | IgnoreSilica | 0 | 0 | 0 | 0 | [6 empty] | 14.215 | [19 empty] | 74989.4209 | 0
1 | 1000 | 707 | 0.03 | 15 | 15 | 7 | 1e-10 | 5spot_SharedNeighbor | Water | Porous | Wet | R245fa | MinimizeLCOE_Brownfield | IgnoreSilica | 0 | 0 | 0 | 0 | [6 empty] | 15.6963 | [19 empty] | 100000 | 0
1 | 1000 | 707 | 0.03 | 15 | 15 | 7 | 1.3335e-10 | 5spot_SharedNeighbor | Water | Porous | Wet | R245fa | MinimizeLCOE_Brownfield | IgnoreSilica | 0 | 0 | 0 | 0 | [6 empty] | 14.4699 | [19 empty] | 133352.1432 | 0
1 | 1000 | 707 | 0.03 | 15 | 15 | 7 | 1.7783e-10 | 5spot_SharedNeighbor | Water | Porous | Wet | R245fa | MinimizeLCOE_Brownfield | IgnoreSilica | 0 | 0 | 0 | 0 | [6 empty] | 14.6253 | [19 empty] | 177827.941 | 0
1 | 1000 | 707 | 0.03 | 15 | 15 | 7 | 2.3714e-10 | 5spot_SharedNeighbor | Water | Porous | Wet | R245fa | MinimizeLCOE_Brownfield | IgnoreSilica | 0 | 0 | 0 | 0 | [6 empty] | 14.0499 | [19 empty] | 237137.3706 | 0
1 | 1000 | 707 | 0.03 | 15 | 15 | 7 | 3.1623e-10 | 5spot_SharedNeighbor | Water | Porous | Wet | R245fa | MinimizeLCOE_Brownfield | IgnoreSilica | 0 | 0 | 0 | 0 | [6 empty] | 14.5093 | [19 empty] | 316227.766 | 0
1 | 1000 | 707 | 0.03 | 15 | 15 | 7 | 4.217e-10 | 5spot_SharedNeighbor | Water | Porous | Wet | R245fa | MinimizeLCOE_Brownfield | IgnoreSilica | 0 | 0 | 0 | 0 | [6 empty] | 13.7279 | [19 empty] | 421696.5034 | 0
1 | 1000 | 707 | 0.03 | 15 | 15 | 7 | 5.6234e-10 | 5spot_SharedNeighbor | Water | Porous | Wet | R245fa | MinimizeLCOE_Brownfield | IgnoreSilica | 3.7 | 0.10488 | 3.0893e-05 | 4 | 37039641.0287 | 91186527.7004 | 755103.1822 | 1858960.7061 | 43.8242 | 0 | 15.2606 | 31567.9901 | 723.7357 | 59794.966 | 70191.8822 | 0 | 6361.9991 | 0 | 65769.8235 | 171119.5895 | 116792.636 | 522322.622 | 961560.8286 | 3093179.1987 | 3093179.1987 | 1478867.319 | 2118992.7493 | 0 | 4577062.6493 | 11268101.9164 | 562341.3252 | 0.00012357 | 37039641.0287 | 91186527.7004 | 755103.1822 | 1858960.7061
1 | 1000 | 707 | 0.03 | 15 | 15 | 7 | 7.4989e-10 | 5spot_SharedNeighbor | Water | Porous | Wet | R245fa | MinimizeLCOE_Brownfield | IgnoreSilica | 5.0593 | 0.14546 | 8.3721e-05 | 4 | 14083913.5961 | 34064177.3904 | 287119.6286 | 694444.3313 | 44.0515 | 0 | 27.9702 | 39815.0146 | 919.638 | 77660.9947 | 87754.7579 | 0 | 7495.3759 | 0 | 83321.8546 | 216786.374 | 147961.1548 | 661715.1645 | 961560.8286 | 3093179.1987 | 3093179.1987 | 1478867.319 | 2118992.7493 | 0 | 4716455.1918 | 11407494.4589 | 749894.2093 | 0.00033488 | 14083913.5961 | 34064177.3904 | 287119.6286 | 694444.3313
1 | 1000 | 707 | 0.03 | 15 | 15 | 7 | 1e-09 | 5spot_SharedNeighbor | Water | Porous | Wet | R245fa | MinimizeLCOE_Brownfield | IgnoreSilica | 6.3692 | 0.18457 | 0.00014923 | 4 | 8112762.3371 | 19322300.2913 | 165389.6336 | 393911.2268 | 44.1769 | 0 | 40.2549 | 47081.9164 | 1092.6911 | 93947.8051 | 104679.6793 | 0 | 7557.3262 | 0 | 99200.1731 | 258098.5015 | 176157.5307 | 787815.6234 | 961560.8286 | 3093179.1987 | 3093179.1987 | 1478867.319 | 2118992.7493 | 0 | 4842555.6507 | 11533594.9178 | 1000000 | 0.00059691 | 8112762.3371 | 19322300.2913 | 165389.6336 | 393911.2268
1 | 1000 | 707 | 0.03 | 15 | 15 | 7 | 1.3335e-09 | 5spot_SharedNeighbor | Water | Porous | Wet | R245fa | MinimizeLCOE_Brownfield | IgnoreSilica | 7.6339 | 0.22222 | 0.0002246 | 4 | 5518381.1252 | 12966144.3842 | 112499.6634 | 264332.3913 | 44.2494 | 0 | 38.7397 | 53613.3385 | 1248.4378 | 108982.7825 | 120986.4047 | 0 | 6701.6462 | 0 | 113697.7178 | 295818.1391 | 201901.9584 | 902950.4249 | 961560.8286 | 3093179.1987 | 3093179.1987 | 1478867.319 | 2118992.7493 | 0 | 4957690.4522 | 11648729.7193 | 1333521.4322 | 0.0008984 | 5518381.1252 | 12966144.3842 | 112499.6634 | 264332.3913
1 | 1000 | 707 | 0.03 | 15 | 15 | 7 | 1.7783e-09 | 5spot_SharedNeighbor | Water | Porous | Wet | R245fa | MinimizeLCOE_Brownfield | IgnoreSilica | 10.1017 | 0.2962 | 0.00033471 | 4 | 3873551.3699 | 8871130.6025 | 78967.584 | 180849.9964 | 44.3657 | 0 | 41.5487 | 65580.7178 | 1534.6342 | 137133.138 | 152955.4914 | 0 | 8083.4198 | 0 | 142462.0865 | 370657.126 | 252981.1047 | 1131387.7183 | 961560.8286 | 3093179.1987 | 3093179.1987 | 1478867.319 | 2118992.7493 | 0 | 5186127.7456 | 11877167.0127 | 1778279.41 | 0.0013389 | 3873551.3699 | 8871130.6025 | 78967.584 | 180849.9964
1 | 1000 | 707 | 0.03 | 15 | 15 | 7 | 2.3714e-09 | 5spot_SharedNeighbor | Water | Porous | Wet | R245fa | MinimizeLCOE_Brownfield | IgnoreSilica | 12.0897 | 0.35564 | 0.00044755 | 4 | 2993859.2727 | 6731432.0278 | 61033.8708 | 137229.3468 | 44.418 | 0 | 40.3492 | 74506.5795 | 1748.3358 | 158730.5554 | 178661.9313 | 0 | 7660.0739 | 0 | 164309.9156 | 427500.6958 | 291778.0091 | 1304896.0965 | 961560.8286 | 3093179.1987 | 3093179.1987 | 1478867.319 | 2118992.7493 | 0 | 5359636.1238 | 12050675.3908 | 2371373.7057 | 0.0017902 | 2993859.2727 | 6731432.0278 | 61033.8708 | 137229.3468
1 | 1000 | 707 | 0.03 | 15 | 15 | 7 | 3.1623e-09 | 5spot_SharedNeighbor | Water | Porous | Wet | R245fa | MinimizeLCOE_Brownfield | IgnoreSilica | 14.0109 | 0.41309 | 0.00056735 | 4 | 2432939.7214 | 5381315.2183 | 49598.767 | 109705.3895 | 44.4546 | 0 | 46.2871 | 82701.5679 | 1944.7344 | 178924.6954 | 203505.8581 | 0 | 6429.739 | 0 | 184667.572 | 480467.1417 | 327928.6968 | 1466570.0052 | 961560.8286 | 3093179.1987 | 3093179.1987 | 1478867.319 | 2118992.7493 | 0 | 5521310.0326 | 12212349.2996 | 3162277.6602 | 0.0022694 | 2432939.7214 | 5381315.2183 | 49598.767 | 109705.3895
1 | 1000 | 707 | 0.03 | 15 | 15 | 7 | 4.217e-09 | 5spot_SharedNeighbor | Water | Porous | Wet | R245fa | MinimizeLCOE_Brownfield | IgnoreSilica | 15.9988 | 0.47254 | 0.00069071 | 4 | 2052119.9389 | 4473918.555 | 41835.2407 | 91206.8812 | 44.4833 | 0 | 43.9332 | 90818.283 | 2139.4073 | 199237.6881 | 229213.8578 | 0 | 0 | 0 | 203349.6021 | 529073.952 | 361103.8436 | 1614936.6339 | 961560.8286 | 3093179.1987 | 3093179.1987 | 1478867.319 | 2118992.7493 | 0 | 5669676.6612 | 12360715.9283 | 4216965.0343 | 0.0027628 | 2052119.9389 | 4473918.555 | 41835.2407 | 91206.8812
1 | 1000 | 707 | 0.03 | 15 | 15 | 7 | 5.6234e-09 | 5spot_SharedNeighbor | Water | Porous | Wet | R245fa | MinimizeLCOE_Brownfield | IgnoreSilica | 18.3035 | 0.54146 | 0.00081227 | 4 | 1804078.873 | 3863437.553 | 36778.588 | 78761.4002 | 44.5089 | 0 | 39.869 | 99844.521 | 2356.0392 | 222159.6137 | 259018.75 | 0 | 0 | 0 | 227517.7803 | 591954.5941 | 404021.1739 | 1806872.4723 | 961560.8286 | 3093179.1987 | 3093179.1987 | 1478867.319 | 2118992.7493 | 0 | 5861612.4996 | 12552651.7667 | 5623413.2519 | 0.0032491 | 1804078.873 | 3863437.553 | 36778.588 | 78761.4002
1 | 1000 | 707 | 0.03 | 15 | 15 | 7 | 7.4989e-09 | 5spot_SharedNeighbor | Water | Porous | Wet | R245fa | MinimizeLCOE_Brownfield | IgnoreSilica | 20.382 | 0.60363 | 0.00092204 | 4 | 1635564.9141 | 3449757.2452 | 33343.203 | 70327.9676 | 44.5271 | 0 | 35.8151 | 107686.2675 | 2544.3462 | 242335.6508 | 285900.0171 | 0 | 0 | 0 | 249001.8498 | 647851.736 | 442172.1218 | 1977491.9893 | 961560.8286 | 3093179.1987 | 3093179.1987 | 1478867.319 | 2118992.7493 | 0 | 6032232.0166 | 12723271.2837 | 7498942.0933 | 0.0036882 | 1635564.9141 | 3449757.2452 | 33343.203 | 70327.9676
1 | 1000 | 707 | 0.03 | 15 | 15 | 7 | 1e-08 | 5spot_SharedNeighbor | Water | Porous | Wet | R245fa | MinimizeLCOE_Brownfield | IgnoreSilica | 22.148 | 0.65645 | 0.0010154 | 4 | 1520479.0145 | 3167866.9716 | 30997.0213 | 64581.2531 | 44.5399 | 0 | 43.372 | 114156.3691 | 2699.7768 | 259153.5213 | 308740.6019 | 0 | 0 | 0 | 267052.6049 | 694816.098 | 474226.2639 | 2120845.2358 | 961560.8286 | 3093179.1987 | 3093179.1987 | 1478867.319 | 2118992.7493 | 0 | 6175585.2632 | 12866624.5302 | 10000000 | 0.0040616 | 1520479.0145 | 3167866.9716 | 30997.0213 | 64581.2531
1 | 1100 | 707 | 0.03 | 15 | 15 | 7 | 1e-13 | 5spot_SharedNeighbor | Water | Porous | Wet | R245fa | MinimizeLCOE_Brownfield | IgnoreSilica | 0 | 0 | 0 | 0 | [6 empty] | 17.7492 | [19 empty] | 100 | 0
1 | 1100 | 707 | 0.03 | 15 | 15 | 7 | 1.3335e-13 | 5spot_SharedNeighbor | Water | Porous | Wet | R245fa | MinimizeLCOE_Brownfield | IgnoreSilica | 0 | 0 | 0 | 0 | [6 empty] | 7.4545 | [19 empty] | 133.3521 | 0
1 | 1100 | 707 | 0.03 | 15 | 15 | 7 | 1.7783e-13 | 5spot_SharedNeighbor | Water | Porous | Wet | R245fa | MinimizeLCOE_Brownfield | IgnoreSilica | 0 | 0 | 0 | 0 | [6 empty] | 9.1451 | [19 empty] | 177.8279 | 0
1 | 1100 | 707 | 0.03 | 15 | 15 | 7 | 2.3714e-13 | 5spot_SharedNeighbor | Water | Porous | Wet | R245fa | MinimizeLCOE_Brownfield | IgnoreSilica | 0 | 0 | 0 | 0 | [6 empty] | 10.2146 | [19 empty] | 237.1374 | 0
1 | 1100 | 707 | 0.03 | 15 | 15 | 7 | 3.1623e-13 | 5spot_SharedNeighbor | Water | Porous | Wet | R245fa | MinimizeLCOE_Brownfield | IgnoreSilica | 0 | 0 | 0 | 0 | [6 empty] | 10.3574 | [19 empty] | 316.2278 | 0
1 | 1100 | 707 | 0.03 | 15 | 15 | 7 | 4.217e-13 | 5spot_SharedNeighbor | Water | Porous | Wet | R245fa | MinimizeLCOE_Brownfield | IgnoreSilica | 0 | 0 | 0 | 0 | [6 empty] | 9.657 | [19 empty] | 421.6965 | 0
1 | 1100 | 707 | 0.03 | 15 | 15 | 7 | 5.6234e-13 | 5spot_SharedNeighbor | Water | Porous | Wet | R245fa | MinimizeLCOE_Brownfield | IgnoreSilica | 0 | 0 | 0 | 0 | [6 empty] | 10.1913 | [19 empty] | 562.3413 | 0
1 | 1100 | 707 | 0.03 | 15 | 15 | 7 | 7.4989e-13 | 5spot_SharedNeighbor | Water | Porous | Wet | R245fa | MinimizeLCOE_Brownfield | IgnoreSilica | 0 | 0 | 0 | 0 | [6 empty] | 10.5512 | [19 empty] | 749.8942 | 0
1 | 1100 | 707 | 0.03 | 15 | 15 | 7 | 1e-12 | 5spot_SharedNeighbor | Water | Porous | Wet | R245fa | MinimizeLCOE_Brownfield | IgnoreSilica | 0 | 0 | 0 | 0 | [6 empty] | 10.9874 | [19 empty] | 1000 | 0
1 | 1100 | 707 | 0.03 | 15 | 15 | 7 | 1.3335e-12 | 5spot_SharedNeighbor | Water | Porous | Wet | R245fa | MinimizeLCOE_Brownfield | IgnoreSilica | 0 | 0 | 0 | 0 | [6 empty] | 11.5223 | [19 empty] | 1333.5214 | 0
1 | 1100 | 707 | 0.03 | 15 | 15 | 7 | 1.7783e-12 | 5spot_SharedNeighbor | Water | Porous | Wet | R245fa | MinimizeLCOE_Brownfield | IgnoreSilica | 0 | 0 | 0 | 0 | [6 empty] | 11.8355 | [19 empty] | 1778.2794 | 0
1 | 1100 | 707 | 0.03 | 15 | 15 | 7 | 2.3714e-12 | 5spot_SharedNeighbor | Water | Porous | Wet | R245fa | MinimizeLCOE_Brownfield | IgnoreSilica | 0 | 0 | 0 | 0 | [6 empty] | 13.551 | [19 empty] | 2371.3737 | 0
1 | 1100 | 707 | 0.03 | 15 | 15 | 7 | 3.1623e-12 | 5spot_SharedNeighbor | Water | Porous | Wet | R245fa | MinimizeLCOE_Brownfield | IgnoreSilica | 0 | 0 | 0 | 0 | [6 empty] | 14.0663 | [19 empty] | 3162.2777 | 0
1 | 1100 | 707 | 0.03 | 15 | 15 | 7 | 4.217e-12 | 5spot_SharedNeighbor | Water | Porous | Wet | R245fa | MinimizeLCOE_Brownfield | IgnoreSilica | 0 | 0 | 0 | 0 | [6 empty] | 17.1806 | [19 empty] | 4216.965 | 0
1 | 1100 | 707 | 0.03 | 15 | 15 | 7 | 5.6234e-12 | 5spot_SharedNeighbor | Water | Porous | Wet | R245fa | MinimizeLCOE_Brownfield | IgnoreSilica | 0 | 0 | 0 | 0 | [6 empty] | 16.87 | [19 empty] | 5623.4133 | 0
1 | 1100 | 707 | 0.03 | 15 | 15 | 7 | 7.4989e-12 | 5spot_SharedNeighbor | Water | Porous | Wet | R245fa | MinimizeLCOE_Brownfield | IgnoreSilica | 0 | 0 | 0 | 0 | [6 empty] | 16.4855 | [19 empty] | 7498.9421 | 0
1 | 1100 | 707 | 0.03 | 15 | 15 | 7 | 1e-11 | 5spot_SharedNeighbor | Water | Porous | Wet | R245fa | MinimizeLCOE_Brownfield | IgnoreSilica | 0 | 0 | 0 | 0 | [6 empty] | 16.2071 | [19 empty] | 10000 | 0
1 | 1100 | 707 | 0.03 | 15 | 15 | 7 | 1.3335e-11 | 5spot_SharedNeighbor | Water | Porous | Wet | R245fa | MinimizeLCOE_Brownfield | IgnoreSilica | 0 | 0 | 0 | 0 | [6 empty] | 15.5238 | [19 empty] | 13335.2143 | 0
1 | 1100 | 707 | 0.03 | 15 | 15 | 7 | 1.7783e-11 | 5spot_SharedNeighbor | Water | Porous | Wet | R245fa | MinimizeLCOE_Brownfield | IgnoreSilica | 0 | 0 | 0 | 0 | [6 empty] | 15.802 | [19 empty] | 17782.7941 | 0
1 | 1100 | 707 | 0.03 | 15 | 15 | 7 | 2.3714e-11 | 5spot_SharedNeighbor | Water | Porous | Wet | R245fa | MinimizeLCOE_Brownfield | IgnoreSilica | 0 | 0 | 0 | 0 | [6 empty] | 15.1012 | [19 empty] | 23713.7371 | 0
1 | 1100 | 707 | 0.03 | 15 | 15 | 7 | 3.1623e-11 | 5spot_SharedNeighbor | Water | Porous | Wet | R245fa | MinimizeLCOE_Brownfield | IgnoreSilica | 0 | 0 | 0 | 0 | [6 empty] | 14.9652 | [19 empty] | 31622.7766 | 0
1 | 1100 | 707 | 0.03 | 15 | 15 | 7 | 4.217e-11 | 5spot_SharedNeighbor | Water | Porous | Wet | R245fa | MinimizeLCOE_Brownfield | IgnoreSilica | 0 | 0 | 0 | 0 | [6 empty] | 28.2554 | [19 empty] | 42169.6503 | 0
1 | 1100 | 707 | 0.03 | 15 | 15 | 7 | 5.6234e-11 | 5spot_SharedNeighbor | Water | Porous | Wet | R245fa | MinimizeLCOE_Brownfield | IgnoreSilica | 0 | 0 | 0 | 0 | [6 empty] | 16.0459 | [19 empty] | 56234.1325 | 0
1 | 1100 | 707 | 0.03 | 15 | 15 | 7 | 7.4989e-11 | 5spot_SharedNeighbor | Water | Porous | Wet | R245fa | MinimizeLCOE_Brownfield | IgnoreSilica | 1.6 | 0.049677 | 1.0818e-05 | 4 | 107640710.4588 | 270833016.3722 | 2194401.4775 | 5521297.3675 | 45.2984 | 0 | 17.337 | 20007.4295 | 458.0026 | 32838.6634 | 45304.643 | 0 | 10636.9676 | 0 | 42605.8254 | 110851.618 | 75658.5071 | 338361.6566 | 961560.8286 | 3357904.6176 | 3357904.6176 | 1478867.319 | 2224882.9169 | 0 | 4657827.1028 | 11719481.9564 | 74989.4209 | 4.3272e-05 | 107640710.4588 | 270833016.3722 | 2194401.4775 | 5521297.3675
1 | 1100 | 707 | 0.03 | 15 | 15 | 7 | 1e-10 | 5spot_SharedNeighbor | Water | Porous | Wet | R245fa | MinimizeLCOE_Brownfield | IgnoreSilica | 1.6 | 0.049677 | 5.8525e-05 | 4 | 19877816.513 | 50042817.9908 | 405236.1764 | 1020190.5327 | 45.2984 | 0 | 16.1302 | 20007.4673 | 458.0036 | 32838.7031 | 45304.6653 | 0 | 9212.4433 | 0 | 42050.3002 | 109406.2554 | 74672.0174 | 333949.8556 | 961560.8286 | 3357904.6176 | 3357904.6176 | 1478867.319 | 2224882.9169 | 0 | 4653415.3019 | 11715070.1554 | 100000 | 0.0002341 | 19877816.513 | 50042817.9908 | 405236.1764 | 1020190.5327
1 | 1100 | 707 | 0.03 | 15 | 15 | 7 | 1.3335e-10 | 5spot_SharedNeighbor | Water | Porous | Wet | R245fa | MinimizeLCOE_Brownfield | IgnoreSilica | 2.9445 | 0.097168 | 0.00016628 | 4 | 7274487.0036 | 17891777.5496 | 148300.257 | 364748.0858 | 46.3352 | 0 | 39.7148 | 32698.9415 | 764.6137 | 56107.7701 | 64786.8693 | 0 | 13164.7001 | 0 | 65333.929 | 169985.4813 | 116018.5838 | 518860.8889 | 961560.8286 | 3357904.6176 | 3357904.6176 | 1478867.319 | 2224882.9169 | 0 | 4838326.3351 | 11899981.1887 | 133352.1432 | 0.00066511 | 7274487.0036 | 17891777.5496 | 148300.257 | 364748.0858
1 | 1100 | 707 | 0.03 | 15 | 15 | 7 | 1.7783e-10 | 5spot_SharedNeighbor | Water | Porous | Wet | R245fa | MinimizeLCOE_Brownfield | IgnoreSilica | 3.8996 | 0.1309 | 0.00029079 | 4 | 4261305.8651 | 10332375.6462 | 86872.4839 | 210639.4531 | 46.6465 | 0 | 38.4334 | 40494.267 | 954.1068 | 71190.1403 | 78612.7094 | 0 | 14458.6572 | 0 | 80226.8535 | 208733.8159 | 142465.1184 | 637135.6685 | 961560.8286 | 3357904.6176 | 3357904.6176 | 1478867.319 | 2224882.9169 | 0 | 4956601.1148 | 12018255.9683 | 177827.941 | 0.0011632 | 4261305.8651 | 10332375.6462 | 86872.4839 | 210639.4531
1 | 1100 | 707 | 0.03 | 15 | 15 | 7 | 2.3714e-10 | 5spot_SharedNeighbor | Water | Porous | Wet | R245fa | MinimizeLCOE_Brownfield | IgnoreSilica | 5.1371 | 0.17463 | 0.00045707 | 4 | 2791048.0016 | 6653516.9493 | 56899.2887 | 135640.9426 | 46.8797 | 0 | 35.4325 | 49699.8763 | 1178.5101 | 89629.9547 | 96526.8476 | 0 | 15878.3709 | 0 | 98636.2882 | 256631.3889 | 175156.1962 | 783337.433 | 961560.8286 | 3357904.6176 | 3357904.6176 | 1478867.319 | 2224882.9169 | 0 | 5102802.8792 | 12164457.7328 | 237137.3706 | 0.0018283 | 2791048.0016 | 6653516.9493 | 56899.2887 | 135640.9426
1 | 1100 | 707 | 0.03 | 15 | 15 | 7 | 3.1623e-10 | 5spot_SharedNeighbor | Water | Porous | Wet | R245fa | MinimizeLCOE_Brownfield | IgnoreSilica | 6.5861 | 0.22582 | 0.00067157 | 4 | 1960409.3797 | 4589191.389 | 39965.5969 | 93556.8738 | 47.0382 | 0 | 44.0287 | 59580.2725 | 1419.8335 | 110079.3201 | 117498.6965 | 0 | 17096.1551 | 0 | 119212.9683 | 310167.6895 | 211695.8214 | 946750.7567 | 961560.8286 | 3357904.6176 | 3357904.6176 | 1478867.319 | 2224882.9169 | 0 | 5266216.203 | 12327871.0566 | 316227.766 | 0.0026863 | 1960409.3797 | 4589191.389 | 39965.5969 | 93556.8738
1 | 1100 | 707 | 0.03 | 15 | 15 | 7 | 4.217e-10 | 5spot_SharedNeighbor | Water | Porous | Wet | R245fa | MinimizeLCOE_Brownfield | IgnoreSilica | 9.5 | 0.32913 | 0.00096292 | 4 | 1450133.4685 | 3283522.7742 | 29562.9322 | 66939.053 | 47.2227 | 0 | 44.1789 | 77616.3568 | 1861.393 | 148765.9435 | 159766.3475 | 0 | 20740.8421 | 0 | 159412.8443 | 414759.5208 | 283081.8954 | 1266005.1435 | 961560.8286 | 3357904.6176 | 3357904.6176 | 1478867.319 | 2224882.9169 | 0 | 5585470.5897 | 12647125.4433 | 421696.5034 | 0.0038517 | 1450133.4685 | 3283522.7742 | 29562.9322 | 66939.053
1 | 1100 | 707 | 0.03 | 15 | 15 | 7 | 5.6234e-10 | 5spot_SharedNeighbor | Water | Porous | Wet | R245fa | MinimizeLCOE_Brownfield | IgnoreSilica | 10.9176 | 0.37937 | 0.0013127 | 4 | 1091080.265 | 2435973.4245 | 22243.147 | 49660.6132 | 47.2761 | 0 | 43.958 | 85726.5343 | 2060.2211 | 166663.2379 | 180324.5216 | 0 | 20302.6697 | 0 | 177480.102 | 461766.8192 | 315165.3425 | 1409489.4483 | 961560.8286 | 3357904.6176 | 3357904.6176 | 1478867.319 | 2224882.9169 | 0 | 5728954.8946 | 12790609.7481 | 562341.3252 | 0.0052507 | 1091080.265 | 2435973.4245 | 22243.147 | 49660.6132
1 | 1100 | 707 | 0.03 | 15 | 15 | 7 | 7.4989e-10 | 5spot_SharedNeighbor | Water | Porous | Wet | R245fa | MinimizeLCOE_Brownfield | IgnoreSilica | 13.6218 | 0.47521 | 0.0017485 | 4 | 858280.0853 | 1867927.8519 | 17497.2004 | 38080.2358 | 47.3467 | 0 | 50.2616 | 100330.1463 | 2418.5581 | 199554.7341 | 219536.9529 | 0 | 21704.7359 | 0 | 211982.5996 | 551535.2406 | 376434.1346 | 1683497.1021 | 961560.8286 | 3357904.6176 | 3357904.6176 | 1478867.319 | 2224882.9169 | 0 | 6002962.5483 | 13064617.4019 | 749894.2093 | 0.0069942 | 858280.0853 | 1867927.8519 | 17497.2004 | 38080.2358
1 | 1100 | 707 | 0.03 | 15 | 15 | 7 | 1e-09 | 5spot_SharedNeighbor | Water | Porous | Wet | R245fa | MinimizeLCOE_Brownfield | IgnoreSilica | 16.625 | 0.58165 | 0.0022609 | 4 | 696424.0776 | 1477263.6708 | 14197.5468 | 30116.0181 | 47.3986 | 0 | 49.3335 | 115520.5665 | 2791.6306 | 234564.3286 | 263087.7409 | 0 | 22912.5184 | 0 | 249161.9461 | 648268.2737 | 442456.4174 | 1978763.4222 | 961560.8286 | 3357904.6176 | 3357904.6176 | 1478867.319 | 2224882.9169 | 0 | 6298228.8685 | 13359883.722 | 1000000 | 0.0090437 | 696424.0776 | 1477263.6708 | 14197.5468 | 30116.0181
1 | 1100 | 707 | 0.03 | 15 | 15 | 7 | 1.3335e-09 | 5spot_SharedNeighbor | Water | Porous | Wet | R245fa | MinimizeLCOE_Brownfield | IgnoreSilica | 19.7534 | 0.69253 | 0.002832 | 4 | 582415.6964 | 1205788.1506 | 11873.3317 | 24581.6224 | 47.436 | 0 | 44.3831 | 130460.8289 | 3158.8032 | 269693.2674 | 308454.8585 | 0 | 23795.2681 | 0 | 286869.5802 | 746375.8027 | 509416.8218 | 2278225.2308 | 961560.8286 | 3357904.6176 | 3357904.6176 | 1478867.319 | 2224882.9169 | 0 | 6597690.6771 | 13659345.5307 | 1333521.4322 | 0.011328 | 582415.6964 | 1205788.1506 | 11873.3317 | 24581.6224
1 | 1100 | 707 | 0.03 | 15 | 15 | 7 | 1.7783e-09 | 5spot_SharedNeighbor | Water | Porous | Wet | R245fa | MinimizeLCOE_Brownfield | IgnoreSilica | 22.7424 | 0.79849 | 0.0034312 | 4 | 501062.5801 | 1015575.6711 | 10214.8384 | 20703.8837 | 47.4624 | 0 | 34.8704 | 144065.833 | 3493.3162 | 302219.4249 | 351804.5465 | 0 | 24174.9383 | 0 | 322045.643 | 837896.7024 | 571881.7164 | 2557582.1207 | 961560.8286 | 3357904.6176 | 3357904.6176 | 1478867.319 | 2224882.9169 | 0 | 6877047.5669 | 13938702.4205 | 1778279.41 | 0.013725 | 501062.5801 | 1015575.6711 | 10214.8384 | 20703.8837
1 | 1100 | 707 | 0.03 | 15 | 15 | 7 | 2.3714e-09 | 5spot_SharedNeighbor | Water | Porous | Wet | R245fa | MinimizeLCOE_Brownfield | IgnoreSilica | 24.5595 | 0.86291 | 0.0040962 | 4 | 429462.7747 | 860450.8351 | 8755.1796 | 17541.4541 | 47.4754 | 0 | 52.9941 | 152066.9527 | 3690.0976 | 321567.5935 | 378158.1222 | 0 | 21809.9109 | 0 | 342144.144 | 890188.8793 | 607572.2017 | 2717197.902 | 961560.8286 | 3357904.6176 | 3357904.6176 | 1478867.319 | 2224882.9169 | 0 | 7036663.3483 | 14098318.2018 | 2371373.7057 | 0.016385 | 429462.7747 | 860450.8351 | 8755.1796 | 17541.4541
1 | 1100 | 707 | 0.03 | 15 | 15 | 7 | 3.1623e-09 | 5spot_SharedNeighbor | Water | Porous | Wet | R245fa | MinimizeLCOE_Brownfield | IgnoreSilica | 28.5546 | 1.0046 | 0.004764 | 4 | 388541.9518 | 759113.2627 | 7920.9532 | 15475.5506 | 47.4984 | 0 | 41.7783 | 169051.4091 | 4107.9185 | 363135.9548 | 436104.8568 | 0 | 23527.4348 | 0 | 388411.7539 | 1010567.7094 | 689733.2268 | 3084640.2641 | 961560.8286 | 3357904.6176 | 3357904.6176 | 1478867.319 | 2224882.9169 | 0 | 7404105.7103 | 14465760.5639 | 3162277.6602 | 0.019056 | 388541.9518 | 759113.2627 | 7920.9532 | 15475.5506
1 | 1100 | 707 | 0.03 | 15 | 15 | 7 | 4.217e-09 | 5spot_SharedNeighbor | Water | Porous | Wet | R245fa | MinimizeLCOE_Brownfield | IgnoreSilica | 30.7083 | 1.0809 | 0.0052778 | 4 | 359785.9009 | 694281.6703 | 7334.7222 | 14153.8709 | 47.5084 | 0 | 43.8781 | 177904.3373 | 4325.7451 | 385053.5693 | 467344.8309 | 0 | 23114.4296 | 0 | 412519.7357 | 1073291.7329 | 732543.6617 | 3276098.0424 | 961560.8286 | 3357904.6176 | 3357904.6176 | 1478867.319 | 2224882.9169 | 0 | 7595563.4886 | 14657218.3422 | 4216965.0343 | 0.021111 | 359785.9009 | 694281.6703 | 7334.7222 | 14153.8709
1 | 1100 | 707 | 0.03 | 15 | 15 | 7 | 5.6234e-09 | 5spot_SharedNeighbor | Water | Porous | Wet | R245fa | MinimizeLCOE_Brownfield | IgnoreSilica | 32.4575 | 1.1429 | 0.0057171 | 4 | 338865.6492 | 647661.1864 | 6908.2346 | 13203.4493 | 47.5156 | 0 | 46.7445 | 184956.1965 | 4499.2725 | 402627.8616 | 492718.0601 | 0 | 22581.0551 | 0 | 431879.1538 | 1123660.9677 | 766921.6994 | 3429844.2666 | 961560.8286 | 3357904.6176 | 3357904.6176 | 1478867.319 | 2224882.9169 | 0 | 7749309.7128 | 14810964.5664 | 5623413.2519 | 0.022868 | 338865.6492 | 647661.1864 | 6908.2346 | 13203.4493
1 | 1100 | 707 | 0.03 | 15 | 15 | 7 | 7.4989e-09 | 5spot_SharedNeighbor | Water | Porous | Wet | R245fa | MinimizeLCOE_Brownfield | IgnoreSilica | 33.8601 | 1.1927 | 0.0060819 | 4 | 323562.8252 | 613835.6629 | 6596.2658 | 12513.8703 | 47.5209 | 0 | 54.6757 | 190527.6437 | 4636.3793 | 416582.6361 | 513063.9938 | 0 | 22030.0318 | 0 | 447267.8671 | 1163699.2428 | 794248.6449 | 3552056.4396 | 961560.8286 | 3357904.6176 | 3357904.6176 | 1478867.319 | 2224882.9169 | 0 | 7871521.8858 | 14933176.7394 | 7498942.0933 | 0.024328 | 323562.8252 | 613835.6629 | 6596.2658 | 12513.8703
1 | 1100 | 707 | 0.03 | 15 | 15 | 7 | 1e-08 | 5spot_SharedNeighbor | Water | Porous | Wet | R245fa | MinimizeLCOE_Brownfield | IgnoreSilica | 34.9466 | 1.2312 | 0.0063761 | 4 | 312313.875 | 589191.9635 | 6366.9408 | 12011.4751 | 47.5247 | 0 | 49.4438 | 194795.579 | 4741.4125 | 427313.0946 | 528825.3212 | 0 | 21484.7975 | 0 | 459092.4799 | 1194464.4599 | 815246.5377 | 3645963.6823 | 961560.8286 | 3357904.6176 | 3357904.6176 | 1478867.319 | 2224882.9169 | 0 | 7965429.1286 | 15027083.9821 | 10000000 | 0.025505 | 312313.875 | 589191.9635 | 6366.9408 | 12011.4751
1 | 1200 | 707 | 0.03 | 15 | 15 | 7 | 1e-13 | 5spot_SharedNeighbor | Water | Porous | Wet | R245fa | MinimizeLCOE_Brownfield | IgnoreSilica | 0 | 0 | 0 | 0 | [6 empty] | 5.3482 | [19 empty] | 100 | 0
1 | 1200 | 707 | 0.03 | 15 | 15 | 7 | 1.3335e-13 | 5spot_SharedNeighbor | Water | Porous | Wet | R245fa | MinimizeLCOE_Brownfield | IgnoreSilica | 0 | 0 | 0 | 0 | [6 empty] | 19.5202 | [19 empty] | 133.3521 | 0
1 | 1200 | 707 | 0.03 | 15 | 15 | 7 | 1.7783e-13 | 5spot_SharedNeighbor | Water | Porous | Wet | R245fa | MinimizeLCOE_Brownfield | IgnoreSilica | 0 | 0 | 0 | 0 | [6 empty] | 8.9241 | [19 empty] | 177.8279 | 0
1 | 1200 | 707 | 0.03 | 15 | 15 | 7 | 2.3714e-13 | 5spot_SharedNeighbor | Water | Porous | Wet | R245fa | MinimizeLCOE_Brownfield | IgnoreSilica | 0 | 0 | 0 | 0 | [6 empty] | 9.9392 | [19 empty] | 237.1374 | 0
1 | 1200 | 707 | 0.03 | 15 | 15 | 7 | 3.1623e-13 | 5spot_SharedNeighbor | Water | Porous | Wet | R245fa | MinimizeLCOE_Brownfield | IgnoreSilica | 0 | 0 | 0 | 0 | [6 empty] | 9.6498 | [19 empty] | 316.2278 | 0
1 | 1200 | 707 | 0.03 | 15 | 15 | 7 | 4.217e-13 | 5spot_SharedNeighbor | Water | Porous | Wet | R245fa | MinimizeLCOE_Brownfield | IgnoreSilica | 0 | 0 | 0 | 0 | [6 empty] | 9.3804 | [19 empty] | 421.6965 | 0
1 | 1200 | 707 | 0.03 | 15 | 15 | 7 | 5.6234e-13 | 5spot_SharedNeighbor | Water | Porous | Wet | R245fa | MinimizeLCOE_Brownfield | IgnoreSilica | 0 | 0 | 0 | 0 | [6 empty] | 10.1561 | [19 empty] | 562.3413 | 0
1 | 1200 | 707 | 0.03 | 15 | 15 | 7 | 7.4989e-13 | 5spot_SharedNeighbor | Water | Porous | Wet | R245fa | MinimizeLCOE_Brownfield | IgnoreSilica | 0 | 0 | 0 | 0 | [6 empty] | 10.5195 | [19 empty] | 749.8942 | 0
1 | 1200 | 707 | 0.03 | 15 | 15 | 7 | 1e-12 | 5spot_SharedNeighbor | Water | Porous | Wet | R245fa | MinimizeLCOE_Brownfield | IgnoreSilica | 0 | 0 | 0 | 0 | [6 empty] | 10.2701 | [19 empty] | 1000 | 0
1 | 1200 | 707 | 0.03 | 15 | 15 | 7 | 1.3335e-12 | 5spot_SharedNeighbor | Water | Porous | Wet | R245fa | MinimizeLCOE_Brownfield | IgnoreSilica | 0 | 0 | 0 | 0 | [6 empty] | 11.1647 | [19 empty] | 1333.5214 | 0
1 | 1200 | 707 | 0.03 | 15 | 15 | 7 | 1.7783e-12 | 5spot_SharedNeighbor | Water | Porous | Wet | R245fa | MinimizeLCOE_Brownfield | IgnoreSilica | 0 | 0 | 0 | 0 | [6 empty] | 12.1932 | [19 empty] | 1778.2794 | 0
1 | 1200 | 707 | 0.03 | 15 | 15 | 7 | 2.3714e-12 | 5spot_SharedNeighbor | Water | Porous | Wet | R245fa | MinimizeLCOE_Brownfield | IgnoreSilica | 0 | 0 | 0 | 0 | [6 empty] | 14.3481 | [19 empty] | 2371.3737 | 0
1 | 1200 | 707 | 0.03 | 15 | 15 | 7 | 3.1623e-12 | 5spot_SharedNeighbor | Water | Porous | Wet | R245fa | MinimizeLCOE_Brownfield | IgnoreSilica | 0 | 0 | 0 | 0 | [6 empty] | 15.7916 | [19 empty] | 3162.2777 | 0
1 | 1200 | 707 | 0.03 | 15 | 15 | 7 | 4.217e-12 | 5spot_SharedNeighbor | Water | Porous | Wet | R245fa | MinimizeLCOE_Brownfield | IgnoreSilica | 0 | 0 | 0 | 0 | [6 empty] | 17.2341 | [19 empty] | 4216.965 | 0
1 | 1200 | 707 | 0.03 | 15 | 15 | 7 | 5.6234e-12 | 5spot_SharedNeighbor | Water | Porous | Wet | R245fa | MinimizeLCOE_Brownfield | IgnoreSilica | 0 | 0 | 0 | 0 | [6 empty] | 17.3734 | [19 empty] | 5623.4133 | 0
1 | 1200 | 707 | 0.03 | 15 | 15 | 7 | 7.4989e-12 | 5spot_SharedNeighbor | Water | Porous | Wet | R245fa | MinimizeLCOE_Brownfield | IgnoreSilica | 0 | 0 | 0 | 0 | [6 empty] | 16.7034 | [19 empty] | 7498.9421 | 0
1 | 1200 | 707 | 0.03 | 15 | 15 | 7 | 1e-11 | 5spot_SharedNeighbor | Water | Porous | Wet | R245fa | MinimizeLCOE_Brownfield | IgnoreSilica | 0 | 0 | 0 | 0 | [6 empty] | 16.1117 | [19 empty] | 10000 | 0
1 | 1200 | 707 | 0.03 | 15 | 15 | 7 | 1.3335e-11 | 5spot_SharedNeighbor | Water | Porous | Wet | R245fa | MinimizeLCOE_Brownfield | IgnoreSilica | 0 | 0 | 0 | 0 | [6 empty] | 15.4637 | [19 empty] | 13335.2143 | 0
1 | 1200 | 707 | 0.03 | 15 | 15 | 7 | 1.7783e-11 | 5spot_SharedNeighbor | Water | Porous | Wet | R245fa | MinimizeLCOE_Brownfield | IgnoreSilica | 0 | 0 | 0 | 0 | [6 empty] | 15.3073 | [19 empty] | 17782.7941 | 0
1 | 1200 | 707 | 0.03 | 15 | 15 | 7 | 2.3714e-11 | 5spot_SharedNeighbor | Water | Porous | Wet | R245fa | MinimizeLCOE_Brownfield | IgnoreSilica | 0 | 0 | 0 | 0 | [6 empty] | 15.237 | [19 empty] | 23713.7371 | 0
1 | 1200 | 707 | 0.03 | 15 | 15 | 7 | 3.1623e-11 | 5spot_SharedNeighbor | Water | Porous | Wet | R245fa | MinimizeLCOE_Brownfield | IgnoreSilica | 1.6 | 0.05727 | 2.2508e-05 | 4 | 55226906.337 | 137870252.6515 | 1125875.1856 | 2810671.5836 | 47.8137 | 0 | 17.0326 | 23871.9229 | 559.6802 | 36702.3265 | 47430.4892 | 0 | 14799.8106 | 0 | 48112.0494 | 125177.6835 | 85436.3411 | 382090.3034 | 961560.8286 | 3628490.1274 | 3628490.1274 | 1478867.319 | 2333117.1208 | 0 | 4972141.2594 | 12412615.8267 | 31622.7766 | 9.0031e-05 | 55226906.337 | 137870252.6515 | 1125875.1856 | 2810671.5836
1 | 1200 | 707 | 0.03 | 15 | 15 | 7 | 4.217e-11 | 5spot_SharedNeighbor | Water | Porous | Wet | R245fa | MinimizeLCOE_Brownfield | IgnoreSilica | 1.6 | 0.05727 | 0.00013039 | 4 | 9522535.8642 | 23788167.6098 | 194129.7738 | 484953.9726 | 47.8138 | 0 | 16.3187 | 23872.0177 | 559.6827 | 36702.4201 | 47430.5397 | 0 | 13021.7812 | 0 | 47418.7121 | 123373.762 | 84205.1277 | 376584.0432 | 961560.8286 | 3628490.1274 | 3628490.1274 | 1478867.319 | 2333117.1208 | 0 | 4966634.9992 | 12407109.5665 | 42169.6503 | 0.00052157 | 9522535.8642 | 23788167.6098 | 194129.7738 | 484953.9726
1 | 1200 | 707 | 0.03 | 15 | 15 | 7 | 5.6234e-11 | 5spot_SharedNeighbor | Water | Porous | Wet | R245fa | MinimizeLCOE_Brownfield | IgnoreSilica | 1.6 | 0.05727 | 0.0002113 | 4 | 5870340.1902 | 14673699.4152 | 119674.825 | 299143.2102 | 47.8138 | 0 | 30.4616 | 23872.0888 | 559.6846 | 36702.4903 | 47430.5776 | 0 | 11372.8521 | 0 | 46775.7004 | 121700.7775 | 83063.2813 | 371477.4525 | 961560.8286 | 3628490.1274 | 3628490.1274 | 1478867.319 | 2333117.1208 | 0 | 4961528.4086 | 12402002.9758 | 56234.1325 | 0.00084519 | 5870340.1902 | 14673699.4152 | 119674.825 | 299143.2102
1 | 1200 | 707 | 0.03 | 15 | 15 | 7 | 7.4989e-11 | 5spot_SharedNeighbor | Water | Porous | Wet | R245fa | MinimizeLCOE_Brownfield | IgnoreSilica | 3.2151 | 0.12332 | 0.00046809 | 4 | 2784694.6426 | 6758569.056 | 56769.7669 | 137782.5718 | 49.1643 | 0 | 40.3778 | 41900.8947 | 1006.7856 | 67699.0599 | 73186.5529 | 0 | 17632.1303 | 0 | 78555.9151 | 204386.3771 | 139497.9021 | 623865.6178 | 961560.8286 | 3628490.1274 | 3628490.1274 | 1478867.319 | 2333117.1208 | 0 | 5213916.5738 | 12654391.1411 | 74989.4209 | 0.0018723 | 2784694.6426 | 6758569.056 | 56769.7669 | 137782.5718
1 | 1200 | 707 | 0.03 | 15 | 15 | 7 | 1e-10 | 5spot_SharedNeighbor | Water | Porous | Wet | R245fa | MinimizeLCOE_Brownfield | IgnoreSilica | 4.2675 | 0.16657 | 0.00072693 | 4 | 1843730.712 | 4402612.9574 | 37586.9444 | 89753.2201 | 49.5056 | 0 | 48.537 | 51959.734 | 1257.5644 | 86079.3563 | 90010.5709 | 0 | 19614.5801 | 0 | 97079.5042 | 252580.9562 | 172391.6926 | 770973.9588 | 961560.8286 | 3628490.1274 | 3628490.1274 | 1478867.319 | 2333117.1208 | 0 | 5361024.9148 | 12801499.4821 | 100000 | 0.0029077 | 1843730.712 | 4402612.9574 | 37586.9444 | 89753.2201
1 | 1200 | 707 | 0.03 | 15 | 15 | 7 | 1.3335e-10 | 5spot_SharedNeighbor | Water | Porous | Wet | R245fa | MinimizeLCOE_Brownfield | IgnoreSilica | 5.5922 | 0.22105 | 0.0010706 | 4 | 1292991.5554 | 3030380.8565 | 26359.3818 | 61778.4127 | 49.7539 | 0 | 50.098 | 63512.3908 | 1546.2433 | 107917.8793 | 111188.7919 | 0 | 21674.4997 | 0 | 119277.524 | 310335.6501 | 211810.458 | 947263.4371 | 961560.8286 | 3628490.1274 | 3628490.1274 | 1478867.319 | 2333117.1208 | 0 | 5537314.3931 | 12977788.9604 | 133352.1432 | 0.0042826 | 1292991.5554 | 3030380.8565 | 26359.3818 | 61778.4127
1 | 1200 | 707 | 0.03 | 15 | 15 | 7 | 1.7783e-10 | 5spot_SharedNeighbor | Water | Porous | Wet | R245fa | MinimizeLCOE_Brownfield | IgnoreSilica | 7.1781 | 0.28614 | 0.0015138 | 4 | 947682.7635 | 2176439.2793 | 19319.795 | 44369.6586 | 49.9225 | 0 | 52.04 | 76179.5094 | 1863.2091 | 132647.4428 | 136508.2267 | 0 | 23594.9807 | 0 | 144609.4138 | 376244.0313 | 256794.2824 | 1148441.0962 | 961560.8286 | 3628490.1274 | 3628490.1274 | 1478867.319 | 2333117.1208 | 0 | 5738492.0522 | 13178966.6195 | 177827.941 | 0.0060553 | 947682.7635 | 2176439.2793 | 19319.795 | 44369.6586
1 | 1200 | 707 | 0.03 | 15 | 15 | 7 | 2.3714e-10 | 5spot_SharedNeighbor | Water | Porous | Wet | R245fa | MinimizeLCOE_Brownfield | IgnoreSilica | 9.5339 | 0.38316 | 0.0021223 | 4 | 710067.5693 | 1586511.5634 | 14475.6878 | 32343.1841 | 50.0921 | 0 | 52.1513 | 93566.3883 | 2299.3522 | 167520.6787 | 174198.8747 | 0 | 26693.5476 | 0 | 181068.7482 | 471103.7405 | 321537.9831 | 1437989.3133 | 961560.8286 | 3628490.1274 | 3628490.1274 | 1478867.319 | 2333117.1208 | 0 | 6028040.2693 | 13468514.8366 | 237137.3706 | 0.0084894 | 710067.5693 | 1586511.5634 | 14475.6878 | 32343.1841
1 | 1200 | 707 | 0.03 | 15 | 15 | 7 | 3.1623e-10 | 5spot_SharedNeighbor | Water | Porous | Wet | R245fa | MinimizeLCOE_Brownfield | IgnoreSilica | 12.0749 | 0.48759 | 0.0028774 | 4 | 549602.416 | 1196050.5679 | 11204.3886 | 24383.1086 | 50.194 | 0 | 52.3672 | 110790.2831 | 2731.7999 | 203122.2283 | 214792.3545 | 0 | 28979.4118 | 0 | 218562.2703 | 568654.1939 | 388118.172 | 1735750.7137 | 961560.8286 | 3628490.1274 | 3628490.1274 | 1478867.319 | 2333117.1208 | 0 | 6325801.6698 | 13766276.237 | 316227.766 | 0.01151 | 549602.416 | 1196050.5679 | 11204.3886 | 24383.1086
1 | 1200 | 707 | 0.03 | 15 | 15 | 7 | 4.217e-10 | 5spot_SharedNeighbor | Water | Porous | Wet | R245fa | MinimizeLCOE_Brownfield | IgnoreSilica | 15.1829 | 0.61532 | 0.0038222 | 4 | 436793.7338 | 923456.492 | 8904.6311 | 18825.9097 | 50.2725 | 0 | 54.2065 | 130377.5259 | 3223.9796 | 244659.3945 | 264445.0932 | 0 | 31435.643 | 0 | 262915.2381 | 684051.5182 | 466879.217 | 2087987.6094 | 961560.8286 | 3628490.1274 | 3628490.1274 | 1478867.319 | 2333117.1208 | 0 | 6678038.5654 | 14118513.1327 | 421696.5034 | 0.015289 | 436793.7338 | 923456.492 | 8904.6311 | 18825.9097
1 | 1200 | 707 | 0.03 | 15 | 15 | 7 | 5.6234e-10 | 5spot_SharedNeighbor | Water | Porous | Wet | R245fa | MinimizeLCOE_Brownfield | IgnoreSilica | 18.725 | 0.76091 | 0.0049594 | 4 | 356230.0808 | 731298.1193 | 7262.232 | 14908.5013 | 50.3305 | 0 | 48.7806 | 151235.3402 | 3748.3962 | 289948.2055 | 321035.0625 | 0 | 33684.1749 | 0 | 311863.9599 | 811406.0517 | 553801.303 | 2476722.494 | 961560.8286 | 3628490.1274 | 3628490.1274 | 1478867.319 | 2333117.1208 | 0 | 7066773.45 | 14507248.0173 | 562341.3252 | 0.019838 | 356230.0808 | 731298.1193 | 7262.232 | 14908.5013
1 | 1200 | 707 | 0.03 | 15 | 15 | 7 | 7.4989e-10 | 5spot_SharedNeighbor | Water | Porous | Wet | R245fa | MinimizeLCOE_Brownfield | IgnoreSilica | 22.587 | 0.91965 | 0.0062702 | 4 | 298183.3414 | 594842.8182 | 6078.8707 | 12126.6754 | 50.3734 | 0 | 53.1594 | 172631.525 | 4286.5611 | 337393.2927 | 382738.5164 | 0 | 35596.8352 | 0 | 363732.2248 | 946356.6373 | 645907.8507 | 2888643.4432 | 961560.8286 | 3628490.1274 | 3628490.1274 | 1478867.319 | 2333117.1208 | 0 | 7478694.3992 | 14919168.9665 | 749894.2093 | 0.025081 | 298183.3414 | 594842.8182 | 6078.8707 | 12126.6754
1 | 1200 | 707 | 0.03 | 15 | 15 | 7 | 1e-09 | 5spot_SharedNeighbor | Water | Porous | Wet | R245fa | MinimizeLCOE_Brownfield | IgnoreSilica | 26.5324 | 1.0819 | 0.0076992 | 4 | 256163.4233 | 497762.9685 | 5222.2379 | 10147.5714 | 50.4046 | 0 | 53.2649 | 193359.1794 | 4808.0354 | 384199.3767 | 445779.2097 | 0 | 36973.0996 | 0 | 415396.3713 | 1080776.1486 | 737651.9291 | 3298943.3497 | 961560.8286 | 3628490.1274 | 3628490.1274 | 1478867.319 | 2333117.1208 | 0 | 7888994.3058 | 15329468.873 | 1000000 | 0.030797 | 256163.4233 | 497762.9685 | 5222.2379 | 10147.5714
1 | 1200 | 707 | 0.03 | 15 | 15 | 7 | 1.3335e-09 | 5spot_SharedNeighbor | Water | Porous | Wet | R245fa | MinimizeLCOE_Brownfield | IgnoreSilica | 30.3381 | 1.2383 | 0.0091686 | 4 | 225668.668 | 428547.3153 | 4600.561 | 8736.5167 | 50.4274 | 0 | 52.5781 | 212478.0359 | 5289.0953 | 428034.3803 | 506590.9411 | 0 | 37770.4733 | 0 | 464163.5411 | 1207658.321 | 824251.619 | 3686236.407 | 961560.8286 | 3628490.1274 | 3628490.1274 | 1478867.319 | 2333117.1208 | 0 | 8276287.3631 | 15716761.9304 | 1333521.4322 | 0.036675 | 225668.668 | 428547.3153 | 4600.561 | 8736.5167
1 | 1200 | 707 | 0.03 | 15 | 15 | 7 | 1.7783e-09 | 5spot_SharedNeighbor | Water | Porous | Wet | R245fa | MinimizeLCOE_Brownfield | IgnoreSilica | 33.8017 | 1.3807 | 0.010593 | 4 | 203493.9627 | 379094.3711 | 4148.4997 | 7728.3515 | 50.4439 | 0 | 56.4766 | 229254.099 | 5711.228 | 466976.7419 | 561941.6617 | 0 | 38017.6759 | 0 | 507741.5486 | 1321039.3572 | 901636.506 | 4032318.8183 | 961560.8286 | 3628490.1274 | 3628490.1274 | 1478867.319 | 2333117.1208 | 0 | 8622369.7744 | 16062844.3416 | 1778279.41 | 0.042372 | 203493.9627 | 379094.3711 | 4148.4997 | 7728.3515
1 | 1200 | 707 | 0.03 | 15 | 15 | 7 | 2.3714e-09 | 5spot_SharedNeighbor | Water | Porous | Wet | R245fa | MinimizeLCOE_Brownfield | IgnoreSilica | 36.8102 | 1.5045 | 0.011902 | 4 | 187330.1621 | 343615.9258 | 3818.9787 | 7005.0754 | 50.4558 | 0 | 50.3212 | 243407.2399 | 6067.362 | 500154.6999 | 610021.3605 | 0 | 37842.1658 | 0 | 545022.203 | 1418035.9727 | 967838.6891 | 4328389.693 | 961560.8286 | 3628490.1274 | 3628490.1274 | 1478867.319 | 2333117.1208 | 0 | 8918440.649 | 16358915.2163 | 2371373.7057 | 0.047608 | 187330.1621 | 343615.9258 | 3818.9787 | 7005.0754
1 | 1200 | 707 | 0.03 | 15 | 15 | 7 | 3.1623e-09 | 5spot_SharedNeighbor | Water | Porous | Wet | R245fa | MinimizeLCOE_Brownfield | IgnoreSilica | 39.3318 | 1.6082 | 0.013053 | 4 | 175511.2435 | 318020.1839 | 3578.0341 | 6483.2716 | 50.4645 | 0 | 50.0504 | 255001.9846 | 6359.1128 | 527544.5181 | 650320.3601 | 0 | 37402.5555 | 0 | 575885.1271 | 1498334.9705 | 1022644.405 | 4573493.0337 | 961560.8286 | 3628490.1274 | 3628490.1274 | 1478867.319 | 2333117.1208 | 0 | 9163543.9897 | 16604018.557 | 3162277.6602 | 0.052211 | 175511.2435 | 318020.1839 | 3578.0341 | 6483.2716
1 | 1200 | 707 | 0.03 | 15 | 15 | 7 | 4.217e-09 | 5spot_SharedNeighbor | Water | Porous | Wet | R245fa | MinimizeLCOE_Brownfield | IgnoreSilica | 41.3781 | 1.6923 | 0.014026 | 4 | 166838.4653 | 299455.9808 | 3401.2278 | 6104.8152 | 50.4708 | 0 | 49.8849 | 264246.9131 | 6591.7285 | 549513.0662 | 683024.2745 | 0 | 36821.4251 | 0 | 600676.9889 | 1562838.3093 | 1066669.2592 | 4770381.9647 | 961560.8286 | 3628490.1274 | 3628490.1274 | 1478867.319 | 2333117.1208 | 0 | 9360432.9207 | 16800907.488 | 4216965.0343 | 0.056105 | 166838.4653 | 299455.9808 | 3401.2278 | 6104.8152
1 | 1200 | 707 | 0.03 | 15 | 15 | 7 | 5.6234e-09 | 5spot_SharedNeighbor | Water | Porous | Wet | R245fa | MinimizeLCOE_Brownfield | IgnoreSilica | 43.0124 | 1.7595 | 0.014828 | 4 | 160451.0978 | 285900.5317 | 3271.0127 | 5828.469 | 50.4754 | 0 | 51.8977 | 271531.3238 | 6775.0076 | 566901.4593 | 709143.2638 | 0 | 36216.6177 | 0 | 620321.3922 | 1613949.017 | 1101553.3675 | 4926391.4489 | 961560.8286 | 3628490.1274 | 3628490.1274 | 1478867.319 | 2333117.1208 | 0 | 9516442.4049 | 16956916.9722 | 5623413.2519 | 0.059311 | 160451.0978 | 285900.5317 | 3271.0127 | 5828.469
1 | 1200 | 707 | 0.03 | 15 | 15 | 7 | 7.4989e-09 | 5spot_SharedNeighbor | Water | Porous | Wet | R245fa | MinimizeLCOE_Brownfield | IgnoreSilica | 44.2692 | 1.8112 | 0.015468 | 4 | 155730.773 | 275984.9102 | 3174.7824 | 5626.3257 | 50.4787 | 0 | 52.2926 | 277076.7348 | 6914.5275 | 580184.1673 | 729230.9227 | 0 | 35606.7346 | 0 | 635315.1039 | 1652959.5792 | 1128178.8777 | 5045466.6476 | 961560.8286 | 3628490.1274 | 3628490.1274 | 1478867.319 | 2333117.1208 | 0 | 9635517.6036 | 17075992.1709 | 7498942.0933 | 0.061873 | 155730.773 | 275984.9102 | 3174.7824 | 5626.3257
1 | 1200 | 707 | 0.03 | 15 | 15 | 7 | 1e-08 | 5spot_SharedNeighbor | Water | Porous | Wet | R245fa | MinimizeLCOE_Brownfield | IgnoreSilica | 40 | 1.6356 | 0.015182 | 4 | 151358.9812 | 273877.7435 | 3085.6576 | 5583.3682 | 50.4666 | 0 | 55.509 | 258036.5262 | 6435.4673 | 534742.9245 | 660999.5984 | 0 | 25575.653 | 0 | 579458.1661 | 1507631.2849 | 1028989.3307 | 4601868.9511 | 961560.8286 | 3628490.1274 | 3628490.1274 | 1478867.319 | 2333117.1208 | 0 | 9191919.9071 | 16632394.4744 | 10000000 | 0.060729 | 151358.9812 | 273877.7435 | 3085.6576 | 5583.3682
1 | 1300 | 707 | 0.03 | 15 | 15 | 7 | 1e-13 | 5spot_SharedNeighbor | Water | Porous | Wet | R245fa | MinimizeLCOE_Brownfield | IgnoreSilica | 0 | 0 | 0 | 0 | [6 empty] | 5.529 | [19 empty] | 100 | 0
1 | 1300 | 707 | 0.03 | 15 | 15 | 7 | 1.3335e-13 | 5spot_SharedNeighbor | Water | Porous | Wet | R245fa | MinimizeLCOE_Brownfield | IgnoreSilica | 0 | 0 | 0 | 0 | [6 empty] | 7.7684 | [19 empty] | 133.3521 | 0
1 | 1300 | 707 | 0.03 | 15 | 15 | 7 | 1.7783e-13 | 5spot_SharedNeighbor | Water | Porous | Wet | R245fa | MinimizeLCOE_Brownfield | IgnoreSilica | 0 | 0 | 0 | 0 | [6 empty] | 21.2601 | [19 empty] | 177.8279 | 0
1 | 1300 | 707 | 0.03 | 15 | 15 | 7 | 2.3714e-13 | 5spot_SharedNeighbor | Water | Porous | Wet | R245fa | MinimizeLCOE_Brownfield | IgnoreSilica | 0 | 0 | 0 | 0 | [6 empty] | 10.0911 | [19 empty] | 237.1374 | 0
1 | 1300 | 707 | 0.03 | 15 | 15 | 7 | 3.1623e-13 | 5spot_SharedNeighbor | Water | Porous | Wet | R245fa | MinimizeLCOE_Brownfield | IgnoreSilica | 0 | 0 | 0 | 0 | [6 empty] | 9.5584 | [19 empty] | 316.2278 | 0
1 | 1300 | 707 | 0.03 | 15 | 15 | 7 | 4.217e-13 | 5spot_SharedNeighbor | Water | Porous | Wet | R245fa | MinimizeLCOE_Brownfield | IgnoreSilica | 0 | 0 | 0 | 0 | [6 empty] | 9.5219 | [19 empty] | 421.6965 | 0
1 | 1300 | 707 | 0.03 | 15 | 15 | 7 | 5.6234e-13 | 5spot_SharedNeighbor | Water | Porous | Wet | R245fa | MinimizeLCOE_Brownfield | IgnoreSilica | 0 | 0 | 0 | 0 | [6 empty] | 10.1546 | [19 empty] | 562.3413 | 0
1 | 1300 | 707 | 0.03 | 15 | 15 | 7 | 7.4989e-13 | 5spot_SharedNeighbor | Water | Porous | Wet | R245fa | MinimizeLCOE_Brownfield | IgnoreSilica | 0 | 0 | 0 | 0 | [6 empty] | 10.8836 | [19 empty] | 749.8942 | 0
1 | 1300 | 707 | 0.03 | 15 | 15 | 7 | 1e-12 | 5spot_SharedNeighbor | Water | Porous | Wet | R245fa | MinimizeLCOE_Brownfield | IgnoreSilica | 0 | 0 | 0 | 0 | [6 empty] | 10.7612 | [19 empty] | 1000 | 0
1 | 1300 | 707 | 0.03 | 15 | 15 | 7 | 1.3335e-12 | 5spot_SharedNeighbor | Water | Porous | Wet | R245fa | MinimizeLCOE_Brownfield | IgnoreSilica | 0 | 0 | 0 | 0 | [6 empty] | 11.599 | [19 empty] | 1333.5214 | 0
1 | 1300 | 707 | 0.03 | 15 | 15 | 7 | 1.7783e-12 | 5spot_SharedNeighbor | Water | Porous | Wet | R245fa | MinimizeLCOE_Brownfield | IgnoreSilica | 0 | 0 | 0 | 0 | [6 empty] | 12.9343 | [19 empty] | 1778.2794 | 0
1 | 1300 | 707 | 0.03 | 15 | 15 | 7 | 2.3714e-12 | 5spot_SharedNeighbor | Water | Porous | Wet | R245fa | MinimizeLCOE_Brownfield | IgnoreSilica | 0 | 0 | 0 | 0 | [6 empty] | 14.9382 | [19 empty] | 2371.3737 | 0
1 | 1300 | 707 | 0.03 | 15 | 15 | 7 | 3.1623e-12 | 5spot_SharedNeighbor | Water | Porous | Wet | R245fa | MinimizeLCOE_Brownfield | IgnoreSilica | 0 | 0 | 0 | 0 | [6 empty] | 16.8388 | [19 empty] | 3162.2777 | 0
1 | 1300 | 707 | 0.03 | 15 | 15 | 7 | 4.217e-12 | 5spot_SharedNeighbor | Water | Porous | Wet | R245fa | MinimizeLCOE_Brownfield | IgnoreSilica | 0 | 0 | 0 | 0 | [6 empty] | 17.3325 | [19 empty] | 4216.965 | 0
1 | 1300 | 707 | 0.03 | 15 | 15 | 7 | 5.6234e-12 | 5spot_SharedNeighbor | Water | Porous | Wet | R245fa | MinimizeLCOE_Brownfield | IgnoreSilica | 0 | 0 | 0 | 0 | [6 empty] | 17.6952 | [19 empty] | 5623.4133 | 0
1 | 1300 | 707 | 0.03 | 15 | 15 | 7 | 7.4989e-12 | 5spot_SharedNeighbor | Water | Porous | Wet | R245fa | MinimizeLCOE_Brownfield | IgnoreSilica | 0 | 0 | 0 | 0 | [6 empty] | 17.1668 | [19 empty] | 7498.9421 | 0
1 | 1300 | 707 | 0.03 | 15 | 15 | 7 | 1e-11 | 5spot_SharedNeighbor | Water | Porous | Wet | R245fa | MinimizeLCOE_Brownfield | IgnoreSilica | 0 | 0 | 0 | 0 | [6 empty] | 16.5786 | [19 empty] | 10000 | 0
1 | 1300 | 707 | 0.03 | 15 | 15 | 7 | 1.3335e-11 | 5spot_SharedNeighbor | Water | Porous | Wet | R245fa | MinimizeLCOE_Brownfield | IgnoreSilica | 0 | 0 | 0 | 0 | [6 empty] | 16.194 | [19 empty] | 13335.2143 | 0
1 | 1300 | 707 | 0.03 | 15 | 15 | 7 | 1.7783e-11 | 5spot_SharedNeighbor | Water | Porous | Wet | R245fa | MinimizeLCOE_Brownfield | IgnoreSilica | 1.6 | 0.064901 | 2.3321e-05 | 4 | 56708817.0186 | 140617498.6395 | 1156085.9393 | 2866677.909 | 50.2919 | 0 | 17.078 | 27860.6971 | 668.1891 | 40464.7581 | 49422.105 | 0 | 18362.6881 | 0 | 53343.5906 | 138789.0805 | 94726.3992 | 423637.5077 | 961560.8286 | 3904935.7281 | 3904935.7281 | 1478867.319 | 2443695.3611 | 0 | 5290134.0644 | 13117632.4726 | 17782.7941 | 9.3286e-05 | 56708817.0186 | 140617498.6395 | 1156085.9393 | 2866677.909
1 | 1300 | 707 | 0.03 | 15 | 15 | 7 | 2.3714e-11 | 5spot_SharedNeighbor | Water | Porous | Wet | R245fa | MinimizeLCOE_Brownfield | IgnoreSilica | 1.6 | 0.064902 | 0.00020718 | 4 | 6375259.8312 | 15820725.1352 | 129968.2948 | 322526.881 | 50.292 | 0 | 16.1647 | 27860.8725 | 668.194 | 40464.9144 | 49422.1863 | 0 | 16125.3339 | 0 | 52471.1854 | 136519.2611 | 93177.2009 | 416709.1484 | 961560.8286 | 3904935.7281 | 3904935.7281 | 1478867.319 | 2443695.3611 | 0 | 5283205.7051 | 13110704.1132 | 23713.7371 | 0.0008287 | 6375259.8312 | 15820725.1352 | 129968.2948 | 322526.881
1 | 1300 | 707 | 0.03 | 15 | 15 | 7 | 3.1623e-11 | 5spot_SharedNeighbor | Water | Porous | Wet | R245fa | MinimizeLCOE_Brownfield | IgnoreSilica | 1.6 | 0.064902 | 0.00034506 | 4 | 3823281.3367 | 9494457.5375 | 77942.7614 | 193557.3591 | 50.2921 | 0 | 16.2914 | 27861.004 | 668.1976 | 40465.0316 | 49422.2472 | 0 | 14117.5204 | 0 | 51688.2604 | 134482.2507 | 91786.8995 | 410491.4115 | 961560.8286 | 3904935.7281 | 3904935.7281 | 1478867.319 | 2443695.3611 | 0 | 5276987.9682 | 13104486.3764 | 31622.7766 | 0.0013802 | 3823281.3367 | 9494457.5375 | 77942.7614 | 193557.3591
1 | 1300 | 707 | 0.03 | 15 | 15 | 7 | 4.217e-11 | 5spot_SharedNeighbor | Water | Porous | Wet | R245fa | MinimizeLCOE_Brownfield | IgnoreSilica | 2.9593 | 0.12831 | 0.00068589 | 4 | 2011524.842 | 4864555.5923 | 41007.6547 | 99170.5455 | 51.7269 | 0 | 31.7708 | 46049.0364 | 1130.0999 | 69706.0125 | 73006.0799 | 0 | 20704.6623 | 0 | 82132.3975 | 213691.6506 | 145848.9424 | 652268.8815 | 961560.8286 | 3904935.7281 | 3904935.7281 | 1478867.319 | 2443695.3611 | 0 | 5518765.4382 | 13346263.8464 | 42169.6503 | 0.0027436 | 2011524.842 | 4864555.5923 | 41007.6547 | 99170.5455
1 | 1300 | 707 | 0.03 | 15 | 15 | 7 | 5.6234e-11 | 5spot_SharedNeighbor | Water | Porous | Wet | R245fa | MinimizeLCOE_Brownfield | IgnoreSilica | 3.9339 | 0.17402 | 0.0010602 | 4 | 1338043.8233 | 3183816.0955 | 27277.8332 | 64906.3975 | 52.1601 | 0 | 32.5076 | 57339.7859 | 1418.2361 | 88909.1474 | 89956.3597 | 0 | 23201.5861 | 0 | 101721.7949 | 264659.2443 | 180635.3725 | 807841.5268 | 961560.8286 | 3904935.7281 | 3904935.7281 | 1478867.319 | 2443695.3611 | 0 | 5674338.0835 | 13501836.4917 | 56234.1325 | 0.0042408 | 1338043.8233 | 3183816.0955 | 27277.8332 | 64906.3975
1 | 1300 | 707 | 0.03 | 15 | 15 | 7 | 7.4989e-11 | 5spot_SharedNeighbor | Water | Porous | Wet | R245fa | MinimizeLCOE_Brownfield | IgnoreSilica | 5.1855 | 0.23275 | 0.0015607 | 4 | 939361.3417 | 2193216.964 | 19150.1515 | 44711.6944 | 52.4812 | 0 | 39.072 | 70551.2093 | 1756.1474 | 112162.0351 | 111725.2199 | 0 | 25927.827 | 0 | 125627.7511 | 326857.6385 | 223087.0545 | 997694.8826 | 961560.8286 | 3904935.7281 | 3904935.7281 | 1478867.319 | 2443695.3611 | 0 | 5864191.4393 | 13691689.8475 | 74989.4209 | 0.0062427 | 939361.3417 | 2193216.964 | 19150.1515 | 44711.6944
1 | 1300 | 707 | 0.03 | 15 | 15 | 7 | 1e-10 | 5spot_SharedNeighbor | Water | Porous | Wet | R245fa | MinimizeLCOE_Brownfield | IgnoreSilica | 6.7176 | 0.30459 | 0.0022155 | 4 | 686667.5982 | 1569922.4545 | 13998.6478 | 32004.9927 | 52.7066 | 0 | 43.9681 | 85343.5998 | 2135.0161 | 139061.6335 | 138354.1447 | 0 | 28623.4883 | 0 | 153471.9741 | 399302.5952 | 272532.2261 | 1218824.6778 | 961560.8286 | 3904935.7281 | 3904935.7281 | 1478867.319 | 2443695.3611 | 0 | 6085321.2345 | 13912819.6427 | 100000 | 0.0088621 | 686667.5982 | 1569922.4545 | 13998.6478 | 32004.9927
1 | 1300 | 707 | 0.03 | 15 | 15 | 7 | 1.3335e-10 | 5spot_SharedNeighbor | Water | Porous | Wet | R245fa | MinimizeLCOE_Brownfield | IgnoreSilica | 9.2781 | 0.42491 | 0.0031163 | 4 | 516855.6609 | 1144798.5382 | 10536.8017 | 23338.2667 | 52.9307 | 0 | 46.0992 | 107914.1275 | 2714.1262 | 181457.0424 | 182912.9542 | 0 | 33925.5293 | 0 | 198480.2741 | 516404.9592 | 352456.9957 | 1576266.0087 | 961560.8286 | 3904935.7281 | 3904935.7281 | 1478867.319 | 2443695.3611 | 0 | 6442762.5654 | 14270260.9736 | 133352.1432 | 0.012465 | 516855.6609 | 1144798.5382 | 10536.8017 | 23338.2667
1 | 1300 | 707 | 0.03 | 15 | 15 | 7 | 1.7783e-10 | 5spot_SharedNeighbor | Water | Porous | Wet | R245fa | MinimizeLCOE_Brownfield | IgnoreSilica | 11.3346 | 0.52157 | 0.004226 | 4 | 397062.8971 | 860120.9932 | 8094.6642 | 17534.7298 | 53.0402 | 0 | 39.6436 | 124635.9742 | 3143.6501 | 213768.8434 | 218706.2705 | 0 | 35571.218 | 0 | 232372.123 | 604584.5979 | 412641.411 | 1845424.0881 | 961560.8286 | 3904935.7281 | 3904935.7281 | 1478867.319 | 2443695.3611 | 0 | 6711920.6448 | 14539419.053 | 177827.941 | 0.016904 | 397062.8971 | 860120.9932 | 8094.6642 | 17534.7298
1 | 1300 | 707 | 0.03 | 15 | 15 | 7 | 2.3714e-10 | 5spot_SharedNeighbor | Water | Porous | Wet | R245fa | MinimizeLCOE_Brownfield | IgnoreSilica | 14.4092 | 0.66592 | 0.0056642 | 4 | 313601.5233 | 659080.5827 | 6393.1912 | 13436.2492 | 53.1421 | 0 | 41.4763 | 147922.7635 | 3742.0944 | 259886.9637 | 272175.452 | 0 | 39091.9422 | 0 | 281899.4942 | 733444.6583 | 500591.0501 | 2238754.4184 | 961560.8286 | 3904935.7281 | 3904935.7281 | 1478867.319 | 2443695.3611 | 0 | 7105250.9751 | 14932749.3832 | 237137.3706 | 0.022657 | 313601.5233 | 659080.5827 | 6393.1912 | 13436.2492
1 | 1300 | 707 | 0.03 | 15 | 15 | 7 | 3.1623e-10 | 5spot_SharedNeighbor | Water | Porous | Wet | R245fa | MinimizeLCOE_Brownfield | IgnoreSilica | 18.0406 | 0.83642 | 0.0074486 | 4 | 253529.5953 | 516245.6847 | 5168.5437 | 10524.3666 | 53.2182 | 0 | 51.2352 | 173517.7954 | 4400.1396 | 311857.5945 | 335331.8883 | 0 | 42530.5168 | 0 | 338378.7945 | 880392.2122 | 600885.7751 | 2687294.7164 | 961560.8286 | 3904935.7281 | 3904935.7281 | 1478867.319 | 2443695.3611 | 0 | 7553791.2731 | 15381289.6813 | 316227.766 | 0.029795 | 253529.5953 | 516245.6847 | 5168.5437 | 10524.3666
1 | 1300 | 707 | 0.03 | 15 | 15 | 7 | 4.217e-10 | 5spot_SharedNeighbor | Water | Porous | Wet | R245fa | MinimizeLCOE_Brownfield | IgnoreSilica | 22.1823 | 1.0309 | 0.0095898 | 4 | 209841.3624 | 413899.6798 | 4277.9 | 8437.9048 | 53.275 | 0 | 43.4014 | 200838.6233 | 5102.7211 | 368608.8536 | 407365.2702 | 0 | 45715.7197 | 0 | 400776.1633 | 1042737.3663 | 711689.6786 | 3182834.3961 | 961560.8286 | 3904935.7281 | 3904935.7281 | 1478867.319 | 2443695.3611 | 0 | 8049330.9528 | 15876829.361 | 421696.5034 | 0.038359 | 209841.3624 | 413899.6798 | 4277.9 | 8437.9048
1 | 1300 | 707 | 0.03 | 15 | 15 | 7 | 5.6234e-10 | 5spot_SharedNeighbor | Water | Porous | Wet | R245fa | MinimizeLCOE_Brownfield | IgnoreSilica | 26.6787 | 1.2421 | 0.012047 | 4 | 177886.7521 | 340320.6506 | 3626.4621 | 6937.8968 | 53.3172 | 0 | 44.5101 | 228784.3534 | 5821.4341 | 427848.4674 | 485574.6341 | 0 | 48404.1978 | 0 | 466608.9038 | 1214020.6531 | 828594.0414 | 3705656.6851 | 961560.8286 | 3904935.7281 | 3904935.7281 | 1478867.319 | 2443695.3611 | 0 | 8572153.2418 | 16399651.65 | 562341.3252 | 0.048189 | 177886.7521 | 340320.6506 | 3626.4621 | 6937.8968
1 | 1300 | 707 | 0.03 | 15 | 15 | 7 | 7.4989e-10 | 5spot_SharedNeighbor | Water | Porous | Wet | R245fa | MinimizeLCOE_Brownfield | IgnoreSilica | 31.264 | 1.4574 | 0.014716 | 4 | 154458.9729 | 287437.3797 | 3148.8551 | 5859.7998 | 53.3481 | 0 | 46.7679 | 255840.4945 | 6517.2521 | 486218.1875 | 565334.9501 | 0 | 50333.5106 | 0 | 532055.3139 | 1384298.7872 | 944812.3668 | 4225410.8626 | 961560.8286 | 3904935.7281 | 3904935.7281 | 1478867.319 | 2443695.3611 | 0 | 9091907.4193 | 16919405.8274 | 749894.2093 | 0.058863 | 154458.9729 | 287437.3797 | 3148.8551 | 5859.7998
1 | 1300 | 707 | 0.03 | 15 | 15 | 7 | 1e-09 | 5spot_SharedNeighbor | Water | Porous | Wet | R245fa | MinimizeLCOE_Brownfield | IgnoreSilica | 35.6628 | 1.6641 | 0.017446 | 4 | 137273.0793 | 249438.3738 | 2798.4974 | 5085.1386 | 53.3707 | 0 | 61.9389 | 280686.9288 | 7156.1824 | 540613.9248 | 641857.9471 | 0 | 51406.8113 | 0 | 593471.4999 | 1544091.1049 | 1053873.907 | 4713158.3062 | 961560.8286 | 3904935.7281 | 3904935.7281 | 1478867.319 | 2443695.3611 | 0 | 9579654.8629 | 17407153.2711 | 1000000 | 0.069785 | 137273.0793 | 249438.3738 | 2798.4974 | 5085.1386
1 | 1300 | 707 | 0.03 | 15 | 15 | 7 | 1.3335e-09 | 5spot_SharedNeighbor | Water | Porous | Wet | R245fa | MinimizeLCOE_Brownfield | IgnoreSilica | 39.6996 | 1.8537 | 0.020092 | 4 | 124663.8933 | 222057.6782 | 2541.4421 | 4526.9461 | 53.3873 | 0 | 50.8816 | 302685.1738 | 7721.7959 | 589356.0432 | 712087.826 | 0 | 51780.8543 | 0 | 648816.3604 | 1688087.0791 | 1152154.1182 | 5152689.251 | 961560.8286 | 3904935.7281 | 3904935.7281 | 1478867.319 | 2443695.3611 | 0 | 10019185.8077 | 17846684.2159 | 1333521.4322 | 0.08037 | 124663.8933 | 222057.6782 | 2541.4421 | 4526.9461
1 | 1300 | 707 | 0.03 | 15 | 15 | 7 | 1.7783e-09 | 5spot_SharedNeighbor | Water | Porous | Wet | R245fa | MinimizeLCOE_Brownfield | IgnoreSilica | 43.1903 | 2.0177 | 0.022515 | 4 | 115405.8724 | 202321.6279 | 2352.7048 | 4124.6 | 53.3991 | 0 | 58.6224 | 321167.666 | 8196.9406 | 630703.6252 | 772817.5462 | 0 | 51526.6045 | 0 | 695920.8291 | 1810643.2445 | 1235801.2193 | 5526777.6754 | 961560.8286 | 3904935.7281 | 3904935.7281 | 1478867.319 | 2443695.3611 | 0 | 10393274.2321 | 18220772.6402 | 1778279.41 | 0.090058 | 115405.8724 | 202321.6279 | 2352.7048 | 4124.6
1 | 1300 | 707 | 0.03 | 15 | 15 | 7 | 2.3714e-09 | 5spot_SharedNeighbor | Water | Porous | Wet | R245fa | MinimizeLCOE_Brownfield | IgnoreSilica | 46.1038 | 2.1546 | 0.024636 | 4 | 108597.4239 | 188030.1043 | 2213.9054 | 3833.248 | 53.4076 | 0 | 64.8179 | 336249.7122 | 8584.6063 | 664698.8398 | 823503.4284 | 0 | 50880.7865 | 0 | 734727.7756 | 1911610.9586 | 1304713.7589 | 5834969.8664 | 961560.8286 | 3904935.7281 | 3904935.7281 | 1478867.319 | 2443695.3611 | 0 | 10701466.4231 | 18528964.8312 | 2371373.7057 | 0.098543 | 108597.4239 | 188030.1043 | 2213.9054 | 3833.248
1 | 1300 | 707 | 0.03 | 15 | 15 | 7 | 3.1623e-09 | 5spot_SharedNeighbor | Water | Porous | Wet | R245fa | MinimizeLCOE_Brownfield | IgnoreSilica | 48.4498 | 2.2648 | 0.026422 | 4 | 103578.8192 | 177642.1326 | 2111.5943 | 3621.4752 | 53.4136 | 0 | 44.0352 | 348184.3025 | 8891.3248 | 691756.4823 | 864314.4094 | 0 | 50010.3797 | 0 | 765631.1904 | 1992015.305 | 1359591.3775 | 6080394.7715 | 961560.8286 | 3904935.7281 | 3904935.7281 | 1478867.319 | 2443695.3611 | 0 | 10946891.3281 | 18774389.7363 | 3162277.6602 | 0.10569 | 103578.8192 | 177642.1326 | 2111.5943 | 3621.4752
1 | 1300 | 707 | 0.03 | 15 | 15 | 7 | 4.217e-09 | 5spot_SharedNeighbor | Water | Porous | Wet | R245fa | MinimizeLCOE_Brownfield | IgnoreSilica | 50.325 | 2.3529 | 0.02789 | 4 | 99869.7571 | 170033.7919 | 2035.9801 | 3466.3688 | 53.4178 | 0 | 59.6334 | 357597.3327 | 9133.207 | 713192.796 | 896933.4396 | 0 | 49122.5246 | 0 | 790131.927 | 2055761.1956 | 1403099.2577 | 6274971.6802 | 961560.8286 | 3904935.7281 | 3904935.7281 | 1478867.319 | 2443695.3611 | 0 | 11141468.2369 | 18968966.6451 | 4216965.0343 | 0.11156 | 99869.7571 | 170033.7919 | 2035.9801 | 3466.3688
1 | 1300 | 707 | 0.03 | 15 | 15 | 7 | 5.6234e-09 | 5spot_SharedNeighbor | Water | Porous | Wet | R245fa | MinimizeLCOE_Brownfield | IgnoreSilica | 51.7944 | 2.4219 | 0.029069 | 4 | 97121.3356 | 164439.4958 | 1979.9498 | 3352.3215 | 53.4209 | 0 | 58.3445 | 364897.6876 | 9320.7793 | 729874.9223 | 922489.8045 | 0 | 48287.6481 | 0 | 809199.6283 | 2105371.4432 | 1436959.2711 | 6426401.1844 | 961560.8286 | 3904935.7281 | 3904935.7281 | 1478867.319 | 2443695.3611 | 0 | 11292897.7411 | 19120396.1493 | 5623413.2519 | 0.11628 | 97121.3356 | 164439.4958 | 1979.9498 | 3352.3215
1 | 1300 | 707 | 0.03 | 15 | 15 | 7 | 7.4989e-09 | 5spot_SharedNeighbor | Water | Porous | Wet | R245fa | MinimizeLCOE_Brownfield | IgnoreSilica | 52.9197 | 2.4747 | 0.029996 | 4 | 95079.8933 | 160317.1695 | 1938.3322 | 3268.2823 | 53.423 | 0 | 54.5514 | 370446.015 | 9463.3223 | 742586.3998 | 942062.5393 | 0 | 47529.0307 | 0 | 823714.0497 | 2143134.9904 | 1462733.668 | 6541670.015 | 961560.8286 | 3904935.7281 | 3904935.7281 | 1478867.319 | 2443695.3611 | 0 | 11408166.5717 | 19235664.9799 | 7498942.0933 | 0.11999 | 95079.8933 | 160317.1695 | 1938.3322 | 3268.2823
1 | 1300 | 707 | 0.03 | 15 | 15 | 7 | 1e-08 | 5spot_SharedNeighbor | Water | Porous | Wet | R245fa | MinimizeLCOE_Brownfield | IgnoreSilica | 53.7823 | 2.5152 | 0.030718 | 4 | 93560.4789 | 157264.0536 | 1907.3569 | 3206.0404 | 53.4246 | 0 | 55.6937 | 374673.7794 | 9571.9301 | 752291.344 | 957063.0089 | 0 | 46887.318 | 0 | 834790.0784 | 2171952.5449 | 1482402.2411 | 6629632.2448 | 961560.8286 | 3904935.7281 | 3904935.7281 | 1478867.319 | 2443695.3611 | 0 | 11496128.8015 | 19323627.2097 | 10000000 | 0.12287 | 93560.4789 | 157264.0536 | 1907.3569 | 3206.0404
1 | 1400 | 707 | 0.03 | 15 | 15 | 7 | 1e-13 | 5spot_SharedNeighbor | Water | Porous | Wet | R245fa | MinimizeLCOE_Brownfield | IgnoreSilica | 0 | 0 | 0 | 0 | [6 empty] | 6.2726 | [19 empty] | 100 | 0
1 | 1400 | 707 | 0.03 | 15 | 15 | 7 | 1.3335e-13 | 5spot_SharedNeighbor | Water | Porous | Wet | R245fa | MinimizeLCOE_Brownfield | IgnoreSilica | 0 | 0 | 0 | 0 | [6 empty] | 8.0744 | [19 empty] | 133.3521 | 0
1 | 1400 | 707 | 0.03 | 15 | 15 | 7 | 1.7783e-13 | 5spot_SharedNeighbor | Water | Porous | Wet | R245fa | MinimizeLCOE_Brownfield | IgnoreSilica | 0 | 0 | 0 | 0 | [6 empty] | 10.0441 | [19 empty] | 177.8279 | 0
1 | 1400 | 707 | 0.03 | 15 | 15 | 7 | 2.3714e-13 | 5spot_SharedNeighbor | Water | Porous | Wet | R245fa | MinimizeLCOE_Brownfield | IgnoreSilica | 0 | 0 | 0 | 0 | [6 empty] | 10.0668 | [19 empty] | 237.1374 | 0
1 | 1400 | 707 | 0.03 | 15 | 15 | 7 | 3.1623e-13 | 5spot_SharedNeighbor | Water | Porous | Wet | R245fa | MinimizeLCOE_Brownfield | IgnoreSilica | 0 | 0 | 0 | 0 | [6 empty] | 9.8956 | [19 empty] | 316.2278 | 0
1 | 1400 | 707 | 0.03 | 15 | 15 | 7 | 4.217e-13 | 5spot_SharedNeighbor | Water | Porous | Wet | R245fa | MinimizeLCOE_Brownfield | IgnoreSilica | 0 | 0 | 0 | 0 | [6 empty] | 10.7975 | [19 empty] | 421.6965 | 0
1 | 1400 | 707 | 0.03 | 15 | 15 | 7 | 5.6234e-13 | 5spot_SharedNeighbor | Water | Porous | Wet | R245fa | MinimizeLCOE_Brownfield | IgnoreSilica | 0 | 0 | 0 | 0 | [6 empty] | 9.7598 | [19 empty] | 562.3413 | 0
1 | 1400 | 707 | 0.03 | 15 | 15 | 7 | 7.4989e-13 | 5spot_SharedNeighbor | Water | Porous | Wet | R245fa | MinimizeLCOE_Brownfield | IgnoreSilica | 0 | 0 | 0 | 0 | [6 empty] | 10.8494 | [19 empty] | 749.8942 | 0
1 | 1400 | 707 | 0.03 | 15 | 15 | 7 | 1e-12 | 5spot_SharedNeighbor | Water | Porous | Wet | R245fa | MinimizeLCOE_Brownfield | IgnoreSilica | 0 | 0 | 0 | 0 | [6 empty] | 11.7464 | [19 empty] | 1000 | 0
1 | 1400 | 707 | 0.03 | 15 | 15 | 7 | 1.3335e-12 | 5spot_SharedNeighbor | Water | Porous | Wet | R245fa | MinimizeLCOE_Brownfield | IgnoreSilica | 0 | 0 | 0 | 0 | [6 empty] | 11.2163 | [19 empty] | 1333.5214 | 0
1 | 1400 | 707 | 0.03 | 15 | 15 | 7 | 1.7783e-12 | 5spot_SharedNeighbor | Water | Porous | Wet | R245fa | MinimizeLCOE_Brownfield | IgnoreSilica | 0 | 0 | 0 | 0 | [6 empty] | 13.1213 | [19 empty] | 1778.2794 | 0
1 | 1400 | 707 | 0.03 | 15 | 15 | 7 | 2.3714e-12 | 5spot_SharedNeighbor | Water | Porous | Wet | R245fa | MinimizeLCOE_Brownfield | IgnoreSilica | 0 | 0 | 0 | 0 | [6 empty] | 14.5932 | [19 empty] | 2371.3737 | 0
1 | 1400 | 707 | 0.03 | 15 | 15 | 7 | 3.1623e-12 | 5spot_SharedNeighbor | Water | Porous | Wet | R245fa | MinimizeLCOE_Brownfield | IgnoreSilica | 0 | 0 | 0 | 0 | [6 empty] | 16.0341 | [19 empty] | 3162.2777 | 0
1 | 1400 | 707 | 0.03 | 15 | 15 | 7 | 4.217e-12 | 5spot_SharedNeighbor | Water | Porous | Wet | R245fa | MinimizeLCOE_Brownfield | IgnoreSilica | 0 | 0 | 0 | 0 | [6 empty] | 17.4317 | [19 empty] | 4216.965 | 0
1 | 1400 | 707 | 0.03 | 15 | 15 | 7 | 5.6234e-12 | 5spot_SharedNeighbor | Water | Porous | Wet | R245fa | MinimizeLCOE_Brownfield | IgnoreSilica | 0 | 0 | 0 | 0 | [6 empty] | 17.8594 | [19 empty] | 5623.4133 | 0
1 | 1400 | 707 | 0.03 | 15 | 15 | 7 | 7.4989e-12 | 5spot_SharedNeighbor | Water | Porous | Wet | R245fa | MinimizeLCOE_Brownfield | IgnoreSilica | 0 | 0 | 0 | 0 | [6 empty] | 16.9138 | [19 empty] | 7498.9421 | 0
1 | 1400 | 707 | 0.03 | 15 | 15 | 7 | 1e-11 | 5spot_SharedNeighbor | Water | Porous | Wet | R245fa | MinimizeLCOE_Brownfield | IgnoreSilica | 0 | 0 | 0 | 0 | [6 empty] | 16.3629 | [19 empty] | 10000 | 0
1 | 1400 | 707 | 0.03 | 15 | 15 | 7 | 1.3335e-11 | 5spot_SharedNeighbor | Water | Porous | Wet | R245fa | MinimizeLCOE_Brownfield | IgnoreSilica | 1.6 | 0.072635 | 0.00017124 | 4 | 8188469.1504 | 20193470.1378 | 166933.0194 | 411671.2024 | 52.7337 | 0 | 17.173 | 31965.0666 | 783.373 | 44171.2131 | 51316.363 | 0 | 20225.2324 | 0 | 57899.8868 | 150643.6286 | 102817.3719 | 459822.1355 | 961560.8286 | 4187241.4196 | 4187241.4196 | 1478867.319 | 2556617.6377 | 0 | 5608624.3837 | 13831350.76 | 13335.2143 | 0.00068494 | 8188469.1504 | 20193470.1378 | 166933.0194 | 411671.2024
1 | 1400 | 707 | 0.03 | 15 | 15 | 7 | 1.7783e-11 | 5spot_SharedNeighbor | Water | Porous | Wet | R245fa | MinimizeLCOE_Brownfield | IgnoreSilica | 1.6 | 0.072635 | 0.00040658 | 4 | 3443819.9231 | 8499855.5267 | 70206.9272 | 173281.0518 | 52.7338 | 0 | 16.263 | 31965.3153 | 783.3801 | 44171.4352 | 51316.4747 | 0 | 17682.1079 | 0 | 56908.2981 | 148063.7182 | 101056.53 | 451947.2594 | 961560.8286 | 4187241.4196 | 4187241.4196 | 1478867.319 | 2556617.6377 | 0 | 5600749.5076 | 13823475.8839 | 17782.7941 | 0.0016263 | 3443819.9231 | 8499855.5267 | 70206.9272 | 173281.0518
1 | 1400 | 707 | 0.03 | 15 | 15 | 7 | 2.3714e-11 | 5spot_SharedNeighbor | Water | Porous | Wet | R245fa | MinimizeLCOE_Brownfield | IgnoreSilica | 1.6 | 0.072636 | 0.00058308 | 4 | 2398372.8318 | 5923958.7559 | 48894.0742 | 120767.912 | 52.734 | 0 | 15.9678 | 31965.5018 | 783.3854 | 44171.6018 | 51316.5584 | 0 | 15414.1826 | 0 | 56023.9797 | 145762.9031 | 99486.1765 | 444924.2892 | 961560.8286 | 4187241.4196 | 4187241.4196 | 1478867.319 | 2556617.6377 | 0 | 5593726.5374 | 13816452.9137 | 23713.7371 | 0.0023323 | 2398372.8318 | 5923958.7559 | 48894.0742 | 120767.912
1 | 1400 | 707 | 0.03 | 15 | 15 | 7 | 3.1623e-11 | 5spot_SharedNeighbor | Water | Porous | Wet | R245fa | MinimizeLCOE_Brownfield | IgnoreSilica | 3.3077 | 0.16244 | 0.001194 | 4 | 1241457.9208 | 2963191.3451 | 25308.7989 | 60408.6636 | 54.5968 | 0 | 35.0793 | 57865.6336 | 1457.512 | 83941.1009 | 83245.0838 | 0 | 25392.6533 | 0 | 98241.7736 | 255604.9428 | 174455.6256 | 780204.3257 | 961560.8286 | 4187241.4196 | 4187241.4196 | 1478867.319 | 2556617.6377 | 0 | 5929006.5739 | 14151732.9502 | 31622.7766 | 0.0047758 | 1241457.9208 | 2963191.3451 | 25308.7989 | 60408.6636
1 | 1400 | 707 | 0.03 | 15 | 15 | 7 | 4.217e-11 | 5spot_SharedNeighbor | Water | Porous | Wet | R245fa | MinimizeLCOE_Brownfield | IgnoreSilica | 4.3601 | 0.21804 | 0.0017916 | 4 | 852820.6309 | 2000196.2511 | 17385.9021 | 40776.706 | 55.0352 | 0 | 43.2729 | 71504.5973 | 1814.2256 | 106184.5342 | 102958.3536 | 0 | 28452.6596 | 0 | 121256.6044 | 315484.8114 | 215324.8664 | 962980.6524 | 961560.8286 | 4187241.4196 | 4187241.4196 | 1478867.319 | 2556617.6377 | 0 | 6111782.9006 | 14334509.2769 | 42169.6503 | 0.0071666 | 852820.6309 | 2000196.2511 | 17385.9021 | 40776.706
1 | 1400 | 707 | 0.03 | 15 | 15 | 7 | 5.6234e-11 | 5spot_SharedNeighbor | Water | Porous | Wet | R245fa | MinimizeLCOE_Brownfield | IgnoreSilica | 5.7165 | 0.28983 | 0.0025864 | 4 | 612443.3103 | 1407240.6591 | 12485.4853 | 28688.5043 | 55.3641 | 0 | 50.7071 | 87572.2104 | 2235.0514 | 133294.5101 | 128389.504 | 0 | 31863.1628 | 0 | 149508.2311 | 388989.7489 | 265493.4966 | 1187345.9153 | 961560.8286 | 4187241.4196 | 4187241.4196 | 1478867.319 | 2556617.6377 | 0 | 6336148.1635 | 14558874.5398 | 56234.1325 | 0.010346 | 612443.3103 | 1407240.6591 | 12485.4853 | 28688.5043
1 | 1400 | 707 | 0.03 | 15 | 15 | 7 | 7.4989e-11 | 5spot_SharedNeighbor | Water | Porous | Wet | R245fa | MinimizeLCOE_Brownfield | IgnoreSilica | 7.3561 | 0.37642 | 0.003616 | 4 | 455876.3955 | 1024367.8971 | 9293.6569 | 20883.1251 | 55.5876 | 0 | 46.1128 | 105346.4285 | 2700.8827 | 164266.0674 | 159083.2757 | 0 | 35160.652 | 0 | 181957.3495 | 473415.6988 | 323115.9422 | 1445046.2969 | 961560.8286 | 4187241.4196 | 4187241.4196 | 1478867.319 | 2556617.6377 | 0 | 6593848.5451 | 14816574.9214 | 74989.4209 | 0.014464 | 455876.3955 | 1024367.8971 | 9293.6569 | 20883.1251
1 | 1400 | 707 | 0.03 | 15 | 15 | 7 | 1e-10 | 5spot_SharedNeighbor | Water | Porous | Wet | R245fa | MinimizeLCOE_Brownfield | IgnoreSilica | 9.6996 | 0.5009 | 0.0050272 | 4 | 345647.7211 | 754562.3403 | 7046.4963 | 15382.7739 | 55.8099 | 0 | 46.372 | 128900.516 | 3319.5001 | 206404.578 | 203109.268 | 0 | 39978.7174 | 0 | 226867.906 | 590263.7545 | 402867.1412 | 1801711.3813 | 961560.8286 | 4187241.4196 | 4187241.4196 | 1478867.319 | 2556617.6377 | 0 | 6950513.6295 | 15173240.0058 | 100000 | 0.020109 | 345647.7211 | 754562.3403 | 7046.4963 | 15382.7739
1 | 1400 | 707 | 0.03 | 15 | 15 | 7 | 1.3335e-10 | 5spot_SharedNeighbor | Water | Porous | Wet | R245fa | MinimizeLCOE_Brownfield | IgnoreSilica | 12.4575 | 0.64708 | 0.0068179 | 4 | 269531.5895 | 571044.8409 | 5494.766 | 11641.5215 | 55.9524 | 0 | 48.5133 | 154313.6542 | 3986.9896 | 253293.795 | 254846.1592 | 0 | 44426.4151 | 0 | 277238.1351 | 721316.7583 | 492313.5091 | 2201735.4157 | 961560.8286 | 4187241.4196 | 4187241.4196 | 1478867.319 | 2556617.6377 | 0 | 7350537.6639 | 15573264.0402 | 133352.1432 | 0.027272 | 269531.5895 | 571044.8409 | 5494.766 | 11641.5215
1 | 1400 | 707 | 0.03 | 15 | 15 | 7 | 1.7783e-10 | 5spot_SharedNeighbor | Water | Porous | Wet | R245fa | MinimizeLCOE_Brownfield | IgnoreSilica | 15.8239 | 0.82548 | 0.0090984 | 4 | 214882.2955 | 440821.5116 | 4380.6662 | 8986.7428 | 56.0596 | 0 | 53.4753 | 183055.3792 | 4742.2197 | 307734.7476 | 317988.0204 | 0 | 49025.637 | 0 | 336392.9415 | 875225.4301 | 597359.3401 | 2671523.7157 | 961560.8286 | 4187241.4196 | 4187241.4196 | 1478867.319 | 2556617.6377 | 0 | 7820325.9639 | 16043052.3402 | 177827.941 | 0.036394 | 214882.2955 | 440821.5116 | 4380.6662 | 8986.7428
1 | 1400 | 707 | 0.03 | 15 | 15 | 7 | 2.3714e-10 | 5spot_SharedNeighbor | Water | Porous | Wet | R245fa | MinimizeLCOE_Brownfield | IgnoreSilica | 19.8265 | 1.0376 | 0.011936 | 4 | 175093.9612 | 347326.4173 | 3569.5272 | 7080.7188 | 56.1402 | 0 | 39.4038 | 214864.7105 | 5578.2115 | 369479.0426 | 393054.9611 | 0 | 53598.8896 | 0 | 404264.568 | 1051813.4797 | 717884.3125 | 3210538.1755 | 961560.8286 | 4187241.4196 | 4187241.4196 | 1478867.319 | 2556617.6377 | 0 | 8359340.4237 | 16582066.8 | 237137.3706 | 0.047742 | 175093.9612 | 347326.4173 | 3569.5272 | 7080.7188
1 | 1400 | 707 | 0.03 | 15 | 15 | 7 | 3.1623e-10 | 5spot_SharedNeighbor | Water | Porous | Wet | R245fa | MinimizeLCOE_Brownfield | IgnoreSilica | 24.3935 | 1.2796 | 0.015347 | 4 | 145867.551 | 279812.9977 | 2973.7073 | 5704.3664 | 56.2005 | 0 | 49.4754 | 248838.9242 | 6471.0792 | 436926.5395 | 478713.3722 | 0 | 57817.9479 | 0 | 479219.4666 | 1246830.7506 | 850987.6071 | 3805805.6871 | 961560.8286 | 4187241.4196 | 4187241.4196 | 1478867.319 | 2556617.6377 | 0 | 8954607.9353 | 17177334.3116 | 316227.766 | 0.061389 | 145867.551 | 279812.9977 | 2973.7073 | 5704.3664
1 | 1400 | 707 | 0.03 | 15 | 15 | 7 | 4.217e-10 | 5spot_SharedNeighbor | Water | Porous | Wet | R245fa | MinimizeLCOE_Brownfield | IgnoreSilica | 29.3707 | 1.5434 | 0.019278 | 4 | 124293.779 | 230927.1306 | 2533.8968 | 4707.7619 | 56.2454 | 0 | 48.4315 | 283724.0562 | 7387.7536 | 507589.3622 | 572072.0928 | 0 | 61385.0675 | 0 | 558541.7496 | 1453211.0598 | 991846.4088 | 4435757.5506 | 961560.8286 | 4187241.4196 | 4187241.4196 | 1478867.319 | 2556617.6377 | 0 | 9584559.7988 | 17807286.1751 | 421696.5034 | 0.077112 | 124293.779 | 230927.1306 | 2533.8968 | 4707.7619
1 | 1400 | 707 | 0.03 | 15 | 15 | 7 | 5.6234e-10 | 5spot_SharedNeighbor | Water | Porous | Wet | R245fa | MinimizeLCOE_Brownfield | IgnoreSilica | 34.5009 | 1.8153 | 0.023576 | 4 | 108342.6997 | 195536.3141 | 2208.7125 | 3986.2722 | 56.2786 | 0 | 50.6679 | 317853.5112 | 8284.3693 | 577942.141 | 668310.5342 | 0 | 64017.9868 | 0 | 638199.3316 | 1660463.7481 | 1133300.6272 | 5068372.2493 | 961560.8286 | 4187241.4196 | 4187241.4196 | 1478867.319 | 2556617.6377 | 0 | 10217174.4975 | 18439900.8738 | 562341.3252 | 0.094304 | 108342.6997 | 195536.3141 | 2208.7125 | 3986.2722
1 | 1400 | 707 | 0.03 | 15 | 15 | 7 | 7.4989e-10 | 5spot_SharedNeighbor | Water | Porous | Wet | R245fa | MinimizeLCOE_Brownfield | IgnoreSilica | 39.4755 | 2.0791 | 0.028007 | 4 | 96553.3984 | 169951.9087 | 1968.3716 | 3464.6995 | 56.303 | 0 | 51.4404 | 349512.0029 | 9115.8446 | 644173.475 | 761635.1892 | 0 | 65549.8789 | 0 | 713694.6923 | 1856887.1906 | 1267363.6628 | 5667931.9364 | 961560.8286 | 4187241.4196 | 4187241.4196 | 1478867.319 | 2556617.6377 | 0 | 10816734.1846 | 19039460.5609 | 749894.2093 | 0.11203 | 96553.3984 | 169951.9087 | 1968.3716 | 3464.6995
1 | 1400 | 707 | 0.03 | 15 | 15 | 7 | 1e-09 | 5spot_SharedNeighbor | Water | Porous | Wet | R245fa | MinimizeLCOE_Brownfield | IgnoreSilica | 44.0575 | 2.322 | 0.032324 | 4 | 87849.0595 | 151446.0848 | 1790.9219 | 3087.4333 | 56.3207 | 0 | 61.6898 | 377622.0229 | 9853.9042 | 703702.2946 | 847596.4632 | 0 | 66089.0581 | 0 | 781896.8598 | 2034335.24 | 1388475.6027 | 6209571.4454 | 961560.8286 | 4187241.4196 | 4187241.4196 | 1478867.319 | 2556617.6377 | 0 | 11358373.6936 | 19581100.0699 | 1000000 | 0.12929 | 87849.0595 | 151446.0848 | 1790.9219 | 3087.4333
1 | 1400 | 707 | 0.03 | 15 | 15 | 7 | 1.3335e-09 | 5spot_SharedNeighbor | Water | Porous | Wet | R245fa | MinimizeLCOE_Brownfield | IgnoreSilica | 48.0406 | 2.5331 | 0.036295 | 4 | 81426.0095 | 138064.714 | 1659.9793 | 2814.6359 | 56.3331 | 0 | 56.4806 | 401345.2331 | 10476.5928 | 754437.0927 | 922317.6049 | 0 | 65754.5694 | 0 | 840189.1262 | 2185999.76 | 1491989.754 | 6672509.7331 | 961560.8286 | 4187241.4196 | 4187241.4196 | 1478867.319 | 2556617.6377 | 0 | 11821311.9813 | 20044038.3576 | 1333521.4322 | 0.14518 | 81426.0095 | 138064.714 | 1659.9793 | 2814.6359
1 | 1400 | 707 | 0.03 | 15 | 15 | 7 | 1.7783e-09 | 5spot_SharedNeighbor | Water | Porous | Wet | R245fa | MinimizeLCOE_Brownfield | IgnoreSilica | 51.3922 | 2.7108 | 0.039791 | 4 | 76684.2209 | 128345.5873 | 1563.3116 | 2616.4984 | 56.3417 | 0 | 59.1762 | 420845.1481 | 10988.2756 | 796465.453 | 985183.5486 | 0 | 64893.6718 | 0 | 888566.6779 | 2311868.2257 | 1577897.5682 | 7056708.5689 | 961560.8286 | 4187241.4196 | 4187241.4196 | 1478867.319 | 2556617.6377 | 0 | 12205510.8171 | 20428237.1934 | 1778279.41 | 0.15917 | 76684.2209 | 128345.5873 | 1563.3116 | 2616.4984
1 | 1400 | 707 | 0.03 | 15 | 15 | 7 | 2.3714e-09 | 5spot_SharedNeighbor | Water | Porous | Wet | R245fa | MinimizeLCOE_Brownfield | IgnoreSilica | 54.1159 | 2.8551 | 0.042752 | 4 | 73178.8065 | 121262.9687 | 1491.849 | 2472.1096 | 56.3475 | 0 | 68.8312 | 436404.0153 | 11396.4321 | 830204.3384 | 1036261.1245 | 0 | 63738.5681 | 0 | 927421.7466 | 2412961.1442 | 1646895.5623 | 7365282.9316 | 961560.8286 | 4187241.4196 | 4187241.4196 | 1478867.319 | 2556617.6377 | 0 | 12514085.1798 | 20736811.5561 | 2371373.7057 | 0.17101 | 73178.8065 | 121262.9687 | 1491.849 | 2472.1096
1 | 1400 | 707 | 0.03 | 15 | 15 | 7 | 3.1623e-09 | 5spot_SharedNeighbor | Water | Porous | Wet | R245fa | MinimizeLCOE_Brownfield | IgnoreSilica | 56.265 | 2.9689 | 0.045178 | 4 | 70582.4163 | 116084.1465 | 1438.918 | 2366.5323 | 56.3514 | 0 | 60.9898 | 448509.3429 | 11713.9154 | 856577.6522 | 1076556.3617 | 0 | 62468.3861 | 0 | 957772.0067 | 2491926.2955 | 1700790.9006 | 7606314.8611 | 961560.8286 | 4187241.4196 | 4187241.4196 | 1478867.319 | 2556617.6377 | 0 | 12755117.1093 | 20977843.4856 | 3162277.6602 | 0.18071 | 70582.4163 | 116084.1465 | 1438.918 | 2366.5323
1 | 1400 | 707 | 0.03 | 15 | 15 | 7 | 4.217e-09 | 5spot_SharedNeighbor | Water | Porous | Wet | R245fa | MinimizeLCOE_Brownfield | IgnoreSilica | 57.9498 | 3.0581 | 0.047129 | 4 | 68655.3264 | 112273.4247 | 1399.6317 | 2288.8456 | 56.354 | 0 | 55.1496 | 457898.4759 | 11960.1121 | 877106.7129 | 1108141.4569 | 0 | 61268.3909 | 0 | 981386.308 | 2553365.8634 | 1742724.6682 | 7793851.9882 | 961560.8286 | 4187241.4196 | 4187241.4196 | 1478867.319 | 2556617.6377 | 0 | 12942654.2364 | 21165380.6127 | 4216965.0343 | 0.18852 | 68655.3264 | 112273.4247 | 1399.6317 | 2288.8456
1 | 1400 | 707 | 0.03 | 15 | 15 | 7 | 5.6234e-09 | 5spot_SharedNeighbor | Water | Porous | Wet | R245fa | MinimizeLCOE_Brownfield | IgnoreSilica | 59.2682 | 3.1279 | 0.048677 | 4 | 67222.176 | 109453.4662 | 1370.415 | 2231.357 | 56.3558 | 0 | 58.1103 | 465185.2248 | 12151.1496 | 893082.7981 | 1132852.2597 | 0 | 60233.1022 | 0 | 999766.7684 | 2601188.0509 | 1775364.2938 | 7939823.6473 | 961560.8286 | 4187241.4196 | 4187241.4196 | 1478867.319 | 2556617.6377 | 0 | 13088625.8955 | 21311352.2718 | 5623413.2519 | 0.19471 | 67222.176 | 109453.4662 | 1370.415 | 2231.357
1 | 1400 | 707 | 0.03 | 15 | 15 | 7 | 7.4989e-09 | 5spot_SharedNeighbor | Water | Porous | Wet | R245fa | MinimizeLCOE_Brownfield | IgnoreSilica | 60.2667 | 3.1808 | 0.049878 | 4 | 66154.5115 | 107368.9851 | 1348.6492 | 2188.862 | 56.357 | 0 | 55.5456 | 470669.8189 | 12294.9207 | 905132.8077 | 1151565.2785 | 0 | 59325.9349 | 0 | 1013605.6167 | 2637193.8955 | 1799939.0226 | 8049727.2955 | 961560.8286 | 4187241.4196 | 4187241.4196 | 1478867.319 | 2556617.6377 | 0 | 13198529.5437 | 21421255.92 | 7498942.0933 | 0.19951 | 66154.5115 | 107368.9851 | 1348.6492 | 2188.862
1 | 1400 | 707 | 0.03 | 15 | 15 | 7 | 1e-08 | 5spot_SharedNeighbor | Water | Porous | Wet | R245fa | MinimizeLCOE_Brownfield | IgnoreSilica | 61.0218 | 3.2207 | 0.050802 | 4 | 65357.9724 | 105822.5351 | 1332.4107 | 2157.3355 | 56.3578 | 0 | 67.8871 | 474798.2531 | 12403.1307 | 914217.4238 | 1165715.3754 | 0 | 58568.2447 | 0 | 1024023.9468 | 2664300.2534 | 1818439.6688 | 8132466.2967 | 961560.8286 | 4187241.4196 | 4187241.4196 | 1478867.319 | 2556617.6377 | 0 | 13281268.5449 | 21503994.9213 | 10000000 | 0.20321 | 65357.9724 | 105822.5351 | 1332.4107 | 2157.3355
1 | 1500 | 707 | 0.03 | 15 | 15 | 7 | 1e-13 | 5spot_SharedNeighbor | Water | Porous | Wet | R245fa | MinimizeLCOE_Brownfield | IgnoreSilica | 0 | 0 | 0 | 0 | [6 empty] | 6.2827 | [19 empty] | 100 | 0
1 | 1500 | 707 | 0.03 | 15 | 15 | 7 | 1.3335e-13 | 5spot_SharedNeighbor | Water | Porous | Wet | R245fa | MinimizeLCOE_Brownfield | IgnoreSilica | 0 | 0 | 0 | 0 | [6 empty] | 7.9509 | [19 empty] | 133.3521 | 0
1 | 1500 | 707 | 0.03 | 15 | 15 | 7 | 1.7783e-13 | 5spot_SharedNeighbor | Water | Porous | Wet | R245fa | MinimizeLCOE_Brownfield | IgnoreSilica | 0 | 0 | 0 | 0 | [6 empty] | 9.6649 | [19 empty] | 177.8279 | 0
1 | 1500 | 707 | 0.03 | 15 | 15 | 7 | 2.3714e-13 | 5spot_SharedNeighbor | Water | Porous | Wet | R245fa | MinimizeLCOE_Brownfield | IgnoreSilica | 0 | 0 | 0 | 0 | [6 empty] | 9.9803 | [19 empty] | 237.1374 | 0
1 | 1500 | 707 | 0.03 | 15 | 15 | 7 | 3.1623e-13 | 5spot_SharedNeighbor | Water | Porous | Wet | R245fa | MinimizeLCOE_Brownfield | IgnoreSilica | 0 | 0 | 0 | 0 | [6 empty] | 9.8148 | [19 empty] | 316.2278 | 0
1 | 1500 | 707 | 0.03 | 15 | 15 | 7 | 4.217e-13 | 5spot_SharedNeighbor | Water | Porous | Wet | R245fa | MinimizeLCOE_Brownfield | IgnoreSilica | 0 | 0 | 0 | 0 | [6 empty] | 10.4473 | [19 empty] | 421.6965 | 0
1 | 1500 | 707 | 0.03 | 15 | 15 | 7 | 5.6234e-13 | 5spot_SharedNeighbor | Water | Porous | Wet | R245fa | MinimizeLCOE_Brownfield | IgnoreSilica | 0 | 0 | 0 | 0 | [6 empty] | 10.0606 | [19 empty] | 562.3413 | 0
1 | 1500 | 707 | 0.03 | 15 | 15 | 7 | 7.4989e-13 | 5spot_SharedNeighbor | Water | Porous | Wet | R245fa | MinimizeLCOE_Brownfield | IgnoreSilica | 0 | 0 | 0 | 0 | [6 empty] | 11.3198 | [19 empty] | 749.8942 | 0
1 | 1500 | 707 | 0.03 | 15 | 15 | 7 | 1e-12 | 5spot_SharedNeighbor | Water | Porous | Wet | R245fa | MinimizeLCOE_Brownfield | IgnoreSilica | 0 | 0 | 0 | 0 | [6 empty] | 11.312 | [19 empty] | 1000 | 0
1 | 1500 | 707 | 0.03 | 15 | 15 | 7 | 1.3335e-12 | 5spot_SharedNeighbor | Water | Porous | Wet | R245fa | MinimizeLCOE_Brownfield | IgnoreSilica | 0 | 0 | 0 | 0 | [6 empty] | 11.4805 | [19 empty] | 1333.5214 | 0
1 | 1500 | 707 | 0.03 | 15 | 15 | 7 | 1.7783e-12 | 5spot_SharedNeighbor | Water | Porous | Wet | R245fa | MinimizeLCOE_Brownfield | IgnoreSilica | 0 | 0 | 0 | 0 | [6 empty] | 13.0107 | [19 empty] | 1778.2794 | 0
1 | 1500 | 707 | 0.03 | 15 | 15 | 7 | 2.3714e-12 | 5spot_SharedNeighbor | Water | Porous | Wet | R245fa | MinimizeLCOE_Brownfield | IgnoreSilica | 0 | 0 | 0 | 0 | [6 empty] | 15.4891 | [19 empty] | 2371.3737 | 0
1 | 1500 | 707 | 0.03 | 15 | 15 | 7 | 3.1623e-12 | 5spot_SharedNeighbor | Water | Porous | Wet | R245fa | MinimizeLCOE_Brownfield | IgnoreSilica | 0 | 0 | 0 | 0 | [6 empty] | 16.9369 | [19 empty] | 3162.2777 | 0
1 | 1500 | 707 | 0.03 | 15 | 15 | 7 | 4.217e-12 | 5spot_SharedNeighbor | Water | Porous | Wet | R245fa | MinimizeLCOE_Brownfield | IgnoreSilica | 0 | 0 | 0 | 0 | [6 empty] | 18.367 | [19 empty] | 4216.965 | 0
1 | 1500 | 707 | 0.03 | 15 | 15 | 7 | 5.6234e-12 | 5spot_SharedNeighbor | Water | Porous | Wet | R245fa | MinimizeLCOE_Brownfield | IgnoreSilica | 0 | 0 | 0 | 0 | [6 empty] | 17.0949 | [19 empty] | 5623.4133 | 0
1 | 1500 | 707 | 0.03 | 15 | 15 | 7 | 7.4989e-12 | 5spot_SharedNeighbor | Water | Porous | Wet | R245fa | MinimizeLCOE_Brownfield | IgnoreSilica | 0 | 0 | 0 | 0 | [6 empty] | 17.6155 | [19 empty] | 7498.9421 | 0
1 | 1500 | 707 | 0.03 | 15 | 15 | 7 | 1e-11 | 5spot_SharedNeighbor | Water | Porous | Wet | R245fa | MinimizeLCOE_Brownfield | IgnoreSilica | 1.6 | 0.080363 | 0.0003083 | 4 | 4811595.5786 | 11806580.1954 | 98090.884 | 240693.1069 | 55.1396 | 0 | 19.1028 | 36158.2346 | 904.808 | 47779.3239 | 53103.0108 | 0 | 22407.2438 | 0 | 62537.5222 | 162709.8046 | 111052.785 | 496652.7328 | 961560.8286 | 4475407.202 | 4475407.202 | 1478867.319 | 2671883.9507 | 0 | 5933620.7634 | 14559779.235 | 10000 | 0.0012332 | 4811595.5786 | 11806580.1954 | 98090.884 | 240693.1069
1 | 1500 | 707 | 0.03 | 15 | 15 | 7 | 1.3335e-11 | 5spot_SharedNeighbor | Water | Porous | Wet | R245fa | MinimizeLCOE_Brownfield | IgnoreSilica | 1.9237 | 0.099364 | 0.00065084 | 4 | 2305681.0894 | 5619174.2106 | 47004.4277 | 114554.4668 | 55.8153 | 0 | 149.8606 | 42391.8048 | 1069.9691 | 56584.4624 | 59588.6097 | 0 | 22949.5704 | 0 | 71207.9224 | 185268.4072 | 126449.4948 | 565510.2407 | 961560.8286 | 4475407.202 | 4475407.202 | 1478867.319 | 2671883.9507 | 0 | 6002478.2713 | 14628636.7429 | 13335.2143 | 0.0026033 | 2305681.0894 | 5619174.2106 | 47004.4277 | 114554.4668
1 | 1500 | 707 | 0.03 | 15 | 15 | 7 | 1.7783e-11 | 5spot_SharedNeighbor | Water | Porous | Wet | R245fa | MinimizeLCOE_Brownfield | IgnoreSilica | 2.5849 | 0.13821 | 0.0011112 | 4 | 1382090.1372 | 3322832.0308 | 28175.7769 | 67740.4254 | 56.692 | 0 | 203.945 | 54105.6582 | 1381.7582 | 73618.5158 | 72826.7048 | 0 | 26046.7001 | 0 | 88911.9415 | 231330.6333 | 157887.9106 | 706109.8225 | 961560.8286 | 4475407.202 | 4475407.202 | 1478867.319 | 2671883.9507 | 0 | 6143077.853 | 14769236.3247 | 17782.7941 | 0.0044448 | 1382090.1372 | 3322832.0308 | 28175.7769 | 67740.4254
1 | 1500 | 707 | 0.03 | 15 | 15 | 7 | 2.3714e-11 | 5spot_SharedNeighbor | Water | Porous | Wet | R245fa | MinimizeLCOE_Brownfield | IgnoreSilica | 3.4586 | 0.18972 | 0.0017397 | 4 | 908004.5436 | 2147622.2245 | 18510.9008 | 43782.1839 | 57.3527 | 0 | 38.6132 | 68132.3356 | 1756.348 | 94787.8429 | 90338.9966 | 0 | 29619.1714 | 0 | 111007.5308 | 288818.8244 | 197124.7823 | 881585.8319 | 961560.8286 | 4475407.202 | 4475407.202 | 1478867.319 | 2671883.9507 | 0 | 6318553.8625 | 14944712.3341 | 23713.7371 | 0.0069587 | 908004.5436 | 2147622.2245 | 18510.9008 | 43782.1839
1 | 1500 | 707 | 0.03 | 15 | 15 | 7 | 3.1623e-11 | 5spot_SharedNeighbor | Water | Porous | Wet | R245fa | MinimizeLCOE_Brownfield | IgnoreSilica | 4.5575 | 0.25464 | 0.0025832 | 4 | 631697.7313 | 1466523.0662 | 12878.0127 | 29897.0563 | 57.8324 | 0 | 45.5294 | 84194.0011 | 2186.1641 | 119896.6095 | 112384.5246 | 0 | 33358.7062 | 0 | 137287.8022 | 357194.6997 | 243792.7221 | 1090295.2296 | 961560.8286 | 4475407.202 | 4475407.202 | 1478867.319 | 2671883.9507 | 0 | 6527263.2602 | 15153421.7318 | 31622.7766 | 0.010333 | 631697.7313 | 1466523.0662 | 12878.0127 | 29897.0563
1 | 1500 | 707 | 0.03 | 15 | 15 | 7 | 4.217e-11 | 5spot_SharedNeighbor | Water | Porous | Wet | R245fa | MinimizeLCOE_Brownfield | IgnoreSilica | 5.9749 | 0.33839 | 0.003705 | 4 | 457703.6102 | 1039763.242 | 9330.9072 | 21196.9801 | 58.1916 | 0 | 45.8905 | 103120.5969 | 2693.3268 | 150472.0315 | 140814.9087 | 0 | 37550.9129 | 0 | 169514.1929 | 441041.1579 | 301019.6527 | 1346226.7803 | 961560.8286 | 4475407.202 | 4475407.202 | 1478867.319 | 2671883.9507 | 0 | 6783194.8109 | 15409353.2825 | 42169.6503 | 0.01482 | 457703.6102 | 1039763.242 | 9330.9072 | 21196.9801
1 | 1500 | 707 | 0.03 | 15 | 15 | 7 | 5.6234e-11 | 5spot_SharedNeighbor | Water | Porous | Wet | R245fa | MinimizeLCOE_Brownfield | IgnoreSilica | 7.6534 | 0.43728 | 0.0051492 | 4 | 343279.011 | 762090.7316 | 6998.207 | 15536.2504 | 58.4272 | 0 | 45.7682 | 123629.1054 | 3242.9517 | 184685.4899 | 174415.6856 | 0 | 41417.3685 | 0 | 205682.3344 | 535143.2429 | 365246.2594 | 1633462.4378 | 961560.8286 | 4475407.202 | 4475407.202 | 1478867.319 | 2671883.9507 | 0 | 7070430.4684 | 15696588.94 | 56234.1325 | 0.020597 | 343279.011 | 762090.7316 | 6998.207 | 15536.2504
1 | 1500 | 707 | 0.03 | 15 | 15 | 7 | 7.4989e-11 | 5spot_SharedNeighbor | Water | Porous | Wet | R245fa | MinimizeLCOE_Brownfield | IgnoreSilica | 10.1212 | 0.58375 | 0.0071526 | 4 | 261467.8496 | 562973.4648 | 5330.3758 | 11476.9756 | 58.6808 | 0 | 49.4496 | 151675.8742 | 3996.3879 | 232648.8928 | 224038.774 | 0 | 47482.3806 | 0 | 257338.5007 | 669541.9915 | 456976.1669 | 2043698.9686 | 961560.8286 | 4475407.202 | 4475407.202 | 1478867.319 | 2671883.9507 | 0 | 7480666.9992 | 16106825.4708 | 74989.4209 | 0.02861 | 261467.8496 | 562973.4648 | 5330.3758 | 11476.9756
1 | 1500 | 707 | 0.03 | 15 | 15 | 7 | 1e-10 | 5spot_SharedNeighbor | Water | Porous | Wet | R245fa | MinimizeLCOE_Brownfield | IgnoreSilica | 12.9936 | 0.75374 | 0.0096836 | 4 | 204844.7139 | 427544.4137 | 4176.0366 | 8716.0712 | 58.8371 | 0 | 41.2891 | 181564.4622 | 4798.9318 | 285388.052 | 281691.7192 | 0 | 52944.3816 | 0 | 314491.1432 | 818241.4437 | 558466.5985 | 2497586.7323 | 961560.8286 | 4475407.202 | 4475407.202 | 1478867.319 | 2671883.9507 | 0 | 7934554.7629 | 16560713.2345 | 100000 | 0.038734 | 204844.7139 | 427544.4137 | 4176.0366 | 8716.0712
1 | 1500 | 707 | 0.03 | 15 | 15 | 7 | 1.3335e-10 | 5spot_SharedNeighbor | Water | Porous | Wet | R245fa | MinimizeLCOE_Brownfield | IgnoreSilica | 16.513 | 0.96207 | 0.012915 | 4 | 163949.8122 | 330934.4369 | 3342.3387 | 6746.5461 | 58.9552 | 0 | 52.7277 | 215508.0551 | 5710.4455 | 346874.1076 | 352335.927 | 0 | 58637.8492 | 0 | 381835.8899 | 993458.6603 | 678055.9492 | 3032416.8839 | 961560.8286 | 4475407.202 | 4475407.202 | 1478867.319 | 2671883.9507 | 0 | 8469384.9145 | 17095543.3861 | 133352.1432 | 0.051658 | 163949.8122 | 330934.4369 | 3342.3387 | 6746.5461
1 | 1500 | 707 | 0.03 | 15 | 15 | 7 | 1.7783e-10 | 5spot_SharedNeighbor | Water | Porous | Wet | R245fa | MinimizeLCOE_Brownfield | IgnoreSilica | 20.7324 | 1.2118 | 0.016955 | 4 | 134000.1983 | 261193.7804 | 2731.7753 | 5324.7885 | 59.0446 | 0 | 51.1353 | 253383.6815 | 6727.4768 | 417183.2682 | 437032.8615 | 0 | 64397.3889 | 0 | 459702.624 | 1196051.9297 | 816330.0185 | 3650809.2492 | 961560.8286 | 4475407.202 | 4475407.202 | 1478867.319 | 2671883.9507 | 0 | 9087777.2798 | 17713935.7514 | 177827.941 | 0.067819 | 134000.1983 | 261193.7804 | 2731.7753 | 5324.7885
1 | 1500 | 707 | 0.03 | 15 | 15 | 7 | 2.3714e-10 | 5spot_SharedNeighbor | Water | Porous | Wet | R245fa | MinimizeLCOE_Brownfield | IgnoreSilica | 25.5728 | 1.4984 | 0.021843 | 4 | 111863.8717 | 210595.0405 | 2280.4963 | 4293.2648 | 59.1114 | 0 | 54.8744 | 294033.5041 | 7818.7604 | 494359.5071 | 534196.8048 | 0 | 69734.0713 | 0 | 546055.6326 | 1420724.7446 | 969673.8312 | 4336596.8561 | 961560.8286 | 4475407.202 | 4475407.202 | 1478867.319 | 2671883.9507 | 0 | 9773564.8867 | 18399723.3583 | 237137.3706 | 0.08737 | 111863.8717 | 210595.0405 | 2280.4963 | 4293.2648
1 | 1500 | 707 | 0.03 | 15 | 15 | 7 | 3.1623e-10 | 5spot_SharedNeighbor | Water | Porous | Wet | R245fa | MinimizeLCOE_Brownfield | IgnoreSilica | 30.9176 | 1.8149 | 0.027532 | 4 | 95419.0876 | 173748.4077 | 1945.2472 | 3542.0963 | 59.1616 | 0 | 48.8483 | 336290.0887 | 8952.7976 | 576228.7183 | 641495.9093 | 0 | 74364.3776 | 0 | 638559.4377 | 1661400.6703 | 1133940.0958 | 5071232.0952 | 961560.8286 | 4475407.202 | 4475407.202 | 1478867.319 | 2671883.9507 | 0 | 10508200.1258 | 19134358.5974 | 316227.766 | 0.11013 | 95419.0876 | 173748.4077 | 1945.2472 | 3542.0963
1 | 1500 | 707 | 0.03 | 15 | 15 | 7 | 4.217e-10 | 5spot_SharedNeighbor | Water | Porous | Wet | R245fa | MinimizeLCOE_Brownfield | IgnoreSilica | 36.5324 | 2.1473 | 0.03384 | 4 | 83181.504 | 146909.5372 | 1695.7675 | 2994.9496 | 59.1991 | 0 | 58.4287 | 378366.3972 | 10081.5446 | 659216.469 | 754224.15 | 0 | 77967.6621 | 0 | 733143.9269 | 1907490.1093 | 1301901.1946 | 5822391.4536 | 961560.8286 | 4475407.202 | 4475407.202 | 1478867.319 | 2671883.9507 | 0 | 11259359.4842 | 19885517.9558 | 421696.5034 | 0.13536 | 83181.504 | 146909.5372 | 1695.7675 | 2994.9496
1 | 1500 | 707 | 0.03 | 15 | 15 | 7 | 5.6234e-10 | 5spot_SharedNeighbor | Water | Porous | Wet | R245fa | MinimizeLCOE_Brownfield | IgnoreSilica | 42.0501 | 2.4741 | 0.040428 | 4 | 74081.5969 | 127424.5571 | 1510.2536 | 2597.722 | 59.2266 | 0 | 68.8375 | 417855.3572 | 11140.4195 | 738298.5126 | 865009.5077 | 0 | 80168.351 | 0 | 823864.1377 | 2143525.4886 | 1463000.191 | 6542861.9655 | 961560.8286 | 4475407.202 | 4475407.202 | 1478867.319 | 2671883.9507 | 0 | 11979829.9961 | 20605988.4677 | 562341.3252 | 0.16171 | 74081.5969 | 127424.5571 | 1510.2536 | 2597.722
1 | 1500 | 707 | 0.03 | 15 | 15 | 7 | 7.4989e-10 | 5spot_SharedNeighbor | Water | Porous | Wet | R245fa | MinimizeLCOE_Brownfield | IgnoreSilica | 47.1929 | 2.7787 | 0.046925 | 4 | 67327.5769 | 113284.3988 | 1372.5637 | 2309.4557 | 59.2462 | 0 | 50.9468 | 453273.1518 | 12089.6911 | 810134.3874 | 968262.6184 | 0 | 81045.0908 | 0 | 906673.9264 | 2358979.5721 | 1610052.0302 | 7200510.4682 | 961560.8286 | 4475407.202 | 4475407.202 | 1478867.319 | 2671883.9507 | 0 | 12637478.4988 | 21263636.9704 | 749894.2093 | 0.1877 | 67327.5769 | 113284.3988 | 1372.5637 | 2309.4557
1 | 1500 | 707 | 0.03 | 15 | 15 | 7 | 1e-09 | 5spot_SharedNeighbor | Water | Porous | Wet | R245fa | MinimizeLCOE_Brownfield | IgnoreSilica | 51.7166 | 3.0465 | 0.052972 | 4 | 62322.8855 | 103033.8784 | 1270.5363 | 2100.485 | 59.2596 | 0 | 68.3074 | 483465.605 | 12898.5323 | 872009.8814 | 1059070.7516 | 0 | 80740.0796 | 0 | 978192.0915 | 2545055.1672 | 1737052.4473 | 7768484.5558 | 961560.8286 | 4475407.202 | 4475407.202 | 1478867.319 | 2671883.9507 | 0 | 13205452.5864 | 21831611.058 | 1000000 | 0.21189 | 62322.8855 | 103033.8784 | 1270.5363 | 2100.485
1 | 1500 | 707 | 0.03 | 15 | 15 | 7 | 1.3335e-09 | 5spot_SharedNeighbor | Water | Porous | Wet | R245fa | MinimizeLCOE_Brownfield | IgnoreSilica | 55.5339 | 3.2724 | 0.058334 | 4 | 58616.6169 | 95585.4975 | 1194.979 | 1948.6397 | 59.2684 | 0 | 57.1842 | 508314.7723 | 13563.9258 | 923358.4249 | 1135680.011 | 0 | 79626.8745 | 0 | 1037612.1633 | 2699654.0055 | 1842569.3311 | 8240379.5084 | 961560.8286 | 4475407.202 | 4475407.202 | 1478867.319 | 2671883.9507 | 0 | 13677347.539 | 22303506.0106 | 1333521.4322 | 0.23334 | 58616.6169 | 95585.4975 | 1194.979 | 1948.6397
1 | 1500 | 707 | 0.03 | 15 | 15 | 7 | 1.7783e-09 | 5spot_SharedNeighbor | Water | Porous | Wet | R245fa | MinimizeLCOE_Brownfield | IgnoreSilica | 58.666 | 3.4576 | 0.062912 | 4 | 55870.4608 | 90149.2908 | 1138.9949 | 1837.8152 | 59.2739 | 0 | 71.5624 | 528306.3765 | 14099.0221 | 964939.9953 | 1198517.593 | 0 | 78105.24 | 0 | 1085747.6085 | 2824892.5598 | 1928047.2178 | 8622655.613 | 961560.8286 | 4475407.202 | 4475407.202 | 1478867.319 | 2671883.9507 | 0 | 14059623.6436 | 22685782.1152 | 1778279.41 | 0.25165 | 55870.4608 | 90149.2908 | 1138.9949 | 1837.8152
1 | 1500 | 707 | 0.03 | 15 | 15 | 7 | 2.3714e-09 | 5spot_SharedNeighbor | Water | Porous | Wet | R245fa | MinimizeLCOE_Brownfield | IgnoreSilica | 61.1681 | 3.6056 | 0.066696 | 4 | 53833.0864 | 86167.0901 | 1097.4603 | 1756.6327 | 59.2773 | 0 | 69.6016 | 544034.3025 | 14519.8414 | 997820.4278 | 1248698.933 | 0 | 76439.8305 | 0 | 1123790.2008 | 2923871.5813 | 1995602.4338 | 8924777.5511 | 961560.8286 | 4475407.202 | 4475407.202 | 1478867.319 | 2671883.9507 | 0 | 14361745.5817 | 22987904.0533 | 2371373.7057 | 0.26678 | 53833.0864 | 86167.0901 | 1097.4603 | 1756.6327
1 | 1500 | 707 | 0.03 | 15 | 15 | 7 | 3.1623e-09 | 5spot_SharedNeighbor | Water | Porous | Wet | R245fa | MinimizeLCOE_Brownfield | IgnoreSilica | 63.1413 | 3.7221 | 0.069755 | 4 | 52319.1053 | 83235.1798 | 1066.5957 | 1696.8617 | 59.2794 | 0 | 77.5556 | 556291.8161 | 14847.7038 | 1023546.7774 | 1288259.0519 | 0 | 74847.0597 | 0 | 1153539.0395 | 3001271.9574 | 2048429.7809 | 9161033.1867 | 961560.8286 | 4475407.202 | 4475407.202 | 1478867.319 | 2671883.9507 | 0 | 14598001.2172 | 23224159.6889 | 3162277.6602 | 0.27902 | 52319.1053 | 83235.1798 | 1066.5957 | 1696.8617
1 | 1500 | 707 | 0.03 | 15 | 15 | 7 | 4.217e-09 | 5spot_SharedNeighbor | Water | Porous | Wet | R245fa | MinimizeLCOE_Brownfield | IgnoreSilica | 64.6519 | 3.8114 | 0.072166 | 4 | 51192.1996 | 81075.0873 | 1043.6222 | 1652.8253 | 59.2806 | 0 | 54.6228 | 565592.482 | 15096.4138 | 1043125.9653 | 1318538.6462 | 0 | 73367.7304 | 0 | 1176131.2827 | 3060052.3399 | 2088548.5998 | 9340453.4601 | 961560.8286 | 4475407.202 | 4475407.202 | 1478867.319 | 2671883.9507 | 0 | 14777421.4906 | 23403579.9623 | 4216965.0343 | 0.28867 | 51192.1996 | 81075.0873 | 1043.6222 | 1652.8253
1 | 1500 | 707 | 0.03 | 15 | 15 | 7 | 5.6234e-09 | 5spot_SharedNeighbor | Water | Porous | Wet | R245fa | MinimizeLCOE_Brownfield | IgnoreSilica | 65.8233 | 3.8805 | 0.074058 | 4 | 50352.1458 | 79471.8207 | 1026.4966 | 1620.1406 | 59.2813 | 0 | 75.8055 | 572755.5765 | 15287.9242 | 1058239.6888 | 1342012.8961 | 0 | 72128.9305 | 0 | 1193565.7562 | 3105413.2638 | 2119508.3624 | 9478912.3984 | 961560.8286 | 4475407.202 | 4475407.202 | 1478867.319 | 2671883.9507 | 0 | 14915880.429 | 23542038.9006 | 5623413.2519 | 0.29623 | 50352.1458 | 79471.8207 | 1026.4966 | 1620.1406
1 | 1500 | 707 | 0.03 | 15 | 15 | 7 | 7.4989e-09 | 5spot_SharedNeighbor | Water | Porous | Wet | R245fa | MinimizeLCOE_Brownfield | IgnoreSilica | 66.7124 | 3.933 | 0.075517 | 4 | 49725.1209 | 78281.9725 | 1013.7138 | 1595.8839 | 59.2817 | 0 | 70.173 | 578164.223 | 15432.5053 | 1069671.4242 | 1359826.0934 | 0 | 71092.9144 | 0 | 1206732.9925 | 3139671.7116 | 2142890.4569 | 9583482.3213 | 961560.8286 | 4475407.202 | 4475407.202 | 1478867.319 | 2671883.9507 | 0 | 15020450.3519 | 23646608.8235 | 7498942.0933 | 0.30207 | 49725.1209 | 78281.9725 | 1013.7138 | 1595.8839
1 | 1500 | 707 | 0.03 | 15 | 15 | 7 | 1e-08 | 5spot_SharedNeighbor | Water | Porous | Wet | R245fa | MinimizeLCOE_Brownfield | IgnoreSilica | 67.3897 | 3.973 | 0.076639 | 4 | 49256.6102 | 77395.6283 | 1004.1626 | 1577.8146 | 59.282 | 0 | 74.0714 | 582268.8305 | 15542.214 | 1078358.2889 | 1373395.1979 | 0 | 70262.411 | 0 | 1216732.5075 | 3165688.3983 | 2160647.3803 | 9662895.2284 | 961560.8286 | 4475407.202 | 4475407.202 | 1478867.319 | 2671883.9507 | 0 | 15099863.259 | 23726021.7306 | 10000000 | 0.30656 | 49256.6102 | 77395.6283 | 1004.1626 | 1577.8146
1 | 1600 | 707 | 0.03 | 15 | 15 | 7 | 1e-13 | 5spot_SharedNeighbor | Water | Porous | Wet | R245fa | MinimizeLCOE_Brownfield | IgnoreSilica | 0 | 0 | 0 | 0 | [6 empty] | 7.4106 | [19 empty] | 100 | 0
1 | 1600 | 707 | 0.03 | 15 | 15 | 7 | 1.3335e-13 | 5spot_SharedNeighbor | Water | Porous | Wet | R245fa | MinimizeLCOE_Brownfield | IgnoreSilica | 0 | 0 | 0 | 0 | [6 empty] | 7.9547 | [19 empty] | 133.3521 | 0
1 | 1600 | 707 | 0.03 | 15 | 15 | 7 | 1.7783e-13 | 5spot_SharedNeighbor | Water | Porous | Wet | R245fa | MinimizeLCOE_Brownfield | IgnoreSilica | 0 | 0 | 0 | 0 | [6 empty] | 9.9468 | [19 empty] | 177.8279 | 0
1 | 1600 | 707 | 0.03 | 15 | 15 | 7 | 2.3714e-13 | 5spot_SharedNeighbor | Water | Porous | Wet | R245fa | MinimizeLCOE_Brownfield | IgnoreSilica | 0 | 0 | 0 | 0 | [6 empty] | 10.2458 | [19 empty] | 237.1374 | 0
1 | 1600 | 707 | 0.03 | 15 | 15 | 7 | 3.1623e-13 | 5spot_SharedNeighbor | Water | Porous | Wet | R245fa | MinimizeLCOE_Brownfield | IgnoreSilica | 0 | 0 | 0 | 0 | [6 empty] | 9.7498 | [19 empty] | 316.2278 | 0
1 | 1600 | 707 | 0.03 | 15 | 15 | 7 | 4.217e-13 | 5spot_SharedNeighbor | Water | Porous | Wet | R245fa | MinimizeLCOE_Brownfield | IgnoreSilica | 0 | 0 | 0 | 0 | [6 empty] | 10.8004 | [19 empty] | 421.6965 | 0
1 | 1600 | 707 | 0.03 | 15 | 15 | 7 | 5.6234e-13 | 5spot_SharedNeighbor | Water | Porous | Wet | R245fa | MinimizeLCOE_Brownfield | IgnoreSilica | 0 | 0 | 0 | 0 | [6 empty] | 10.702 | [19 empty] | 562.3413 | 0
1 | 1600 | 707 | 0.03 | 15 | 15 | 7 | 7.4989e-13 | 5spot_SharedNeighbor | Water | Porous | Wet | R245fa | MinimizeLCOE_Brownfield | IgnoreSilica | 0 | 0 | 0 | 0 | [6 empty] | 11.1425 | [19 empty] | 749.8942 | 0
1 | 1600 | 707 | 0.03 | 15 | 15 | 7 | 1e-12 | 5spot_SharedNeighbor | Water | Porous | Wet | R245fa | MinimizeLCOE_Brownfield | IgnoreSilica | 0 | 0 | 0 | 0 | [6 empty] | 11.9303 | [19 empty] | 1000 | 0
1 | 1600 | 707 | 0.03 | 15 | 15 | 7 | 1.3335e-12 | 5spot_SharedNeighbor | Water | Porous | Wet | R245fa | MinimizeLCOE_Brownfield | IgnoreSilica | 0 | 0 | 0 | 0 | [6 empty] | 14.2052 | [19 empty] | 1333.5214 | 0
1 | 1600 | 707 | 0.03 | 15 | 15 | 7 | 1.7783e-12 | 5spot_SharedNeighbor | Water | Porous | Wet | R245fa | MinimizeLCOE_Brownfield | IgnoreSilica | 0 | 0 | 0 | 0 | [6 empty] | 14.6545 | [19 empty] | 1778.2794 | 0
1 | 1600 | 707 | 0.03 | 15 | 15 | 7 | 2.3714e-12 | 5spot_SharedNeighbor | Water | Porous | Wet | R245fa | MinimizeLCOE_Brownfield | IgnoreSilica | 0 | 0 | 0 | 0 | [6 empty] | 17.2599 | [19 empty] | 2371.3737 | 0
1 | 1600 | 707 | 0.03 | 15 | 15 | 7 | 3.1623e-12 | 5spot_SharedNeighbor | Water | Porous | Wet | R245fa | MinimizeLCOE_Brownfield | IgnoreSilica | 0 | 0 | 0 | 0 | [6 empty] | 18.1572 | [19 empty] | 3162.2777 | 0
1 | 1600 | 707 | 0.03 | 15 | 15 | 7 | 4.217e-12 | 5spot_SharedNeighbor | Water | Porous | Wet | R245fa | MinimizeLCOE_Brownfield | IgnoreSilica | 0 | 0 | 0 | 0 | [6 empty] | 18.8731 | [19 empty] | 4216.965 | 0
1 | 1600 | 707 | 0.03 | 15 | 15 | 7 | 5.6234e-12 | 5spot_SharedNeighbor | Water | Porous | Wet | R245fa | MinimizeLCOE_Brownfield | IgnoreSilica | 0 | 0 | 0 | 0 | [6 empty] | 19.2619 | [19 empty] | 5623.4133 | 0
1 | 1600 | 707 | 0.03 | 15 | 15 | 7 | 7.4989e-12 | 5spot_SharedNeighbor | Water | Porous | Wet | R245fa | MinimizeLCOE_Brownfield | IgnoreSilica | 1.6 | 0.088299 | 0.00041352 | 4 | 3788113.1331 | 9252012.5461 | 77225.81 | 188614.79 | 57.5101 | 0 | 20.4174 | 40455.6529 | 1032.6491 | 51400.6124 | 54845.0952 | 0 | 24965.8879 | 0 | 67352.96 | 175238.586 | 119603.9357 | 534895.3792 | 961560.8286 | 4769433.0752 | 4769433.0752 | 1478867.319 | 2789494.2999 | 0 | 6265889.283 | 15303683.9771 | 7498.9421 | 0.0016541 | 3788113.1331 | 9252012.5461 | 77225.81 | 188614.79
1 | 1600 | 707 | 0.03 | 15 | 15 | 7 | 1e-11 | 5spot_SharedNeighbor | Water | Porous | Wet | R245fa | MinimizeLCOE_Brownfield | IgnoreSilica | 1.9237 | 0.10928 | 0.00085613 | 4 | 1851662.9919 | 4490810.4853 | 37748.6546 | 91551.246 | 58.2722 | 0 | 160.1817 | 47495.783 | 1223.4815 | 60913.4349 | 61731.5296 | 0 | 25600.572 | 0 | 76816.2724 | 199860.1836 | 136408.6821 | 610049.9392 | 961560.8286 | 4769433.0752 | 4769433.0752 | 1478867.319 | 2789494.2999 | 0 | 6341043.843 | 15378838.5371 | 10000 | 0.0034245 | 1851662.9919 | 4490810.4853 | 37748.6546 | 91551.246
1 | 1600 | 707 | 0.03 | 15 | 15 | 7 | 1.3335e-11 | 5spot_SharedNeighbor | Water | Porous | Wet | R245fa | MinimizeLCOE_Brownfield | IgnoreSilica | 2.6044 | 0.15355 | 0.0014538 | 4 | 1117716.0989 | 2671874.9899 | 22786.1545 | 54469.7856 | 59.2843 | 0 | 225.1065 | 61112.8736 | 1594.1952 | 79887.4936 | 76226.0315 | 0 | 29394.3567 | 0 | 96803.8307 | 251863.7104 | 171902.1576 | 768784.6494 | 961560.8286 | 4769433.0752 | 4769433.0752 | 1478867.319 | 2789494.2999 | 0 | 6499778.5532 | 15537573.2473 | 13335.2143 | 0.0058152 | 1117716.0989 | 2671874.9899 | 22786.1545 | 54469.7856
1 | 1600 | 707 | 0.03 | 15 | 15 | 7 | 1.7783e-11 | 5spot_SharedNeighbor | Water | Porous | Wet | R245fa | MinimizeLCOE_Brownfield | IgnoreSilica | 3.4586 | 0.20927 | 0.002268 | 4 | 737090.8421 | 1733313.8916 | 15026.5938 | 35335.9482 | 60.0099 | 0 | 48.3896 | 76601.8931 | 2017.3404 | 102265.641 | 94428.2711 | 0 | 33327.3899 | 0 | 120369.8089 | 313177.5514 | 213750.114 | 955938.0098 | 961560.8286 | 4769433.0752 | 4769433.0752 | 1478867.319 | 2789494.2999 | 0 | 6686931.9136 | 15724726.6077 | 17782.7941 | 0.0090721 | 737090.8421 | 1733313.8916 | 15026.5938 | 35335.9482
1 | 1600 | 707 | 0.03 | 15 | 15 | 7 | 2.3714e-11 | 5spot_SharedNeighbor | Water | Porous | Wet | R245fa | MinimizeLCOE_Brownfield | IgnoreSilica | 4.577 | 0.28238 | 0.0033647 | 4 | 514100.8572 | 1185616.8926 | 10480.6413 | 24170.404 | 60.5606 | 0 | 55.6061 | 95073.072 | 2522.9044 | 129899.7399 | 118280.4846 | 0 | 37848.3873 | 0 | 149613.5894 | 389263.8696 | 265680.5896 | 1188182.6368 | 961560.8286 | 4769433.0752 | 4769433.0752 | 1478867.319 | 2789494.2999 | 0 | 6919176.5406 | 15956971.2348 | 23713.7371 | 0.013459 | 514100.8572 | 1185616.8926 | 10480.6413 | 24170.404
1 | 1600 | 707 | 0.03 | 15 | 15 | 7 | 3.1623e-11 | 5spot_SharedNeighbor | Water | Porous | Wet | R245fa | MinimizeLCOE_Brownfield | IgnoreSilica | 5.9944 | 0.37508 | 0.0048214 | 4 | 373252.4037 | 841886.1171 | 7609.2551 | 17162.9872 | 60.9649 | 0 | 56.1212 | 116453.3965 | 3108.7403 | 162959.2088 | 148510.1053 | 0 | 42721.4386 | 0 | 184763.6269 | 480717.0569 | 328099.2691 | 1467332.8423 | 961560.8286 | 4769433.0752 | 4769433.0752 | 1478867.319 | 2789494.2999 | 0 | 7198326.7461 | 16236121.4403 | 31622.7766 | 0.019285 | 373252.4037 | 841886.1171 | 7609.2551 | 17162.9872
1 | 1600 | 707 | 0.03 | 15 | 15 | 7 | 4.217e-11 | 5spot_SharedNeighbor | Water | Porous | Wet | R245fa | MinimizeLCOE_Brownfield | IgnoreSilica | 7.6922 | 0.48568 | 0.0067011 | 4 | 280355.9232 | 617529.906 | 5715.4347 | 12589.1824 | 61.2331 | 0 | 56.3197 | 139872.6976 | 3750.4971 | 200329.2738 | 184624.3188 | 0 | 47358.8223 | 0 | 224614.8877 | 584401.863 | 398866.2798 | 1783818.6401 | 961560.8286 | 4769433.0752 | 4769433.0752 | 1478867.319 | 2789494.2999 | 0 | 7514812.5439 | 16552607.238 | 42169.6503 | 0.026805 | 280355.9232 | 617529.906 | 5715.4347 | 12589.1824
1 | 1600 | 707 | 0.03 | 15 | 15 | 7 | 5.6234e-11 | 5spot_SharedNeighbor | Water | Porous | Wet | R245fa | MinimizeLCOE_Brownfield | IgnoreSilica | 10.1749 | 0.64858 | 0.009311 | 4 | 213830.6989 | 456494.6611 | 4359.228 | 9306.2611 | 61.5199 | 0 | 50.3945 | 171727.4772 | 4625.5497 | 252414.8943 | 237660.85 | 0 | 54510.769 | 0 | 281166.4207 | 731537.3514 | 499289.2739 | 2232932.5863 | 961560.8286 | 4769433.0752 | 4769433.0752 | 1478867.319 | 2789494.2999 | 0 | 7963926.4901 | 17001721.1842 | 56234.1325 | 0.037244 | 213830.6989 | 456494.6611 | 4359.228 | 9306.2611
1 | 1600 | 707 | 0.03 | 15 | 15 | 7 | 7.4989e-11 | 5spot_SharedNeighbor | Water | Porous | Wet | R245fa | MinimizeLCOE_Brownfield | IgnoreSilica | 13.0714 | 0.83808 | 0.012615 | 4 | 167690.5991 | 346805.7865 | 3418.5997 | 7070.105 | 61.6968 | 0 | 41.999 | 205747.2971 | 5559.3079 | 309814.8195 | 299425.626 | 0 | 60988.4102 | 0 | 343798.8297 | 894494.032 | 610510.5568 | 2730338.8792 | 961560.8286 | 4769433.0752 | 4769433.0752 | 1478867.319 | 2789494.2999 | 0 | 8461332.783 | 17499127.4772 | 74989.4209 | 0.050458 | 167690.5991 | 346805.7865 | 3418.5997 | 7070.105
1 | 1600 | 707 | 0.03 | 15 | 15 | 7 | 1e-10 | 5spot_SharedNeighbor | Water | Porous | Wet | R245fa | MinimizeLCOE_Brownfield | IgnoreSilica | 16.6445 | 1.0719 | 0.01685 | 4 | 134290.3702 | 268386.0205 | 2737.6908 | 5471.412 | 61.8311 | 0 | 60.0002 | 244634.3923 | 6626.5368 | 377172.5352 | 375624.836 | 0 | 67834.7292 | 0 | 418038.2815 | 1087649.8571 | 742343.3764 | 3319924.5446 | 961560.8286 | 4769433.0752 | 4769433.0752 | 1478867.319 | 2789494.2999 | 0 | 9050918.4484 | 18088713.1425 | 100000 | 0.067398 | 134290.3702 | 268386.0205 | 2737.6908 | 5471.412
1 | 1600 | 707 | 0.03 | 15 | 15 | 7 | 1.3335e-10 | 5spot_SharedNeighbor | Water | Porous | Wet | R245fa | MinimizeLCOE_Brownfield | IgnoreSilica | 20.9371 | 1.3528 | 0.022169 | 4 | 109759.7595 | 211678.2266 | 2237.6012 | 4315.347 | 61.9326 | 0 | 53.6054 | 288095.8106 | 7818.9642 | 454328.9774 | 467173.0725 | 0 | 74741.1158 | 0 | 503941.5968 | 1311152.6623 | 894888.6335 | 4002140.8332 | 961560.8286 | 4769433.0752 | 4769433.0752 | 1478867.319 | 2789494.2999 | 0 | 9733134.737 | 18770929.4312 | 133352.1432 | 0.088677 | 109759.7595 | 211678.2266 | 2237.6012 | 4315.347
1 | 1600 | 707 | 0.03 | 15 | 15 | 7 | 1.7783e-10 | 5spot_SharedNeighbor | Water | Porous | Wet | R245fa | MinimizeLCOE_Brownfield | IgnoreSilica | 25.9406 | 1.6804 | 0.028672 | 4 | 91562.899 | 170365.4107 | 1866.6335 | 3473.1293 | 62.0092 | 0 | 65.9234 | 335452.1585 | 9117.6966 | 540337.0441 | 573894.5209 | 0 | 81362.7525 | 0 | 600664.0273 | 1562804.586 | 1066646.2424 | 4770279.0284 | 961560.8286 | 4769433.0752 | 4769433.0752 | 1478867.319 | 2789494.2999 | 0 | 10501272.9322 | 19539067.6263 | 177827.941 | 0.11469 | 91562.899 | 170365.4107 | 1866.6335 | 3473.1293
1 | 1600 | 707 | 0.03 | 15 | 15 | 7 | 2.3714e-10 | 5spot_SharedNeighbor | Water | Porous | Wet | R245fa | MinimizeLCOE_Brownfield | IgnoreSilica | 31.5561 | 2.0481 | 0.036342 | 4 | 77985.6083 | 140156.8548 | 1589.8421 | 2857.2871 | 62.067 | 0 | 54.8919 | 385417.61 | 10487.1805 | 632998.3917 | 693701.6379 | 0 | 87296.8706 | 0 | 705861.6593 | 1836507.2455 | 1253453.9315 | 5605724.5269 | 961560.8286 | 4769433.0752 | 4769433.0752 | 1478867.319 | 2789494.2999 | 0 | 11336718.4308 | 20374513.1249 | 237137.3706 | 0.14537 | 77985.6083 | 140156.8548 | 1589.8421 | 2857.2871
1 | 1600 | 707 | 0.03 | 15 | 15 | 7 | 3.1623e-10 | 5spot_SharedNeighbor | Water | Porous | Wet | R245fa | MinimizeLCOE_Brownfield | IgnoreSilica | 37.5413 | 2.4402 | 0.044974 | 4 | 67829.0216 | 118068.5684 | 1382.7863 | 2406.9875 | 62.1103 | 0 | 56.6671 | 435803.6642 | 11867.4198 | 728172.5801 | 821409.5851 | 0 | 92030.7326 | 0 | 814820.7529 | 2119996.4563 | 1446941.143 | 6471042.3341 | 961560.8286 | 4769433.0752 | 4769433.0752 | 1478867.319 | 2789494.2999 | 0 | 12202036.2379 | 21239830.9321 | 316227.766 | 0.17989 | 67829.0216 | 118068.5684 | 1382.7863 | 2406.9875
1 | 1600 | 707 | 0.03 | 15 | 15 | 7 | 4.217e-10 | 5spot_SharedNeighbor | Water | Porous | Wet | R245fa | MinimizeLCOE_Brownfield | IgnoreSilica | 43.5628 | 2.8346 | 0.054164 | 4 | 60236.1203 | 101950.7165 | 1227.9948 | 2078.4033 | 62.1422 | 0 | 76.7075 | 484109.5735 | 13189.8909 | 820880.4517 | 949896.7729 | 0 | 95189.3998 | 0 | 921673.7746 | 2398006.1003 | 1636688.4376 | 7319634.4013 | 961560.8286 | 4769433.0752 | 4769433.0752 | 1478867.319 | 2789494.2999 | 0 | 13050628.3051 | 22088422.9993 | 421696.5034 | 0.21666 | 60236.1203 | 101950.7165 | 1227.9948 | 2078.4033
1 | 1600 | 707 | 0.03 | 15 | 15 | 7 | 5.6234e-10 | 5spot_SharedNeighbor | Water | Porous | Wet | R245fa | MinimizeLCOE_Brownfield | IgnoreSilica | 49.2534 | 3.2073 | 0.063376 | 4 | 54573.2394 | 90224.7211 | 1112.5493 | 1839.353 | 62.1646 | 0 | 68.5773 | 527935.36 | 14388.9608 | 906127.2403 | 1071310.3263 | 0 | 96602.1262 | 0 | 1020381.9653 | 2654824.5646 | 1811972.3165 | 8103542.8601 | 961560.8286 | 4769433.0752 | 4769433.0752 | 1478867.319 | 2789494.2999 | 0 | 13834536.7639 | 22872331.4581 | 562341.3252 | 0.2535 | 54573.2394 | 90224.7211 | 1112.5493 | 1839.353
1 | 1600 | 707 | 0.03 | 15 | 15 | 7 | 7.4989e-10 | 5spot_SharedNeighbor | Water | Porous | Wet | R245fa | MinimizeLCOE_Brownfield | IgnoreSilica | 54.3593 | 3.5416 | 0.072101 | 4 | 50360.5211 | 81697.796 | 1026.6673 | 1665.5201 | 62.1794 | 0 | 72.0293 | 565955.1137 | 15428.5089 | 980906.2005 | 1180221.0515 | 0 | 96514.2106 | 0 | 1107219.7832 | 2880758.754 | 1966177.0433 | 8793180.6658 | 961560.8286 | 4769433.0752 | 4769433.0752 | 1478867.319 | 2789494.2999 | 0 | 14524174.5696 | 23561969.2638 | 749894.2093 | 0.2884 | 50360.5211 | 81697.796 | 1026.6673 | 1665.5201
1 | 1600 | 707 | 0.03 | 15 | 15 | 7 | 1e-09 | 5spot_SharedNeighbor | Water | Porous | Wet | R245fa | MinimizeLCOE_Brownfield | IgnoreSilica | 58.7197 | 3.8268 | 0.079942 | 4 | 47231.5471 | 75495.2944 | 962.879 | 1539.0737 | 62.1886 | 0 | 69.7303 | 597551.1231 | 16291.8694 | 1043612.7881 | 1273193.7061 | 0 | 95277.8918 | 0 | 1180111.6776 | 3070408.5109 | 2095616.8993 | 9372064.4662 | 961560.8286 | 4769433.0752 | 4769433.0752 | 1478867.319 | 2789494.2999 | 0 | 15103058.37 | 24140853.0642 | 1000000 | 0.31977 | 47231.5471 | 75495.2944 | 962.879 | 1539.0737
1 | 1600 | 707 | 0.03 | 15 | 15 | 7 | 1.3335e-09 | 5spot_SharedNeighbor | Water | Porous | Wet | R245fa | MinimizeLCOE_Brownfield | IgnoreSilica | 62.3324 | 4.063 | 0.086709 | 4 | 44908.2657 | 70966.011 | 915.5157 | 1446.7381 | 62.1938 | 0 | 71.6338 | 623167.7755 | 16991.4311 | 1094818.8612 | 1350184.5663 | 0 | 93415.3026 | 0 | 1239645.3953 | 3225303.0324 | 2201335.593 | 9844861.9575 | 961560.8286 | 4769433.0752 | 4769433.0752 | 1478867.319 | 2789494.2999 | 0 | 15575855.8613 | 24613650.5555 | 1333521.4322 | 0.34684 | 44908.2657 | 70966.011 | 915.5157 | 1446.7381
1 | 1600 | 707 | 0.03 | 15 | 15 | 7 | 1.7783e-09 | 5spot_SharedNeighbor | Water | Porous | Wet | R245fa | MinimizeLCOE_Brownfield | IgnoreSilica | 65.2313 | 4.2523 | 0.092345 | 4 | 43182.1007 | 67649.5939 | 880.3255 | 1379.1285 | 62.1965 | 0 | 85.8714 | 643377.8339 | 17543.0573 | 1135446.0812 | 1411933.9698 | 0 | 91266.2577 | 0 | 1286831.208 | 3348070.8378 | 2285127.1428 | 10219596.3885 | 961560.8286 | 4769433.0752 | 4769433.0752 | 1478867.319 | 2789494.2999 | 0 | 15950590.2923 | 24988384.9865 | 1778279.41 | 0.36938 | 43182.1007 | 67649.5939 | 880.3255 | 1379.1285
1 | 1600 | 707 | 0.03 | 15 | 15 | 7 | 2.3714e-09 | 5spot_SharedNeighbor | Water | Porous | Wet | R245fa | MinimizeLCOE_Brownfield | IgnoreSilica | 67.5166 | 4.4015 | 0.09692 | 4 | 41898.0764 | 65210.6067 | 854.149 | 1329.4064 | 62.1977 | 0 | 79.0926 | 659102.261 | 17972.0608 | 1167194.544 | 1460588.9372 | 0 | 89129.5944 | 0 | 1323655.085 | 3443879.0123 | 2350518.1905 | 10512039.6854 | 961560.8286 | 4769433.0752 | 4769433.0752 | 1478867.319 | 2789494.2999 | 0 | 16243033.5892 | 25280828.2833 | 2371373.7057 | 0.38768 | 41898.0764 | 65210.6067 | 854.149 | 1329.4064
1 | 1600 | 707 | 0.03 | 15 | 15 | 7 | 3.1623e-09 | 5spot_SharedNeighbor | Water | Porous | Wet | R245fa | MinimizeLCOE_Brownfield | IgnoreSilica | 69.2922 | 4.5173 | 0.10056 | 4 | 40941.6556 | 63410.2677 | 834.651 | 1292.7041 | 62.1981 | 0 | 74.1254 | 671198.7468 | 18301.9658 | 1191700.1439 | 1498380.5256 | 0 | 87171.9992 | 0 | 1352033.8187 | 3517714.6561 | 2400912.5346 | 10737414.3907 | 961560.8286 | 4769433.0752 | 4769433.0752 | 1478867.319 | 2789494.2999 | 0 | 16468408.2945 | 25506202.9887 | 3162277.6602 | 0.40224 | 40941.6556 | 63410.2677 | 834.651 | 1292.7041
1 | 1600 | 707 | 0.03 | 15 | 15 | 7 | 4.217e-09 | 5spot_SharedNeighbor | Water | Porous | Wet | R245fa | MinimizeLCOE_Brownfield | IgnoreSilica | 70.6734 | 4.6073 | 0.10343 | 4 | 40228.3285 | 62074.2281 | 820.1089 | 1265.4671 | 62.198 | 0 | 77.1931 | 680535.7965 | 18556.5396 | 1210664.2951 | 1527766.0153 | 0 | 85512.8882 | 0 | 1373983.8585 | 3574824.1571 | 2439890.9425 | 10911734.4928 | 961560.8286 | 4769433.0752 | 4769433.0752 | 1478867.319 | 2789494.2999 | 0 | 16642728.3966 | 25680523.0908 | 4216965.0343 | 0.41371 | 40228.3285 | 62074.2281 | 820.1089 | 1265.4671
1 | 1600 | 707 | 0.03 | 15 | 15 | 7 | 5.6234e-09 | 5spot_SharedNeighbor | Water | Porous | Wet | R245fa | MinimizeLCOE_Brownfield | IgnoreSilica | 71.7166 | 4.6753 | 0.10564 | 4 | 39695.6986 | 61084.2236 | 809.2505 | 1245.2845 | 62.1978 | 0 | 74.15 | 687546.7829 | 18747.6501 | 1224931.9427 | 1549953.793 | 0 | 84094.4944 | 0 | 1390457.1186 | 3617684.2006 | 2469143.8029 | 11042559.7851 | 961560.8286 | 4769433.0752 | 4769433.0752 | 1478867.319 | 2789494.2999 | 0 | 16773553.6889 | 25811348.3831 | 5623413.2519 | 0.42255 | 39695.6986 | 61084.2236 | 809.2505 | 1245.2845
1 | 1600 | 707 | 0.03 | 15 | 15 | 7 | 7.4989e-09 | 5spot_SharedNeighbor | Water | Porous | Wet | R245fa | MinimizeLCOE_Brownfield | IgnoreSilica | 72.5176 | 4.7275 | 0.10735 | 4 | 39297.6132 | 60345.9665 | 801.135 | 1230.2342 | 62.1975 | 0 | 68.1368 | 692907.2952 | 18893.7451 | 1235856.9272 | 1566989.2939 | 0 | 82963.801 | 0 | 1403068.3143 | 3650495.945 | 2491538.4927 | 11142713.8144 | 961560.8286 | 4769433.0752 | 4769433.0752 | 1478867.319 | 2789494.2999 | 0 | 16873707.7182 | 25911502.4124 | 7498942.0933 | 0.42938 | 39297.6132 | 60345.9665 | 801.135 | 1230.2342
1 | 1600 | 707 | 0.03 | 15 | 15 | 7 | 1e-08 | 5spot_SharedNeighbor | Water | Porous | Wet | R245fa | MinimizeLCOE_Brownfield | IgnoreSilica | 73.1218 | 4.7668 | 0.10865 | 4 | 38999.8566 | 59795.9694 | 795.0648 | 1219.0217 | 62.1973 | 0 | 80.0664 | 696936.7702 | 19003.5492 | 1244078.387 | 1579835.2913 | 0 | 82056.8372 | 0 | 1412545.2256 | 3675152.9241 | 2508367.3876 | 11217976.3721 | 961560.8286 | 4769433.0752 | 4769433.0752 | 1478867.319 | 2789494.2999 | 0 | 16948970.276 | 25986764.9701 | 10000000 | 0.43459 | 38999.8566 | 59795.9694 | 795.0648 | 1219.0217
1 | 1700 | 707 | 0.03 | 15 | 15 | 7 | 1e-13 | 5spot_SharedNeighbor | Water | Porous | Wet | R245fa | MinimizeLCOE_Brownfield | IgnoreSilica | 0 | 0 | 0 | 0 | [6 empty] | 7.9468 | [19 empty] | 100 | 0
1 | 1700 | 707 | 0.03 | 15 | 15 | 7 | 1.3335e-13 | 5spot_SharedNeighbor | Water | Porous | Wet | R245fa | MinimizeLCOE_Brownfield | IgnoreSilica | 0 | 0 | 0 | 0 | [6 empty] | 8.9273 | [19 empty] | 133.3521 | 0
1 | 1700 | 707 | 0.03 | 15 | 15 | 7 | 1.7783e-13 | 5spot_SharedNeighbor | Water | Porous | Wet | R245fa | MinimizeLCOE_Brownfield | IgnoreSilica | 0 | 0 | 0 | 0 | [6 empty] | 10.4484 | [19 empty] | 177.8279 | 0
1 | 1700 | 707 | 0.03 | 15 | 15 | 7 | 2.3714e-13 | 5spot_SharedNeighbor | Water | Porous | Wet | R245fa | MinimizeLCOE_Brownfield | IgnoreSilica | 0 | 0 | 0 | 0 | [6 empty] | 10.0686 | [19 empty] | 237.1374 | 0
1 | 1700 | 707 | 0.03 | 15 | 15 | 7 | 3.1623e-13 | 5spot_SharedNeighbor | Water | Porous | Wet | R245fa | MinimizeLCOE_Brownfield | IgnoreSilica | 0 | 0 | 0 | 0 | [6 empty] | 10.072 | [19 empty] | 316.2278 | 0
1 | 1700 | 707 | 0.03 | 15 | 15 | 7 | 4.217e-13 | 5spot_SharedNeighbor | Water | Porous | Wet | R245fa | MinimizeLCOE_Brownfield | IgnoreSilica | 0 | 0 | 0 | 0 | [6 empty] | 10.4394 | [19 empty] | 421.6965 | 0
1 | 1700 | 707 | 0.03 | 15 | 15 | 7 | 5.6234e-13 | 5spot_SharedNeighbor | Water | Porous | Wet | R245fa | MinimizeLCOE_Brownfield | IgnoreSilica | 0 | 0 | 0 | 0 | [6 empty] | 10.3006 | [19 empty] | 562.3413 | 0
1 | 1700 | 707 | 0.03 | 15 | 15 | 7 | 7.4989e-13 | 5spot_SharedNeighbor | Water | Porous | Wet | R245fa | MinimizeLCOE_Brownfield | IgnoreSilica | 0 | 0 | 0 | 0 | [6 empty] | 11.951 | [19 empty] | 749.8942 | 0
1 | 1700 | 707 | 0.03 | 15 | 15 | 7 | 1e-12 | 5spot_SharedNeighbor | Water | Porous | Wet | R245fa | MinimizeLCOE_Brownfield | IgnoreSilica | 0 | 0 | 0 | 0 | [6 empty] | 11.7902 | [19 empty] | 1000 | 0
1 | 1700 | 707 | 0.03 | 15 | 15 | 7 | 1.3335e-12 | 5spot_SharedNeighbor | Water | Porous | Wet | R245fa | MinimizeLCOE_Brownfield | IgnoreSilica | 0 | 0 | 0 | 0 | [6 empty] | 13.2395 | [19 empty] | 1333.5214 | 0
1 | 1700 | 707 | 0.03 | 15 | 15 | 7 | 1.7783e-12 | 5spot_SharedNeighbor | Water | Porous | Wet | R245fa | MinimizeLCOE_Brownfield | IgnoreSilica | 0 | 0 | 0 | 0 | [6 empty] | 14.2918 | [19 empty] | 1778.2794 | 0
1 | 1700 | 707 | 0.03 | 15 | 15 | 7 | 2.3714e-12 | 5spot_SharedNeighbor | Water | Porous | Wet | R245fa | MinimizeLCOE_Brownfield | IgnoreSilica | 0 | 0 | 0 | 0 | [6 empty] | 15.9611 | [19 empty] | 2371.3737 | 0
1 | 1700 | 707 | 0.03 | 15 | 15 | 7 | 3.1623e-12 | 5spot_SharedNeighbor | Water | Porous | Wet | R245fa | MinimizeLCOE_Brownfield | IgnoreSilica | 0 | 0 | 0 | 0 | [6 empty] | 16.788 | [19 empty] | 3162.2777 | 0
1 | 1700 | 707 | 0.03 | 15 | 15 | 7 | 4.217e-12 | 5spot_SharedNeighbor | Water | Porous | Wet | R245fa | MinimizeLCOE_Brownfield | IgnoreSilica | 0.95256 | 0.050783 | 0.00014559 | 4 | 11011584.8499 | 27252075.9308 | 224486.0514 | 555570.429 | 56.6159 | 0 | 37.8855 | 27245.4178 | 684.105 | 33048.5634 | 42009.0067 | 0 | 20253.2002 | 0 | 48063.7143 | 125051.9254 | 85350.5087 | 381706.4416 | 961560.8286 | 5069319.0393 | 5069319.0393 | 1478867.319 | 2909448.6856 | 0 | 6412586.3095 | 15870221.3534 | 4216.965 | 0.00058235 | 11011584.8499 | 27252075.9308 | 224486.0514 | 555570.429
1 | 1700 | 707 | 0.03 | 15 | 15 | 7 | 5.6234e-12 | 5spot_SharedNeighbor | Water | Porous | Wet | R245fa | MinimizeLCOE_Brownfield | IgnoreSilica | 1.3597 | 0.079272 | 0.00049572 | 4 | 3294377.0425 | 8064014.0513 | 67160.332 | 164395.8338 | 58.9739 | 0 | 109.7375 | 38630.5991 | 995.4524 | 47086.2809 | 51117.4414 | 0 | 24083.4677 | 0 | 63146.1642 | 164293.3662 | 112133.5983 | 501486.3703 | 961560.8286 | 5069319.0393 | 5069319.0393 | 1478867.319 | 2909448.6856 | 0 | 6532366.2383 | 15990001.2822 | 5623.4133 | 0.0019829 | 3294377.0425 | 8064014.0513 | 67160.332 | 164395.8338
1 | 1700 | 707 | 0.03 | 15 | 15 | 7 | 7.4989e-12 | 5spot_SharedNeighbor | Water | Porous | Wet | R245fa | MinimizeLCOE_Brownfield | IgnoreSilica | 1.8848 | 0.11649 | 0.0010131 | 4 | 1647345.7164 | 3981193.5254 | 33583.3706 | 81162.015 | 60.6106 | 0 | 161.6384 | 51778.8628 | 1359.1171 | 63965.3839 | 62911.0557 | 0 | 28166.3862 | 0 | 81190.5142 | 211241.0635 | 144176.3664 | 644788.7498 | 961560.8286 | 5069319.0393 | 5069319.0393 | 1478867.319 | 2909448.6856 | 0 | 6675668.6177 | 16133303.6616 | 7498.9421 | 0.0040524 | 1647345.7164 | 3981193.5254 | 33583.3706 | 81162.015
1 | 1700 | 707 | 0.03 | 15 | 15 | 7 | 1e-11 | 5spot_SharedNeighbor | Water | Porous | Wet | R245fa | MinimizeLCOE_Brownfield | IgnoreSilica | 2.5266 | 0.16219 | 0.0017381 | 4 | 983626.1572 | 2343965.2217 | 20052.5497 | 47784.9015 | 61.7327 | 0 | 223.432 | 66265.3301 | 1762.4582 | 83265.9512 | 77337.3011 | 0 | 32145.9768 | 0 | 101703.0368 | 264610.4396 | 180602.0622 | 807692.556 | 961560.8286 | 5069319.0393 | 5069319.0393 | 1478867.319 | 2909448.6856 | 0 | 6838572.4239 | 16296207.4678 | 10000 | 0.0069524 | 983626.1572 | 2343965.2217 | 20052.5497 | 47784.9015
1 | 1700 | 707 | 0.03 | 15 | 15 | 7 | 1.3335e-11 | 5spot_SharedNeighbor | Water | Porous | Wet | R245fa | MinimizeLCOE_Brownfield | IgnoreSilica | 3.4346 | 0.22717 | 0.0027695 | 4 | 636966.2821 | 1490700.4565 | 12985.4192 | 30389.9451 | 62.6299 | 0 | 33.0789 | 84808.7197 | 2280.4559 | 108934.713 | 97789.9059 | 0 | 37256.4884 | 0 | 129117.4103 | 335937.016 | 229283.9163 | 1025408.6255 | 961560.8286 | 5069319.0393 | 5069319.0393 | 1478867.319 | 2909448.6856 | 0 | 7056288.4934 | 16513923.5373 | 13335.2143 | 0.011078 | 636966.2821 | 1490700.4565 | 12985.4192 | 30389.9451
1 | 1700 | 707 | 0.03 | 15 | 15 | 7 | 1.7783e-11 | 5spot_SharedNeighbor | Water | Porous | Wet | R245fa | MinimizeLCOE_Brownfield | IgnoreSilica | 4.5944 | 0.3105 | 0.004112 | 4 | 444991.3221 | 1019997.8558 | 9071.75 | 20794.0359 | 63.2737 | 0 | 27.4224 | 106279.5936 | 2881.2266 | 139791.4673 | 123963.9128 | 0 | 43026.928 | 0 | 162217.8201 | 422057.4923 | 288062.9109 | 1288281.3516 | 961560.8286 | 5069319.0393 | 5069319.0393 | 1478867.319 | 2909448.6856 | 0 | 7319161.2195 | 16776796.2634 | 17782.7941 | 0.016448 | 444991.3221 | 1019997.8558 | 9071.75 | 20794.0359
1 | 1700 | 707 | 0.03 | 15 | 15 | 7 | 2.3714e-11 | 5spot_SharedNeighbor | Water | Porous | Wet | R245fa | MinimizeLCOE_Brownfield | IgnoreSilica | 5.846 | 0.40058 | 0.0058463 | 4 | 324375.0379 | 728805.8707 | 6612.8239 | 14857.6935 | 63.6845 | 0 | 35.6667 | 127524.015 | 3476.0723 | 171323.6119 | 152229.276 | 0 | 47390.5694 | 0 | 195757.9824 | 509322.1147 | 347622.8088 | 1554646.4506 | 961560.8286 | 5069319.0393 | 5069319.0393 | 1478867.319 | 2909448.6856 | 0 | 7585526.3185 | 17043161.3624 | 23713.7371 | 0.023385 | 324375.0379 | 728805.8707 | 6612.8239 | 14857.6935
1 | 1700 | 707 | 0.03 | 15 | 15 | 7 | 3.1623e-11 | 5spot_SharedNeighbor | Water | Porous | Wet | R245fa | MinimizeLCOE_Brownfield | IgnoreSilica | 7.5265 | 0.52121 | 0.0081537 | 4 | 243062.6228 | 533043.0265 | 4955.1603 | 10866.8031 | 64.0028 | 0 | 51.1835 | 153733.6587 | 4209.7397 | 211425.6253 | 190115.3573 | 0 | 52846.4985 | 0 | 238809.043 | 621332.1433 | 424071.9549 | 1896544.0205 | 961560.8286 | 5069319.0393 | 5069319.0393 | 1478867.319 | 2909448.6856 | 0 | 7927423.8885 | 17385058.9324 | 31622.7766 | 0.032615 | 243062.6228 | 533043.0265 | 4955.1603 | 10866.8031
1 | 1700 | 707 | 0.03 | 15 | 15 | 7 | 4.217e-11 | 5spot_SharedNeighbor | Water | Porous | Wet | R245fa | MinimizeLCOE_Brownfield | IgnoreSilica | 9.9313 | 0.69488 | 0.011335 | 4 | 185285.4552 | 393883.805 | 3777.2946 | 8029.8541 | 64.3241 | 0 | 50.3356 | 188556.9412 | 5186.8065 | 266036.4044 | 244517.9061 | 0 | 60822.5202 | 0 | 298397.0256 | 776367.8509 | 529887.011 | 2369772.4657 | 961560.8286 | 5069319.0393 | 5069319.0393 | 1478867.319 | 2909448.6856 | 0 | 8400652.3336 | 17858287.3775 | 42169.6503 | 0.045339 | 185285.4552 | 393883.805 | 3777.2946 | 8029.8541
1 | 1700 | 707 | 0.03 | 15 | 15 | 7 | 5.6234e-11 | 5spot_SharedNeighbor | Water | Porous | Wet | R245fa | MinimizeLCOE_Brownfield | IgnoreSilica | 12.7741 | 0.89963 | 0.015388 | 4 | 145103.5069 | 298753.9967 | 2958.1313 | 6090.5043 | 64.529 | 0 | 38.7138 | 226265.5653 | 6243.8652 | 327028.0838 | 308721.7119 | 0 | 68268.3789 | 0 | 365245.766 | 950294.561 | 648595.5645 | 2900663.4966 | 961560.8286 | 5069319.0393 | 5069319.0393 | 1478867.319 | 2909448.6856 | 0 | 8931543.3645 | 18389178.4084 | 56234.1325 | 0.061553 | 145103.5069 | 298753.9967 | 2958.1313 | 6090.5043
1 | 1700 | 707 | 0.03 | 15 | 15 | 7 | 7.4989e-11 | 5spot_SharedNeighbor | Water | Porous | Wet | R245fa | MinimizeLCOE_Brownfield | IgnoreSilica | 16.3085 | 1.1543 | 0.02061 | 4 | 116022.449 | 230741.3987 | 2365.2746 | 4703.9755 | 64.6852 | 0 | 58.3506 | 269680.2407 | 7460.5408 | 399127.4956 | 388552.6001 | 0 | 76260.3638 | 0 | 445021.684 | 1157855.1352 | 790259.9213 | 3534217.9813 | 961560.8286 | 5069319.0393 | 5069319.0393 | 1478867.319 | 2909448.6856 | 0 | 9565097.8492 | 19022732.8931 | 74989.4209 | 0.082442 | 116022.449 | 230741.3987 | 2365.2746 | 4703.9755
1 | 1700 | 707 | 0.03 | 15 | 15 | 7 | 1e-10 | 5spot_SharedNeighbor | Water | Porous | Wet | R245fa | MinimizeLCOE_Brownfield | IgnoreSilica | 20.5887 | 1.4627 | 0.027215 | 4 | 94646.3333 | 181526.0632 | 1929.4935 | 3700.6543 | 64.8034 | 0 | 41.5719 | 318544.8857 | 8829.3425 | 482320.4975 | 485235.391 | 0 | 84427.187 | 0 | 537949.3484 | 1399633.8559 | 955278.8663 | 4272219.3742 | 961560.8286 | 5069319.0393 | 5069319.0393 | 1478867.319 | 2909448.6856 | 0 | 10303099.2421 | 19760734.286 | 100000 | 0.10886 | 94646.3333 | 181526.0632 | 1929.4935 | 3700.6543
1 | 1700 | 707 | 0.03 | 15 | 15 | 7 | 1.3335e-10 | 5spot_SharedNeighbor | Water | Porous | Wet | R245fa | MinimizeLCOE_Brownfield | IgnoreSilica | 25.6387 | 1.8266 | 0.035371 | 4 | 78757.829 | 145603.5574 | 1605.5849 | 2968.3255 | 64.8929 | 0 | 58.1737 | 372367.3658 | 10336.1646 | 576097.0396 | 599315.0994 | 0 | 92421.7215 | 0 | 643709.5824 | 1674800.2905 | 1143085.612 | 5112132.8759 | 961560.8286 | 5069319.0393 | 5069319.0393 | 1478867.319 | 2909448.6856 | 0 | 11143012.7438 | 20600647.7877 | 133352.1432 | 0.14148 | 78757.829 | 145603.5574 | 1605.5849 | 2968.3255
1 | 1700 | 707 | 0.03 | 15 | 15 | 7 | 1.7783e-10 | 5spot_SharedNeighbor | Water | Porous | Wet | R245fa | MinimizeLCOE_Brownfield | IgnoreSilica | 31.3929 | 2.2413 | 0.045125 | 4 | 66863.3444 | 119260.0976 | 1363.0997 | 2431.2784 | 64.9607 | 0 | 40.576 | 429916.511 | 11946.2607 | 678513.4696 | 729312.4921 | 0 | 99774.0826 | 0 | 760290.4983 | 1978119.9195 | 1350107.4914 | 6037980.7252 | 961560.8286 | 5069319.0393 | 5069319.0393 | 1478867.319 | 2909448.6856 | 0 | 12068860.5932 | 21526495.6371 | 177827.941 | 0.1805 | 66863.3444 | 119260.0976 | 1363.0997 | 2431.2784
1 | 1700 | 707 | 0.03 | 15 | 15 | 7 | 2.3714e-10 | 5spot_SharedNeighbor | Water | Porous | Wet | R245fa | MinimizeLCOE_Brownfield | IgnoreSilica | 37.6339 | 2.6912 | 0.056289 | 4 | 57928.7695 | 99933.2578 | 1180.9563 | 2037.2746 | 65.0116 | 0 | 47.8211 | 488851.1964 | 13593.9276 | 785411.385 | 870329.4001 | 0 | 105829.5722 | 0 | 882966.0377 | 2297296.5089 | 1567952.072 | 7012230.0999 | 961560.8286 | 5069319.0393 | 5069319.0393 | 1478867.319 | 2909448.6856 | 0 | 13043109.9678 | 22500745.0117 | 237137.3706 | 0.22516 | 57928.7695 | 99933.2578 | 1180.9563 | 2037.2746
1 | 1700 | 707 | 0.03 | 15 | 15 | 7 | 3.1623e-10 | 5spot_SharedNeighbor | Water | Porous | Wet | R245fa | MinimizeLCOE_Brownfield | IgnoreSilica | 44.0964 | 3.1572 | 0.068459 | 4 | 51217.8802 | 85755.2468 | 1044.1458 | 1748.2367 | 65.0494 | 0 | 70.1363 | 546862.8903 | 15214.5063 | 892417.7827 | 1016381.3545 | 0 | 110284.2731 | 0 | 1006652.7147 | 2619103.8708 | 1787592.209 | 7994509.6016 | 961560.8286 | 5069319.0393 | 5069319.0393 | 1478867.319 | 2909448.6856 | 0 | 14025389.4695 | 23483024.5134 | 316227.766 | 0.27384 | 51217.8802 | 85755.2468 | 1044.1458 | 1748.2367
1 | 1700 | 707 | 0.03 | 15 | 15 | 7 | 4.217e-10 | 5spot_SharedNeighbor | Water | Porous | Wet | R245fa | MinimizeLCOE_Brownfield | IgnoreSilica | 50.325 | 3.6063 | 0.080912 | 4 | 46189.0553 | 75411.0452 | 941.6264 | 1537.3562 | 65.0758 | 0 | 60.3073 | 600385.7469 | 16708.5175 | 992567.5222 | 1157128.078 | 0 | 112570.7177 | 0 | 1122950.627 | 2921687.1827 | 1994111.5369 | 8918109.9288 | 961560.8286 | 5069319.0393 | 5069319.0393 | 1478867.319 | 2909448.6856 | 0 | 14948989.7967 | 24406624.8406 | 421696.5034 | 0.32365 | 46189.0553 | 75411.0452 | 941.6264 | 1537.3562
1 | 1700 | 707 | 0.03 | 15 | 15 | 7 | 5.6234e-10 | 5spot_SharedNeighbor | Water | Porous | Wet | R245fa | MinimizeLCOE_Brownfield | IgnoreSilica | 56.0332 | 4.0175 | 0.092955 | 4 | 42432.8507 | 67868.8206 | 865.0511 | 1383.5977 | 65.0929 | 0 | 57.3495 | 647674.6041 | 18027.4352 | 1082120.4965 | 1286068.1769 | 0 | 112947.9221 | 0 | 1227267.0676 | 3193097.1628 | 2179354.4252 | 9746557.2903 | 961560.8286 | 5069319.0393 | 5069319.0393 | 1478867.319 | 2909448.6856 | 0 | 15777437.1582 | 25235072.2021 | 562341.3252 | 0.37182 | 42432.8507 | 67868.8206 | 865.0511 | 1383.5977
1 | 1700 | 707 | 0.03 | 15 | 15 | 7 | 7.4989e-10 | 5spot_SharedNeighbor | Water | Porous | Wet | R245fa | MinimizeLCOE_Brownfield | IgnoreSilica | 60.9855 | 4.374 | 0.10397 | 4 | 39634.2968 | 62376.3527 | 807.9987 | 1271.6263 | 65.1028 | 0 | 52.8108 | 687487.7372 | 19136.9371 | 1158264.2457 | 1397868.5264 | 0 | 111733.5206 | 0 | 1316051.4772 | 3424095.9843 | 2337015.8674 | 10451654.2959 | 961560.8286 | 5069319.0393 | 5069319.0393 | 1478867.319 | 2909448.6856 | 0 | 16482534.1638 | 25940169.2077 | 749894.2093 | 0.41587 | 39634.2968 | 62376.3527 | 807.9987 | 1271.6263
1 | 1700 | 707 | 0.03 | 15 | 15 | 7 | 1e-09 | 5spot_SharedNeighbor | Water | Porous | Wet | R245fa | MinimizeLCOE_Brownfield | IgnoreSilica | 65.1265 | 4.6718 | 0.11359 | 4 | 37551.7753 | 58366.3948 | 765.5437 | 1189.8779 | 65.1077 | 0 | 62.1348 | 719986.6238 | 20041.904 | 1220915.3651 | 1491290.3553 | 0 | 109532.2688 | 0 | 1389088.9416 | 3614124.4848 | 2466714.2237 | 11031694.1671 | 961560.8286 | 5069319.0393 | 5069319.0393 | 1478867.319 | 2909448.6856 | 0 | 17062574.0351 | 26520209.079 | 1000000 | 0.45437 | 37551.7753 | 58366.3948 | 765.5437 | 1189.8779
1 | 1700 | 707 | 0.03 | 15 | 15 | 7 | 1.3335e-09 | 5spot_SharedNeighbor | Water | Porous | Wet | R245fa | MinimizeLCOE_Brownfield | IgnoreSilica | 68.4808 | 4.9127 | 0.1217 | 4 | 36002.1612 | 55430.29 | 733.9528 | 1130.0214 | 65.1094 | 0 | 70.4572 | 745815.9752 | 20760.6514 | 1271023.4465 | 1566911.1789 | 0 | 106845.4342 | 0 | 1447429.1076 | 3765913.6295 | 2570313.4339 | 11495012.8571 | 961560.8286 | 5069319.0393 | 5069319.0393 | 1478867.319 | 2909448.6856 | 0 | 17525892.725 | 26983527.7689 | 1333521.4322 | 0.4868 | 36002.1612 | 55430.29 | 733.9528 | 1130.0214
1 | 1700 | 707 | 0.03 | 15 | 15 | 7 | 1.7783e-09 | 5spot_SharedNeighbor | Water | Porous | Wet | R245fa | MinimizeLCOE_Brownfield | IgnoreSilica | 71.1487 | 5.1041 | 0.12834 | 4 | 34848.2951 | 53270.7749 | 710.4296 | 1085.9968 | 65.1095 | 0 | 61.6865 | 766058.0752 | 21323.5904 | 1310485.9867 | 1627018.1394 | 0 | 104104.2618 | 0 | 1493306.1208 | 3885276.2072 | 2651780.8459 | 11859353.2273 | 961560.8286 | 5069319.0393 | 5069319.0393 | 1478867.319 | 2909448.6856 | 0 | 17890233.0952 | 27347868.1391 | 1778279.41 | 0.51337 | 34848.2951 | 53270.7749 | 710.4296 | 1085.9968
1 | 1700 | 707 | 0.03 | 15 | 15 | 7 | 2.3714e-09 | 5spot_SharedNeighbor | Water | Porous | Wet | R245fa | MinimizeLCOE_Brownfield | IgnoreSilica | 73.248 | 5.2545 | 0.13368 | 4 | 33988.2308 | 51675.0901 | 692.8961 | 1053.4666 | 65.1087 | 0 | 78.4482 | 781805.3616 | 21761.3128 | 1341303.0643 | 1674289.4084 | 0 | 101583.0813 | 0 | 1529089.469 | 3978377.139 | 2715324.1449 | 12143532.9813 | 961560.8286 | 5069319.0393 | 5069319.0393 | 1478867.319 | 2909448.6856 | 0 | 18174412.8492 | 27632047.8931 | 2371373.7057 | 0.53473 | 33988.2308 | 51675.0901 | 692.8961 | 1053.4666
1 | 1700 | 707 | 0.03 | 15 | 15 | 7 | 3.1623e-09 | 5spot_SharedNeighbor | Water | Porous | Wet | R245fa | MinimizeLCOE_Brownfield | IgnoreSilica | 74.8681 | 5.3705 | 0.13789 | 4 | 33346.4639 | 50494.0426 | 679.8128 | 1029.3894 | 65.1075 | 0 | 71.5303 | 793851.6676 | 22096.028 | 1364946.6326 | 1710752.2966 | 0 | 99355.1325 | 0 | 1556490.6853 | 4049669.4831 | 2763982.6346 | 12361144.5603 | 961560.8286 | 5069319.0393 | 5069319.0393 | 1478867.319 | 2909448.6856 | 0 | 18392024.4282 | 27849659.4722 | 3162277.6602 | 0.55154 | 33346.4639 | 50494.0426 | 679.8128 | 1029.3894
1 | 1700 | 707 | 0.03 | 15 | 15 | 7 | 4.217e-09 | 5spot_SharedNeighbor | Water | Porous | Wet | R245fa | MinimizeLCOE_Brownfield | IgnoreSilica | 76.1056 | 5.4591 | 0.14115 | 4 | 32867.1062 | 49617.7781 | 670.0404 | 1011.5255 | 65.1064 | 0 | 64.9935 | 802991.6729 | 22349.9108 | 1382925.9609 | 1738592.311 | 0 | 97462.4679 | 0 | 1577285.7062 | 4103773.8617 | 2800909.9847 | 12526291.8762 | 961560.8286 | 5069319.0393 | 5069319.0393 | 1478867.319 | 2909448.6856 | 0 | 18557171.7441 | 28014806.788 | 4216965.0343 | 0.56461 | 32867.1062 | 49617.7781 | 670.0404 | 1011.5255
1 | 1700 | 707 | 0.03 | 15 | 15 | 7 | 5.6234e-09 | 5spot_SharedNeighbor | Water | Porous | Wet | R245fa | MinimizeLCOE_Brownfield | IgnoreSilica | 77.0413 | 5.526 | 0.14366 | 4 | 32508.7496 | 48966.652 | 662.7348 | 998.2514 | 65.1054 | 0 | 63.2605 | 809868.4271 | 22540.8811 | 1396476.0096 | 1759637.5995 | 0 | 95893.5004 | 0 | 1592922.4029 | 4144457.339 | 2828677.294 | 12650473.4535 | 961560.8286 | 5069319.0393 | 5069319.0393 | 1478867.319 | 2909448.6856 | 0 | 18681353.3214 | 28138988.3653 | 5623413.2519 | 0.57466 | 32508.7496 | 48966.652 | 662.7348 | 998.2514
1 | 1700 | 707 | 0.03 | 15 | 15 | 7 | 7.4989e-09 | 5spot_SharedNeighbor | Water | Porous | Wet | R245fa | MinimizeLCOE_Brownfield | IgnoreSilica | 77.7723 | 5.5783 | 0.14561 | 4 | 32240.6615 | 48478.5703 | 657.2695 | 988.3012 | 65.1045 | 0 | 71.9975 | 815220.5422 | 22689.4838 | 1407035.4179 | 1776075.7775 | 0 | 94697.8041 | 0 | 1605130.4199 | 4176220.0951 | 2850356.0277 | 12747425.5682 | 961560.8286 | 5069319.0393 | 5069319.0393 | 1478867.319 | 2909448.6856 | 0 | 18778305.4361 | 28235940.48 | 7498942.0933 | 0.58244 | 32240.6615 | 48478.5703 | 657.2695 | 988.3012
1 | 1700 | 707 | 0.03 | 15 | 15 | 7 | 1e-08 | 5spot_SharedNeighbor | Water | Porous | Wet | R245fa | MinimizeLCOE_Brownfield | IgnoreSilica | 78.3176 | 5.6173 | 0.14708 | 4 | 32039.9916 | 48115.1958 | 653.1786 | 980.8933 | 65.1038 | 0 | 63.4079 | 819201.1613 | 22799.9907 | 1414896.6285 | 1788335.01 | 0 | 93733.3917 | 0 | 1614196.811 | 4199808.985 | 2866455.9297 | 12819427.9079 | 961560.8286 | 5069319.0393 | 5069319.0393 | 1478867.319 | 2909448.6856 | 0 | 18850307.7758 | 28307942.8197 | 10000000 | 0.58834 | 32039.9916 | 48115.1958 | 653.1786 | 980.8933
1 | 1800 | 707 | 0.03 | 15 | 15 | 7 | 1e-13 | 5spot_SharedNeighbor | Water | Porous | Wet | R245fa | MinimizeLCOE_Brownfield | IgnoreSilica | 0 | 0 | 0 | 0 | [6 empty] | 7.906 | [19 empty] | 100 | 0
1 | 1800 | 707 | 0.03 | 15 | 15 | 7 | 1.3335e-13 | 5spot_SharedNeighbor | Water | Porous | Wet | R245fa | MinimizeLCOE_Brownfield | IgnoreSilica | 0 | 0 | 0 | 0 | [6 empty] | 8.9095 | [19 empty] | 133.3521 | 0
1 | 1800 | 707 | 0.03 | 15 | 15 | 7 | 1.7783e-13 | 5spot_SharedNeighbor | Water | Porous | Wet | R245fa | MinimizeLCOE_Brownfield | IgnoreSilica | 0 | 0 | 0 | 0 | [6 empty] | 9.7458 | [19 empty] | 177.8279 | 0
1 | 1800 | 707 | 0.03 | 15 | 15 | 7 | 2.3714e-13 | 5spot_SharedNeighbor | Water | Porous | Wet | R245fa | MinimizeLCOE_Brownfield | IgnoreSilica | 0 | 0 | 0 | 0 | [6 empty] | 9.9096 | [19 empty] | 237.1374 | 0
1 | 1800 | 707 | 0.03 | 15 | 15 | 7 | 3.1623e-13 | 5spot_SharedNeighbor | Water | Porous | Wet | R245fa | MinimizeLCOE_Brownfield | IgnoreSilica | 0 | 0 | 0 | 0 | [6 empty] | 10.7257 | [19 empty] | 316.2278 | 0
1 | 1800 | 707 | 0.03 | 15 | 15 | 7 | 4.217e-13 | 5spot_SharedNeighbor | Water | Porous | Wet | R245fa | MinimizeLCOE_Brownfield | IgnoreSilica | 0 | 0 | 0 | 0 | [6 empty] | 10.0696 | [19 empty] | 421.6965 | 0
1 | 1800 | 707 | 0.03 | 15 | 15 | 7 | 5.6234e-13 | 5spot_SharedNeighbor | Water | Porous | Wet | R245fa | MinimizeLCOE_Brownfield | IgnoreSilica | 0 | 0 | 0 | 0 | [6 empty] | 11.2075 | [19 empty] | 562.3413 | 0
1 | 1800 | 707 | 0.03 | 15 | 15 | 7 | 7.4989e-13 | 5spot_SharedNeighbor | Water | Porous | Wet | R245fa | MinimizeLCOE_Brownfield | IgnoreSilica | 0 | 0 | 0 | 0 | [6 empty] | 11.0848 | [19 empty] | 749.8942 | 0
1 | 1800 | 707 | 0.03 | 15 | 15 | 7 | 1e-12 | 5spot_SharedNeighbor | Water | Porous | Wet | R245fa | MinimizeLCOE_Brownfield | IgnoreSilica | 0 | 0 | 0 | 0 | [6 empty] | 11.5034 | [19 empty] | 1000 | 0
1 | 1800 | 707 | 0.03 | 15 | 15 | 7 | 1.3335e-12 | 5spot_SharedNeighbor | Water | Porous | Wet | R245fa | MinimizeLCOE_Brownfield | IgnoreSilica | 0 | 0 | 0 | 0 | [6 empty] | 13.0564 | [19 empty] | 1333.5214 | 0
1 | 1800 | 707 | 0.03 | 15 | 15 | 7 | 1.7783e-12 | 5spot_SharedNeighbor | Water | Porous | Wet | R245fa | MinimizeLCOE_Brownfield | IgnoreSilica | 0 | 0 | 0 | 0 | [6 empty] | 13.7301 | [19 empty] | 1778.2794 | 0
1 | 1800 | 707 | 0.03 | 15 | 15 | 7 | 2.3714e-12 | 5spot_SharedNeighbor | Water | Porous | Wet | R245fa | MinimizeLCOE_Brownfield | IgnoreSilica | 0 | 0 | 0 | 0 | [6 empty] | 15.5926 | [19 empty] | 2371.3737 | 0
1 | 1800 | 707 | 0.03 | 15 | 15 | 7 | 3.1623e-12 | 5spot_SharedNeighbor | Water | Porous | Wet | R245fa | MinimizeLCOE_Brownfield | IgnoreSilica | 0 | 0 | 0 | 0 | [6 empty] | 16.1496 | [19 empty] | 3162.2777 | 0
1 | 1800 | 707 | 0.03 | 15 | 15 | 7 | 4.217e-12 | 5spot_SharedNeighbor | Water | Porous | Wet | R245fa | MinimizeLCOE_Brownfield | IgnoreSilica | 1.1069 | 0.066381 | 0.00048134 | 4 | 3524847.3378 | 8659256.5162 | 71858.7807 | 176530.6566 | 59.7602 | 0 | 83.6847 | 34713.5316 | 897.3079 | 40823.5422 | 46471 | 0 | 22396.9961 | 0 | 56667.9273 | 147438.3227 | 100629.6848 | 450038.3126 | 961560.8286 | 5375065.0943 | 5375065.0943 | 1478867.319 | 3031747.1076 | 0 | 6786664.2355 | 16672343.7564 | 4216.965 | 0.0019254 | 3524847.3378 | 8659256.5162 | 71858.7807 | 176530.6566
1 | 1800 | 707 | 0.03 | 15 | 15 | 7 | 5.6234e-12 | 5spot_SharedNeighbor | Water | Porous | Wet | R245fa | MinimizeLCOE_Brownfield | IgnoreSilica | 1.7681 | 0.11714 | 0.0010981 | 4 | 1591711.8413 | 3842445.9174 | 32449.1988 | 78333.4573 | 62.6798 | 0 | 142.3847 | 53848.6883 | 1436.1123 | 64125.6738 | 62062.0139 | 0 | 29842.0076 | 0 | 82412.6534 | 214420.8189 | 146346.6148 | 654494.583 | 961560.8286 | 5375065.0943 | 5375065.0943 | 1478867.319 | 3031747.1076 | 0 | 6991120.5059 | 16876800.0267 | 5623.4133 | 0.0043922 | 1591711.8413 | 3842445.9174 | 32449.1988 | 78333.4573
1 | 1800 | 707 | 0.03 | 15 | 15 | 7 | 7.4989e-12 | 5spot_SharedNeighbor | Water | Porous | Wet | R245fa | MinimizeLCOE_Brownfield | IgnoreSilica | 1.982 | 0.13378 | 0.0018202 | 4 | 967353.4918 | 2325146.0663 | 19720.8094 | 47401.2476 | 63.2351 | 0 | 159.378 | 59511.387 | 1596.6656 | 71276.9045 | 67134.8211 | 0 | 28548.0883 | 0 | 88946.4679 | 231420.4641 | 157949.222 | 706384.0206 | 961560.8286 | 5375065.0943 | 5375065.0943 | 1478867.319 | 3031747.1076 | 0 | 7043009.9435 | 16928689.4643 | 7498.9421 | 0.0072807 | 967353.4918 | 2325146.0663 | 19720.8094 | 47401.2476
1 | 1800 | 707 | 0.03 | 15 | 15 | 7 | 1e-11 | 5spot_SharedNeighbor | Water | Porous | Wet | R245fa | MinimizeLCOE_Brownfield | IgnoreSilica | 3.2151 | 0.23023 | 0.0030806 | 4 | 599043.3756 | 1401307.7492 | 12212.3095 | 28567.5539 | 65.0539 | 0 | 36.0122 | 88901.1178 | 2433.8651 | 109861.9192 | 96432.3903 | 0 | 39740.3676 | 0 | 131574.1674 | 342328.994 | 233646.5726 | 1044919.394 | 961560.8286 | 5375065.0943 | 5375065.0943 | 1478867.319 | 3031747.1076 | 0 | 7381545.3169 | 17267224.8377 | 10000 | 0.012322 | 599043.3756 | 1401307.7492 | 12212.3095 | 28567.5539
1 | 1800 | 707 | 0.03 | 15 | 15 | 7 | 1.3335e-11 | 5spot_SharedNeighbor | Water | Porous | Wet | R245fa | MinimizeLCOE_Brownfield | IgnoreSilica | 4.248 | 0.31149 | 0.0046317 | 4 | 412229.8839 | 945823.4206 | 8403.8638 | 19281.8897 | 65.79 | 0 | 42.3924 | 110690.1994 | 3056.3837 | 139826.0065 | 121050.3921 | 0 | 45296.2967 | 0 | 163768.5186 | 426092.0918 | 290816.608 | 1300596.4967 | 961560.8286 | 5375065.0943 | 5375065.0943 | 1478867.319 | 3031747.1076 | 0 | 7637222.4196 | 17522901.9404 | 13335.2143 | 0.018527 | 412229.8839 | 945823.4206 | 8403.8638 | 19281.8897
1 | 1800 | 707 | 0.03 | 15 | 15 | 7 | 1.7783e-11 | 5spot_SharedNeighbor | Water | Porous | Wet | R245fa | MinimizeLCOE_Brownfield | IgnoreSilica | 5.5728 | 0.41567 | 0.0067029 | 4 | 296417.1037 | 665126.0289 | 6042.8636 | 13559.4937 | 66.3414 | 0 | 45.762 | 136194.8741 | 3786.08 | 176041.4221 | 152583.593 | 0 | 51465.6038 | 0 | 202827.9135 | 527716.6251 | 360177.4401 | 1610793.5516 | 961560.8286 | 5375065.0943 | 5375065.0943 | 1478867.319 | 3031747.1076 | 0 | 7947419.4745 | 17833098.9954 | 17782.7941 | 0.026812 | 296417.1037 | 665126.0289 | 6042.8636 | 13559.4937
1 | 1800 | 707 | 0.03 | 15 | 15 | 7 | 2.3714e-11 | 5spot_SharedNeighbor | Water | Porous | Wet | R245fa | MinimizeLCOE_Brownfield | IgnoreSilica | 7.2124 | 0.54432 | 0.0094109 | 4 | 220775.3754 | 483388.8791 | 4500.8046 | 9854.5361 | 66.7299 | 0 | 40.7718 | 165057.4967 | 4611.8229 | 218344.3644 | 191536.6897 | 0 | 57827.8224 | 0 | 248577.4965 | 646747.6556 | 441418.5643 | 1974121.9124 | 961560.8286 | 5375065.0943 | 5375065.0943 | 1478867.319 | 3031747.1076 | 0 | 8310747.8353 | 18196427.3561 | 23713.7371 | 0.037643 | 220775.3754 | 483388.8791 | 4500.8046 | 9854.5361
1 | 1800 | 707 | 0.03 | 15 | 15 | 7 | 3.1623e-11 | 5spot_SharedNeighbor | Water | Porous | Wet | R245fa | MinimizeLCOE_Brownfield | IgnoreSilica | 9.5144 | 0.72591 | 0.013111 | 4 | 167845.5127 | 356346.6962 | 3421.7578 | 7264.6094 | 67.0929 | 0 | 49.5755 | 202560.9014 | 5686.4413 | 274803.7965 | 246400.0323 | 0 | 66672.2021 | 0 | 310488.1157 | 807826.3872 | 551358.1085 | 2465795.985 | 961560.8286 | 5375065.0943 | 5375065.0943 | 1478867.319 | 3031747.1076 | 0 | 8802421.9079 | 18688101.4288 | 31622.7766 | 0.052444 | 167845.5127 | 356346.6962 | 3421.7578 | 7264.6094
1 | 1800 | 707 | 0.03 | 15 | 15 | 7 | 4.217e-11 | 5spot_SharedNeighbor | Water | Porous | Wet | R245fa | MinimizeLCOE_Brownfield | IgnoreSilica | 11.064 | 0.84794 | 0.017349 | 4 | 131160.2538 | 273611.8497 | 2673.8792 | 5577.9476 | 67.2438 | 0 | 32.0405 | 226109.8014 | 6360.7155 | 311134.0229 | 283295.5129 | 0 | 65978.4055 | 0 | 348222.5987 | 906003.7715 | 618366.1906 | 2765471.019 | 961560.8286 | 5375065.0943 | 5375065.0943 | 1478867.319 | 3031747.1076 | 0 | 9102096.9418 | 18987776.4627 | 42169.6503 | 0.069397 | 131160.2538 | 273611.8497 | 2673.8792 | 5577.9476
1 | 1800 | 707 | 0.03 | 15 | 15 | 7 | 5.6234e-11 | 5spot_SharedNeighbor | Water | Porous | Wet | R245fa | MinimizeLCOE_Brownfield | IgnoreSilica | 14.7056 | 1.1347 | 0.023615 | 4 | 103987.477 | 208641.4513 | 2119.9254 | 4253.4382 | 67.4735 | 0 | 34.6094 | 277749.7352 | 7838.7663 | 392720.509 | 370005.8859 | 0 | 77229.3151 | 0 | 438962.2425 | 1142089.7114 | 779499.6956 | 3486095.8611 | 961560.8286 | 5375065.0943 | 5375065.0943 | 1478867.319 | 3031747.1076 | 0 | 9822721.784 | 19708401.3048 | 56234.1325 | 0.094461 | 103987.477 | 208641.4513 | 2119.9254 | 4253.4382
1 | 1800 | 707 | 0.03 | 15 | 15 | 7 | 7.4989e-11 | 5spot_SharedNeighbor | Water | Porous | Wet | R245fa | MinimizeLCOE_Brownfield | IgnoreSilica | 19.5 | 1.5124 | 0.031835 | 4 | 84269.7249 | 161902.948 | 1717.9523 | 3300.6106 | 67.6465 | 0 | 31.4197 | 340052.5093 | 9620.8673 | 494120.1564 | 484172.9349 | 0 | 90753.0681 | 0 | 553300.6191 | 1439574.7132 | 982539.3221 | 4394134.1904 | 961560.8286 | 5375065.0943 | 5375065.0943 | 1478867.319 | 3031747.1076 | 0 | 10730760.1133 | 20616439.6342 | 74989.4209 | 0.12734 | 84269.7249 | 161902.948 | 1717.9523 | 3300.6106
1 | 1800 | 707 | 0.03 | 15 | 15 | 7 | 1e-10 | 5spot_SharedNeighbor | Water | Porous | Wet | R245fa | MinimizeLCOE_Brownfield | IgnoreSilica | 24.8003 | 1.93 | 0.041565 | 4 | 70315.5728 | 129774.609 | 1433.4781 | 2645.6309 | 67.761 | 0 | 58.4231 | 403683.5371 | 11439.5295 | 600477.353 | 610396.2793 | 0 | 102652.5276 | 0 | 674173.1984 | 1754060.3702 | 1197182.245 | 5354065.0402 | 961560.8286 | 5375065.0943 | 5375065.0943 | 1478867.319 | 3031747.1076 | 0 | 11690690.9631 | 21576370.4839 | 100000 | 0.16626 | 70315.5728 | 129774.609 | 1433.4781 | 2645.6309
1 | 1800 | 707 | 0.03 | 15 | 15 | 7 | 1.3335e-10 | 5spot_SharedNeighbor | Water | Porous | Wet | R245fa | MinimizeLCOE_Brownfield | IgnoreSilica | 30.5692 | 2.3846 | 0.053393 | 4 | 59429.8991 | 105716.9671 | 1211.5589 | 2155.1834 | 67.8415 | 0 | 40.5312 | 468412.0999 | 13288.0401 | 711131.7514 | 747794.3577 | 0 | 111517.8608 | 0 | 800336.2028 | 2082310.6282 | 1421219.791 | 6356010.7318 | 961560.8286 | 5375065.0943 | 5375065.0943 | 1478867.319 | 3031747.1076 | 0 | 12692636.6547 | 22578316.1755 | 133352.1432 | 0.21357 | 59429.8991 | 105716.9671 | 1211.5589 | 2155.1834
1 | 1800 | 707 | 0.03 | 15 | 15 | 7 | 1.7783e-10 | 5spot_SharedNeighbor | Water | Porous | Wet | R245fa | MinimizeLCOE_Brownfield | IgnoreSilica | 36.9929 | 2.8908 | 0.067216 | 4 | 51228.107 | 87996.1796 | 1044.3543 | 1793.9211 | 67.9025 | 0 | 56.0977 | 536297.8407 | 15225.0707 | 829497.6976 | 900797.4333 | 0 | 119297.3168 | 0 | 936434.9901 | 2436411.755 | 1662901.086 | 7436863.1903 | 961560.8286 | 5375065.0943 | 5375065.0943 | 1478867.319 | 3031747.1076 | 0 | 13773489.1131 | 23659168.634 | 177827.941 | 0.26887 | 51228.107 | 87996.1796 | 1044.3543 | 1793.9211
1 | 1800 | 707 | 0.03 | 15 | 15 | 7 | 2.3714e-10 | 5spot_SharedNeighbor | Water | Porous | Wet | R245fa | MinimizeLCOE_Brownfield | IgnoreSilica | 43.7675 | 3.4248 | 0.082595 | 4 | 45041.5985 | 74963.7697 | 918.2339 | 1528.2378 | 67.9478 | 0 | 62.8726 | 604159.5492 | 17159.704 | 949917.4306 | 1062166.8295 | 0 | 125236.0326 | 0 | 1075869.4229 | 2799191.5472 | 1910505.7486 | 8544206.2646 | 961560.8286 | 5375065.0943 | 5375065.0943 | 1478867.319 | 3031747.1076 | 0 | 14880832.1875 | 24766511.7083 | 237137.3706 | 0.33038 | 45041.5985 | 74963.7697 | 918.2339 | 1528.2378
1 | 1800 | 707 | 0.03 | 15 | 15 | 7 | 3.1623e-10 | 5spot_SharedNeighbor | Water | Porous | Wet | R245fa | MinimizeLCOE_Brownfield | IgnoreSilica | 50.4908 | 3.9546 | 0.098746 | 4 | 40384.5879 | 65412.6484 | 823.2944 | 1333.5253 | 67.9797 | 0 | 54.1206 | 668435.6285 | 18990.398 | 1065728.7003 | 1222292.751 | 0 | 128797.4516 | 0 | 1210655.5225 | 3149877.3299 | 2149856.0012 | 9614633.7831 | 961560.8286 | 5375065.0943 | 5375065.0943 | 1478867.319 | 3031747.1076 | 0 | 15951259.706 | 25836939.2268 | 316227.766 | 0.39498 | 40384.5879 | 65412.6484 | 823.2944 | 1333.5253
1 | 1800 | 707 | 0.03 | 15 | 15 | 7 | 4.217e-10 | 5spot_SharedNeighbor | Water | Porous | Wet | R245fa | MinimizeLCOE_Brownfield | IgnoreSilica | 56.7829 | 4.4501 | 0.11473 | 4 | 36891.5492 | 58433.4565 | 752.0841 | 1191.245 | 68.0001 | 0 | 68.6185 | 726244.9448 | 20635.2553 | 1171252.7633 | 1372088.1094 | 0 | 129929.7069 | 0 | 1333858.8041 | 3470426.9961 | 2368637.735 | 10593074.3149 | 961560.8286 | 5375065.0943 | 5375065.0943 | 1478867.319 | 3031747.1076 | 0 | 16929700.2377 | 26815379.7586 | 421696.5034 | 0.4589 | 36891.5492 | 58433.4565 | 752.0841 | 1191.245
1 | 1800 | 707 | 0.03 | 15 | 15 | 7 | 5.6234e-10 | 5spot_SharedNeighbor | Water | Porous | Wet | R245fa | MinimizeLCOE_Brownfield | IgnoreSilica | 62.3667 | 4.8893 | 0.12967 | 4 | 34280.4656 | 53340.3505 | 698.8537 | 1087.4152 | 68.0114 | 0 | 54.0662 | 775876.9535 | 22045.9651 | 1262843.3303 | 1504935.0382 | 0 | 128998.9359 | 0 | 1440933.087 | 3749012.3163 | 2558777.9404 | 11443423.5666 | 961560.8286 | 5375065.0943 | 5375065.0943 | 1478867.319 | 3031747.1076 | 0 | 17780049.4895 | 27665729.0103 | 562341.3252 | 0.51866 | 34280.4656 | 53340.3505 | 698.8537 | 1087.4152
1 | 1800 | 707 | 0.03 | 15 | 15 | 7 | 7.4989e-10 | 5spot_SharedNeighbor | Water | Porous | Wet | R245fa | MinimizeLCOE_Brownfield | IgnoreSilica | 67.1191 | 5.2626 | 0.14297 | 4 | 32332.7979 | 49618.7801 | 659.1478 | 1011.5459 | 68.0161 | 0 | 69.4847 | 816995.1983 | 23213.5102 | 1339401.9135 | 1617909.3171 | 0 | 126658.6412 | 0 | 1530429.6463 | 3981864.0054 | 2717704.0028 | 12154176.2347 | 961560.8286 | 5375065.0943 | 5375065.0943 | 1478867.319 | 3031747.1076 | 0 | 18490802.1576 | 28376481.6784 | 749894.2093 | 0.57189 | 32332.7979 | 49618.7801 | 659.1478 | 1011.5459
1 | 1800 | 707 | 0.03 | 15 | 15 | 7 | 1e-09 | 5spot_SharedNeighbor | Water | Porous | Wet | R245fa | MinimizeLCOE_Brownfield | IgnoreSilica | 71.0218 | 5.5687 | 0.15434 | 4 | 30881.1804 | 46893.5005 | 629.5546 | 955.9874 | 68.0168 | 0 | 69.3801 | 850042.324 | 24151.0154 | 1401374.7408 | 1710604.9515 | 0 | 123527.4062 | 0 | 1602783.1708 | 4170113.0343 | 2846187.8332 | 12728784.4761 | 961560.8286 | 5375065.0943 | 5375065.0943 | 1478867.319 | 3031747.1076 | 0 | 19065410.3989 | 28951089.9198 | 1000000 | 0.61738 | 30881.1804 | 46893.5005 | 629.5546 | 955.9874
1 | 1800 | 707 | 0.03 | 15 | 15 | 7 | 1.3335e-09 | 5spot_SharedNeighbor | Water | Porous | Wet | R245fa | MinimizeLCOE_Brownfield | IgnoreSilica | 74.1371 | 5.8127 | 0.16375 | 4 | 29799.129 | 44892.1454 | 607.4956 | 915.1871 | 68.0153 | 0 | 69.3802 | 875979.9975 | 24886.2496 | 1450290.2251 | 1784537.5491 | 0 | 120114.2127 | 0 | 1659765.2113 | 4318368.6151 | 2947375.3134 | 13181317.3739 | 961560.8286 | 5375065.0943 | 5375065.0943 | 1478867.319 | 3031747.1076 | 0 | 19517943.2967 | 29403622.8176 | 1333521.4322 | 0.65498 | 29799.129 | 44892.1454 | 607.4956 | 915.1871
1 | 1800 | 707 | 0.03 | 15 | 15 | 7 | 1.7783e-09 | 5spot_SharedNeighbor | Water | Porous | Wet | R245fa | MinimizeLCOE_Brownfield | IgnoreSilica | 76.6003 | 6.0054 | 0.17136 | 4 | 28992.028 | 43414.5892 | 591.0417 | 885.0651 | 68.0129 | 0 | 61.4764 | 896221.8196 | 25459.6479 | 1488631.8526 | 1842953.32 | 0 | 116871.7311 | 0 | 1704353.9648 | 4434379.4053 | 3026555.0615 | 13535426.8029 | 961560.8286 | 5375065.0943 | 5375065.0943 | 1478867.319 | 3031747.1076 | 0 | 19872052.7257 | 29757732.2466 | 1778279.41 | 0.68543 | 28992.028 | 43414.5892 | 591.0417 | 885.0651
1 | 1800 | 707 | 0.03 | 15 | 15 | 7 | 2.3714e-09 | 5spot_SharedNeighbor | Water | Porous | Wet | R245fa | MinimizeLCOE_Brownfield | IgnoreSilica | 78.5151 | 6.1551 | 0.1774 | 4 | 28389.4988 | 42321.0236 | 578.7583 | 862.7713 | 68.0104 | 0 | 63.3195 | 911798.8709 | 25900.6678 | 1518237.8413 | 1888335.6589 | 0 | 113965.8612 | 0 | 1738713.1711 | 4523775.012 | 3087569.4 | 13808296.4832 | 961560.8286 | 5375065.0943 | 5375065.0943 | 1478867.319 | 3031747.1076 | 0 | 20144922.4061 | 30030601.9269 | 2371373.7057 | 0.70959 | 28389.4988 | 42321.0236 | 578.7583 | 862.7713
1 | 1800 | 707 | 0.03 | 15 | 15 | 7 | 3.1623e-09 | 5spot_SharedNeighbor | Water | Porous | Wet | R245fa | MinimizeLCOE_Brownfield | IgnoreSilica | 79.987 | 6.27 | 0.18212 | 4 | 27939.3043 | 41509.6157 | 569.5805 | 846.2297 | 68.0079 | 0 | 74.1489 | 923681.3499 | 26236.9426 | 1540880.5745 | 1923204.8217 | 0 | 111475.0822 | 0 | 1764936.7207 | 4592003.309 | 3134136.6146 | 14016555.4153 | 961560.8286 | 5375065.0943 | 5375065.0943 | 1478867.319 | 3031747.1076 | 0 | 20353181.3382 | 30238860.859 | 3162277.6602 | 0.72848 | 27939.3043 | 41509.6157 | 569.5805 | 846.2297
1 | 1800 | 707 | 0.03 | 15 | 15 | 7 | 4.217e-09 | 5spot_SharedNeighbor | Water | Porous | Wet | R245fa | MinimizeLCOE_Brownfield | IgnoreSilica | 81.1091 | 6.3576 | 0.18577 | 4 | 27602.6729 | 40906.3112 | 562.7178 | 833.9305 | 68.0058 | 0 | 77.4614 | 932687.2681 | 26491.7256 | 1558075.7487 | 1949777.2423 | 0 | 109407.2924 | 0 | 1784811.3181 | 4643712.9345 | 3169429.4965 | 14174393.0262 | 961560.8286 | 5375065.0943 | 5375065.0943 | 1478867.319 | 3031747.1076 | 0 | 20511018.9491 | 30396698.47 | 4216965.0343 | 0.74308 | 27602.6729 | 40906.3112 | 562.7178 | 833.9305
1 | 1800 | 707 | 0.03 | 15 | 15 | 7 | 5.6234e-09 | 5spot_SharedNeighbor | Water | Porous | Wet | R245fa | MinimizeLCOE_Brownfield | IgnoreSilica | 81.9593 | 6.4239 | 0.18857 | 4 | 27350.7963 | 40456.9934 | 557.583 | 824.7705 | 68.0041 | 0 | 67.1819 | 939480.4043 | 26683.8582 | 1571065.3724 | 1969903.2235 | 0 | 107730.3303 | 0 | 1799796.6436 | 4682701.6776 | 3196040.1149 | 14293401.6249 | 961560.8286 | 5375065.0943 | 5375065.0943 | 1478867.319 | 3031747.1076 | 0 | 20630027.5478 | 30515707.0686 | 5623413.2519 | 0.75428 | 27350.7963 | 40456.9934 | 557.583 | 824.7705
1 | 1800 | 707 | 0.03 | 15 | 15 | 7 | 7.4989e-09 | 5spot_SharedNeighbor | Water | Porous | Wet | R245fa | MinimizeLCOE_Brownfield | IgnoreSilica | 82.6024 | 6.4741 | 0.1907 | 4 | 27162.2381 | 40121.7359 | 553.739 | 817.9359 | 68.0027 | 0 | 77.8192 | 944601.7271 | 26828.6778 | 1580869.222 | 1985123.0453 | 0 | 106399.6325 | 0 | 1811090.6988 | 4712086.4926 | 3216095.8549 | 14383095.3509 | 961560.8286 | 5375065.0943 | 5375065.0943 | 1478867.319 | 3031747.1076 | 0 | 20719721.2738 | 30605400.7947 | 7498942.0933 | 0.76281 | 27162.2381 | 40121.7359 | 553.739 | 817.9359
1 | 1800 | 707 | 0.03 | 15 | 15 | 7 | 1e-08 | 5spot_SharedNeighbor | Water | Porous | Wet | R245fa | MinimizeLCOE_Brownfield | IgnoreSilica | 83.0971 | 6.5126 | 0.19234 | 4 | 27021.0235 | 39870.3799 | 550.8601 | 812.8116 | 68.0016 | 0 | 75.5157 | 948531.6697 | 26939.7911 | 1588398.8138 | 1996829.6117 | 0 | 105387.3808 | 0 | 1819774.0342 | 4734678.75 | 3231515.5348 | 14452055.586 | 961560.8286 | 5375065.0943 | 5375065.0943 | 1478867.319 | 3031747.1076 | 0 | 20788681.5089 | 30674361.0297 | 10000000 | 0.76935 | 27021.0235 | 39870.3799 | 550.8601 | 812.8116
1 | 1900 | 707 | 0.03 | 15 | 15 | 7 | 1e-13 | 5spot_SharedNeighbor | Water | Porous | Wet | R245fa | MinimizeLCOE_Brownfield | IgnoreSilica | 0 | 0 | 0 | 0 | [6 empty] | 8.0366 | [19 empty] | 100 | 0
1 | 1900 | 707 | 0.03 | 15 | 15 | 7 | 1.3335e-13 | 5spot_SharedNeighbor | Water | Porous | Wet | R245fa | MinimizeLCOE_Brownfield | IgnoreSilica | 0 | 0 | 0 | 0 | [6 empty] | 8.7241 | [19 empty] | 133.3521 | 0
1 | 1900 | 707 | 0.03 | 15 | 15 | 7 | 1.7783e-13 | 5spot_SharedNeighbor | Water | Porous | Wet | R245fa | MinimizeLCOE_Brownfield | IgnoreSilica | 0 | 0 | 0 | 0 | [6 empty] | 10.2142 | [19 empty] | 177.8279 | 0
1 | 1900 | 707 | 0.03 | 15 | 15 | 7 | 2.3714e-13 | 5spot_SharedNeighbor | Water | Porous | Wet | R245fa | MinimizeLCOE_Brownfield | IgnoreSilica | 0 | 0 | 0 | 0 | [6 empty] | 9.7432 | [19 empty] | 237.1374 | 0
1 | 1900 | 707 | 0.03 | 15 | 15 | 7 | 3.1623e-13 | 5spot_SharedNeighbor | Water | Porous | Wet | R245fa | MinimizeLCOE_Brownfield | IgnoreSilica | 0 | 0 | 0 | 0 | [6 empty] | 10.802 | [19 empty] | 316.2278 | 0
1 | 1900 | 707 | 0.03 | 15 | 15 | 7 | 4.217e-13 | 5spot_SharedNeighbor | Water | Porous | Wet | R245fa | MinimizeLCOE_Brownfield | IgnoreSilica | 0 | 0 | 0 | 0 | [6 empty] | 10.4626 | [19 empty] | 421.6965 | 0
1 | 1900 | 707 | 0.03 | 15 | 15 | 7 | 5.6234e-13 | 5spot_SharedNeighbor | Water | Porous | Wet | R245fa | MinimizeLCOE_Brownfield | IgnoreSilica | 0 | 0 | 0 | 0 | [6 empty] | 11.1057 | [19 empty] | 562.3413 | 0
1 | 1900 | 707 | 0.03 | 15 | 15 | 7 | 7.4989e-13 | 5spot_SharedNeighbor | Water | Porous | Wet | R245fa | MinimizeLCOE_Brownfield | IgnoreSilica | 0 | 0 | 0 | 0 | [6 empty] | 11.2111 | [19 empty] | 749.8942 | 0
1 | 1900 | 707 | 0.03 | 15 | 15 | 7 | 1e-12 | 5spot_SharedNeighbor | Water | Porous | Wet | R245fa | MinimizeLCOE_Brownfield | IgnoreSilica | 0 | 0 | 0 | 0 | [6 empty] | 11.3875 | [19 empty] | 1000 | 0
1 | 1900 | 707 | 0.03 | 15 | 15 | 7 | 1.3335e-12 | 5spot_SharedNeighbor | Water | Porous | Wet | R245fa | MinimizeLCOE_Brownfield | IgnoreSilica | 0 | 0 | 0 | 0 | [6 empty] | 12.9651 | [19 empty] | 1333.5214 | 0
1 | 1900 | 707 | 0.03 | 15 | 15 | 7 | 1.7783e-12 | 5spot_SharedNeighbor | Water | Porous | Wet | R245fa | MinimizeLCOE_Brownfield | IgnoreSilica | 0 | 0 | 0 | 0 | [6 empty] | 14.1873 | [19 empty] | 1778.2794 | 0
1 | 1900 | 707 | 0.03 | 15 | 15 | 7 | 2.3714e-12 | 5spot_SharedNeighbor | Water | Porous | Wet | R245fa | MinimizeLCOE_Brownfield | IgnoreSilica | 0 | 0 | 0 | 0 | [6 empty] | 15.7071 | [19 empty] | 2371.3737 | 0
1 | 1900 | 707 | 0.03 | 15 | 15 | 7 | 3.1623e-12 | 5spot_SharedNeighbor | Water | Porous | Wet | R245fa | MinimizeLCOE_Brownfield | IgnoreSilica | 1.6 | 0.11227 | 0.00026957 | 4 | 6775620.9795 | 16348163.0701 | 138130.1984 | 333279.4167 | 64.4151 | 0 | 17.4824 | 53745.8563 | 1451.0075 | 61887.5294 | 59652.9187 | 0 | 35650.2369 | 0 | 82831.144 | 215509.6456 | 147089.7614 | 657818.0997 | 961560.8286 | 5686671.2401 | 5686671.2401 | 1478867.319 | 3156389.5659 | 0 | 7306050.1684 | 17627978.2934 | 3162.2777 | 0.0010783 | 6775620.9795 | 16348163.0701 | 138130.1984 | 333279.4167
1 | 1900 | 707 | 0.03 | 15 | 15 | 7 | 4.217e-12 | 5spot_SharedNeighbor | Water | Porous | Wet | R245fa | MinimizeLCOE_Brownfield | IgnoreSilica | 1.632 | 0.11496 | 0.0010972 | 4 | 1663699.0893 | 4015626.2614 | 33916.7563 | 81863.9729 | 64.5359 | 0 | 127.1671 | 54725.7951 | 1479.2988 | 63061.4003 | 60446.8646 | 0 | 31203.1943 | 0 | 82257.4557 | 214017.0263 | 146071.0181 | 653262.053 | 961560.8286 | 5686671.2401 | 5686671.2401 | 1478867.319 | 3156389.5659 | 0 | 7301494.1217 | 17623422.2467 | 4216.965 | 0.0043887 | 1663699.0893 | 4015626.2614 | 33916.7563 | 81863.9729
1 | 1900 | 707 | 0.03 | 15 | 15 | 7 | 5.6234e-12 | 5spot_SharedNeighbor | Water | Porous | Wet | R245fa | MinimizeLCOE_Brownfield | IgnoreSilica | 1.6 | 0.11228 | 0.0017133 | 4 | 1061816.1596 | 2567926.2351 | 21646.5586 | 52350.6497 | 64.4162 | 0 | 116.194 | 53748.0762 | 1451.0802 | 61889.2122 | 59653.666 | 0 | 26271.9841 | 0 | 79175.4673 | 205998.3247 | 140598.0894 | 628785.9 | 961560.8286 | 5686671.2401 | 5686671.2401 | 1478867.319 | 3156389.5659 | 0 | 7277017.9687 | 17598946.0937 | 5623.4133 | 0.0068534 | 1061816.1596 | 2567926.2351 | 21646.5586 | 52350.6497
1 | 1900 | 707 | 0.03 | 15 | 15 | 7 | 7.4989e-12 | 5spot_SharedNeighbor | Water | Porous | Wet | R245fa | MinimizeLCOE_Brownfield | IgnoreSilica | 2.9936 | 0.23039 | 0.0032899 | 4 | 585384.5002 | 1369741.3925 | 11933.8548 | 27924.031 | 67.3846 | 0 | 33.1977 | 92024.7045 | 2562.731 | 109690.1384 | 94386.9313 | 0 | 42047.7596 | 0 | 132877.7833 | 345720.7351 | 235961.5056 | 1055272.2888 | 961560.8286 | 5686671.2401 | 5686671.2401 | 1478867.319 | 3156389.5659 | 0 | 7703504.3575 | 18025432.4825 | 7498.9421 | 0.01316 | 585384.5002 | 1369741.3925 | 11933.8548 | 27924.031
1 | 1900 | 707 | 0.03 | 15 | 15 | 7 | 1e-11 | 5spot_SharedNeighbor | Water | Porous | Wet | R245fa | MinimizeLCOE_Brownfield | IgnoreSilica | 3.9682 | 0.31343 | 0.0050198 | 4 | 396737.5089 | 910796.3853 | 8088.0307 | 18567.8163 | 68.2655 | 0 | 36.635 | 115207.53 | 3239.6306 | 140203.8747 | 118715.3864 | 0 | 48161.6592 | 0 | 165955.9516 | 431783.3437 | 294701.0043 | 1317968.3805 | 961560.8286 | 5686671.2401 | 5686671.2401 | 1478867.319 | 3156389.5659 | 0 | 7966200.4492 | 18288128.5742 | 10000 | 0.020079 | 396737.5089 | 910796.3853 | 8088.0307 | 18567.8163
1 | 1900 | 707 | 0.03 | 15 | 15 | 7 | 1.3335e-11 | 5spot_SharedNeighbor | Water | Porous | Wet | R245fa | MinimizeLCOE_Brownfield | IgnoreSilica | 5.2218 | 0.42047 | 0.0073397 | 4 | 282227.0815 | 633805.805 | 5753.5808 | 12920.9886 | 68.9263 | 0 | 56.1621 | 142424.0762 | 4035.1895 | 177249.0693 | 150035.8901 | 0 | 54987.2053 | 0 | 206205.2578 | 536503.7823 | 366174.8555 | 1637615.3259 | 961560.8286 | 5686671.2401 | 5686671.2401 | 1478867.319 | 3156389.5659 | 0 | 8285847.3946 | 18607775.5196 | 13335.2143 | 0.029359 | 282227.0815 | 633805.805 | 5753.5808 | 12920.9886
1 | 1900 | 707 | 0.03 | 15 | 15 | 7 | 1.7783e-11 | 5spot_SharedNeighbor | Water | Porous | Wet | R245fa | MinimizeLCOE_Brownfield | IgnoreSilica | 6.7862 | 0.55397 | 0.010395 | 4 | 208346.1001 | 456583.1804 | 4247.4171 | 9308.0657 | 69.4021 | 0 | 41.0561 | 173483.5951 | 4943.1467 | 220898.2617 | 189092.8252 | 0 | 62155.9842 | 0 | 253723.787 | 660137.2479 | 450557.2362 | 2014992.084 | 961560.8286 | 5686671.2401 | 5686671.2401 | 1478867.319 | 3156389.5659 | 0 | 8663224.1527 | 18985152.2777 | 17782.7941 | 0.041581 | 208346.1001 | 456583.1804 | 4247.4171 | 9308.0657
1 | 1900 | 707 | 0.03 | 15 | 15 | 7 | 2.3714e-11 | 5spot_SharedNeighbor | Water | Porous | Wet | R245fa | MinimizeLCOE_Brownfield | IgnoreSilica | 9.2586 | 0.76556 | 0.014621 | 4 | 157962.9998 | 334449.1138 | 3220.2894 | 6818.1976 | 69.8527 | 0 | 46.7381 | 218417.3674 | 6257.5931 | 286029.3456 | 250917.688 | 0 | 74718.0666 | 0 | 326172.6237 | 848634.2596 | 579210.3199 | 2590357.2638 | 961560.8286 | 5686671.2401 | 5686671.2401 | 1478867.319 | 3156389.5659 | 0 | 9238589.3325 | 19560517.4575 | 23713.7371 | 0.058486 | 157962.9998 | 334449.1138 | 3220.2894 | 6818.1976
1 | 1900 | 707 | 0.03 | 15 | 15 | 7 | 3.1623e-11 | 5spot_SharedNeighbor | Water | Porous | Wet | R245fa | MinimizeLCOE_Brownfield | IgnoreSilica | 11.4977 | 0.95735 | 0.019873 | 4 | 122313.4969 | 252159.9315 | 2493.5261 | 5140.6213 | 70.0995 | 0 | 49.4078 | 255936.1862 | 7354.963 | 341968.8535 | 306930.9184 | 0 | 80584.614 | 0 | 387182.4587 | 1007369.3355 | 687550.2709 | 3074877.6003 | 961560.8286 | 5686671.2401 | 5686671.2401 | 1478867.319 | 3156389.5659 | 0 | 9723109.669 | 20045037.794 | 31622.7766 | 0.079493 | 122313.4969 | 252159.9315 | 2493.5261 | 5140.6213
1 | 1900 | 707 | 0.03 | 15 | 15 | 7 | 4.217e-11 | 5spot_SharedNeighbor | Water | Porous | Wet | R245fa | MinimizeLCOE_Brownfield | IgnoreSilica | 14.7445 | 1.2352 | 0.026822 | 4 | 96989.7807 | 193196.5736 | 1977.2679 | 3938.5735 | 70.3182 | 0 | 42.1964 | 306444.3887 | 8831.053 | 419225.9539 | 388113.2886 | 0 | 90622.1043 | 0 | 473162.3475 | 1231071.3693 | 840231.5055 | 3757702.0108 | 961560.8286 | 5686671.2401 | 5686671.2401 | 1478867.319 | 3156389.5659 | 0 | 10405934.0795 | 20727862.2045 | 42169.6503 | 0.10729 | 96989.7807 | 193196.5736 | 1977.2679 | 3938.5735
1 | 1900 | 707 | 0.03 | 15 | 15 | 7 | 5.6234e-11 | 5spot_SharedNeighbor | Water | Porous | Wet | R245fa | MinimizeLCOE_Brownfield | IgnoreSilica | 18.725 | 1.576 | 0.035715 | 4 | 78460.2134 | 150712.0638 | 1599.5176 | 3072.4693 | 70.4839 | 0 | 48.625 | 363892.4659 | 10508.765 | 509363.1238 | 487649.4065 | 0 | 101060.1948 | 0 | 574264.8428 | 1494119.3231 | 1019767.1391 | 4560625.261 | 961560.8286 | 5686671.2401 | 5686671.2401 | 1478867.319 | 3156389.5659 | 0 | 11208857.3297 | 21530785.4547 | 56234.1325 | 0.14286 | 78460.2134 | 150712.0638 | 1599.5176 | 3072.4693
1 | 1900 | 707 | 0.03 | 15 | 15 | 7 | 7.4989e-11 | 5spot_SharedNeighbor | Water | Porous | Wet | R245fa | MinimizeLCOE_Brownfield | IgnoreSilica | 23.5707 | 1.9909 | 0.04694 | 4 | 64707.4977 | 119681.3773 | 1319.1499 | 2439.8668 | 70.6112 | 0 | 45.6666 | 429003.3402 | 12408.6663 | 614003.0901 | 608828.3345 | 0 | 111938.5233 | 0 | 692710.9622 | 1802291.8292 | 1230101.2068 | 5501285.9528 | 961560.8286 | 5686671.2401 | 5686671.2401 | 1478867.319 | 3156389.5659 | 0 | 12149518.0215 | 22471446.1465 | 74989.4209 | 0.18776 | 64707.4977 | 119681.3773 | 1319.1499 | 2439.8668
1 | 1900 | 707 | 0.03 | 15 | 15 | 7 | 1e-10 | 5spot_SharedNeighbor | Water | Porous | Wet | R245fa | MinimizeLCOE_Brownfield | IgnoreSilica | 29.2392 | 2.4763 | 0.060715 | 4 | 54394.5581 | 96895.903 | 1108.9066 | 1975.354 | 70.7076 | 0 | 48.6748 | 500216.2284 | 14484.6957 | 731036.3775 | 750596.0624 | 0 | 122348.8883 | 0 | 826286.0784 | 2149826.8814 | 1467301.0211 | 6562096.2333 | 961560.8286 | 5686671.2401 | 5686671.2401 | 1478867.319 | 3156389.5659 | 0 | 13210328.302 | 23532256.427 | 100000 | 0.24286 | 54394.5581 | 96895.903 | 1108.9066 | 1975.354
1 | 1900 | 707 | 0.03 | 15 | 15 | 7 | 1.3335e-10 | 5spot_SharedNeighbor | Water | Porous | Wet | R245fa | MinimizeLCOE_Brownfield | IgnoreSilica | 34.4083 | 2.9191 | 0.076126 | 4 | 46407.4899 | 80305.0449 | 946.0795 | 1637.127 | 70.7686 | 0 | 52.1293 | 561595.2023 | 16272.4684 | 833801.8012 | 879886.2633 | 0 | 124460.9758 | 0 | 942246.5173 | 2451532.1567 | 1673221.0709 | 7483016.4559 | 961560.8286 | 5686671.2401 | 5686671.2401 | 1478867.319 | 3156389.5659 | 0 | 14131248.5246 | 24453176.6496 | 133352.1432 | 0.3045 | 46407.4899 | 80305.0449 | 946.0795 | 1637.127
1 | 1900 | 707 | 0.03 | 15 | 15 | 7 | 1.7783e-10 | 5spot_SharedNeighbor | Water | Porous | Wet | R245fa | MinimizeLCOE_Brownfield | IgnoreSilica | 42.6808 | 3.6277 | 0.095809 | 4 | 40719.7427 | 67653.2321 | 830.127 | 1379.2026 | 70.8363 | 0 | 65.2393 | 654381.5454 | 18972.3026 | 992073.0624 | 1086808.8781 | 0 | 139715.9334 | 0 | 1127861.1715 | 2934463.4122 | 2002831.576 | 8957107.8817 | 961560.8286 | 5686671.2401 | 5686671.2401 | 1478867.319 | 3156389.5659 | 0 | 15605339.9504 | 25927268.0754 | 177827.941 | 0.38324 | 40719.7427 | 67653.2321 | 830.127 | 1379.2026
1 | 1900 | 707 | 0.03 | 15 | 15 | 7 | 2.3714e-10 | 5spot_SharedNeighbor | Water | Porous | Wet | R245fa | MinimizeLCOE_Brownfield | IgnoreSilica | 49.8233 | 4.2393 | 0.11598 | 4 | 36266.3001 | 58515.9434 | 739.3376 | 1192.9267 | 70.8756 | 0 | 78.0185 | 730196.924 | 21175.7412 | 1123742.4982 | 1265445.737 | 0 | 145002.7672 | 0 | 1281369.8304 | 3333861.4535 | 2275428.946 | 10176223.8975 | 961560.8286 | 5686671.2401 | 5686671.2401 | 1478867.319 | 3156389.5659 | 0 | 16824455.9662 | 27146384.0912 | 237137.3706 | 0.46391 | 36266.3001 | 58515.9434 | 739.3376 | 1192.9267
1 | 1900 | 707 | 0.03 | 15 | 15 | 7 | 3.1623e-10 | 5spot_SharedNeighbor | Water | Porous | Wet | R245fa | MinimizeLCOE_Brownfield | IgnoreSilica | 56.6929 | 4.8273 | 0.13648 | 4 | 32911.3402 | 51818.255 | 670.9422 | 1056.3852 | 70.901 | 0 | 61.0922 | 800030.4671 | 23202.9564 | 1246746.4139 | 1437187.4587 | 0 | 147421.5074 | 0 | 1425289.6334 | 3708311.2589 | 2530998.6324 | 11319188.3282 | 961560.8286 | 5686671.2401 | 5686671.2401 | 1478867.319 | 3156389.5659 | 0 | 17967420.3969 | 28289348.5219 | 316227.766 | 0.54593 | 32911.3402 | 51818.255 | 670.9422 | 1056.3852
1 | 1900 | 707 | 0.03 | 15 | 15 | 7 | 4.217e-10 | 5spot_SharedNeighbor | Water | Porous | Wet | R245fa | MinimizeLCOE_Brownfield | IgnoreSilica | 62.9197 | 5.3595 | 0.15611 | 4 | 30394.1189 | 46923.6567 | 619.6252 | 956.6022 | 70.9146 | 0 | 59.5933 | 861057.6074 | 24972.3285 | 1355534.3259 | 1592742.7074 | 0 | 147117.9402 | 0 | 1552755.7146 | 4039951.8555 | 2757350.1541 | 12331482.6336 | 961560.8286 | 5686671.2401 | 5686671.2401 | 1478867.319 | 3156389.5659 | 0 | 18979714.7023 | 29301642.8273 | 421696.5034 | 0.62445 | 30394.1189 | 46923.6567 | 619.6252 | 956.6022
1 | 1900 | 707 | 0.03 | 15 | 15 | 7 | 5.6234e-10 | 5spot_SharedNeighbor | Water | Porous | Wet | R245fa | MinimizeLCOE_Brownfield | IgnoreSilica | 68.3176 | 5.8201 | 0.17396 | 4 | 28511.2705 | 43344.7516 | 581.2408 | 883.6414 | 70.9197 | 0 | 67.0013 | 912387.6003 | 26458.6999 | 1447951.468 | 1727458.8462 | 0 | 144817.352 | 0 | 1661038.8469 | 4321682.3537 | 2949637.0081 | 13191432.1751 | 961560.8286 | 5686671.2401 | 5686671.2401 | 1478867.319 | 3156389.5659 | 0 | 19839664.2438 | 30161592.3688 | 562341.3252 | 0.69585 | 28511.2705 | 43344.7516 | 581.2408 | 883.6414
1 | 1900 | 707 | 0.03 | 15 | 15 | 7 | 7.4989e-10 | 5spot_SharedNeighbor | Water | Porous | Wet | R245fa | MinimizeLCOE_Brownfield | IgnoreSilica | 72.8265 | 6.2041 | 0.1895 | 4 | 27105.2863 | 40722.7911 | 552.5779 | 830.1892 | 70.9193 | 0 | 80.7232 | 954228.5166 | 27668.8825 | 1523897.4476 | 1839867.9638 | 0 | 141310.7785 | 0 | 1749919.6997 | 4552932.1007 | 3107469.7121 | 13897295.1014 | 961560.8286 | 5686671.2401 | 5686671.2401 | 1478867.319 | 3156389.5659 | 0 | 20545527.1701 | 30867455.2951 | 749894.2093 | 0.75799 | 27105.2863 | 40722.7911 | 552.5779 | 830.1892
1 | 1900 | 707 | 0.03 | 15 | 15 | 7 | 1e-09 | 5spot_SharedNeighbor | Water | Porous | Wet | R245fa | MinimizeLCOE_Brownfield | IgnoreSilica | 76.4734 | 6.5142 | 0.20252 | 4 | 26055.929 | 38797.4997 | 531.1854 | 790.9395 | 70.916 | 0 | 74.8965 | 987421.6438 | 28627.9518 | 1584537.865 | 1930696.736 | 0 | 137251.366 | 0 | 1820728.8695 | 4737163.0355 | 3233211.1107 | 14459638.5783 | 961560.8286 | 5686671.2401 | 5686671.2401 | 1478867.319 | 3156389.5659 | 0 | 21107870.647 | 31429798.772 | 1000000 | 0.8101 | 26055.929 | 38797.4997 | 531.1854 | 790.9395
1 | 1900 | 707 | 0.03 | 15 | 15 | 7 | 1.3335e-09 | 5spot_SharedNeighbor | Water | Porous | Wet | R245fa | MinimizeLCOE_Brownfield | IgnoreSilica | 79.3628 | 6.7595 | 0.21315 | 4 | 25272.5703 | 37378.7561 | 515.2155 | 762.0165 | 70.9116 | 0 | 78.7027 | 1013325.1271 | 29375.7455 | 1632101.54 | 2002592.9526 | 0 | 133178.3598 | 0 | 1876123.7527 | 4881289.1587 | 3331580.1513 | 14899566.7877 | 961560.8286 | 5686671.2401 | 5686671.2401 | 1478867.319 | 3156389.5659 | 0 | 21547798.8564 | 31869726.9814 | 1333521.4322 | 0.85262 | 25272.5703 | 37378.7561 | 515.2155 | 762.0165
1 | 1900 | 707 | 0.03 | 15 | 15 | 7 | 1.7783e-09 | 5spot_SharedNeighbor | Water | Porous | Wet | R245fa | MinimizeLCOE_Brownfield | IgnoreSilica | 81.6233 | 6.9512 | 0.22166 | 4 | 24687.4484 | 36329.2765 | 503.287 | 740.6214 | 70.9071 | 0 | 78.5205 | 1033355.0658 | 29953.5669 | 1669025.2749 | 2058796.8746 | 0 | 129441.6148 | 0 | 1919023.2349 | 4992904.8113 | 3407760.1277 | 15240260.571 | 961560.8286 | 5686671.2401 | 5686671.2401 | 1478867.319 | 3156389.5659 | 0 | 21888492.6397 | 32210420.7647 | 1778279.41 | 0.88662 | 24687.4484 | 36329.2765 | 503.287 | 740.6214
1 | 1900 | 707 | 0.03 | 15 | 15 | 7 | 2.3714e-09 | 5spot_SharedNeighbor | Water | Porous | Wet | R245fa | MinimizeLCOE_Brownfield | IgnoreSilica | 83.3749 | 7.0995 | 0.22835 | 4 | 24250.0996 | 35550.4851 | 494.3711 | 724.7447 | 70.9029 | 0 | 73.7282 | 1048737.2654 | 30397.0576 | 1697467.3088 | 2102320.7146 | 0 | 126203.4028 | 0 | 1951999.0422 | 5078701.0977 | 3466317.8561 | 15502143.7451 | 961560.8286 | 5686671.2401 | 5686671.2401 | 1478867.319 | 3156389.5659 | 0 | 22150375.8138 | 32472303.9388 | 2371373.7057 | 0.91341 | 24250.0996 | 35550.4851 | 494.3711 | 724.7447
1 | 1900 | 707 | 0.03 | 15 | 15 | 7 | 3.1623e-09 | 5spot_SharedNeighbor | Water | Porous | Wet | R245fa | MinimizeLCOE_Brownfield | IgnoreSilica | 84.7218 | 7.2135 | 0.23357 | 4 | 23922.9895 | 34971.1347 | 487.7025 | 712.9339 | 70.8993 | 0 | 83.1333 | 1060484.6162 | 30735.598 | 1719238.9043 | 2135771.4704 | 0 | 123503.0653 | 0 | 1977196.1251 | 5144258.7388 | 3511062.2932 | 15702250.8112 | 961560.8286 | 5686671.2401 | 5686671.2401 | 1478867.319 | 3156389.5659 | 0 | 22350482.8799 | 32672411.005 | 3162277.6602 | 0.93427 | 23922.9895 | 34971.1347 | 487.7025 | 712.9339
1 | 1900 | 707 | 0.03 | 15 | 15 | 7 | 4.217e-09 | 5spot_SharedNeighbor | Water | Porous | Wet | R245fa | MinimizeLCOE_Brownfield | IgnoreSilica | 85.7501 | 7.3005 | 0.23759 | 4 | 23678.1919 | 34539.4174 | 482.712 | 704.1327 | 70.8964 | 0 | 79.2756 | 1069406.7385 | 30992.6297 | 1735803.7201 | 2161299.9694 | 0 | 121307.9928 | 0 | 1996336.3097 | 5194057.5731 | 3545051.0208 | 15854255.9542 | 961560.8286 | 5686671.2401 | 5686671.2401 | 1478867.319 | 3156389.5659 | 0 | 22502488.0229 | 32824416.1479 | 4216965.0343 | 0.95035 | 23678.1919 | 34539.4174 | 482.712 | 704.1327
1 | 1900 | 707 | 0.03 | 15 | 15 | 7 | 5.6234e-09 | 5spot_SharedNeighbor | Water | Porous | Wet | R245fa | MinimizeLCOE_Brownfield | IgnoreSilica | 86.5271 | 7.3662 | 0.24066 | 4 | 23494.9081 | 34217.5836 | 478.9755 | 697.5717 | 70.894 | 0 | 76.639 | 1076121.7646 | 31186.0265 | 1748287.5374 | 2180583.2805 | 0 | 119544.3168 | 0 | 2010731.9411 | 5231512.0529 | 3570614.4729 | 15968581.3927 | 961560.8286 | 5686671.2401 | 5686671.2401 | 1478867.319 | 3156389.5659 | 0 | 22616813.4614 | 32938741.5865 | 5623413.2519 | 0.96263 | 23494.9081 | 34217.5836 | 478.9755 | 697.5717
1 | 1900 | 707 | 0.03 | 15 | 15 | 7 | 7.4989e-09 | 5spot_SharedNeighbor | Water | Porous | Wet | R245fa | MinimizeLCOE_Brownfield | IgnoreSilica | 87.0996 | 7.4145 | 0.24297 | 4 | 23357.6294 | 33978.3481 | 476.1769 | 692.6946 | 70.8922 | 0 | 75.7421 | 1081055.0075 | 31328.078 | 1757468.0188 | 2194788.1872 | 0 | 118107.6891 | 0 | 2021271.3224 | 5258933.3612 | 3589330.0793 | 16052281.7434 | 961560.8286 | 5686671.2401 | 5686671.2401 | 1478867.319 | 3156389.5659 | 0 | 22700513.8121 | 33022441.9371 | 7498942.0933 | 0.97187 | 23357.6294 | 33978.3481 | 476.1769 | 692.6946
1 | 1900 | 707 | 0.03 | 15 | 15 | 7 | 1e-08 | 5spot_SharedNeighbor | Water | Porous | Wet | R245fa | MinimizeLCOE_Brownfield | IgnoreSilica | 87.5406 | 7.4518 | 0.24473 | 4 | 23254.7786 | 33798.783 | 474.0801 | 689.0339 | 70.8908 | 0 | 77.6679 | 1084846.7386 | 31437.2432 | 1764529.4834 | 2205728.2367 | 0 | 117022.4674 | 0 | 2029390.0261 | 5280056.5627 | 3603747.0984 | 16116757.8565 | 961560.8286 | 5686671.2401 | 5686671.2401 | 1478867.319 | 3156389.5659 | 0 | 22764989.9252 | 33086918.0502 | 10000000 | 0.97894 | 23254.7786 | 33798.783 | 474.0801 | 689.0339
1 | 2000 | 707 | 0.03 | 15 | 15 | 7 | 1e-13 | 5spot_SharedNeighbor | Water | Porous | Wet | R245fa | MinimizeLCOE_Brownfield | IgnoreSilica | 0 | 0 | 0 | 0 | [6 empty] | 7.9738 | [19 empty] | 100 | 0
1 | 2000 | 707 | 0.03 | 15 | 15 | 7 | 1.3335e-13 | 5spot_SharedNeighbor | Water | Porous | Wet | R245fa | MinimizeLCOE_Brownfield | IgnoreSilica | 0 | 0 | 0 | 0 | [6 empty] | 9.2508 | [19 empty] | 133.3521 | 0
1 | 2000 | 707 | 0.03 | 15 | 15 | 7 | 1.7783e-13 | 5spot_SharedNeighbor | Water | Porous | Wet | R245fa | MinimizeLCOE_Brownfield | IgnoreSilica | 0 | 0 | 0 | 0 | [6 empty] | 9.9982 | [19 empty] | 177.8279 | 0
1 | 2000 | 707 | 0.03 | 15 | 15 | 7 | 2.3714e-13 | 5spot_SharedNeighbor | Water | Porous | Wet | R245fa | MinimizeLCOE_Brownfield | IgnoreSilica | 0 | 0 | 0 | 0 | [6 empty] | 10.3286 | [19 empty] | 237.1374 | 0
1 | 2000 | 707 | 0.03 | 15 | 15 | 7 | 3.1623e-13 | 5spot_SharedNeighbor | Water | Porous | Wet | R245fa | MinimizeLCOE_Brownfield | IgnoreSilica | 0 | 0 | 0 | 0 | [6 empty] | 10.8266 | [19 empty] | 316.2278 | 0
1 | 2000 | 707 | 0.03 | 15 | 15 | 7 | 4.217e-13 | 5spot_SharedNeighbor | Water | Porous | Wet | R245fa | MinimizeLCOE_Brownfield | IgnoreSilica | 0 | 0 | 0 | 0 | [6 empty] | 10.2102 | [19 empty] | 421.6965 | 0
1 | 2000 | 707 | 0.03 | 15 | 15 | 7 | 5.6234e-13 | 5spot_SharedNeighbor | Water | Porous | Wet | R245fa | MinimizeLCOE_Brownfield | IgnoreSilica | 0 | 0 | 0 | 0 | [6 empty] | 10.9115 | [19 empty] | 562.3413 | 0
1 | 2000 | 707 | 0.03 | 15 | 15 | 7 | 7.4989e-13 | 5spot_SharedNeighbor | Water | Porous | Wet | R245fa | MinimizeLCOE_Brownfield | IgnoreSilica | 0 | 0 | 0 | 0 | [6 empty] | 11.7214 | [19 empty] | 749.8942 | 0
1 | 2000 | 707 | 0.03 | 15 | 15 | 7 | 1e-12 | 5spot_SharedNeighbor | Water | Porous | Wet | R245fa | MinimizeLCOE_Brownfield | IgnoreSilica | 0 | 0 | 0 | 0 | [6 empty] | 12.641 | [19 empty] | 1000 | 0
1 | 2000 | 707 | 0.03 | 15 | 15 | 7 | 1.3335e-12 | 5spot_SharedNeighbor | Water | Porous | Wet | R245fa | MinimizeLCOE_Brownfield | IgnoreSilica | 0 | 0 | 0 | 0 | [6 empty] | 15.0517 | [19 empty] | 1333.5214 | 0
1 | 2000 | 707 | 0.03 | 15 | 15 | 7 | 1.7783e-12 | 5spot_SharedNeighbor | Water | Porous | Wet | R245fa | MinimizeLCOE_Brownfield | IgnoreSilica | 0 | 0 | 0 | 0 | [6 empty] | 16.0626 | [19 empty] | 1778.2794 | 0
1 | 2000 | 707 | 0.03 | 15 | 15 | 7 | 2.3714e-12 | 5spot_SharedNeighbor | Water | Porous | Wet | R245fa | MinimizeLCOE_Brownfield | IgnoreSilica | 1.0304 | 0.069248 | 0.00034758 | 4 | 5352762.0287 | 13096633.1252 | 109123.2941 | 266992.5808 | 63.1095 | 0 | 31.8741 | 37833.3185 | 1004.1049 | 42094.0846 | 46403.5163 | 0 | 26446.3381 | 0 | 59974.7313 | 156041.9484 | 106501.8361 | 476299.8783 | 961560.8286 | 6004137.4768 | 6004137.4768 | 1478867.319 | 3283376.0606 | 0 | 7441998.1837 | 18208379.0401 | 2371.3737 | 0.0013903 | 5352762.0287 | 13096633.1252 | 109123.2941 | 266992.5808
1 | 2000 | 707 | 0.03 | 15 | 15 | 7 | 3.1623e-12 | 5spot_SharedNeighbor | Water | Porous | Wet | R245fa | MinimizeLCOE_Brownfield | IgnoreSilica | 1.4764 | 0.10929 | 0.0010071 | 4 | 1887545.9909 | 4560105.9986 | 38480.1781 | 92963.9288 | 66.0917 | 0 | 121.2645 | 54093.9713 | 1477.9671 | 60474.6291 | 57970.6505 | 0 | 32056.1737 | 0 | 80368.6228 | 209102.6706 | 142716.8693 | 638261.5544 | 961560.8286 | 6004137.4768 | 6004137.4768 | 1478867.319 | 3283376.0606 | 0 | 7603959.8598 | 18370340.7162 | 3162.2777 | 0.0040285 | 1887545.9909 | 4560105.9986 | 38480.1781 | 92963.9288
1 | 2000 | 707 | 0.03 | 15 | 15 | 7 | 4.217e-12 | 5spot_SharedNeighbor | Water | Porous | Wet | R245fa | MinimizeLCOE_Brownfield | IgnoreSilica | 2.0209 | 0.15874 | 0.0019782 | 4 | 984013.5694 | 2344651.933 | 20060.4476 | 47798.901 | 68.0777 | 0 | 169.1669 | 71920.3319 | 2004.2653 | 81373.2091 | 72118.0725 | 0 | 37511.5967 | 0 | 103321.7155 | 268821.9094 | 183476.4769 | 820547.5773 | 961560.8286 | 6004137.4768 | 6004137.4768 | 1478867.319 | 3283376.0606 | 0 | 7786245.8827 | 18552626.7391 | 4216.965 | 0.0079127 | 984013.5694 | 2344651.933 | 20060.4476 | 47798.901
1 | 2000 | 707 | 0.03 | 15 | 15 | 7 | 5.6234e-12 | 5spot_SharedNeighbor | Water | Porous | Wet | R245fa | MinimizeLCOE_Brownfield | IgnoreSilica | 2.7398 | 0.22463 | 0.0033427 | 4 | 599203.1261 | 1404417.8866 | 12215.5662 | 28630.9582 | 69.555 | 0 | 49.138 | 93193.1422 | 2636.2045 | 107281.7727 | 90870.7411 | 0 | 43781.3329 | 0 | 131727.6454 | 342728.3124 | 233919.1156 | 1046138.2668 | 961560.8286 | 6004137.4768 | 6004137.4768 | 1478867.319 | 3283376.0606 | 0 | 8011836.5722 | 18778217.4286 | 5623.4133 | 0.013371 | 599203.1261 | 1404417.8866 | 12215.5662 | 28630.9582
1 | 2000 | 707 | 0.03 | 15 | 15 | 7 | 7.4989e-12 | 5spot_SharedNeighbor | Water | Porous | Wet | R245fa | MinimizeLCOE_Brownfield | IgnoreSilica | 3.6413 | 0.3076 | 0.0052062 | 4 | 397454.3036 | 914456.4754 | 8102.6436 | 18642.4321 | 70.6163 | 0 | 54.9473 | 117393.514 | 3357.6008 | 137822.8391 | 114418.3536 | 0 | 50331.7575 | 0 | 165096.3853 | 429546.9287 | 293174.6052 | 1311141.9842 | 961560.8286 | 6004137.4768 | 6004137.4768 | 1478867.319 | 3283376.0606 | 0 | 8276840.2896 | 19043221.146 | 7498.9421 | 0.020825 | 397454.3036 | 914456.4754 | 8102.6436 | 18642.4321
1 | 2000 | 707 | 0.03 | 15 | 15 | 7 | 1e-11 | 5spot_SharedNeighbor | Water | Porous | Wet | R245fa | MinimizeLCOE_Brownfield | IgnoreSilica | 4.8009 | 0.4146 | 0.0077162 | 4 | 278592.7312 | 627417.808 | 5679.4896 | 12790.7607 | 71.4126 | 0 | 45.5279 | 145781.1063 | 4205.1392 | 174873.5432 | 144737.9486 | 0 | 57637.8663 | 0 | 205621.8854 | 534985.967 | 365138.9153 | 1632982.3714 | 961560.8286 | 6004137.4768 | 6004137.4768 | 1478867.319 | 3283376.0606 | 0 | 8598680.6768 | 19365061.5332 | 10000 | 0.030865 | 278592.7312 | 627417.808 | 5679.4896 | 12790.7607
1 | 2000 | 707 | 0.03 | 15 | 15 | 7 | 1.3335e-11 | 5spot_SharedNeighbor | Water | Porous | Wet | R245fa | MinimizeLCOE_Brownfield | IgnoreSilica | 6.2696 | 0.5502 | 0.011048 | 4 | 203303.5912 | 446934.2378 | 4144.6187 | 9111.359 | 72.0001 | 0 | 68.1298 | 178652.5889 | 5186.8394 | 219184.1048 | 183138.7943 | 0 | 65567.73 | 0 | 254174.7224 | 661310.4893 | 451357.9975 | 2018573.2665 | 961560.8286 | 6004137.4768 | 6004137.4768 | 1478867.319 | 3283376.0606 | 0 | 8984271.5719 | 19750652.4283 | 13335.2143 | 0.044191 | 203303.5912 | 446934.2378 | 4144.6187 | 9111.359
1 | 2000 | 707 | 0.03 | 15 | 15 | 7 | 1.7783e-11 | 5spot_SharedNeighbor | Water | Porous | Wet | R245fa | MinimizeLCOE_Brownfield | IgnoreSilica | 8.0212 | 0.71122 | 0.015327 | 4 | 153611.7276 | 329220.77 | 3131.5828 | 6711.6107 | 72.3843 | 0 | 62.7368 | 214491.6032 | 6255.6504 | 269055.3999 | 228808.4607 | 0 | 73075.2457 | 0 | 308757.6803 | 803324.1493 | 548285.2386 | 2452053.428 | 961560.8286 | 6004137.4768 | 6004137.4768 | 1478867.319 | 3283376.0606 | 0 | 9417751.7334 | 20184132.5897 | 17782.7941 | 0.061309 | 153611.7276 | 329220.77 | 3131.5828 | 6711.6107
1 | 2000 | 707 | 0.03 | 15 | 15 | 7 | 2.3714e-11 | 5spot_SharedNeighbor | Water | Porous | Wet | R245fa | MinimizeLCOE_Brownfield | IgnoreSilica | 10.6398 | 0.95451 | 0.021358 | 4 | 117625.8411 | 243650.4395 | 2397.9619 | 4967.1438 | 72.8237 | 0 | 61.4745 | 264567.304 | 7753.6225 | 340324.5406 | 297509.7367 | 0 | 85297.7032 | 0 | 388226.6337 | 1010086.0647 | 689404.4943 | 3083170.0997 | 961560.8286 | 6004137.4768 | 6004137.4768 | 1478867.319 | 3283376.0606 | 0 | 10048868.4051 | 20815249.2614 | 23713.7371 | 0.085431 | 117625.8411 | 243650.4395 | 2397.9619 | 4967.1438
1 | 2000 | 707 | 0.03 | 15 | 15 | 7 | 3.1623e-11 | 5spot_SharedNeighbor | Water | Porous | Wet | R245fa | MinimizeLCOE_Brownfield | IgnoreSilica | 13.6755 | 1.2354 | 0.028967 | 4 | 92686.2114 | 185606.6494 | 1889.5338 | 3783.8426 | 73.0865 | 0 | 56.6241 | 317597.8213 | 9336.3976 | 418238.9212 | 376960.9256 | 0 | 96217.4124 | 0 | 475157.0765 | 1236261.2448 | 843773.7022 | 3773543.5016 | 961560.8286 | 6004137.4768 | 6004137.4768 | 1478867.319 | 3283376.0606 | 0 | 10739241.807 | 21505622.6634 | 31622.7766 | 0.11587 | 92686.2114 | 185606.6494 | 1889.5338 | 3783.8426
1 | 2000 | 707 | 0.03 | 15 | 15 | 7 | 4.217e-11 | 5spot_SharedNeighbor | Water | Porous | Wet | R245fa | MinimizeLCOE_Brownfield | IgnoreSilica | 17.4487 | 1.5847 | 0.03878 | 4 | 74532.6802 | 143939.8894 | 1519.4495 | 2934.4093 | 73.2872 | 0 | 60.974 | 378672.7162 | 11157.6758 | 510337.5183 | 475731.1601 | 0 | 107912.5205 | 0 | 578686.5205 | 1505623.6213 | 1027619.059 | 4595740.7917 | 961560.8286 | 6004137.4768 | 6004137.4768 | 1478867.319 | 3283376.0606 | 0 | 11561439.0971 | 22327819.9534 | 42169.6503 | 0.15512 | 74532.6802 | 143939.8894 | 1519.4495 | 2934.4093
1 | 2000 | 707 | 0.03 | 15 | 15 | 7 | 5.6234e-11 | 5spot_SharedNeighbor | Water | Porous | Wet | R245fa | MinimizeLCOE_Brownfield | IgnoreSilica | 22.0554 | 2.0113 | 0.051247 | 4 | 61103.2529 | 113625.0329 | 1245.6725 | 2316.4 | 73.4402 | 0 | 65.7824 | 447993.8141 | 13222.8866 | 617463.6963 | 596331.2673 | 0 | 120058.9972 | 0 | 700077.558 | 1821458.2002 | 1243182.6488 | 5559789.0684 | 961560.8286 | 6004137.4768 | 6004137.4768 | 1478867.319 | 3283376.0606 | 0 | 12525487.3738 | 23291868.2302 | 56234.1325 | 0.20499 | 61103.2529 | 113625.0329 | 1245.6725 | 2316.4
1 | 2000 | 707 | 0.03 | 15 | 15 | 7 | 7.4989e-11 | 5spot_SharedNeighbor | Water | Porous | Wet | R245fa | MinimizeLCOE_Brownfield | IgnoreSilica | 27.5413 | 2.5193 | 0.066755 | 4 | 51047.6445 | 91368.2237 | 1040.6753 | 1862.6648 | 73.5568 | 0 | 59.8385 | 525038.6088 | 15515.8023 | 739288.4751 | 739958.36 | 0 | 132111.0692 | 0 | 839245.803 | 2183545.4264 | 1490314.6209 | 6665018.1656 | 961560.8286 | 6004137.4768 | 6004137.4768 | 1478867.319 | 3283376.0606 | 0 | 13630716.471 | 24397097.3274 | 74989.4209 | 0.26702 | 51047.6445 | 91368.2237 | 1040.6753 | 1862.6648
1 | 2000 | 707 | 0.03 | 15 | 15 | 7 | 1e-10 | 5spot_SharedNeighbor | Water | Porous | Wet | R245fa | MinimizeLCOE_Brownfield | IgnoreSilica | 33.8944 | 3.1078 | 0.085528 | 4 | 43455.1432 | 74925.5088 | 885.8919 | 1527.4578 | 73.6458 | 0 | 68.8973 | 608693.67 | 18002.7091 | 874402.569 | 906305.1026 | 0 | 143506.0258 | 0 | 994854.9298 | 2588408.4546 | 1766641.9567 | 7900815.4175 | 961560.8286 | 6004137.4768 | 6004137.4768 | 1478867.319 | 3283376.0606 | 0 | 14866513.7229 | 25632894.5793 | 100000 | 0.34211 | 43455.1432 | 74925.5088 | 885.8919 | 1527.4578
1 | 2000 | 707 | 0.03 | 15 | 15 | 7 | 1.3335e-10 | 5spot_SharedNeighbor | Water | Porous | Wet | R245fa | MinimizeLCOE_Brownfield | IgnoreSilica | 40.9512 | 3.7615 | 0.10741 | 4 | 37696.5817 | 62756.5012 | 768.4958 | 1279.3762 | 73.7132 | 0 | 73.6425 | 696279.6773 | 20603.5266 | 1018626.3673 | 1091094.6572 | 0 | 153363.2568 | 0 | 1162187.3192 | 3023773.0072 | 2063787.2098 | 9229715.0215 | 961560.8286 | 6004137.4768 | 6004137.4768 | 1478867.319 | 3283376.0606 | 0 | 16195413.3269 | 26961794.1832 | 133352.1432 | 0.42963 | 37696.5817 | 62756.5012 | 768.4958 | 1279.3762
1 | 2000 | 707 | 0.03 | 15 | 15 | 7 | 1.7783e-10 | 5spot_SharedNeighbor | Water | Porous | Wet | R245fa | MinimizeLCOE_Brownfield | IgnoreSilica | 48.3862 | 4.4502 | 0.13168 | 4 | 33326.8758 | 53766.8689 | 679.4134 | 1096.1103 | 73.7622 | 0 | 71.3626 | 783779.5546 | 23198.6879 | 1165221.0251 | 1285769.4587 | 0 | 160739.0392 | 0 | 1333296.0285 | 3468962.7696 | 2367638.3703 | 10588604.934 | 961560.8286 | 6004137.4768 | 6004137.4768 | 1478867.319 | 3283376.0606 | 0 | 17554303.2394 | 28320684.0957 | 177827.941 | 0.52673 | 33326.8758 | 53766.8689 | 679.4134 | 1096.1103
1 | 2000 | 707 | 0.03 | 15 | 15 | 7 | 2.3714e-10 | 5spot_SharedNeighbor | Water | Porous | Wet | R245fa | MinimizeLCOE_Brownfield | IgnoreSilica | 55.7501 | 5.1318 | 0.15709 | 4 | 30020.5445 | 47154.7061 | 612.0094 | 961.3125 | 73.7946 | 0 | 91.3378 | 866484.0978 | 25648.4165 | 1305904.7368 | 1478511.5755 | 0 | 164899.4209 | 0 | 1498164.8165 | 3897917.5368 | 2660408.813 | 11897939.4139 | 961560.8286 | 6004137.4768 | 6004137.4768 | 1478867.319 | 3283376.0606 | 0 | 18863637.7193 | 29630018.5757 | 237137.3706 | 0.62836 | 30020.5445 | 47154.7061 | 612.0094 | 961.3125
1 | 2000 | 707 | 0.03 | 15 | 15 | 7 | 3.1623e-10 | 5spot_SharedNeighbor | Water | Porous | Wet | R245fa | MinimizeLCOE_Brownfield | IgnoreSilica | 62.6297 | 5.7678 | 0.18214 | 4 | 27529.6875 | 42307.6422 | 561.2299 | 862.4985 | 73.8123 | 0 | 74.6756 | 940700.2435 | 27843.5728 | 1433818.9778 | 1658434.0915 | 0 | 165809.8628 | 0 | 1648376.6319 | 4288737.8676 | 2927151.7194 | 13090872.9672 | 961560.8286 | 6004137.4768 | 6004137.4768 | 1478867.319 | 3283376.0606 | 0 | 20056571.2726 | 30822952.129 | 316227.766 | 0.72854 | 27529.6875 | 42307.6422 | 561.2299 | 862.4985
1 | 2000 | 707 | 0.03 | 15 | 15 | 7 | 4.217e-10 | 5spot_SharedNeighbor | Water | Porous | Wet | R245fa | MinimizeLCOE_Brownfield | IgnoreSilica | 68.7003 | 6.3279 | 0.20543 | 4 | 25660.5486 | 38762.9977 | 523.125 | 790.2361 | 73.8187 | 0 | 76.0157 | 1004014.7864 | 29713.5108 | 1544161.4213 | 1817025.1124 | 0 | 163887.6485 | 0 | 1777932.967 | 4625816.8759 | 3157215.0689 | 14119767.3913 | 961560.8286 | 6004137.4768 | 6004137.4768 | 1478867.319 | 3283376.0606 | 0 | 21085465.6967 | 31851846.5531 | 421696.5034 | 0.82171 | 25660.5486 | 38762.9977 | 523.125 | 790.2361
1 | 2000 | 707 | 0.03 | 15 | 15 | 7 | 5.6234e-10 | 5spot_SharedNeighbor | Water | Porous | Wet | R245fa | MinimizeLCOE_Brownfield | IgnoreSilica | 73.8741 | 6.8042 | 0.22613 | 4 | 24261.5908 | 36164.2625 | 494.6053 | 737.2574 | 73.8176 | 0 | 84.813 | 1056502.1382 | 31261.4622 | 1636476.5234 | 1952018.2525 | 0 | 160205.4982 | 0 | 1886220.9111 | 4907559.8935 | 3349510.4676 | 14979755.1466 | 961560.8286 | 6004137.4768 | 6004137.4768 | 1478867.319 | 3283376.0606 | 0 | 21945453.452 | 32711834.3084 | 562341.3252 | 0.90453 | 24261.5908 | 36164.2625 | 494.6053 | 737.2574
1 | 2000 | 707 | 0.03 | 15 | 15 | 7 | 7.4989e-10 | 5spot_SharedNeighbor | Water | Porous | Wet | R245fa | MinimizeLCOE_Brownfield | IgnoreSilica | 78.1324 | 7.1955 | 0.24381 | 4 | 23215.8632 | 34255.4048 | 473.2868 | 698.3428 | 73.8123 | 0 | 86.6596 | 1098749.9995 | 32505.8135 | 1711336.0885 | 2062987.0857 | 0 | 155587.1738 | 0 | 1973854.8028 | 5135565.3036 | 3505128.845 | 15675715.1125 | 961560.8286 | 6004137.4768 | 6004137.4768 | 1478867.319 | 3283376.0606 | 0 | 22641413.4178 | 33407794.2742 | 749894.2093 | 0.97526 | 23215.8632 | 34255.4048 | 473.2868 | 698.3428
1 | 2000 | 707 | 0.03 | 15 | 15 | 7 | 1e-09 | 5spot_SharedNeighbor | Water | Porous | Wet | R245fa | MinimizeLCOE_Brownfield | IgnoreSilica | 81.5501 | 7.5089 | 0.25844 | 4 | 22434.4225 | 32849.0917 | 457.356 | 669.6732 | 73.8054 | 0 | 100.3336 | 1132065.7339 | 33485.9816 | 1770717.8956 | 2151947.781 | 0 | 150731.1839 | 0 | 2043189.9446 | 5315961.12 | 3628252.6965 | 16226352.3369 | 961560.8286 | 6004137.4768 | 6004137.4768 | 1478867.319 | 3283376.0606 | 0 | 23192050.6423 | 33958431.4987 | 1000000 | 1.0338 | 22434.4225 | 32849.0917 | 457.356 | 669.6732
1 | 2000 | 707 | 0.03 | 15 | 15 | 7 | 1.3335e-09 | 5spot_SharedNeighbor | Water | Porous | Wet | R245fa | MinimizeLCOE_Brownfield | IgnoreSilica | 84.2297 | 7.7541 | 0.27023 | 4 | 21850.3435 | 31810.7435 | 445.4488 | 648.505 | 73.7983 | 0 | 88.3903 | 1157830.7366 | 34243.2983 | 1816853.2992 | 2221626.1186 | 0 | 146062.2932 | 0 | 2096880.1409 | 5455651.9975 | 3723594.5907 | 16652742.4751 | 961560.8286 | 6004137.4768 | 6004137.4768 | 1478867.319 | 3283376.0606 | 0 | 23618440.7805 | 34384821.6368 | 1333521.4322 | 1.0809 | 21850.3435 | 31810.7435 | 445.4488 | 648.505
1 | 2000 | 707 | 0.03 | 15 | 15 | 7 | 1.7783e-09 | 5spot_SharedNeighbor | Water | Porous | Wet | R245fa | MinimizeLCOE_Brownfield | IgnoreSilica | 86.3102 | 7.9443 | 0.27957 | 4 | 21413.5785 | 31041.2505 | 436.5448 | 632.8179 | 73.7919 | 0 | 84.1744 | 1177626.5583 | 34824.726 | 1852426.2671 | 2275683.8368 | 0 | 141896.5009 | 0 | 2138158.5768 | 5563050.0201 | 3796895.948 | 16980562.434 | 961560.8286 | 6004137.4768 | 6004137.4768 | 1478867.319 | 3283376.0606 | 0 | 23946260.7394 | 34712641.5958 | 1778279.41 | 1.1183 | 21413.5785 | 31041.2505 | 436.5448 | 632.8179
1 | 2000 | 707 | 0.03 | 15 | 15 | 7 | 2.3714e-09 | 5spot_SharedNeighbor | Water | Porous | Wet | R245fa | MinimizeLCOE_Brownfield | IgnoreSilica | 87.9233 | 8.0916 | 0.28689 | 4 | 21086.8032 | 30468.68 | 429.883 | 621.1453 | 73.7863 | 0 | 88.6403 | 1192850.7949 | 35271.6149 | 1879858.9522 | 2317566.997 | 0 | 138390.7951 | 0 | 2169936.2701 | 5645729.0597 | 3853326.0914 | 17232930.5753 | 961560.8286 | 6004137.4768 | 6004137.4768 | 1478867.319 | 3283376.0606 | 0 | 24198628.8807 | 34965009.7371 | 2371373.7057 | 1.1476 | 21086.8032 | 30468.68 | 429.883 | 621.1453
1 | 2000 | 707 | 0.03 | 15 | 15 | 7 | 3.1623e-09 | 5spot_SharedNeighbor | Water | Porous | Wet | R245fa | MinimizeLCOE_Brownfield | IgnoreSilica | 89.1406 | 8.2027 | 0.29253 | 4 | 20842.2011 | 30043.3925 | 424.8965 | 612.4752 | 73.7817 | 0 | 105.91 | 1204270.0503 | 35606.658 | 1900478.2531 | 2349159.2112 | 0 | 135440.9758 | 0 | 2193732.5079 | 5707641.9891 | 3895582.9379 | 17421912.5833 | 961560.8286 | 6004137.4768 | 6004137.4768 | 1478867.319 | 3283376.0606 | 0 | 24387610.8887 | 35153991.745 | 3162277.6602 | 1.1701 | 20842.2011 | 30043.3925 | 424.8965 | 612.4752
1 | 2000 | 707 | 0.03 | 15 | 15 | 7 | 4.217e-09 | 5spot_SharedNeighbor | Water | Porous | Wet | R245fa | MinimizeLCOE_Brownfield | IgnoreSilica | 90.0808 | 8.2884 | 0.29688 | 4 | 20659.033 | 29725.2696 | 421.1623 | 605.9898 | 73.778 | 0 | 106.1312 | 1213048.4016 | 35864.1244 | 1916354.0021 | 2373548.3858 | 0 | 133118.3287 | 0 | 2212053.9646 | 5755310.6613 | 3928117.7861 | 17567415.6547 | 961560.8286 | 6004137.4768 | 6004137.4768 | 1478867.319 | 3283376.0606 | 0 | 24533113.9601 | 35299494.8165 | 4216965.0343 | 1.1875 | 20659.033 | 29725.2696 | 421.1623 | 605.9898
1 | 2000 | 707 | 0.03 | 15 | 15 | 7 | 5.6234e-09 | 5spot_SharedNeighbor | Water | Porous | Wet | R245fa | MinimizeLCOE_Brownfield | IgnoreSilica | 90.7802 | 8.3521 | 0.30018 | 4 | 20521.8239 | 29488.5283 | 418.3651 | 601.1635 | 73.7752 | 0 | 98.4636 | 1219555.599 | 36054.9261 | 1928136.4192 | 2391685.5364 | 0 | 131233.1213 | 0 | 2225599.5848 | 5790553.5865 | 3952171.8067 | 17674990.5801 | 961560.8286 | 6004137.4768 | 6004137.4768 | 1478867.319 | 3283376.0606 | 0 | 24640688.8855 | 35407069.7419 | 5623413.2519 | 1.2007 | 20521.8239 | 29488.5283 | 418.3651 | 601.1635
1 | 2000 | 707 | 0.03 | 15 | 15 | 7 | 7.4989e-09 | 5spot_SharedNeighbor | Water | Porous | Wet | R245fa | MinimizeLCOE_Brownfield | IgnoreSilica | 91.3138 | 8.4007 | 0.30269 | 4 | 20419.0154 | 29311.232 | 416.2692 | 597.5491 | 73.7729 | 0 | 98.7728 | 1224507.3605 | 36200.0898 | 1937110.4862 | 2405520.4137 | 0 | 129780.1635 | 0 | 2235916.2203 | 5817395.3557 | 3970491.8658 | 17756921.9555 | 961560.8286 | 6004137.4768 | 6004137.4768 | 1478867.319 | 3283376.0606 | 0 | 24722620.2609 | 35489001.1172 | 7498942.0933 | 1.2108 | 20419.0154 | 29311.232 | 416.2692 | 597.5491
1 | 2000 | 707 | 0.03 | 15 | 15 | 7 | 1e-08 | 5spot_SharedNeighbor | Water | Porous | Wet | R245fa | MinimizeLCOE_Brownfield | IgnoreSilica | 91.7204 | 8.4377 | 0.3046 | 4 | 20341.9671 | 29178.3409 | 414.6985 | 594.8399 | 73.7712 | 0 | 102.4859 | 1228272.5819 | 36310.4519 | 1943938.844 | 2416059.3446 | 0 | 128671.7652 | 0 | 2243768.6651 | 5837825.8065 | 3984436.0682 | 17819283.5274 | 961560.8286 | 6004137.4768 | 6004137.4768 | 1478867.319 | 3283376.0606 | 0 | 24784981.8328 | 35551362.6892 | 10000000 | 1.2184 | 20341.9671 | 29178.3409 | 414.6985 | 594.8399
1 | 2100 | 707 | 0.03 | 15 | 15 | 7 | 1e-13 | 5spot_SharedNeighbor | Water | Porous | Wet | R245fa | MinimizeLCOE_Brownfield | IgnoreSilica | 0 | 0 | 0 | 0 | [6 empty] | 7.9932 | [19 empty] | 100 | 0
1 | 2100 | 707 | 0.03 | 15 | 15 | 7 | 1.3335e-13 | 5spot_SharedNeighbor | Water | Porous | Wet | R245fa | MinimizeLCOE_Brownfield | IgnoreSilica | 0 | 0 | 0 | 0 | [6 empty] | 9.0228 | [19 empty] | 133.3521 | 0
1 | 2100 | 707 | 0.03 | 15 | 15 | 7 | 1.7783e-13 | 5spot_SharedNeighbor | Water | Porous | Wet | R245fa | MinimizeLCOE_Brownfield | IgnoreSilica | 0 | 0 | 0 | 0 | [6 empty] | 10.1367 | [19 empty] | 177.8279 | 0
1 | 2100 | 707 | 0.03 | 15 | 15 | 7 | 2.3714e-13 | 5spot_SharedNeighbor | Water | Porous | Wet | R245fa | MinimizeLCOE_Brownfield | IgnoreSilica | 0 | 0 | 0 | 0 | [6 empty] | 10.0359 | [19 empty] | 237.1374 | 0
1 | 2100 | 707 | 0.03 | 15 | 15 | 7 | 3.1623e-13 | 5spot_SharedNeighbor | Water | Porous | Wet | R245fa | MinimizeLCOE_Brownfield | IgnoreSilica | 0 | 0 | 0 | 0 | [6 empty] | 10.8079 | [19 empty] | 316.2278 | 0
1 | 2100 | 707 | 0.03 | 15 | 15 | 7 | 4.217e-13 | 5spot_SharedNeighbor | Water | Porous | Wet | R245fa | MinimizeLCOE_Brownfield | IgnoreSilica | 0 | 0 | 0 | 0 | [6 empty] | 10.5897 | [19 empty] | 421.6965 | 0
1 | 2100 | 707 | 0.03 | 15 | 15 | 7 | 5.6234e-13 | 5spot_SharedNeighbor | Water | Porous | Wet | R245fa | MinimizeLCOE_Brownfield | IgnoreSilica | 0 | 0 | 0 | 0 | [6 empty] | 12.5851 | [19 empty] | 562.3413 | 0
1 | 2100 | 707 | 0.03 | 15 | 15 | 7 | 7.4989e-13 | 5spot_SharedNeighbor | Water | Porous | Wet | R245fa | MinimizeLCOE_Brownfield | IgnoreSilica | 0 | 0 | 0 | 0 | [6 empty] | 12.2174 | [19 empty] | 749.8942 | 0
1 | 2100 | 707 | 0.03 | 15 | 15 | 7 | 1e-12 | 5spot_SharedNeighbor | Water | Porous | Wet | R245fa | MinimizeLCOE_Brownfield | IgnoreSilica | 0 | 0 | 0 | 0 | [6 empty] | 12.6255 | [19 empty] | 1000 | 0
1 | 2100 | 707 | 0.03 | 15 | 15 | 7 | 1.3335e-12 | 5spot_SharedNeighbor | Water | Porous | Wet | R245fa | MinimizeLCOE_Brownfield | IgnoreSilica | 0 | 0 | 0 | 0 | [6 empty] | 15.1002 | [19 empty] | 1333.5214 | 0
1 | 2100 | 707 | 0.03 | 15 | 15 | 7 | 1.7783e-12 | 5spot_SharedNeighbor | Water | Porous | Wet | R245fa | MinimizeLCOE_Brownfield | IgnoreSilica | 0 | 0 | 0 | 0 | [6 empty] | 15.7924 | [19 empty] | 1778.2794 | 0
1 | 2100 | 707 | 0.03 | 15 | 15 | 7 | 2.3714e-12 | 5spot_SharedNeighbor | Water | Porous | Wet | R245fa | MinimizeLCOE_Brownfield | IgnoreSilica | 1.3013 | 0.099615 | 0.0008311 | 4 | 2375014.988 | 5749782.0877 | 48417.893 | 117217.085 | 67.2034 | 0 | 100.6652 | 51589.6974 | 1419.3706 | 56095.9664 | 54544.7627 | 0 | 32152.196 | 0 | 76362.7773 | 198680.2825 | 135603.3753 | 606448.4282 | 961560.8286 | 6327463.8043 | 6327463.8043 | 1478867.319 | 3412706.5916 | 0 | 7895473.0612 | 19114510.7761 | 2371.3737 | 0.0033244 | 2375014.988 | 5749782.0877 | 48417.893 | 117217.085
1 | 2100 | 707 | 0.03 | 15 | 15 | 7 | 3.1623e-12 | 5spot_SharedNeighbor | Water | Porous | Wet | R245fa | MinimizeLCOE_Brownfield | IgnoreSilica | 1.807 | 0.14878 | 0.0018196 | 4 | 1110315.6981 | 2651699.3418 | 22635.2873 | 54058.4778 | 69.7031 | 0 | 147.7943 | 70327.0999 | 1981.8014 | 77147.5714 | 68238.9961 | 0 | 38164.6077 | 0 | 99785.4299 | 259621.2197 | 177196.8171 | 792463.5433 | 961560.8286 | 6327463.8043 | 6327463.8043 | 1478867.319 | 3412706.5916 | 0 | 8081488.1762 | 19300525.8911 | 3162.2777 | 0.0072785 | 1110315.6981 | 2651699.3418 | 22635.2873 | 54058.4778
1 | 2100 | 707 | 0.03 | 15 | 15 | 7 | 4.217e-12 | 5spot_SharedNeighbor | Water | Porous | Wet | R245fa | MinimizeLCOE_Brownfield | IgnoreSilica | 2.4682 | 0.2138 | 0.0032328 | 4 | 642517.7431 | 1510118.4192 | 13098.5933 | 30785.8066 | 71.5229 | 0 | 216.4951 | 92426.5947 | 2650.9801 | 102939.92 | 86221.0995 | 0 | 44905.0872 | 0 | 128366.0358 | 333982.0936 | 227949.6415 | 1019441.4524 | 961560.8286 | 6327463.8043 | 6327463.8043 | 1478867.319 | 3412706.5916 | 0 | 8308466.0854 | 19527503.8003 | 4216.965 | 0.012931 | 642517.7431 | 1510118.4192 | 13098.5933 | 30785.8066
1 | 2100 | 707 | 0.03 | 15 | 15 | 7 | 5.6234e-12 | 5spot_SharedNeighbor | Water | Porous | Wet | R245fa | MinimizeLCOE_Brownfield | IgnoreSilica | 3.2929 | 0.29535 | 0.0051807 | 4 | 413690.72 | 955076.388 | 8433.6449 | 19470.524 | 72.8161 | 0 | 55.5903 | 117394.9489 | 3410.5637 | 133149.1339 | 108690.522 | 0 | 51855.494 | 0 | 161655.2583 | 420593.8221 | 287063.9259 | 1283813.6687 | 961560.8286 | 6327463.8043 | 6327463.8043 | 1478867.319 | 3412706.5916 | 0 | 8572838.3016 | 19791876.0166 | 5623.4133 | 0.020723 | 413690.72 | 955076.388 | 8433.6449 | 19470.524
1 | 2100 | 707 | 0.03 | 15 | 15 | 7 | 7.4989e-12 | 5spot_SharedNeighbor | Water | Porous | Wet | R245fa | MinimizeLCOE_Brownfield | IgnoreSilica | 4.3601 | 0.40129 | 0.0078212 | 4 | 284336.3657 | 642946.7094 | 5796.5814 | 13107.3383 | 73.7888 | 0 | 54.1066 | 146823.8844 | 4307.6487 | 170004.4131 | 137814.8337 | 0 | 59692.4721 | 0 | 202270.8683 | 526267.3078 | 359188.2513 | 1606369.6794 | 961560.8286 | 6327463.8043 | 6327463.8043 | 1478867.319 | 3412706.5916 | 0 | 8895394.3124 | 20114432.0273 | 7498.9421 | 0.031285 | 284336.3657 | 642946.7094 | 5796.5814 | 13107.3383
1 | 2100 | 707 | 0.03 | 15 | 15 | 7 | 1e-11 | 5spot_SharedNeighbor | Water | Porous | Wet | R245fa | MinimizeLCOE_Brownfield | IgnoreSilica | 5.7165 | 0.53617 | 0.011348 | 4 | 204495.703 | 451650.4007 | 4168.9215 | 9207.5043 | 74.5109 | 0 | 62.8516 | 180993.279 | 5349.9018 | 214221.9004 | 174855.0278 | 0 | 68247.8518 | 0 | 251030.5047 | 653129.8797 | 445774.5634 | 1993602.9085 | 961560.8286 | 6327463.8043 | 6327463.8043 | 1478867.319 | 3412706.5916 | 0 | 9282627.5415 | 20501665.2564 | 10000 | 0.045393 | 204495.703 | 451650.4007 | 4168.9215 | 9207.5043
1 | 2100 | 707 | 0.03 | 15 | 15 | 7 | 1.3335e-11 | 5spot_SharedNeighbor | Water | Porous | Wet | R245fa | MinimizeLCOE_Brownfield | IgnoreSilica | 7.3561 | 0.69892 | 0.015937 | 4 | 152538.5377 | 328529.2639 | 3109.7044 | 6697.5134 | 75.0098 | 0 | 55.6522 | 218793.8308 | 6501.8647 | 264711.1106 | 219557.2545 | 0 | 76611.6385 | 0 | 306608.5226 | 797732.4818 | 544468.8106 | 2434985.5141 | 961560.8286 | 6327463.8043 | 6327463.8043 | 1478867.319 | 3412706.5916 | 0 | 9724010.1471 | 20943047.862 | 13335.2143 | 0.063748 | 152538.5377 | 328529.2639 | 3109.7044 | 6697.5134
1 | 2100 | 707 | 0.03 | 15 | 15 | 7 | 1.7783e-11 | 5spot_SharedNeighbor | Water | Porous | Wet | R245fa | MinimizeLCOE_Brownfield | IgnoreSilica | 9.6802 | 0.93046 | 0.022186 | 4 | 116338.8862 | 242759.7136 | 2371.7256 | 4948.9851 | 75.4903 | 0 | 52.8734 | 268320.7191 | 8012.4888 | 332669.4187 | 282381.8009 | 0 | 88614.5809 | 0 | 382199.6133 | 994404.9938 | 678701.8413 | 3035305.4568 | 961560.8286 | 6327463.8043 | 6327463.8043 | 1478867.319 | 3412706.5916 | 0 | 10324330.0897 | 21543367.8047 | 17782.7941 | 0.088744 | 116338.8862 | 242759.7136 | 2371.7256 | 4948.9851
1 | 2100 | 707 | 0.03 | 15 | 15 | 7 | 2.3714e-11 | 5spot_SharedNeighbor | Water | Porous | Wet | R245fa | MinimizeLCOE_Brownfield | IgnoreSilica | 12.477 | 1.2085 | 0.03022 | 4 | 91067.239 | 183877.5943 | 1856.5288 | 3748.5935 | 75.8104 | 0 | 57.3732 | 322976.3172 | 9676.8571 | 409960.2298 | 357921.9039 | 0 | 100303.6834 | 0 | 468327.2066 | 1218491.3246 | 831645.3665 | 3719302.8891 | 961560.8286 | 6327463.8043 | 6327463.8043 | 1478867.319 | 3412706.5916 | 0 | 11008327.5221 | 22227365.237 | 23713.7371 | 0.12088 | 91067.239 | 183877.5943 | 1856.5288 | 3748.5935
1 | 2100 | 707 | 0.03 | 15 | 15 | 7 | 3.1623e-11 | 5spot_SharedNeighbor | Water | Porous | Wet | R245fa | MinimizeLCOE_Brownfield | IgnoreSilica | 15.9749 | 1.5564 | 0.040635 | 4 | 72759.7734 | 141782.4414 | 1483.3064 | 2890.4268 | 76.0548 | 0 | 54.5128 | 386237.4899 | 11601.4918 | 501812.0154 | 452388.3937 | 0 | 112951.1546 | 0 | 571346.3127 | 1486525.9064 | 1014584.4762 | 4537447.2407 | 961560.8286 | 6327463.8043 | 6327463.8043 | 1478867.319 | 3412706.5916 | 0 | 11826471.8736 | 23045509.5885 | 31622.7766 | 0.16254 | 72759.7734 | 141782.4414 | 1483.3064 | 2890.4268
1 | 2100 | 707 | 0.03 | 15 | 15 | 7 | 4.217e-11 | 5spot_SharedNeighbor | Water | Porous | Wet | R245fa | MinimizeLCOE_Brownfield | IgnoreSilica | 20.2797 | 1.9845 | 0.05396 | 4 | 59263.4552 | 111241.6789 | 1208.1657 | 2267.8121 | 76.2411 | 0 | 63.2673 | 458508.2075 | 13797.7813 | 609411.3409 | 568596.0429 | 0 | 126249.434 | 0 | 692859.4946 | 1802678.28 | 1230364.9674 | 5502465.5487 | 961560.8286 | 6327463.8043 | 6327463.8043 | 1478867.319 | 3412706.5916 | 0 | 12791490.1816 | 24010527.8966 | 42169.6503 | 0.21584 | 59263.4552 | 111241.6789 | 1208.1657 | 2267.8121
1 | 2100 | 707 | 0.03 | 15 | 15 | 7 | 5.6234e-11 | 5spot_SharedNeighbor | Water | Porous | Wet | R245fa | MinimizeLCOE_Brownfield | IgnoreSilica | 25.4802 | 2.5018 | 0.070727 | 4 | 49174.4695 | 88830.3739 | 1002.4881 | 1810.9273 | 76.3835 | 0 | 59.6698 | 539855.2258 | 16267.0908 | 733403.9509 | 708987.038 | 0 | 139802.6987 | 0 | 833943.2416 | 2169749.2494 | 1480898.4466 | 6622906.9419 | 961560.8286 | 6327463.8043 | 6327463.8043 | 1478867.319 | 3412706.5916 | 0 | 13911931.5748 | 25130969.2898 | 56234.1325 | 0.28291 | 49174.4695 | 88830.3739 | 1002.4881 | 1810.9273
1 | 2100 | 707 | 0.03 | 15 | 15 | 7 | 7.4989e-11 | 5spot_SharedNeighbor | Water | Porous | Wet | R245fa | MinimizeLCOE_Brownfield | IgnoreSilica | 31.6144 | 3.1122 | 0.091352 | 4 | 41558.0396 | 72260.9417 | 847.2168 | 1473.137 | 76.4925 | 0 | 58.259 | 629619.8673 | 18988.6513 | 873263.3749 | 874593.891 | 0 | 153067.1542 | 0 | 994317.8461 | 2587011.0729 | 1765688.215 | 7896550.0727 | 961560.8286 | 6327463.8043 | 6327463.8043 | 1478867.319 | 3412706.5916 | 0 | 15185574.7057 | 26404612.4206 | 74989.4209 | 0.36541 | 41558.0396 | 72260.9417 | 847.2168 | 1473.137
1 | 2100 | 707 | 0.03 | 15 | 15 | 7 | 1e-10 | 5spot_SharedNeighbor | Water | Porous | Wet | R245fa | MinimizeLCOE_Brownfield | IgnoreSilica | 38.5741 | 3.8047 | 0.11588 | 4 | 35772.4339 | 59976.0492 | 729.2695 | 1222.6929 | 76.5753 | 0 | 52.0331 | 725356.971 | 21887.7099 | 1025469.9877 | 1062493.8385 | 0 | 165022.721 | 0 | 1170090.179 | 3044334.6272 | 2077820.9379 | 9292476.9721 | 961560.8286 | 6327463.8043 | 6327463.8043 | 1478867.319 | 3412706.5916 | 0 | 16581501.6051 | 27800539.32 | 100000 | 0.46353 | 35772.4339 | 59976.0492 | 729.2695 | 1222.6929
1 | 2100 | 707 | 0.03 | 15 | 15 | 7 | 1.3335e-10 | 5spot_SharedNeighbor | Water | Porous | Wet | R245fa | MinimizeLCOE_Brownfield | IgnoreSilica | 46.1575 | 4.5593 | 0.1439 | 4 | 31367.7848 | 50858.793 | 639.4747 | 1036.8253 | 76.6371 | 0 | 67.4106 | 823959.3218 | 24869.7063 | 1185124.5 | 1267234.1658 | 0 | 174889.9022 | 0 | 1355670.2625 | 3527175.9367 | 2407370.053 | 10766293.8483 | 961560.8286 | 6327463.8043 | 6327463.8043 | 1478867.319 | 3412706.5916 | 0 | 18055318.4812 | 29274356.1962 | 133352.1432 | 0.5756 | 31367.7848 | 50858.793 | 639.4747 | 1036.8253
1 | 2100 | 707 | 0.03 | 15 | 15 | 7 | 1.7783e-10 | 5spot_SharedNeighbor | Water | Porous | Wet | R245fa | MinimizeLCOE_Brownfield | IgnoreSilica | 53.9138 | 5.3307 | 0.17415 | 4 | 28020.1586 | 44125.618 | 571.2288 | 899.5604 | 76.6793 | 0 | 64.4464 | 919856.0081 | 27765.8338 | 1342950.934 | 1476607.103 | 0 | 181406.6344 | 0 | 1539948.7402 | 4006630.735 | 2734607.8047 | 12229773.7932 | 961560.8286 | 6327463.8043 | 6327463.8043 | 1478867.319 | 3412706.5916 | 0 | 19518798.4261 | 30737836.1411 | 177827.941 | 0.6966 | 28020.1586 | 44125.618 | 571.2288 | 899.5604
1 | 2100 | 707 | 0.03 | 15 | 15 | 7 | 2.3714e-10 | 5spot_SharedNeighbor | Water | Porous | Wet | R245fa | MinimizeLCOE_Brownfield | IgnoreSilica | 61.3922 | 6.0737 | 0.20493 | 4 | 25486.6592 | 39172.8838 | 519.58 | 798.5922 | 76.7036 | 0 | 68.004 | 1008338.449 | 30433.915 | 1490669.9922 | 1678400.5731 | 0 | 184179.7777 | 0 | 1712888.8558 | 4456585.4409 | 3041711.1371 | 13603208.1408 | 961560.8286 | 6327463.8043 | 6327463.8043 | 1478867.319 | 3412706.5916 | 0 | 20892232.7738 | 32111270.4887 | 237137.3706 | 0.81973 | 25486.6592 | 39172.8838 | 519.58 | 798.5922
1 | 2100 | 707 | 0.03 | 15 | 15 | 7 | 3.1623e-10 | 5spot_SharedNeighbor | Water | Porous | Wet | R245fa | MinimizeLCOE_Brownfield | IgnoreSilica | 68.201 | 6.7488 | 0.23446 | 4 | 23578.2219 | 35540.9865 | 480.6739 | 724.5511 | 76.7132 | 0 | 69.6474 | 1085927.0935 | 32769.6381 | 1621801.1146 | 1862008.5758 | 0 | 183454.8417 | 0 | 1866524.8929 | 4856314.8943 | 3314534.7026 | 14823335.7535 | 961560.8286 | 6327463.8043 | 6327463.8043 | 1478867.319 | 3412706.5916 | 0 | 22112360.3865 | 33331398.1014 | 316227.766 | 0.93783 | 23578.2219 | 35540.9865 | 480.6739 | 724.5511
1 | 2100 | 707 | 0.03 | 15 | 15 | 7 | 4.217e-10 | 5spot_SharedNeighbor | Water | Porous | Wet | R245fa | MinimizeLCOE_Brownfield | IgnoreSilica | 74.0982 | 7.3322 | 0.26129 | 4 | 22145.8307 | 32879.9844 | 451.4727 | 670.303 | 76.7123 | 0 | 72.7344 | 1151062.8971 | 34727.2498 | 1733022.7487 | 2020917.9828 | 0 | 180024.0011 | 0 | 1996704.403 | 5195015.2763 | 3545704.6729 | 15857179.2317 | 961560.8286 | 6327463.8043 | 6327463.8043 | 1478867.319 | 3412706.5916 | 0 | 23146203.8647 | 34365241.5796 | 421696.5034 | 1.0452 | 22145.8307 | 32879.9844 | 451.4727 | 670.303
1 | 2100 | 707 | 0.03 | 15 | 15 | 7 | 5.6234e-10 | 5spot_SharedNeighbor | Water | Porous | Wet | R245fa | MinimizeLCOE_Brownfield | IgnoreSilica | 79.0487 | 7.8207 | 0.2847 | 4 | 21073.0861 | 30924.6759 | 429.6034 | 630.4413 | 76.7052 | 0 | 70.3071 | 1204370.1631 | 36326.9019 | 1824815.8829 | 2154211.3327 | 0 | 175089.7187 | 0 | 2103977.4597 | 5474117.7651 | 3736197.8565 | 16709107.0807 | 961560.8286 | 6327463.8043 | 6327463.8043 | 1478867.319 | 3412706.5916 | 0 | 23998131.7136 | 35217169.4285 | 562341.3252 | 1.1388 | 21073.0861 | 30924.6759 | 429.6034 | 630.4413
1 | 2100 | 707 | 0.03 | 15 | 15 | 7 | 7.4989e-10 | 5spot_SharedNeighbor | Water | Porous | Wet | R245fa | MinimizeLCOE_Brownfield | IgnoreSilica | 83.0628 | 8.216 | 0.30436 | 4 | 20270.4871 | 29485.89 | 413.2413 | 601.1098 | 76.6955 | 0 | 89.5953 | 1246727.0111 | 37596.231 | 1898247.1387 | 2262212.6545 | 0 | 169455.3554 | 0 | 2189552.9724 | 5696767.6951 | 3888161.0088 | 17388720.0671 | 961560.8286 | 6327463.8043 | 6327463.8043 | 1478867.319 | 3412706.5916 | 0 | 24677744.7001 | 35896782.415 | 749894.2093 | 1.2174 | 20270.4871 | 29485.89 | 413.2413 | 601.1098
1 | 2100 | 707 | 0.03 | 15 | 15 | 7 | 1e-09 | 5spot_SharedNeighbor | Water | Porous | Wet | R245fa | MinimizeLCOE_Brownfield | IgnoreSilica | 86.2519 | 8.5294 | 0.32041 | 4 | 19670.1392 | 28423.6768 | 401.0024 | 579.4551 | 76.6854 | 0 | 66.6414 | 1279847.9678 | 38587.6513 | 1955972.8454 | 2347960.4163 | 0 | 163840.6138 | 0 | 2256621.7029 | 5871266.7742 | 4007260.2158 | 17921358.1874 | 961560.8286 | 6327463.8043 | 6327463.8043 | 1478867.319 | 3412706.5916 | 0 | 25210382.8204 | 36429420.5353 | 1000000 | 1.2817 | 19670.1392 | 28423.6768 | 401.0024 | 579.4551
1 | 2100 | 707 | 0.03 | 15 | 15 | 7 | 1.3335e-09 | 5spot_SharedNeighbor | Water | Porous | Wet | R245fa | MinimizeLCOE_Brownfield | IgnoreSilica | 88.7534 | 8.7748 | 0.33328 | 4 | 19220.9934 | 27636.7022 | 391.8459 | 563.4116 | 76.6759 | 0 | 82.2994 | 1305509.228 | 39355.0616 | 2000882.7198 | 2415181.9779 | 0 | 158705.7932 | 0 | 2308657.5644 | 6006653.4117 | 4099664.3779 | 18334610.1345 | 961560.8286 | 6327463.8043 | 6327463.8043 | 1478867.319 | 3412706.5916 | 0 | 25623634.7674 | 36842672.4823 | 1333521.4322 | 1.3331 | 19220.9934 | 27636.7022 | 391.8459 | 563.4116
1 | 2100 | 707 | 0.03 | 15 | 15 | 7 | 1.7783e-09 | 5spot_SharedNeighbor | Water | Porous | Wet | R245fa | MinimizeLCOE_Brownfield | IgnoreSilica | 90.683 | 8.9639 | 0.34339 | 4 | 18884.8496 | 27052.7199 | 384.9932 | 551.5063 | 76.6677 | 0 | 84.8117 | 1325117.7261 | 39941.0247 | 2035309.2407 | 2467013.0144 | 0 | 154211.2482 | 0 | 2348420.9791 | 6110109.6603 | 4170275.3934 | 18650398.287 | 961560.8286 | 6327463.8043 | 6327463.8043 | 1478867.319 | 3412706.5916 | 0 | 25939422.9199 | 37158460.6349 | 1778279.41 | 1.3736 | 18884.8496 | 27052.7199 | 384.9932 | 551.5063
1 | 2100 | 707 | 0.03 | 15 | 15 | 7 | 2.3714e-09 | 5spot_SharedNeighbor | Water | Porous | Wet | R245fa | MinimizeLCOE_Brownfield | IgnoreSilica | 92.1567 | 9.1081 | 0.35124 | 4 | 18633.1809 | 26618.5326 | 379.8626 | 542.6548 | 76.661 | 0 | 86.2748 | 1339986.8559 | 40385.1018 | 2061478.414 | 2506586.2839 | 0 | 150419.5611 | 0 | 2378553.9245 | 6188509.4031 | 4223784.8288 | 18889704.3731 | 961560.8286 | 6327463.8043 | 6327463.8043 | 1478867.319 | 3412706.5916 | 0 | 26178729.006 | 37397766.721 | 2371373.7057 | 1.405 | 18633.1809 | 26618.5326 | 379.8626 | 542.6548
1 | 2100 | 707 | 0.03 | 15 | 15 | 7 | 3.1623e-09 | 5spot_SharedNeighbor | Water | Porous | Wet | R245fa | MinimizeLCOE_Brownfield | IgnoreSilica | 93.2823 | 9.2182 | 0.35729 | 4 | 18444.6922 | 26294.7683 | 376.02 | 536.0544 | 76.6555 | 0 | 79.5622 | 1351281.0254 | 40722.2578 | 2081392.5041 | 2536801.0548 | 0 | 147337.5984 | 0 | 2401438.4318 | 6248050.1968 | 4264422.6439 | 19071445.7129 | 961560.8286 | 6327463.8043 | 6327463.8043 | 1478867.319 | 3412706.5916 | 0 | 26360470.3458 | 37579508.0608 | 3162277.6602 | 1.4292 | 18444.6922 | 26294.7683 | 376.02 | 536.0544
1 | 2100 | 707 | 0.03 | 15 | 15 | 7 | 4.217e-09 | 5spot_SharedNeighbor | Water | Porous | Wet | R245fa | MinimizeLCOE_Brownfield | IgnoreSilica | 94.1519 | 9.3032 | 0.36196 | 4 | 18303.4814 | 26052.279 | 373.1412 | 531.1109 | 76.6512 | 0 | 70.4548 | 1359970.641 | 40981.5714 | 2096735.8255 | 2560139.917 | 0 | 144935.6352 | 0 | 2419077.8002 | 6293944.2149 | 4295746.2543 | 19211531.8595 | 961560.8286 | 6327463.8043 | 6327463.8043 | 1478867.319 | 3412706.5916 | 0 | 26500556.4925 | 37719594.2074 | 4216965.0343 | 1.4478 | 18303.4814 | 26052.279 | 373.1412 | 531.1109
1 | 2100 | 707 | 0.03 | 15 | 15 | 7 | 5.6234e-09 | 5spot_SharedNeighbor | Water | Porous | Wet | R245fa | MinimizeLCOE_Brownfield | IgnoreSilica | 94.7903 | 9.3655 | 0.36547 | 4 | 18197.6652 | 25872.1042 | 370.984 | 527.4378 | 76.6479 | 0 | 83.3906 | 1366330.2579 | 41171.303 | 2107977.0076 | 2577271.6088 | 0 | 142970.7806 | 0 | 2431931.1736 | 6327386.056 | 4318570.998 | 19313609.1854 | 961560.8286 | 6327463.8043 | 6327463.8043 | 1478867.319 | 3412706.5916 | 0 | 26602633.8183 | 37821671.5333 | 5623413.2519 | 1.4619 | 18197.6652 | 25872.1042 | 370.984 | 527.4378
1 | 2100 | 707 | 0.03 | 15 | 15 | 7 | 7.4989e-09 | 5spot_SharedNeighbor | Water | Porous | Wet | R245fa | MinimizeLCOE_Brownfield | IgnoreSilica | 95.2702 | 9.4124 | 0.36812 | 4 | 18118.3578 | 25737.4487 | 369.3672 | 524.6927 | 76.6453 | 0 | 77.7505 | 1371099.5553 | 41313.5611 | 2116413.7971 | 2590147.4777 | 0 | 141437.0747 | 0 | 2441560.4717 | 6352439.5144 | 4335670.4982 | 19390081.9501 | 961560.8286 | 6327463.8043 | 6327463.8043 | 1478867.319 | 3412706.5916 | 0 | 26679106.583 | 37898144.298 | 7498942.0933 | 1.4725 | 18118.3578 | 25737.4487 | 369.3672 | 524.6927
1 | 2100 | 707 | 0.03 | 15 | 15 | 7 | 1e-08 | 5spot_SharedNeighbor | Water | Porous | Wet | R245fa | MinimizeLCOE_Brownfield | IgnoreSilica | 95.6381 | 9.4483 | 0.37015 | 4 | 18058.91 | 25636.3508 | 368.1553 | 522.6317 | 76.6434 | 0 | 83.5161 | 1374748.7998 | 41422.3938 | 2122873.0781 | 2600015.8371 | 0 | 140280.0586 | 0 | 2448942.6653 | 6371646.4679 | 4348779.6386 | 19448708.9392 | 961560.8286 | 6327463.8043 | 6327463.8043 | 1478867.319 | 3412706.5916 | 0 | 26737733.5721 | 37956771.287 | 10000000 | 1.4806 | 18058.91 | 25636.3508 | 368.1553 | 522.6317
1 | 2200 | 707 | 0.03 | 15 | 15 | 7 | 1e-13 | 5spot_SharedNeighbor | Water | Porous | Wet | R245fa | MinimizeLCOE_Brownfield | IgnoreSilica | 0 | 0 | 0 | 0 | [6 empty] | 7.799 | [19 empty] | 100 | 0
1 | 2200 | 707 | 0.03 | 15 | 15 | 7 | 1.3335e-13 | 5spot_SharedNeighbor | Water | Porous | Wet | R245fa | MinimizeLCOE_Brownfield | IgnoreSilica | 0 | 0 | 0 | 0 | [6 empty] | 8.9356 | [19 empty] | 133.3521 | 0
1 | 2200 | 707 | 0.03 | 15 | 15 | 7 | 1.7783e-13 | 5spot_SharedNeighbor | Water | Porous | Wet | R245fa | MinimizeLCOE_Brownfield | IgnoreSilica | 0 | 0 | 0 | 0 | [6 empty] | 10.3834 | [19 empty] | 177.8279 | 0
1 | 2200 | 707 | 0.03 | 15 | 15 | 7 | 2.3714e-13 | 5spot_SharedNeighbor | Water | Porous | Wet | R245fa | MinimizeLCOE_Brownfield | IgnoreSilica | 0 | 0 | 0 | 0 | [6 empty] | 11.2307 | [19 empty] | 237.1374 | 0
1 | 2200 | 707 | 0.03 | 15 | 15 | 7 | 3.1623e-13 | 5spot_SharedNeighbor | Water | Porous | Wet | R245fa | MinimizeLCOE_Brownfield | IgnoreSilica | 0 | 0 | 0 | 0 | [6 empty] | 10.8211 | [19 empty] | 316.2278 | 0
1 | 2200 | 707 | 0.03 | 15 | 15 | 7 | 4.217e-13 | 5spot_SharedNeighbor | Water | Porous | Wet | R245fa | MinimizeLCOE_Brownfield | IgnoreSilica | 0 | 0 | 0 | 0 | [6 empty] | 10.5219 | [19 empty] | 421.6965 | 0
1 | 2200 | 707 | 0.03 | 15 | 15 | 7 | 5.6234e-13 | 5spot_SharedNeighbor | Water | Porous | Wet | R245fa | MinimizeLCOE_Brownfield | IgnoreSilica | 0 | 0 | 0 | 0 | [6 empty] | 12.1711 | [19 empty] | 562.3413 | 0
1 | 2200 | 707 | 0.03 | 15 | 15 | 7 | 7.4989e-13 | 5spot_SharedNeighbor | Water | Porous | Wet | R245fa | MinimizeLCOE_Brownfield | IgnoreSilica | 0 | 0 | 0 | 0 | [6 empty] | 11.8433 | [19 empty] | 749.8942 | 0
1 | 2200 | 707 | 0.03 | 15 | 15 | 7 | 1e-12 | 5spot_SharedNeighbor | Water | Porous | Wet | R245fa | MinimizeLCOE_Brownfield | IgnoreSilica | 0 | 0 | 0 | 0 | [6 empty] | 12.5389 | [19 empty] | 1000 | 0
1 | 2200 | 707 | 0.03 | 15 | 15 | 7 | 1.3335e-12 | 5spot_SharedNeighbor | Water | Porous | Wet | R245fa | MinimizeLCOE_Brownfield | IgnoreSilica | 0 | 0 | 0 | 0 | [6 empty] | 14.6015 | [19 empty] | 1333.5214 | 0
1 | 2200 | 707 | 0.03 | 15 | 15 | 7 | 1.7783e-12 | 5spot_SharedNeighbor | Water | Porous | Wet | R245fa | MinimizeLCOE_Brownfield | IgnoreSilica | 1.6 | 0.13669 | 0.00018604 | 4 | 11281568.4711 | 26977303.8863 | 229990.0327 | 549968.8292 | 71.022 | 0 | 18.3142 | 67509.3214 | 1918.8545 | 72005.875 | 64036.5482 | 0 | 45367.3066 | 0 | 97826.7832 | 254525.2229 | 173718.6946 | 776908.6065 | 961560.8286 | 6656650.2227 | 6656650.2227 | 1478867.319 | 3544381.159 | 0 | 8395119.6578 | 20075018.3586 | 1778.2794 | 0.00074414 | 11281568.4711 | 26977303.8863 | 229990.0327 | 549968.8292
1 | 2200 | 707 | 0.03 | 15 | 15 | 7 | 2.3714e-12 | 5spot_SharedNeighbor | Water | Porous | Wet | R245fa | MinimizeLCOE_Brownfield | IgnoreSilica | 1.6 | 0.1367 | 0.001529 | 4 | 1369251.7497 | 3279011.6553 | 27914.049 | 66847.0878 | 71.0232 | 0 | 116.5647 | 67511.7712 | 1918.9409 | 72007.6157 | 64037.2857 | 0 | 38609.7782 | 0 | 95193.3028 | 247673.4469 | 169042.2167 | 755994.3581 | 961560.8286 | 6656650.2227 | 6656650.2227 | 1478867.319 | 3544381.159 | 0 | 8374205.4094 | 20054104.1101 | 2371.3737 | 0.0061159 | 1369251.7497 | 3279011.6553 | 27914.049 | 66847.0878
1 | 2200 | 707 | 0.03 | 15 | 15 | 7 | 3.1623e-12 | 5spot_SharedNeighbor | Water | Porous | Wet | R245fa | MinimizeLCOE_Brownfield | IgnoreSilica | 1.9042 | 0.16855 | 0.002849 | 4 | 744168.7308 | 1769094.5046 | 15170.8861 | 36065.3844 | 72.3188 | 0 | 170.4877 | 79262.333 | 2280.3978 | 85044.1356 | 72630.7085 | 0 | 39165.4933 | 0 | 108569.3966 | 282475.2994 | 192795.1961 | 862222.9605 | 961560.8286 | 6656650.2227 | 6656650.2227 | 1478867.319 | 3544381.159 | 0 | 8480434.0119 | 20160332.7126 | 3162.2777 | 0.011396 | 744168.7308 | 1769094.5046 | 15170.8861 | 36065.3844
1 | 2200 | 707 | 0.03 | 15 | 15 | 7 | 4.217e-12 | 5spot_SharedNeighbor | Water | Porous | Wet | R245fa | MinimizeLCOE_Brownfield | IgnoreSilica | 2.923 | 0.27623 | 0.0049036 | 4 | 451291.5146 | 1046767.4703 | 9200.1879 | 21339.7707 | 74.801 | 0 | 52.8825 | 114812.4661 | 3381.5618 | 125987.5764 | 101513.3305 | 0 | 52592.6096 | 0 | 155332.1423 | 404142.3713 | 275835.4727 | 1233597.5308 | 961560.8286 | 6656650.2227 | 6656650.2227 | 1478867.319 | 3544381.159 | 0 | 8851808.5821 | 20531707.2828 | 4216.965 | 0.019614 | 451291.5146 | 1046767.4703 | 9200.1879 | 21339.7707
1 | 2200 | 707 | 0.03 | 15 | 15 | 7 | 5.6234e-12 | 5spot_SharedNeighbor | Water | Porous | Wet | R245fa | MinimizeLCOE_Brownfield | IgnoreSilica | 3.8413 | 0.37338 | 0.0075379 | 4 | 303477.5377 | 690852.5081 | 6186.8001 | 14083.9628 | 75.9575 | 0 | 47.1163 | 143215.828 | 4263.7765 | 160178.1561 | 126986.877 | 0 | 60007.2614 | 0 | 192914.2406 | 501923.2819 | 342572.9534 | 1532062.3749 | 961560.8286 | 6656650.2227 | 6656650.2227 | 1478867.319 | 3544381.159 | 0 | 9150273.4263 | 20830172.127 | 5623.4133 | 0.030151 | 303477.5377 | 690852.5081 | 6186.8001 | 14083.9628
1 | 2200 | 707 | 0.03 | 15 | 15 | 7 | 7.4989e-12 | 5spot_SharedNeighbor | Water | Porous | Wet | R245fa | MinimizeLCOE_Brownfield | IgnoreSilica | 5.0586 | 0.50233 | 0.011072 | 4 | 215054.5096 | 478789.7617 | 4384.1771 | 9760.7769 | 76.8626 | 0 | 65.3238 | 177564.9044 | 5331.2907 | 202935.9236 | 160558.397 | 0 | 68925.6665 | 0 | 239973.3111 | 624361.3302 | 426139.4372 | 1905790.2607 | 961560.8286 | 6656650.2227 | 6656650.2227 | 1478867.319 | 3544381.159 | 0 | 9524001.312 | 21203900.0128 | 7498.9421 | 0.044286 | 215054.5096 | 478789.7617 | 4384.1771 | 9760.7769
1 | 2200 | 707 | 0.03 | 15 | 15 | 7 | 1e-11 | 5spot_SharedNeighbor | Water | Porous | Wet | R245fa | MinimizeLCOE_Brownfield | IgnoreSilica | 6.6445 | 0.671 | 0.01583 | 4 | 157751.7574 | 342214.0968 | 3215.983 | 6976.4972 | 77.5419 | 0 | 67.1373 | 218685.4382 | 6610.7391 | 255673.0837 | 205087.546 | 0 | 79269.8572 | 0 | 298477.399 | 776576.9662 | 530029.7365 | 2370410.7659 | 961560.8286 | 6656650.2227 | 6656650.2227 | 1478867.319 | 3544381.159 | 0 | 9988621.8173 | 21668520.518 | 10000 | 0.063319 | 157751.7574 | 342214.0968 | 3215.983 | 6976.4972
1 | 2200 | 707 | 0.03 | 15 | 15 | 7 | 1.3335e-11 | 5spot_SharedNeighbor | Water | Porous | Wet | R245fa | MinimizeLCOE_Brownfield | IgnoreSilica | 9.1855 | 0.94168 | 0.022398 | 4 | 119468.4028 | 249837.9932 | 2435.525 | 5093.2854 | 78.1632 | 0 | 65.6379 | 278610.3018 | 8474.9154 | 335119.8903 | 276347.1557 | 0 | 97505.3338 | 0 | 388462.4628 | 1010699.6436 | 689823.2746 | 3085042.978 | 961560.8286 | 6656650.2227 | 6656650.2227 | 1478867.319 | 3544381.159 | 0 | 10703254.0294 | 22383152.7301 | 13335.2143 | 0.089591 | 119468.4028 | 249837.9932 | 2435.525 | 5093.2854
1 | 2200 | 707 | 0.03 | 15 | 15 | 7 | 1.7783e-11 | 5spot_SharedNeighbor | Water | Porous | Wet | R245fa | MinimizeLCOE_Brownfield | IgnoreSilica | 10.7934 | 1.113 | 0.030198 | 4 | 91922.5352 | 188617.3107 | 1873.9652 | 3845.219 | 78.4255 | 0 | 47.3223 | 313797.7473 | 9568.7995 | 382996.6614 | 320924.0019 | 0 | 97981.3173 | 0 | 438854.7257 | 1141809.9749 | 779308.7697 | 3485241.9979 | 961560.8286 | 6656650.2227 | 6656650.2227 | 1478867.319 | 3544381.159 | 0 | 11103453.0492 | 22783351.75 | 17782.7941 | 0.12079 | 91922.5352 | 188617.3107 | 1873.9652 | 3845.219
1 | 2200 | 707 | 0.03 | 15 | 15 | 7 | 2.3714e-11 | 5spot_SharedNeighbor | Water | Porous | Wet | R245fa | MinimizeLCOE_Brownfield | IgnoreSilica | 14.3795 | 1.4945 | 0.041288 | 4 | 72747.5438 | 143469.2712 | 1483.0571 | 2924.8152 | 78.7765 | 0 | 59.4797 | 386652.6376 | 11829.8262 | 484690.5782 | 420298.9914 | 0 | 115932.9238 | 0 | 553567.9333 | 1440270.2101 | 983014.013 | 4396257.1138 | 961560.8286 | 6656650.2227 | 6656650.2227 | 1478867.319 | 3544381.159 | 0 | 12014468.1651 | 23694366.8658 | 23713.7371 | 0.16515 | 72747.5438 | 143469.2712 | 1483.0571 | 2924.8152
1 | 2200 | 707 | 0.03 | 15 | 15 | 7 | 3.1623e-11 | 5spot_SharedNeighbor | Water | Porous | Wet | R245fa | MinimizeLCOE_Brownfield | IgnoreSilica | 18.4427 | 1.9269 | 0.055252 | 4 | 58782.5522 | 111630.6448 | 1198.3618 | 2275.7417 | 79.0111 | 0 | 62.4269 | 462712.6802 | 14187.5186 | 593828.863 | 532910.5021 | 0 | 131205.7937 | 0 | 676589.6894 | 1760347.5842 | 1201473.3978 | 5373256.0289 | 961560.8286 | 6656650.2227 | 6656650.2227 | 1478867.319 | 3544381.159 | 0 | 12991467.0803 | 24671365.781 | 31622.7766 | 0.22101 | 58782.5522 | 111630.6448 | 1198.3618 | 2275.7417
1 | 2200 | 707 | 0.03 | 15 | 15 | 7 | 4.217e-11 | 5spot_SharedNeighbor | Water | Porous | Wet | R245fa | MinimizeLCOE_Brownfield | IgnoreSilica | 23.3077 | 2.4448 | 0.072919 | 4 | 48383.2806 | 88427.463 | 986.3586 | 1802.7134 | 79.1858 | 0 | 47.8196 | 547393.6328 | 16809.4532 | 718319.2573 | 667971.7266 | 0 | 146201.074 | 0 | 817711.1061 | 2127516.5624 | 1452073.77 | 6493996.5823 | 961560.8286 | 6656650.2227 | 6656650.2227 | 1478867.319 | 3544381.159 | 0 | 14112207.6336 | 25792106.3343 | 42169.6503 | 0.29168 | 48383.2806 | 88427.463 | 986.3586 | 1802.7134
1 | 2200 | 707 | 0.03 | 15 | 15 | 7 | 5.6234e-11 | 5spot_SharedNeighbor | Water | Porous | Wet | R245fa | MinimizeLCOE_Brownfield | IgnoreSilica | 29.1077 | 3.0624 | 0.094911 | 4 | 40556.1719 | 71321.4455 | 826.7924 | 1453.9841 | 79.3191 | 0 | 55.3608 | 641647.0217 | 19723.9783 | 860056.9514 | 828999.867 | 0 | 161074.1127 | 0 | 979485.7531 | 2548421.0095 | 1739349.7038 | 7778758.3977 | 961560.8286 | 6656650.2227 | 6656650.2227 | 1478867.319 | 3544381.159 | 0 | 15396969.449 | 27076868.1497 | 56234.1325 | 0.37965 | 40556.1719 | 71321.4455 | 826.7924 | 1453.9841
1 | 2200 | 707 | 0.03 | 15 | 15 | 7 | 7.4989e-11 | 5spot_SharedNeighbor | Water | Porous | Wet | R245fa | MinimizeLCOE_Brownfield | IgnoreSilica | 35.8675 | 3.7824 | 0.12163 | 4 | 34615.9715 | 58623.2184 | 705.6934 | 1195.1136 | 79.4215 | 0 | 73.2803 | 744646.0619 | 22904.673 | 1018239.9373 | 1016684.9317 | 0 | 175322.8654 | 0 | 1161341.403 | 3021572.1068 | 2062285.05 | 9222997.0293 | 961560.8286 | 6656650.2227 | 6656650.2227 | 1478867.319 | 3544381.159 | 0 | 16841208.0806 | 28521106.7813 | 74989.4209 | 0.48652 | 34615.9715 | 58623.2184 | 705.6934 | 1195.1136
1 | 2200 | 707 | 0.03 | 15 | 15 | 7 | 1e-10 | 5spot_SharedNeighbor | Water | Porous | Wet | R245fa | MinimizeLCOE_Brownfield | IgnoreSilica | 43.4191 | 4.5867 | 0.15289 | 4 | 30087.735 | 49185.6718 | 613.3792 | 1002.7164 | 79.4987 | 0 | 73.465 | 853065.379 | 26248.1403 | 1187990.7481 | 1226359.7711 | 0 | 187748.7918 | 0 | 1357751.0038 | 3532589.599 | 2411064.9887 | 10782818.4219 | 961560.8286 | 6656650.2227 | 6656650.2227 | 1478867.319 | 3544381.159 | 0 | 18401029.4733 | 30080928.174 | 100000 | 0.61158 | 30087.735 | 49185.6718 | 613.3792 | 1002.7164
1 | 2200 | 707 | 0.03 | 15 | 15 | 7 | 1.3335e-10 | 5spot_SharedNeighbor | Water | Porous | Wet | R245fa | MinimizeLCOE_Brownfield | IgnoreSilica | 51.4117 | 5.4378 | 0.18773 | 4 | 26635.1025 | 42189.2807 | 542.9926 | 860.0856 | 79.5536 | 0 | 75.7282 | 961800.1655 | 29596.3906 | 1361223.4065 | 1448256.8488 | 0 | 197033.9105 | 0 | 1559185.1815 | 4056680.0095 | 2768767.4629 | 12382543.3759 | 961560.8286 | 6656650.2227 | 6656650.2227 | 1478867.319 | 3544381.159 | 0 | 20000754.4272 | 31680653.128 | 133352.1432 | 0.75092 | 26635.1025 | 42189.2807 | 542.9926 | 860.0856
1 | 2200 | 707 | 0.03 | 15 | 15 | 7 | 1.7783e-10 | 5spot_SharedNeighbor | Water | Porous | Wet | R245fa | MinimizeLCOE_Brownfield | IgnoreSilica | 59.3823 | 6.2856 | 0.22437 | 4 | 24011.344 | 37025.159 | 489.5037 | 754.8079 | 79.5874 | 0 | 92.6989 | 1065169.857 | 32774.1676 | 1528476.3064 | 1669466.3156 | 0 | 202282.2443 | 0 | 1754285.8675 | 4564291.9736 | 3115223.0588 | 13931969.7907 | 961560.8286 | 6656650.2227 | 6656650.2227 | 1478867.319 | 3544381.159 | 0 | 21550180.8421 | 33230079.5428 | 177827.941 | 0.8975 | 24011.344 | 37025.159 | 489.5037 | 754.8079
1 | 2200 | 707 | 0.03 | 15 | 15 | 7 | 2.3714e-10 | 5spot_SharedNeighbor | Water | Porous | Wet | R245fa | MinimizeLCOE_Brownfield | IgnoreSilica | 66.8561 | 7.0791 | 0.26064 | 4 | 22027.1707 | 33230.385 | 449.0537 | 677.4463 | 79.6026 | 0 | 80.6423 | 1158151.1032 | 35627.3493 | 1680967.4282 | 1876761.9825 | 0 | 203266.0368 | 0 | 1932361.821 | 5027609.0763 | 3431446.5016 | 15346191.2988 | 961560.8286 | 6656650.2227 | 6656650.2227 | 1478867.319 | 3544381.159 | 0 | 22964402.3501 | 34644301.0508 | 237137.3706 | 1.0425 | 22027.1707 | 33230.385 | 449.0537 | 677.4463
1 | 2200 | 707 | 0.03 | 15 | 15 | 7 | 3.1623e-10 | 5spot_SharedNeighbor | Water | Porous | Wet | R245fa | MinimizeLCOE_Brownfield | IgnoreSilica | 72.1956 | 7.6448 | 0.29209 | 4 | 20478.726 | 30475.5294 | 417.4865 | 621.2849 | 79.6042 | 0 | 77.6475 | 1222483.7257 | 37598.0437 | 1787587.8652 | 2024753.1642 | 0 | 193010.4317 | 0 | 2053518.9599 | 5342835.0989 | 3646594.7393 | 16308382.0284 | 961560.8286 | 6656650.2227 | 6656650.2227 | 1478867.319 | 3544381.159 | 0 | 23926593.0798 | 35606491.7805 | 316227.766 | 1.1684 | 20478.726 | 30475.5294 | 417.4865 | 621.2849
1 | 2200 | 707 | 0.03 | 15 | 15 | 7 | 4.217e-10 | 5spot_SharedNeighbor | Water | Porous | Wet | R245fa | MinimizeLCOE_Brownfield | IgnoreSilica | 79.1996 | 8.3848 | 0.32482 | 4 | 19412.1168 | 28401.5004 | 395.7423 | 579.003 | 79.5953 | 0 | 75.7228 | 1304444.9414 | 40104.1812 | 1924736.0533 | 2218703.795 | 0 | 195735.6147 | 0 | 2216652.5884 | 5767275.337 | 3936283.9232 | 17603936.4341 | 961560.8286 | 6656650.2227 | 6656650.2227 | 1478867.319 | 3544381.159 | 0 | 25222147.4855 | 36902046.1862 | 421696.5034 | 1.2993 | 19412.1168 | 28401.5004 | 395.7423 | 579.003
1 | 2200 | 707 | 0.03 | 15 | 15 | 7 | 5.6234e-10 | 5spot_SharedNeighbor | Water | Porous | Wet | R245fa | MinimizeLCOE_Brownfield | IgnoreSilica | 83.8935 | 8.8792 | 0.35073 | 4 | 18572.0503 | 26897.3828 | 378.6164 | 548.3395 | 79.5828 | 0 | 72.8667 | 1357930.8837 | 41736.5691 | 2015029.6953 | 2348555.2765 | 0 | 189493.818 | 0 | 2321571.0346 | 6040251.6123 | 4122595.8402 | 18437164.7297 | 961560.8286 | 6656650.2227 | 6656650.2227 | 1478867.319 | 3544381.159 | 0 | 26055375.7811 | 37735274.4818 | 562341.3252 | 1.4029 | 18572.0503 | 26897.3828 | 378.6164 | 548.3395
1 | 2200 | 707 | 0.03 | 15 | 15 | 7 | 7.4989e-10 | 5spot_SharedNeighbor | Water | Porous | Wet | R245fa | MinimizeLCOE_Brownfield | IgnoreSilica | 87.6675 | 9.2758 | 0.37222 | 4 | 17943.098 | 25787.9278 | 365.7943 | 525.7218 | 79.569 | 0 | 67.3443 | 1400140.4486 | 43022.9533 | 2086731.772 | 2452875.1269 | 0 | 182902.9376 | 0 | 2404612.563 | 6256308.6351 | 4270059.1978 | 19096653.6345 | 961560.8286 | 6656650.2227 | 6656650.2227 | 1478867.319 | 3544381.159 | 0 | 26714864.6858 | 38394763.3866 | 749894.2093 | 1.4889 | 17943.098 | 25787.9278 | 365.7943 | 525.7218
1 | 2200 | 707 | 0.03 | 15 | 15 | 7 | 1e-09 | 5spot_SharedNeighbor | Water | Porous | Wet | R245fa | MinimizeLCOE_Brownfield | IgnoreSilica | 90.6487 | 9.5884 | 0.3896 | 4 | 17472.2743 | 24966.9962 | 356.1959 | 508.986 | 79.5559 | 0 | 79.0485 | 1433000.6841 | 44023.2126 | 2142825.3055 | 2535223.3015 | 0 | 176624.2828 | 0 | 2469361.7468 | 6424772.7293 | 4385039.4036 | 19610870.6663 | 961560.8286 | 6656650.2227 | 6656650.2227 | 1478867.319 | 3544381.159 | 0 | 27229081.7177 | 38908980.4184 | 1000000 | 1.5584 | 17472.2743 | 24966.9962 | 356.1959 | 508.986
1 | 2200 | 707 | 0.03 | 15 | 15 | 7 | 1.3335e-09 | 5spot_SharedNeighbor | Water | Porous | Wet | R245fa | MinimizeLCOE_Brownfield | IgnoreSilica | 92.9682 | 9.8311 | 0.40341 | 4 | 17119.7697 | 24358.0764 | 349.0097 | 496.5723 | 79.5444 | 0 | 77.4725 | 1458281.2488 | 44792.0069 | 2186143.8623 | 2599257.5497 | 0 | 171004.2357 | 0 | 2519196.7723 | 6554433.2433 | 4473535.3687 | 20006644.2876 | 961560.8286 | 6656650.2227 | 6656650.2227 | 1478867.319 | 3544381.159 | 0 | 27624855.339 | 39304754.0397 | 1333521.4322 | 1.6136 | 17119.7697 | 24358.0764 | 349.0097 | 496.5723
1 | 2200 | 707 | 0.03 | 15 | 15 | 7 | 1.7783e-09 | 5spot_SharedNeighbor | Water | Porous | Wet | R245fa | MinimizeLCOE_Brownfield | IgnoreSilica | 94.7561 | 10.018 | 0.41421 | 4 | 16855.7806 | 23905.2971 | 343.6279 | 487.3418 | 79.5348 | 0 | 76.5573 | 1477600.6236 | 45379.0705 | 2219344.3377 | 2648593.8651 | 0 | 166203.3862 | 0 | 2557277.3004 | 6653510.9658 | 4541157.9502 | 20309067.4993 | 961560.8286 | 6656650.2227 | 6656650.2227 | 1478867.319 | 3544381.159 | 0 | 27927278.5507 | 39607177.2514 | 1778279.41 | 1.6568 | 16855.7806 | 23905.2971 | 343.6279 | 487.3418
1 | 2200 | 707 | 0.03 | 15 | 15 | 7 | 2.3714e-09 | 5spot_SharedNeighbor | Water | Porous | Wet | R245fa | MinimizeLCOE_Brownfield | IgnoreSilica | 96.1197 | 10.1604 | 0.42256 | 4 | 16658.0258 | 23568.1824 | 339.5964 | 480.4693 | 79.527 | 0 | 82.6119 | 1492239.451 | 45823.6403 | 2244557.1658 | 2686210.0705 | 0 | 162216.2164 | 0 | 2586108.1522 | 6728522.9282 | 4592355.1558 | 20538032.7802 | 961560.8286 | 6656650.2227 | 6656650.2227 | 1478867.319 | 3544381.159 | 0 | 28156243.8315 | 39836142.5322 | 2371373.7057 | 1.6903 | 16658.0258 | 23568.1824 | 339.5964 | 480.4693
1 | 2200 | 707 | 0.03 | 15 | 15 | 7 | 3.1623e-09 | 5spot_SharedNeighbor | Water | Porous | Wet | R245fa | MinimizeLCOE_Brownfield | IgnoreSilica | 97.1675 | 10.2697 | 0.42901 | 4 | 16509.8511 | 23316.1956 | 336.5756 | 475.3322 | 79.5207 | 0 | 81.4872 | 1503431.157 | 46163.3672 | 2263865.5426 | 2715104.3139 | 0 | 159040.0431 | 0 | 2608165.7253 | 6785912.2088 | 4631524.5191 | 20713206.8769 | 961560.8286 | 6656650.2227 | 6656650.2227 | 1478867.319 | 3544381.159 | 0 | 28331417.9282 | 40011316.6289 | 3162277.6602 | 1.716 | 16509.8511 | 23316.1956 | 336.5756 | 475.3322
1 | 2200 | 707 | 0.03 | 15 | 15 | 7 | 4.217e-09 | 5spot_SharedNeighbor | Water | Porous | Wet | R245fa | MinimizeLCOE_Brownfield | IgnoreSilica | 97.9419 | 10.3505 | 0.43387 | 4 | 16398.8038 | 23128.8514 | 334.3118 | 471.5129 | 79.516 | 0 | 86.382 | 1511671.8108 | 46413.4263 | 2278100.7772 | 2736455.1723 | 0 | 156440.2692 | 0 | 2624341.7677 | 6827998.9531 | 4660249.5868 | 20841671.7634 | 961560.8286 | 6656650.2227 | 6656650.2227 | 1478867.319 | 3544381.159 | 0 | 28459882.8147 | 40139781.5154 | 4216965.0343 | 1.7355 | 16398.8038 | 23128.8514 | 334.3118 | 471.5129
1 | 2200 | 707 | 0.03 | 15 | 15 | 7 | 5.6234e-09 | 5spot_SharedNeighbor | Water | Porous | Wet | R245fa | MinimizeLCOE_Brownfield | IgnoreSilica | 98.5487 | 10.4137 | 0.43763 | 4 | 16315.5683 | 22987.8208 | 332.6149 | 468.6378 | 79.5121 | 0 | 83.413 | 1518110.4151 | 46608.7508 | 2289233.7822 | 2753181.6798 | 0 | 154496.5999 | 0 | 2637036.1789 | 6861027.2069 | 4682792.0487 | 20942486.6623 | 961560.8286 | 6656650.2227 | 6656650.2227 | 1478867.319 | 3544381.159 | 0 | 28560697.7137 | 40240596.4144 | 5623413.2519 | 1.7505 | 16315.5683 | 22987.8208 | 332.6149 | 468.6378
1 | 2200 | 707 | 0.03 | 15 | 15 | 7 | 7.4989e-09 | 5spot_SharedNeighbor | Water | Porous | Wet | R245fa | MinimizeLCOE_Brownfield | IgnoreSilica | 98.9897 | 10.4596 | 0.44043 | 4 | 16253.1717 | 22883.0306 | 331.3429 | 466.5015 | 79.5093 | 0 | 85.0263 | 1522779.9207 | 46750.378 | 2297313.736 | 2765336.9179 | 0 | 152923.4289 | 0 | 2646190.7089 | 6884845.4161 | 4699048.4659 | 21015188.9726 | 961560.8286 | 6656650.2227 | 6656650.2227 | 1478867.319 | 3544381.159 | 0 | 28633400.0239 | 40313298.7246 | 7498942.0933 | 1.7617 | 16253.1717 | 22883.0306 | 331.3429 | 466.5015
1 | 2200 | 707 | 0.03 | 15 | 15 | 7 | 1e-08 | 5spot_SharedNeighbor | Water | Porous | Wet | R245fa | MinimizeLCOE_Brownfield | IgnoreSilica | 99.3186 | 10.4939 | 0.44253 | 4 | 16206.3929 | 22804.7162 | 330.3892 | 464.905 | 79.5072 | 0 | 86.9262 | 1526257.4201 | 46855.8355 | 2303334.3063 | 2774402.6651 | 0 | 151702.911 | 0 | 2652995.7238 | 6902550.669 | 4711132.6649 | 21069232.1956 | 961560.8286 | 6656650.2227 | 6656650.2227 | 1478867.319 | 3544381.159 | 0 | 28687443.247 | 40367341.9477 | 10000000 | 1.7701 | 16206.3929 | 22804.7162 | 330.3892 | 464.905
1 | 2300 | 707 | 0.03 | 15 | 15 | 7 | 1e-13 | 5spot_SharedNeighbor | Water | Porous | Wet | R245fa | MinimizeLCOE_Brownfield | IgnoreSilica | 0 | 0 | 0 | 0 | [6 empty] | 8.0245 | [19 empty] | 100 | 0
1 | 2300 | 707 | 0.03 | 15 | 15 | 7 | 1.3335e-13 | 5spot_SharedNeighbor | Water | Porous | Wet | R245fa | MinimizeLCOE_Brownfield | IgnoreSilica | 0 | 0 | 0 | 0 | [6 empty] | 9.2029 | [19 empty] | 133.3521 | 0
1 | 2300 | 707 | 0.03 | 15 | 15 | 7 | 1.7783e-13 | 5spot_SharedNeighbor | Water | Porous | Wet | R245fa | MinimizeLCOE_Brownfield | IgnoreSilica | 0 | 0 | 0 | 0 | [6 empty] | 10.3252 | [19 empty] | 177.8279 | 0
1 | 2300 | 707 | 0.03 | 15 | 15 | 7 | 2.3714e-13 | 5spot_SharedNeighbor | Water | Porous | Wet | R245fa | MinimizeLCOE_Brownfield | IgnoreSilica | 0 | 0 | 0 | 0 | [6 empty] | 10.8814 | [19 empty] | 237.1374 | 0
1 | 2300 | 707 | 0.03 | 15 | 15 | 7 | 3.1623e-13 | 5spot_SharedNeighbor | Water | Porous | Wet | R245fa | MinimizeLCOE_Brownfield | IgnoreSilica | 0 | 0 | 0 | 0 | [6 empty] | 10.3021 | [19 empty] | 316.2278 | 0
1 | 2300 | 707 | 0.03 | 15 | 15 | 7 | 4.217e-13 | 5spot_SharedNeighbor | Water | Porous | Wet | R245fa | MinimizeLCOE_Brownfield | IgnoreSilica | 0 | 0 | 0 | 0 | [6 empty] | 10.7345 | [19 empty] | 421.6965 | 0
1 | 2300 | 707 | 0.03 | 15 | 15 | 7 | 5.6234e-13 | 5spot_SharedNeighbor | Water | Porous | Wet | R245fa | MinimizeLCOE_Brownfield | IgnoreSilica | 0 | 0 | 0 | 0 | [6 empty] | 11.9332 | [19 empty] | 562.3413 | 0
1 | 2300 | 707 | 0.03 | 15 | 15 | 7 | 7.4989e-13 | 5spot_SharedNeighbor | Water | Porous | Wet | R245fa | MinimizeLCOE_Brownfield | IgnoreSilica | 0 | 0 | 0 | 0 | [6 empty] | 11.6968 | [19 empty] | 749.8942 | 0
1 | 2300 | 707 | 0.03 | 15 | 15 | 7 | 1e-12 | 5spot_SharedNeighbor | Water | Porous | Wet | R245fa | MinimizeLCOE_Brownfield | IgnoreSilica | 0 | 0 | 0 | 0 | [6 empty] | 12.771 | [19 empty] | 1000 | 0
1 | 2300 | 707 | 0.03 | 15 | 15 | 7 | 1.3335e-12 | 5spot_SharedNeighbor | Water | Porous | Wet | R245fa | MinimizeLCOE_Brownfield | IgnoreSilica | 0.91829 | 0.070303 | 0.00027875 | 4 | 7575748.4137 | 18471581.9735 | 154441.8784 | 376568.1832 | 67.208 | 0 | 31.2593 | 40640.4626 | 1112.2295 | 42447.2079 | 45578.329 | 0 | 29646.2305 | 0 | 62175.5393 | 161767.9992 | 110409.9834 | 493777.9815 | 961560.8286 | 6991696.732 | 6991696.732 | 1478867.319 | 3678399.7627 | 0 | 8447035.5421 | 20595999.3558 | 1333.5214 | 0.001115 | 7575748.4137 | 18471581.9735 | 154441.8784 | 376568.1832
1 | 2300 | 707 | 0.03 | 15 | 15 | 7 | 1.7783e-12 | 5spot_SharedNeighbor | Water | Porous | Wet | R245fa | MinimizeLCOE_Brownfield | IgnoreSilica | 1.3597 | 0.11823 | 0.0011635 | 4 | 1857484.6882 | 4467941.2073 | 37867.3378 | 91085.0248 | 71.6622 | 0 | 108.2176 | 61607.4553 | 1755.9666 | 64076.5802 | 58387.3438 | 0 | 37404.1114 | 0 | 87060.2683 | 226512.9597 | 154599.7494 | 691404.4346 | 961560.8286 | 6991696.732 | 6991696.732 | 1478867.319 | 3678399.7627 | 0 | 8644661.9953 | 20793625.809 | 1778.2794 | 0.004654 | 1857484.6882 | 4467941.2073 | 37867.3378 | 91085.0248
1 | 2300 | 707 | 0.03 | 15 | 15 | 7 | 2.3714e-12 | 5spot_SharedNeighbor | Water | Porous | Wet | R245fa | MinimizeLCOE_Brownfield | IgnoreSilica | 1.8848 | 0.17667 | 0.0025232 | 4 | 877957.7999 | 2081701.4975 | 17898.3573 | 42438.3007 | 74.4877 | 0 | 160.866 | 84063.3318 | 2458.4506 | 88138.8591 | 73772.3788 | 0 | 44621.193 | 0 | 114291.1432 | 297362.1102 | 202955.7504 | 907663.2171 | 961560.8286 | 6991696.732 | 6991696.732 | 1478867.319 | 3678399.7627 | 0 | 8860920.7777 | 21009884.5914 | 2371.3737 | 0.010093 | 877957.7999 | 2081701.4975 | 17898.3573 | 42438.3007
1 | 2300 | 707 | 0.03 | 15 | 15 | 7 | 3.1623e-12 | 5spot_SharedNeighbor | Water | Porous | Wet | R245fa | MinimizeLCOE_Brownfield | IgnoreSilica | 2.5266 | 0.24848 | 0.0044158 | 4 | 515379.2561 | 1203198.7124 | 10506.7032 | 24528.8332 | 76.4523 | 0 | 237.3682 | 108681.8523 | 3234.1099 | 115597.2348 | 92027.9068 | 0 | 51720.9726 | 0 | 144792.2098 | 376719.6289 | 257118.8876 | 1149892.8027 | 961560.8286 | 6991696.732 | 6991696.732 | 1478867.319 | 3678399.7627 | 0 | 9103150.3634 | 21252114.1771 | 3162.2777 | 0.017663 | 515379.2561 | 1203198.7124 | 10506.7032 | 24528.8332
1 | 2300 | 707 | 0.03 | 15 | 15 | 7 | 4.217e-12 | 5spot_SharedNeighbor | Water | Porous | Wet | R245fa | MinimizeLCOE_Brownfield | IgnoreSilica | 3.4003 | 0.34726 | 0.0070698 | 4 | 332971.9316 | 762581.0138 | 6788.0832 | 15546.2454 | 77.9936 | 0 | 41.0131 | 139284.7132 | 4203.6553 | 150890.3757 | 117371.5435 | 0 | 60569.2358 | 0 | 184204.6141 | 479262.6204 | 327106.5863 | 1462893.3443 | 961560.8286 | 6991696.732 | 6991696.732 | 1478867.319 | 3678399.7627 | 0 | 9416150.9049 | 21565114.7186 | 4216.965 | 0.028279 | 332971.9316 | 762581.0138 | 6788.0832 | 15546.2454
1 | 2300 | 707 | 0.03 | 15 | 15 | 7 | 5.6234e-12 | 5spot_SharedNeighbor | Water | Porous | Wet | R245fa | MinimizeLCOE_Brownfield | IgnoreSilica | 4.4797 | 0.46896 | 0.010581 | 4 | 230912.2686 | 517946.9738 | 4707.4589 | 10559.0496 | 79.0983 | 0 | 55.8123 | 173375.9413 | 5283.736 | 191716.8195 | 147752.7435 | 0 | 69578.8901 | 0 | 229206.1709 | 596347.44 | 407019.3815 | 1820281.1228 | 961560.8286 | 6991696.732 | 6991696.732 | 1478867.319 | 3678399.7627 | 0 | 9773538.6834 | 21922502.4971 | 5623.4133 | 0.042326 | 230912.2686 | 517946.9738 | 4707.4589 | 10559.0496
1 | 2300 | 707 | 0.03 | 15 | 15 | 7 | 7.4989e-12 | 5spot_SharedNeighbor | Water | Porous | Wet | R245fa | MinimizeLCOE_Brownfield | IgnoreSilica | 5.8628 | 0.62539 | 0.015288 | 4 | 166912.6436 | 365575.7381 | 3402.74 | 7452.7559 | 79.9306 | 0 | 53.4071 | 213423.6778 | 6553.3897 | 241202.849 | 186940.6404 | 0 | 79637.6791 | 0 | 283825.712 | 738456.282 | 504011.5862 | 2254051.8162 | 961560.8286 | 6991696.732 | 6991696.732 | 1478867.319 | 3678399.7627 | 0 | 10207309.3769 | 22356273.1906 | 7498.9421 | 0.061154 | 166912.6436 | 365575.7381 | 3402.74 | 7452.7559
1 | 2300 | 707 | 0.03 | 15 | 15 | 7 | 1e-11 | 5spot_SharedNeighbor | Water | Porous | Wet | R245fa | MinimizeLCOE_Brownfield | IgnoreSilica | 7.5996 | 0.82181 | 0.021488 | 4 | 124769.9421 | 266115.7175 | 2543.604 | 5425.1288 | 80.5197 | 0 | 58.8014 | 259565.3119 | 8015.7286 | 299958.4522 | 236679.2944 | 0 | 90437.9667 | 0 | 348916.134 | 907808.2081 | 619597.7556 | 2770978.8514 | 961560.8286 | 6991696.732 | 6991696.732 | 1478867.319 | 3678399.7627 | 0 | 10724236.412 | 22873200.2257 | 10000 | 0.085952 | 124769.9421 | 266115.7175 | 2543.604 | 5425.1288
1 | 2300 | 707 | 0.03 | 15 | 15 | 7 | 1.3335e-11 | 5spot_SharedNeighbor | Water | Porous | Wet | R245fa | MinimizeLCOE_Brownfield | IgnoreSilica | 9.9702 | 1.0921 | 0.029983 | 4 | 95075.2272 | 196372.5606 | 1938.2371 | 4003.3203 | 81.0789 | 0 | 53.2588 | 318120.5241 | 9875.2208 | 376392.6549 | 304791.2242 | 0 | 104538.0386 | 0 | 434349.8884 | 1130089.3122 | 771309.1766 | 3449466.0397 | 961560.8286 | 6991696.732 | 6991696.732 | 1478867.319 | 3678399.7627 | 0 | 11402723.6003 | 23551687.414 | 13335.2143 | 0.11993 | 95075.2272 | 196372.5606 | 1938.2371 | 4003.3203
1 | 2300 | 707 | 0.03 | 15 | 15 | 7 | 1.7783e-11 | 5spot_SharedNeighbor | Water | Porous | Wet | R245fa | MinimizeLCOE_Brownfield | IgnoreSilica | 12.8667 | 1.4207 | 0.040845 | 4 | 74569.631 | 148930.5897 | 1520.2028 | 3036.1515 | 81.4519 | 0 | 44.8385 | 383441.9835 | 11942.7867 | 464432.698 | 387054.6379 | 0 | 118788.9917 | 0 | 532607.8282 | 1385736.316 | 945793.5097 | 4229798.7518 | 961560.8286 | 6991696.732 | 6991696.732 | 1478867.319 | 3678399.7627 | 0 | 12183056.3125 | 24332020.1262 | 17782.7941 | 0.16338 | 74569.631 | 148930.5897 | 1520.2028 | 3036.1515
1 | 2300 | 707 | 0.03 | 15 | 15 | 7 | 2.3714e-11 | 5spot_SharedNeighbor | Water | Porous | Wet | R245fa | MinimizeLCOE_Brownfield | IgnoreSilica | 16.4741 | 1.8302 | 0.054919 | 4 | 59682.92 | 114987.2549 | 1216.7171 | 2344.1707 | 81.7352 | 0 | 54.8954 | 458737.8093 | 14323.2546 | 568606.1361 | 489516.2021 | 0 | 134024.3442 | 0 | 649431.021 | 1689686.3 | 1153245.6193 | 5157570.6864 | 961560.8286 | 6991696.732 | 6991696.732 | 1478867.319 | 3678399.7627 | 0 | 13110828.247 | 25259792.0607 | 23713.7371 | 0.21967 | 59682.92 | 114987.2549 | 1216.7171 | 2344.1707
1 | 2300 | 707 | 0.03 | 15 | 15 | 7 | 3.1623e-11 | 5spot_SharedNeighbor | Water | Porous | Wet | R245fa | MinimizeLCOE_Brownfield | IgnoreSilica | 20.9176 | 2.3346 | 0.072948 | 4 | 48681.7682 | 90317.7446 | 992.4437 | 1841.2494 | 81.9515 | 0 | 54.0285 | 544861.2054 | 17042.4885 | 690746.4322 | 615733.5874 | 0 | 150049.0684 | 0 | 787188.7849 | 2048103.7438 | 1397872.8894 | 6251598.2 | 961560.8286 | 6991696.732 | 6991696.732 | 1478867.319 | 3678399.7627 | 0 | 14204855.7606 | 26353819.5743 | 31622.7766 | 0.29179 | 48681.7682 | 90317.7446 | 992.4437 | 1841.2494
1 | 2300 | 707 | 0.03 | 15 | 15 | 7 | 4.217e-11 | 5spot_SharedNeighbor | Water | Porous | Wet | R245fa | MinimizeLCOE_Brownfield | IgnoreSilica | 25.317 | 2.8342 | 0.094352 | 4 | 40352.4607 | 72543.0609 | 822.6395 | 1478.8884 | 82.0919 | 0 | 50.0591 | 624819.6463 | 19564.1884 | 806571.5487 | 740823.2733 | 0 | 157415.8371 | 0 | 916185.8526 | 2383727.6528 | 1626943.1037 | 7276051.1028 | 961560.8286 | 6991696.732 | 6991696.732 | 1478867.319 | 3678399.7627 | 0 | 15229308.6635 | 27378272.4772 | 42169.6503 | 0.37741 | 40352.4607 | 72543.0609 | 822.6395 | 1478.8884
1 | 2300 | 707 | 0.03 | 15 | 15 | 7 | 5.6234e-11 | 5spot_SharedNeighbor | Water | Porous | Wet | R245fa | MinimizeLCOE_Brownfield | IgnoreSilica | 32.9003 | 3.6956 | 0.1245 | 4 | 34096.6653 | 58491.9922 | 695.1066 | 1192.4384 | 82.2476 | 0 | 57.0185 | 753515.812 | 23617.2188 | 997215.0057 | 956546.3692 | 0 | 183626.0475 | 0 | 1136662.9768 | 2957363.9039 | 2018461.6322 | 9027008.966 | 961560.8286 | 6991696.732 | 6991696.732 | 1478867.319 | 3678399.7627 | 0 | 16980266.5267 | 29129230.3404 | 56234.1325 | 0.498 | 34096.6653 | 58491.9922 | 695.1066 | 1192.4384
1 | 2300 | 707 | 0.03 | 15 | 15 | 7 | 7.4989e-11 | 5spot_SharedNeighbor | Water | Porous | Wet | R245fa | MinimizeLCOE_Brownfield | IgnoreSilica | 40.2481 | 4.5303 | 0.15828 | 4 | 29366.1075 | 48555.2597 | 598.6678 | 989.8646 | 82.3438 | 0 | 47.0253 | 869949.5616 | 27278.1607 | 1173581.2594 | 1165580.3012 | 0 | 198557.7082 | 0 | 1339629.3266 | 3485440.712 | 2378884.9046 | 10638901.9343 | 961560.8286 | 6991696.732 | 6991696.732 | 1478867.319 | 3678399.7627 | 0 | 18592159.495 | 30741123.3087 | 74989.4209 | 0.63312 | 29366.1075 | 48555.2597 | 598.6678 | 989.8646
1 | 2300 | 707 | 0.03 | 15 | 15 | 7 | 1e-10 | 5spot_SharedNeighbor | Water | Porous | Wet | R245fa | MinimizeLCOE_Brownfield | IgnoreSilica | 48.2964 | 5.4446 | 0.19707 | 4 | 25751.7414 | 41163.4864 | 524.9841 | 839.1733 | 82.4147 | 0 | 66.0459 | 990397.7763 | 31059.4859 | 1359425.9808 | 1394535.9631 | 0 | 210902.1915 | 0 | 1554665.3451 | 4044920.3221 | 2760741.2346 | 12346648.2994 | 961560.8286 | 6991696.732 | 6991696.732 | 1478867.319 | 3678399.7627 | 0 | 20299905.86 | 32448869.6737 | 100000 | 0.78829 | 25751.7414 | 41163.4864 | 524.9841 | 839.1733
1 | 2300 | 707 | 0.03 | 15 | 15 | 7 | 1.3335e-10 | 5spot_SharedNeighbor | Water | Porous | Wet | R245fa | MinimizeLCOE_Brownfield | IgnoreSilica | 56.6197 | 6.3893 | 0.23931 | 4 | 22994.8432 | 35686.4152 | 468.781 | 727.5158 | 82.4615 | 0 | 66.7173 | 1108694.1906 | 34766.8572 | 1545013.8367 | 1631253.7065 | 0 | 219285.3237 | 0 | 1770215.4267 | 4605737.4192 | 3143510.4271 | 14058477.1877 | 961560.8286 | 6991696.732 | 6991696.732 | 1478867.319 | 3678399.7627 | 0 | 22011734.7483 | 34160698.562 | 133352.1432 | 0.95725 | 22994.8432 | 35686.4152 | 468.781 | 727.5158
1 | 2300 | 707 | 0.03 | 15 | 15 | 7 | 1.7783e-10 | 5spot_SharedNeighbor | Water | Porous | Wet | R245fa | MinimizeLCOE_Brownfield | IgnoreSilica | 64.6829 | 7.303 | 0.28254 | 4 | 20901.3637 | 31651.0467 | 426.1026 | 645.2494 | 82.4856 | 0 | 77.5164 | 1218181.5396 | 38191.4236 | 1719337.9533 | 1860444.1016 | 0 | 222786.9003 | 0 | 1972987.3482 | 5133308.3646 | 3503588.4378 | 15668826.0689 | 961560.8286 | 6991696.732 | 6991696.732 | 1478867.319 | 3678399.7627 | 0 | 23622083.6295 | 35771047.4432 | 177827.941 | 1.1302 | 20901.3637 | 31651.0467 | 426.1026 | 645.2494
1 | 2300 | 707 | 0.03 | 15 | 15 | 7 | 2.3714e-10 | 5spot_SharedNeighbor | Water | Porous | Wet | R245fa | MinimizeLCOE_Brownfield | IgnoreSilica | 72.0908 | 8.1403 | 0.32432 | 4 | 19319.5841 | 28684.5881 | 393.8559 | 584.7741 | 82.4908 | 0 | 71.9013 | 1314886.4224 | 41209.7343 | 1875300.2007 | 2070832.3345 | 0 | 221862.4303 | 0 | 2154395.5377 | 5605295.2617 | 3825729.1934 | 17109511.1151 | 961560.8286 | 6991696.732 | 6991696.732 | 1478867.319 | 3678399.7627 | 0 | 25062768.6757 | 37211732.4894 | 237137.3706 | 1.2973 | 19319.5841 | 28684.5881 | 393.8559 | 584.7741
1 | 2300 | 707 | 0.03 | 15 | 15 | 7 | 3.1623e-10 | 5spot_SharedNeighbor | Water | Porous | Wet | R245fa | MinimizeLCOE_Brownfield | IgnoreSilica | 78.554 | 8.8687 | 0.36253 | 4 | 18129.2045 | 26507.0156 | 369.5884 | 540.3814 | 82.483 | 0 | 72.0582 | 1396509.3913 | 43751.8486 | 2008380.2652 | 2254207.2013 | 0 | 217412.7208 | 0 | 2308901.9566 | 6007289.2702 | 4100098.3644 | 18336551.0183 | 961560.8286 | 6991696.732 | 6991696.732 | 1478867.319 | 3678399.7627 | 0 | 26289808.579 | 38438772.3927 | 316227.766 | 1.4501 | 18129.2045 | 26507.0156 | 369.5884 | 540.3814
1 | 2300 | 707 | 0.03 | 15 | 15 | 7 | 4.217e-10 | 5spot_SharedNeighbor | Water | Porous | Wet | R245fa | MinimizeLCOE_Brownfield | IgnoreSilica | 84.0028 | 9.4808 | 0.39603 | 4 | 17235.6852 | 24904.9968 | 351.3728 | 507.722 | 82.468 | 0 | 75.0703 | 1463477.4328 | 45833.3451 | 2118553.8103 | 2408644.3577 | 0 | 210899.3835 | 0 | 2436489.2485 | 6339245.2318 | 4326665.1292 | 19349807.9389 | 961560.8286 | 6991696.732 | 6991696.732 | 1478867.319 | 3678399.7627 | 0 | 27303065.4995 | 39452029.3132 | 421696.5034 | 1.5841 | 17235.6852 | 24904.9968 | 351.3728 | 507.722
1 | 2300 | 707 | 0.03 | 15 | 15 | 7 | 5.6234e-10 | 5spot_SharedNeighbor | Water | Porous | Wet | R245fa | MinimizeLCOE_Brownfield | IgnoreSilica | 88.4561 | 9.9796 | 0.42431 | 4 | 16565.9182 | 23723.9451 | 337.7186 | 483.6447 | 82.4503 | 0 | 82.0394 | 1517026.2455 | 47494.7771 | 2207294.7448 | 2534742.5058 | 0 | 203484.4148 | 0 | 2538916.6483 | 6605740.3154 | 4508553.4997 | 20163253.1513 | 961560.8286 | 6991696.732 | 6991696.732 | 1478867.319 | 3678399.7627 | 0 | 28116510.7119 | 40265474.5256 | 562341.3252 | 1.6973 | 16565.9182 | 23723.9451 | 337.7186 | 483.6447
1 | 2300 | 707 | 0.03 | 15 | 15 | 7 | 7.4989e-10 | 5spot_SharedNeighbor | Water | Porous | Wet | R245fa | MinimizeLCOE_Brownfield | IgnoreSilica | 91.9982 | 10.3753 | 0.44748 | 4 | 16064.1581 | 22851.6022 | 327.4896 | 465.8608 | 82.4329 | 0 | 75.1324 | 1558891.0354 | 48791.7334 | 2277074.7765 | 2634955.7709 | 0 | 195996.8665 | 0 | 2619126.9713 | 6814431.1224 | 4650989.2636 | 20800257.54 | 961560.8286 | 6991696.732 | 6991696.732 | 1478867.319 | 3678399.7627 | 0 | 28753515.1006 | 40902478.9143 | 749894.2093 | 1.7899 | 16064.1581 | 22851.6022 | 327.4896 | 465.8608
1 | 2300 | 707 | 0.03 | 15 | 15 | 7 | 1e-09 | 5spot_SharedNeighbor | Water | Porous | Wet | R245fa | MinimizeLCOE_Brownfield | IgnoreSilica | 94.7903 | 10.6866 | 0.46611 | 4 | 15688.3032 | 22204.5183 | 319.8273 | 452.6691 | 82.4172 | 0 | 80.2733 | 1591451.9925 | 49799.2112 | 2331592.8392 | 2713894.9638 | 0 | 189137.5663 | 0 | 2681591.8635 | 6976951.9588 | 4761913.0739 | 21296333.4693 | 961560.8286 | 6991696.732 | 6991696.732 | 1478867.319 | 3678399.7627 | 0 | 29249591.0299 | 41398554.8436 | 1000000 | 1.8644 | 15688.3032 | 22204.5183 | 319.8273 | 452.6691
1 | 2300 | 707 | 0.03 | 15 | 15 | 7 | 1.3335e-09 | 5spot_SharedNeighbor | Water | Porous | Wet | R245fa | MinimizeLCOE_Brownfield | IgnoreSilica | 96.946 | 10.9264 | 0.48077 | 4 | 15406.7304 | 21724.1691 | 314.087 | 442.8766 | 82.4039 | 0 | 92.2907 | 1616331.5874 | 50568.2537 | 2373395.5377 | 2774804.1916 | 0 | 183092.5934 | 0 | 2729294.9439 | 7101065.5886 | 4846623.1765 | 21675175.8729 | 961560.8286 | 6991696.732 | 6991696.732 | 1478867.319 | 3678399.7627 | 0 | 29628433.4335 | 41777397.2472 | 1333521.4322 | 1.9231 | 15406.7304 | 21724.1691 | 314.087 | 442.8766
1 | 2300 | 707 | 0.03 | 15 | 15 | 7 | 1.7783e-09 | 5spot_SharedNeighbor | Water | Porous | Wet | R245fa | MinimizeLCOE_Brownfield | IgnoreSilica | 98.605 | 11.1108 | 0.4922 | 4 | 15195.7513 | 21366.4515 | 309.7859 | 435.584 | 82.3929 | 0 | 88.0889 | 1635328.1674 | 51154.9909 | 2405399.1344 | 2821658.5146 | 0 | 178018.5071 | 0 | 2765708.1326 | 7195805.2363 | 4911284.9328 | 21964357.616 | 961560.8286 | 6991696.732 | 6991696.732 | 1478867.319 | 3678399.7627 | 0 | 29917615.1767 | 42066578.9904 | 1778279.41 | 1.9688 | 15195.7513 | 21366.4515 | 309.7859 | 435.584
1 | 2300 | 707 | 0.03 | 15 | 15 | 7 | 2.3714e-09 | 5spot_SharedNeighbor | Water | Porous | Wet | R245fa | MinimizeLCOE_Brownfield | IgnoreSilica | 99.8593 | 11.25 | 0.50098 | 4 | 15037.6381 | 21100.1805 | 306.5626 | 430.1557 | 82.3842 | 0 | 74.9657 | 1649604.7075 | 51595.6763 | 2429499.8554 | 2857070.2214 | 0 | 173815.7449 | 0 | 2793018.6202 | 7266861.5227 | 4959782.3083 | 22181248.6567 | 961560.8286 | 6991696.732 | 6991696.732 | 1478867.319 | 3678399.7627 | 0 | 30134506.2174 | 42283470.0311 | 2371373.7057 | 2.0039 | 15037.6381 | 21100.1805 | 306.5626 | 430.1557
1 | 2300 | 707 | 0.03 | 15 | 15 | 7 | 3.1623e-09 | 5spot_SharedNeighbor | Water | Porous | Wet | R245fa | MinimizeLCOE_Brownfield | IgnoreSilica | 100.8339 | 11.3581 | 0.50778 | 4 | 14919.1253 | 20900.5103 | 304.1465 | 426.0852 | 82.3773 | 0 | 76.54 | 1660647.3261 | 51936.3785 | 2448170.2019 | 2884578.1141 | 0 | 170547.5418 | 0 | 2814193.0293 | 7321952.9919 | 4997383.3681 | 22349408.9517 | 961560.8286 | 6991696.732 | 6991696.732 | 1478867.319 | 3678399.7627 | 0 | 30302666.5123 | 42451630.326 | 3162277.6602 | 2.0311 | 14919.1253 | 20900.5103 | 304.1465 | 426.0852
1 | 2300 | 707 | 0.03 | 15 | 15 | 7 | 4.217e-09 | 5spot_SharedNeighbor | Water | Porous | Wet | R245fa | MinimizeLCOE_Brownfield | IgnoreSilica | 101.5501 | 11.4375 | 0.51289 | 4 | 14830.2837 | 20752.1021 | 302.3354 | 423.0597 | 82.372 | 0 | 86.0243 | 1668734.4152 | 52185.8034 | 2461859.5522 | 2904788.9631 | 0 | 167876.6917 | 0 | 2829623.716 | 7362100.4734 | 5024784.8491 | 22471954.4641 | 961560.8286 | 6991696.732 | 6991696.732 | 1478867.319 | 3678399.7627 | 0 | 30425212.0247 | 42574175.8384 | 4216965.0343 | 2.0516 | 14830.2837 | 20752.1021 | 302.3354 | 423.0597
1 | 2300 | 707 | 0.03 | 15 | 15 | 7 | 5.6234e-09 | 5spot_SharedNeighbor | Water | Porous | Wet | R245fa | MinimizeLCOE_Brownfield | IgnoreSilica | 102.0908 | 11.4974 | 0.51677 | 4 | 14763.6786 | 20641.0899 | 300.9776 | 420.7965 | 82.368 | 0 | 74.9278 | 1674823.6155 | 52373.5584 | 2472175.9746 | 2920043.3301 | 0 | 165798.0435 | 0 | 2841233.6637 | 7392307.1757 | 5045401.5442 | 22564156.9058 | 961560.8286 | 6991696.732 | 6991696.732 | 1478867.319 | 3678399.7627 | 0 | 30517414.4664 | 42666378.2801 | 5623413.2519 | 2.0671 | 14763.6786 | 20641.0899 | 300.9776 | 420.7965
1 | 2300 | 707 | 0.03 | 15 | 15 | 7 | 7.4989e-09 | 5spot_SharedNeighbor | Water | Porous | Wet | R245fa | MinimizeLCOE_Brownfield | IgnoreSilica | 102.5124 | 11.5441 | 0.51974 | 4 | 14713.7408 | 20557.472 | 299.9595 | 419.0919 | 82.3648 | 0 | 75.198 | 1679562.0292 | 52519.6333 | 2480209.2079 | 2931935.4984 | 0 | 164256.0923 | 0 | 2850308.1598 | 7415917.1532 | 5061515.8389 | 22636223.613 | 961560.8286 | 6991696.732 | 6991696.732 | 1478867.319 | 3678399.7627 | 0 | 30589481.1737 | 42738444.9874 | 7498942.0933 | 2.079 | 14713.7408 | 20557.472 | 299.9595 | 419.0919
1 | 2300 | 707 | 0.03 | 15 | 15 | 7 | 1e-08 | 5spot_SharedNeighbor | Water | Porous | Wet | R245fa | MinimizeLCOE_Brownfield | IgnoreSilica | 102.8265 | 11.5789 | 0.52198 | 4 | 14676.2977 | 20494.9775 | 299.1962 | 417.8178 | 82.3624 | 0 | 85.2364 | 1683087.6435 | 52628.3031 | 2486189.3742 | 2940796.2415 | 0 | 163060.6542 | 0 | 2857047.2644 | 7433450.9211 | 5073482.9958 | 22689743.3979 | 961560.8286 | 6991696.732 | 6991696.732 | 1478867.319 | 3678399.7627 | 0 | 30643000.9585 | 42791964.7722 | 10000000 | 2.0879 | 14676.2977 | 20494.9775 | 299.1962 | 417.8178
1 | 2400 | 707 | 0.03 | 15 | 15 | 7 | 1e-13 | 5spot_SharedNeighbor | Water | Porous | Wet | R245fa | MinimizeLCOE_Brownfield | IgnoreSilica | 0 | 0 | 0 | 0 | [6 empty] | 7.7428 | [19 empty] | 100 | 0
1 | 2400 | 707 | 0.03 | 15 | 15 | 7 | 1.3335e-13 | 5spot_SharedNeighbor | Water | Porous | Wet | R245fa | MinimizeLCOE_Brownfield | IgnoreSilica | 0 | 0 | 0 | 0 | [6 empty] | 9.1789 | [19 empty] | 133.3521 | 0
1 | 2400 | 707 | 0.03 | 15 | 15 | 7 | 1.7783e-13 | 5spot_SharedNeighbor | Water | Porous | Wet | R245fa | MinimizeLCOE_Brownfield | IgnoreSilica | 0 | 0 | 0 | 0 | [6 empty] | 10.2268 | [19 empty] | 177.8279 | 0
1 | 2400 | 707 | 0.03 | 15 | 15 | 7 | 2.3714e-13 | 5spot_SharedNeighbor | Water | Porous | Wet | R245fa | MinimizeLCOE_Brownfield | IgnoreSilica | 0 | 0 | 0 | 0 | [6 empty] | 10.8857 | [19 empty] | 237.1374 | 0
1 | 2400 | 707 | 0.03 | 15 | 15 | 7 | 3.1623e-13 | 5spot_SharedNeighbor | Water | Porous | Wet | R245fa | MinimizeLCOE_Brownfield | IgnoreSilica | 0 | 0 | 0 | 0 | [6 empty] | 10.7165 | [19 empty] | 316.2278 | 0
1 | 2400 | 707 | 0.03 | 15 | 15 | 7 | 4.217e-13 | 5spot_SharedNeighbor | Water | Porous | Wet | R245fa | MinimizeLCOE_Brownfield | IgnoreSilica | 0 | 0 | 0 | 0 | [6 empty] | 10.7001 | [19 empty] | 421.6965 | 0
1 | 2400 | 707 | 0.03 | 15 | 15 | 7 | 5.6234e-13 | 5spot_SharedNeighbor | Water | Porous | Wet | R245fa | MinimizeLCOE_Brownfield | IgnoreSilica | 0 | 0 | 0 | 0 | [6 empty] | 12.0533 | [19 empty] | 562.3413 | 0
1 | 2400 | 707 | 0.03 | 15 | 15 | 7 | 7.4989e-13 | 5spot_SharedNeighbor | Water | Porous | Wet | R245fa | MinimizeLCOE_Brownfield | IgnoreSilica | 0 | 0 | 0 | 0 | [6 empty] | 12.7442 | [19 empty] | 749.8942 | 0
1 | 2400 | 707 | 0.03 | 15 | 15 | 7 | 1e-12 | 5spot_SharedNeighbor | Water | Porous | Wet | R245fa | MinimizeLCOE_Brownfield | IgnoreSilica | 0 | 0 | 0 | 0 | [6 empty] | 12.5195 | [19 empty] | 1000 | 0
1 | 2400 | 707 | 0.03 | 15 | 15 | 7 | 1.3335e-12 | 5spot_SharedNeighbor | Water | Porous | Wet | R245fa | MinimizeLCOE_Brownfield | IgnoreSilica | 1.6 | 0.15297 | 0.00030822 | 4 | 7418845.5217 | 17660112.5046 | 151243.2007 | 360025.2805 | 75.2682 | 0 | 16.9643 | 76817.3892 | 2255.1851 | 78492.0549 | 66690.0133 | 0 | 50946.421 | 0 | 107328.4148 | 279246.5191 | 190591.4872 | 852367.4846 | 961560.8286 | 7332603.3321 | 7332603.3321 | 1478867.319 | 3814762.4027 | 0 | 9146531.6454 | 21772764.6992 | 1333.5214 | 0.0012329 | 7418845.5217 | 17660112.5046 | 151243.2007 | 360025.2805
1 | 2400 | 707 | 0.03 | 15 | 15 | 7 | 1.7783e-12 | 5spot_SharedNeighbor | Water | Porous | Wet | R245fa | MinimizeLCOE_Brownfield | IgnoreSilica | 1.5931 | 0.15217 | 0.001994 | 4 | 1143308.2009 | 2726309.0225 | 23307.8841 | 55579.497 | 75.2292 | 0 | 135.5755 | 76505.9893 | 2245.2946 | 78163.6835 | 66491.2109 | 0 | 42965.2484 | 0 | 103884.8564 | 270287.0867 | 184476.4905 | 825019.8603 | 961560.8286 | 7332603.3321 | 7332603.3321 | 1478867.319 | 3814762.4027 | 0 | 9119184.021 | 21745417.0749 | 1778.2794 | 0.0079761 | 1143308.2009 | 2726309.0225 | 23307.8841 | 55579.497
1 | 2400 | 707 | 0.03 | 15 | 15 | 7 | 2.3714e-12 | 5spot_SharedNeighbor | Water | Porous | Wet | R245fa | MinimizeLCOE_Brownfield | IgnoreSilica | 2.2349 | 0.22826 | 0.0038209 | 4 | 614208.9378 | 1440348.6492 | 12521.48 | 29363.4554 | 77.9979 | 0 | 196.4754 | 104259.3883 | 3134.0588 | 107865.7141 | 85399.3511 | 0 | 52248.8826 | 0 | 137633.884 | 358095.1336 | 244407.2868 | 1093043.6993 | 961560.8286 | 7332603.3321 | 7332603.3321 | 1478867.319 | 3814762.4027 | 0 | 9387207.8601 | 22013440.914 | 2371.3737 | 0.015283 | 614208.9378 | 1440348.6492 | 12521.48 | 29363.4554
1 | 2400 | 707 | 0.03 | 15 | 15 | 7 | 3.1623e-12 | 5spot_SharedNeighbor | Water | Porous | Wet | R245fa | MinimizeLCOE_Brownfield | IgnoreSilica | 2.9445 | 0.31273 | 0.0063214 | 4 | 381903.2544 | 881251.0978 | 7785.6144 | 17965.4956 | 79.7379 | 0 | 47.089 | 131837.1613 | 4021.5495 | 138568.6906 | 105754.9338 | 0 | 59700.9381 | 0 | 171554.4766 | 446349.5574 | 304642.7445 | 1362430.0519 | 961560.8286 | 7332603.3321 | 7332603.3321 | 1478867.319 | 3814762.4027 | 0 | 9656594.2126 | 22282827.2665 | 3162.2777 | 0.025285 | 381903.2544 | 881251.0978 | 7785.6144 | 17965.4956
1 | 2400 | 707 | 0.03 | 15 | 15 | 7 | 4.217e-12 | 5spot_SharedNeighbor | Water | Porous | Wet | R245fa | MinimizeLCOE_Brownfield | IgnoreSilica | 3.9191 | 0.4299 | 0.0098031 | 4 | 255287.0726 | 577281.7313 | 5204.3723 | 11768.6689 | 81.1464 | 0 | 50.215 | 166657.6528 | 5147.4606 | 178529.0848 | 134459.0495 | 0 | 69340.9198 | 0 | 216112.3253 | 562279.9398 | 383767.6126 | 1716294.0453 | 961560.8286 | 7332603.3321 | 7332603.3321 | 1478867.319 | 3814762.4027 | 0 | 10010458.2061 | 22636691.26 | 4216.965 | 0.039213 | 255287.0726 | 577281.7313 | 5204.3723 | 11768.6689
1 | 2400 | 707 | 0.03 | 15 | 15 | 7 | 5.6234e-12 | 5spot_SharedNeighbor | Water | Porous | Wet | R245fa | MinimizeLCOE_Brownfield | IgnoreSilica | 5.1707 | 0.58022 | 0.01443 | 4 | 180779.9154 | 399532.3056 | 3685.4431 | 8145.0065 | 82.2008 | 0 | 60.0538 | 207181.6907 | 6457.0898 | 226742.2859 | 170577.4534 | 0 | 80080.9672 | 0 | 269505.3999 | 701197.7674 | 478581.8844 | 2140324.5388 | 961560.8286 | 7332603.3321 | 7332603.3321 | 1478867.319 | 3814762.4027 | 0 | 10434488.6995 | 23060721.7534 | 5623.4133 | 0.057719 | 180779.9154 | 399532.3056 | 3685.4431 | 8145.0065
1 | 2400 | 707 | 0.03 | 15 | 15 | 7 | 7.4989e-12 | 5spot_SharedNeighbor | Water | Porous | Wet | R245fa | MinimizeLCOE_Brownfield | IgnoreSilica | 6.7176 | 0.76619 | 0.020553 | 4 | 132931.5337 | 286509.3617 | 2709.9891 | 5840.8809 | 82.9582 | 0 | 55.3411 | 253077.8617 | 7940.3647 | 283051.1934 | 215433.4471 | 0 | 91139.9072 | 0 | 331750.6819 | 863147.2228 | 589115.7155 | 2634656.3943 | 961560.8286 | 7332603.3321 | 7332603.3321 | 1478867.319 | 3814762.4027 | 0 | 10928820.555 | 23555053.6089 | 7498.9421 | 0.082214 | 132931.5337 | 286509.3617 | 2709.9891 | 5840.8809
1 | 2400 | 707 | 0.03 | 15 | 15 | 7 | 1e-11 | 5spot_SharedNeighbor | Water | Porous | Wet | R245fa | MinimizeLCOE_Brownfield | IgnoreSilica | 9.2586 | 1.0738 | 0.029215 | 4 | 100282.2858 | 208327.3334 | 2044.39 | 4247.0345 | 83.6908 | 0 | 56.2943 | 322373.754 | 10183.6901 | 370553.1383 | 290583.9568 | 0 | 112093.5594 | 0 | 431257.3585 | 1122043.1837 | 765817.5285 | 3424906.1692 | 961560.8286 | 7332603.3321 | 7332603.3321 | 1478867.319 | 3814762.4027 | 0 | 11719070.33 | 24345303.3839 | 10000 | 0.11686 | 100282.2858 | 208327.3334 | 2044.39 | 4247.0345
1 | 2400 | 707 | 0.03 | 15 | 15 | 7 | 1.3335e-11 | 5spot_SharedNeighbor | Water | Porous | Wet | R245fa | MinimizeLCOE_Brownfield | IgnoreSilica | 11.4318 | 1.337 | 0.039844 | 4 | 77412.9942 | 156635.6641 | 1578.1686 | 3193.2299 | 84.0686 | 0 | 50.4405 | 376959.9557 | 11949.0945 | 441470.5136 | 354762.1365 | 0 | 120417.8741 | 0 | 509168.234 | 1324751.3001 | 904169.9833 | 4043649.0918 | 961560.8286 | 7332603.3321 | 7332603.3321 | 1478867.319 | 3814762.4027 | 0 | 12337813.2525 | 24964046.3064 | 13335.2143 | 0.15938 | 77412.9942 | 156635.6641 | 1578.1686 | 3193.2299
1 | 2400 | 707 | 0.03 | 15 | 15 | 7 | 1.7783e-11 | 5spot_SharedNeighbor | Water | Porous | Wet | R245fa | MinimizeLCOE_Brownfield | IgnoreSilica | 14.6862 | 1.7302 | 0.053951 | 4 | 61334.7768 | 119843.0078 | 1250.3924 | 2443.1618 | 84.4179 | 0 | 55.5131 | 452629.8704 | 14390.0911 | 542439.3806 | 449791.0627 | 0 | 136371.2882 | 0 | 622292.4603 | 1619077.332 | 1105053.5478 | 4942045.0331 | 961560.8286 | 7332603.3321 | 7332603.3321 | 1478867.319 | 3814762.4027 | 0 | 13236209.1938 | 25862442.2477 | 17782.7941 | 0.2158 | 61334.7768 | 119843.0078 | 1250.3924 | 2443.1618
1 | 2400 | 707 | 0.03 | 15 | 15 | 7 | 2.3714e-11 | 5spot_SharedNeighbor | Water | Porous | Wet | R245fa | MinimizeLCOE_Brownfield | IgnoreSilica | 18.725 | 2.2183 | 0.072144 | 4 | 49559.3854 | 93313.1255 | 1010.3351 | 1902.3143 | 84.6846 | 0 | 57.8367 | 539700.0255 | 17194.9722 | 661604.5256 | 567734.7313 | 0 | 153365.5968 | 0 | 756443.9421 | 1968111.9693 | 1343276.8597 | 6007432.6226 | 961560.8286 | 7332603.3321 | 7332603.3321 | 1478867.319 | 3814762.4027 | 0 | 14301596.7834 | 26927829.8373 | 23713.7371 | 0.28857 | 49559.3854 | 93313.1255 | 1010.3351 | 1902.3143
1 | 2400 | 707 | 0.03 | 15 | 15 | 7 | 3.1623e-11 | 5spot_SharedNeighbor | Water | Porous | Wet | R245fa | MinimizeLCOE_Brownfield | IgnoreSilica | 23.6897 | 2.8185 | 0.095336 | 4 | 40794.0733 | 73904.0452 | 831.6424 | 1506.6339 | 84.8895 | 0 | 65.1373 | 639238.3158 | 20396.7653 | 801150.3964 | 712720.9987 | 0 | 171261.7439 | 0 | 914459.6058 | 2379236.3129 | 1623877.672 | 7262341.8108 | 961560.8286 | 7332603.3321 | 7332603.3321 | 1478867.319 | 3814762.4027 | 0 | 15556505.9716 | 28182739.0255 | 31622.7766 | 0.38134 | 40794.0733 | 73904.0452 | 831.6424 | 1506.6339
1 | 2400 | 707 | 0.03 | 15 | 15 | 7 | 4.217e-11 | 5spot_SharedNeighbor | Water | Porous | Wet | R245fa | MinimizeLCOE_Brownfield | IgnoreSilica | 29.6607 | 3.5404 | 0.12436 | 4 | 34186.2906 | 59567.957 | 696.9338 | 1214.3734 | 85.0467 | 0 | 56.6801 | 750962.7762 | 23985.1203 | 961368.1676 | 887142.1331 | 0 | 189347.2931 | 0 | 1096994.1413 | 2854153.7311 | 1948018.5685 | 8711971.9313 | 961560.8286 | 7332603.3321 | 7332603.3321 | 1478867.319 | 3814762.4027 | 0 | 17006136.092 | 29632369.1459 | 42169.6503 | 0.49745 | 34186.2906 | 59567.957 | 696.9338 | 1214.3734
1 | 2400 | 707 | 0.03 | 15 | 15 | 7 | 5.6234e-11 | 5spot_SharedNeighbor | Water | Porous | Wet | R245fa | MinimizeLCOE_Brownfield | IgnoreSilica | 36.6445 | 4.3849 | 0.1598 | 4 | 29159.4944 | 48912.6143 | 594.4557 | 997.1498 | 85.167 | 0 | 64.4298 | 873419.2752 | 27912.2262 | 1140715.6618 | 1091234.9193 | 0 | 206658.1597 | 0 | 1302576.6944 | 3389037.3637 | 2313087.6385 | 10344641.9387 | 961560.8286 | 7332603.3321 | 7332603.3321 | 1478867.319 | 3814762.4027 | 0 | 18638806.0994 | 31265039.1533 | 56234.1325 | 0.6392 | 29159.4944 | 48912.6143 | 594.4557 | 997.1498
1 | 2400 | 707 | 0.03 | 15 | 15 | 7 | 7.4989e-11 | 5spot_SharedNeighbor | Water | Porous | Wet | R245fa | MinimizeLCOE_Brownfield | IgnoreSilica | 43.7164 | 5.2401 | 0.20013 | 4 | 25260.3242 | 41033.2127 | 514.9659 | 836.5175 | 85.25 | 0 | 62.5027 | 990493.3446 | 31660.9979 | 1315393.2933 | 1297907.4502 | 0 | 215305.6884 | 0 | 1501796.702 | 3907366.9577 | 2666858.237 | 11926782.6711 | 961560.8286 | 7332603.3321 | 7332603.3321 | 1478867.319 | 3814762.4027 | 0 | 20220946.8318 | 32847179.8857 | 74989.4209 | 0.8005 | 25260.3242 | 41033.2127 | 514.9659 | 836.5175
1 | 2400 | 707 | 0.03 | 15 | 15 | 7 | 1e-10 | 5spot_SharedNeighbor | Water | Porous | Wet | R245fa | MinimizeLCOE_Brownfield | IgnoreSilica | 53.2487 | 6.3924 | 0.24991 | 4 | 22330.8878 | 34961.7602 | 455.2454 | 712.7428 | 85.3233 | 0 | 61.3744 | 1139660.3318 | 36428.9287 | 1542018.6725 | 1576444.7709 | 0 | 234789.5334 | 0 | 1766443.4726 | 4595923.5683 | 3136812.2721 | 14028521.5503 | 961560.8286 | 7332603.3321 | 7332603.3321 | 1478867.319 | 3814762.4027 | 0 | 22322685.7111 | 34948918.765 | 100000 | 0.99963 | 22330.8878 | 34961.7602 | 455.2454 | 712.7428
1 | 2400 | 707 | 0.03 | 15 | 15 | 7 | 1.3335e-10 | 5spot_SharedNeighbor | Water | Porous | Wet | R245fa | MinimizeLCOE_Brownfield | IgnoreSilica | 61.7749 | 7.4216 | 0.30002 | 4 | 20102.84 | 30623.9129 | 409.8236 | 624.3099 | 85.3601 | 0 | 61.9059 | 1266198.3294 | 40464.8679 | 1737576.4719 | 1825464.8257 | 0 | 241614.3017 | 0 | 1993414.3307 | 5186455.1829 | 3539862.2333 | 15831050.5434 | 961560.8286 | 7332603.3321 | 7332603.3321 | 1478867.319 | 3814762.4027 | 0 | 24125214.7042 | 36751447.7581 | 133352.1432 | 1.2001 | 20102.84 | 30623.9129 | 409.8236 | 624.3099
1 | 2400 | 707 | 0.03 | 15 | 15 | 7 | 1.7783e-10 | 5spot_SharedNeighbor | Water | Porous | Wet | R245fa | MinimizeLCOE_Brownfield | IgnoreSilica | 69.8723 | 8.3967 | 0.35015 | 4 | 18412.4886 | 27427.4683 | 375.3635 | 559.146 | 85.3731 | 0 | 72.8458 | 1381243.3968 | 44125.8074 | 1917906.2381 | 2061771.4538 | 0 | 243204.1965 | 0 | 2202817.9261 | 5731280.3836 | 3911716.6278 | 17494066.03 | 961560.8286 | 7332603.3321 | 7332603.3321 | 1478867.319 | 3814762.4027 | 0 | 25788230.1908 | 38414463.2447 | 177827.941 | 1.4006 | 18412.4886 | 27427.4683 | 375.3635 | 559.146
1 | 2400 | 707 | 0.03 | 15 | 15 | 7 | 2.3714e-10 | 5spot_SharedNeighbor | Water | Porous | Wet | R245fa | MinimizeLCOE_Brownfield | IgnoreSilica | 77.1339 | 9.2683 | 0.39741 | 4 | 17136.1864 | 25079.0414 | 349.3443 | 511.2702 | 85.3679 | 0 | 64.5265 | 1480625.3684 | 47280.6478 | 2075601.9921 | 2273461.7068 | 0 | 240095.3726 | 0 | 2385655.3842 | 6206985.9445 | 4236395.4479 | 18946101.8642 | 961560.8286 | 7332603.3321 | 7332603.3321 | 1478867.319 | 3814762.4027 | 0 | 27240266.025 | 39866499.0789 | 237137.3706 | 1.5896 | 17136.1864 | 25079.0414 | 349.3443 | 511.2702
1 | 2400 | 707 | 0.03 | 15 | 15 | 7 | 3.1623e-10 | 5spot_SharedNeighbor | Water | Porous | Wet | R245fa | MinimizeLCOE_Brownfield | IgnoreSilica | 83.3944 | 10.0172 | 0.4399 | 4 | 16175.8766 | 23351.4672 | 329.7671 | 476.0512 | 85.3515 | 0 | 73.2351 | 1563672.2894 | 49910.6951 | 2208741.705 | 2455756.2564 | 0 | 233834.0971 | 0 | 2539646.8667 | 6607640.194 | 4509850.2059 | 20169052.3096 | 961560.8286 | 7332603.3321 | 7332603.3321 | 1478867.319 | 3814762.4027 | 0 | 28463216.4703 | 41089449.5242 | 316227.766 | 1.7596 | 16175.8766 | 23351.4672 | 329.7671 | 476.0512
1 | 2400 | 707 | 0.03 | 15 | 15 | 7 | 4.217e-10 | 5spot_SharedNeighbor | Water | Porous | Wet | R245fa | MinimizeLCOE_Brownfield | IgnoreSilica | 85.8419 | 10.3092 | 0.4678 | 4 | 15429.9131 | 22177.5613 | 314.5596 | 452.1196 | 85.3422 | 0 | 81.2647 | 1595511.8115 | 50917.3682 | 2260118.9174 | 2526964.2646 | 0 | 210556.5514 | 0 | 2591186.8761 | 6741736.7262 | 4601373.8445 | 20578366.3599 | 961560.8286 | 7332603.3321 | 7332603.3321 | 1478867.319 | 3814762.4027 | 0 | 28872530.5207 | 41498763.5746 | 421696.5034 | 1.8712 | 15429.9131 | 22177.5613 | 314.5596 | 452.1196
1 | 2400 | 707 | 0.03 | 15 | 15 | 7 | 5.6234e-10 | 5spot_SharedNeighbor | Water | Porous | Wet | R245fa | MinimizeLCOE_Brownfield | IgnoreSilica | 92.805 | 11.1374 | 0.50707 | 4 | 14914.1476 | 21139.2135 | 304.0451 | 430.9515 | 85.3075 | 0 | 80.1786 | 1684271.1272 | 53718.5418 | 2404315.8046 | 2729343.9403 | 0 | 217223.824 | 0 | 2764660.5628 | 7193079.6745 | 4909424.6809 | 21956038.1562 | 961560.8286 | 7332603.3321 | 7332603.3321 | 1478867.319 | 3814762.4027 | 0 | 30250202.3169 | 42876435.3708 | 562341.3252 | 2.0283 | 14914.1476 | 21139.2135 | 304.0451 | 430.9515
1 | 2400 | 707 | 0.03 | 15 | 15 | 7 | 7.4989e-10 | 5spot_SharedNeighbor | Water | Porous | Wet | R245fa | MinimizeLCOE_Brownfield | IgnoreSilica | 96.1346 | 11.5321 | 0.53187 | 4 | 14508.8139 | 20443.6855 | 295.7818 | 416.7722 | 85.2867 | 0 | 82.1479 | 1725791.6062 | 55026.0955 | 2472268.5367 | 2826001.4501 | 0 | 208928.1865 | 0 | 2842326.1912 | 7395149.7083 | 5047341.6311 | 22572833.4056 | 961560.8286 | 7332603.3321 | 7332603.3321 | 1478867.319 | 3814762.4027 | 0 | 30866997.5663 | 43493230.6202 | 749894.2093 | 2.1275 | 14508.8139 | 20443.6855 | 295.7818 | 416.7722
1 | 2400 | 707 | 0.03 | 15 | 15 | 7 | 1e-09 | 5spot_SharedNeighbor | Water | Porous | Wet | R245fa | MinimizeLCOE_Brownfield | IgnoreSilica | 98.7339 | 11.8394 | 0.55161 | 4 | 14205.007 | 19927.427 | 289.5883 | 406.2476 | 85.2687 | 0 | 76.0983 | 1757806.9351 | 56033.0309 | 2524884.4505 | 2901405.9562 | 0 | 201453.3893 | 0 | 2902217.6672 | 7550975.0433 | 5153695.6241 | 23048472.0966 | 961560.8286 | 7332603.3321 | 7332603.3321 | 1478867.319 | 3814762.4027 | 0 | 31342636.2573 | 43968869.3112 | 1000000 | 2.2064 | 14205.007 | 19927.427 | 289.5883 | 406.2476
1 | 2400 | 707 | 0.03 | 15 | 15 | 7 | 1.3335e-09 | 5spot_SharedNeighbor | Water | Porous | Wet | R245fa | MinimizeLCOE_Brownfield | IgnoreSilica | 100.7413 | 12.0764 | 0.5671 | 4 | 13977.2867 | 19543.3912 | 284.9459 | 398.4185 | 85.2537 | 0 | 78.0921 | 1782296.8722 | 56802.5005 | 2565262.6101 | 2959604.4331 | 0 | 195026.4541 | 0 | 2948007.2194 | 7670110.0653 | 5235007.7246 | 23412117.8794 | 961560.8286 | 7332603.3321 | 7332603.3321 | 1478867.319 | 3814762.4027 | 0 | 31706282.0402 | 44332515.0941 | 1333521.4322 | 2.2684 | 13977.2867 | 19543.3912 | 284.9459 | 398.4185
1 | 2400 | 707 | 0.03 | 15 | 15 | 7 | 1.7783e-09 | 5spot_SharedNeighbor | Water | Porous | Wet | R245fa | MinimizeLCOE_Brownfield | IgnoreSilica | 102.2734 | 12.257 | 0.5791 | 4 | 13806.581 | 19257.4018 | 281.4658 | 392.5882 | 85.2417 | 0 | 81.7107 | 1800853.2828 | 57385.0783 | 2595933.2496 | 3004003.5113 | 0 | 189657.8049 | 0 | 2982654.8415 | 7760256.0711 | 5296534.2258 | 23687278.0655 | 961560.8286 | 7332603.3321 | 7332603.3321 | 1478867.319 | 3814762.4027 | 0 | 31981442.2263 | 44607675.2801 | 1778279.41 | 2.3164 | 13806.581 | 19257.4018 | 281.4658 | 392.5882
1 | 2400 | 707 | 0.03 | 15 | 15 | 7 | 2.3714e-09 | 5spot_SharedNeighbor | Water | Porous | Wet | R245fa | MinimizeLCOE_Brownfield | IgnoreSilica | 103.4527 | 12.3959 | 0.58837 | 4 | 13678.6025 | 19043.5463 | 278.8568 | 388.2285 | 85.2321 | 0 | 81.5935 | 1815057.3454 | 57830.7408 | 2619454.3596 | 3038165.2763 | 0 | 185364.5778 | 0 | 3009190.197 | 7829295.6227 | 5343655.1384 | 23898013.2581 | 961560.8286 | 7332603.3321 | 7332603.3321 | 1478867.319 | 3814762.4027 | 0 | 32192177.4188 | 44818410.4727 | 2371373.7057 | 2.3535 | 13678.6025 | 19043.5463 | 278.8568 | 388.2285
1 | 2400 | 707 | 0.03 | 15 | 15 | 7 | 3.1623e-09 | 5spot_SharedNeighbor | Water | Porous | Wet | R245fa | MinimizeLCOE_Brownfield | IgnoreSilica | 104.3487 | 12.5013 | 0.59546 | 4 | 13582.6491 | 18883.7211 | 276.9007 | 384.9702 | 85.2246 | 0 | 88.3658 | 1825803.8135 | 58167.759 | 2637275.4518 | 3064113.3447 | 0 | 181955.6148 | 0 | 3029253.2337 | 7881495.5287 | 5379282.6469 | 24057347.3929 | 961560.8286 | 7332603.3321 | 7332603.3321 | 1478867.319 | 3814762.4027 | 0 | 32351511.5537 | 44977744.6076 | 3162277.6602 | 2.3818 | 13582.6491 | 18883.7211 | 276.9007 | 384.9702
1 | 2400 | 707 | 0.03 | 15 | 15 | 7 | 4.217e-09 | 5spot_SharedNeighbor | Water | Porous | Wet | R245fa | MinimizeLCOE_Brownfield | IgnoreSilica | 105.0092 | 12.579 | 0.60078 | 4 | 13510.7025 | 18764.7687 | 275.4339 | 382.5452 | 85.219 | 0 | 89.8645 | 1833700.6899 | 58415.3226 | 2650385.1025 | 3083237.1563 | 0 | 179203.7274 | 0 | 3043927.3795 | 7919674.646 | 5405340.679 | 24173884.7032 | 961560.8286 | 7332603.3321 | 7332603.3321 | 1478867.319 | 3814762.4027 | 0 | 32468048.8639 | 45094281.9178 | 4216965.0343 | 2.4031 | 13510.7025 | 18764.7687 | 275.4339 | 382.5452
1 | 2400 | 707 | 0.03 | 15 | 15 | 7 | 5.6234e-09 | 5spot_SharedNeighbor | Water | Porous | Wet | R245fa | MinimizeLCOE_Brownfield | IgnoreSilica | 105.513 | 12.6382 | 0.60484 | 4 | 13456.7543 | 18675.5734 | 274.3341 | 380.7268 | 85.2146 | 0 | 87.5027 | 1839710.0494 | 58603.6627 | 2660369.2804 | 3097821.9608 | 0 | 177095.8342 | 0 | 3055104.3071 | 7948754.719 | 5425188.4263 | 24262648.2399 | 961560.8286 | 7332603.3321 | 7332603.3321 | 1478867.319 | 3814762.4027 | 0 | 32556812.4007 | 45183045.4546 | 5623413.2519 | 2.4194 | 13456.7543 | 18675.5734 | 274.3341 | 380.7268
1 | 2400 | 707 | 0.03 | 15 | 15 | 7 | 7.4989e-09 | 5spot_SharedNeighbor | Water | Porous | Wet | R245fa | MinimizeLCOE_Brownfield | IgnoreSilica | 105.9003 | 12.6837 | 0.60794 | 4 | 13416.3008 | 18608.5411 | 273.5094 | 379.3603 | 85.2112 | 0 | 94.1175 | 1844321.3254 | 58748.1554 | 2668035.3239 | 3109032.3592 | 0 | 175510.4145 | 0 | 3063702.5556 | 7971125.5978 | 5440457.0108 | 24330932.7426 | 961560.8286 | 7332603.3321 | 7332603.3321 | 1478867.319 | 3814762.4027 | 0 | 32625096.9034 | 45251329.9573 | 7498942.0933 | 2.4318 | 13416.3008 | 18608.5411 | 273.5094 | 379.3603
1 | 2400 | 707 | 0.03 | 15 | 15 | 7 | 1e-08 | 5spot_SharedNeighbor | Water | Porous | Wet | R245fa | MinimizeLCOE_Brownfield | IgnoreSilica | 106.1735 | 12.7157 | 0.6102 | 4 | 13385.966 | 18558.9206 | 272.891 | 378.3487 | 85.2088 | 0 | 77.4962 | 1847569.854 | 58849.931 | 2673438.3343 | 3116939.6661 | 0 | 174214.9234 | 0 | 3069694.9565 | 7986716.5957 | 5451098.1872 | 24378522.4481 | 961560.8286 | 7332603.3321 | 7332603.3321 | 1478867.319 | 3814762.4027 | 0 | 32672686.6089 | 45298919.6628 | 10000000 | 2.4408 | 13385.966 | 18558.9206 | 272.891 | 378.3487
1 | 2500 | 707 | 0.03 | 15 | 15 | 7 | 1e-13 | 5spot_SharedNeighbor | Water | Porous | Wet | R245fa | MinimizeLCOE_Brownfield | IgnoreSilica | 0 | 0 | 0 | 0 | [6 empty] | 8.0671 | [19 empty] | 100 | 0
1 | 2500 | 707 | 0.03 | 15 | 15 | 7 | 1.3335e-13 | 5spot_SharedNeighbor | Water | Porous | Wet | R245fa | MinimizeLCOE_Brownfield | IgnoreSilica | 0 | 0 | 0 | 0 | [6 empty] | 9.6849 | [19 empty] | 133.3521 | 0
1 | 2500 | 707 | 0.03 | 15 | 15 | 7 | 1.7783e-13 | 5spot_SharedNeighbor | Water | Porous | Wet | R245fa | MinimizeLCOE_Brownfield | IgnoreSilica | 0 | 0 | 0 | 0 | [6 empty] | 10.4708 | [19 empty] | 177.8279 | 0
1 | 2500 | 707 | 0.03 | 15 | 15 | 7 | 2.3714e-13 | 5spot_SharedNeighbor | Water | Porous | Wet | R245fa | MinimizeLCOE_Brownfield | IgnoreSilica | 0 | 0 | 0 | 0 | [6 empty] | 11.3081 | [19 empty] | 237.1374 | 0
1 | 2500 | 707 | 0.03 | 15 | 15 | 7 | 3.1623e-13 | 5spot_SharedNeighbor | Water | Porous | Wet | R245fa | MinimizeLCOE_Brownfield | IgnoreSilica | 0 | 0 | 0 | 0 | [6 empty] | 10.6328 | [19 empty] | 316.2278 | 0
1 | 2500 | 707 | 0.03 | 15 | 15 | 7 | 4.217e-13 | 5spot_SharedNeighbor | Water | Porous | Wet | R245fa | MinimizeLCOE_Brownfield | IgnoreSilica | 0 | 0 | 0 | 0 | [6 empty] | 10.4268 | [19 empty] | 421.6965 | 0
1 | 2500 | 707 | 0.03 | 15 | 15 | 7 | 5.6234e-13 | 5spot_SharedNeighbor | Water | Porous | Wet | R245fa | MinimizeLCOE_Brownfield | IgnoreSilica | 0 | 0 | 0 | 0 | [6 empty] | 11.8414 | [19 empty] | 562.3413 | 0
1 | 2500 | 707 | 0.03 | 15 | 15 | 7 | 7.4989e-13 | 5spot_SharedNeighbor | Water | Porous | Wet | R245fa | MinimizeLCOE_Brownfield | IgnoreSilica | 0 | 0 | 0 | 0 | [6 empty] | 12.3217 | [19 empty] | 749.8942 | 0
1 | 2500 | 707 | 0.03 | 15 | 15 | 7 | 1e-12 | 5spot_SharedNeighbor | Water | Porous | Wet | R245fa | MinimizeLCOE_Brownfield | IgnoreSilica | 0 | 0 | 0 | 0 | [6 empty] | 12.9717 | [19 empty] | 1000 | 0
1 | 2500 | 707 | 0.03 | 15 | 15 | 7 | 1.3335e-12 | 5spot_SharedNeighbor | Water | Porous | Wet | R245fa | MinimizeLCOE_Brownfield | IgnoreSilica | 1.3208 | 0.12631 | 0.0013954 | 4 | 1679418.7579 | 4028596.2278 | 34237.223 | 82128.3832 | 75.2792 | 0 | 108.4984 | 67350.6418 | 1972.6485 | 67342.0656 | 59257.2493 | 0 | 40603.7858 | 0 | 92245.2925 | 240003.329 | 163807.2036 | 732582.2162 | 961560.8286 | 7679370.0231 | 7679370.0231 | 1478867.319 | 3953469.0791 | 0 | 9373513.068 | 22485219.4892 | 1333.5214 | 0.0055814 | 1679418.7579 | 4028596.2278 | 34237.223 | 82128.3832
1 | 2500 | 707 | 0.03 | 15 | 15 | 7 | 1.7783e-12 | 5spot_SharedNeighbor | Water | Porous | Wet | R245fa | MinimizeLCOE_Brownfield | IgnoreSilica | 1.8459 | 0.19153 | 0.0030597 | 4 | 785356.162 | 1856677.7623 | 16010.5476 | 37850.8875 | 78.7005 | 0 | 161.0587 | 93034.2974 | 2804.4086 | 93685.5726 | 74919.1417 | 0 | 49027.0665 | 0 | 122253.4899 | 318078.503 | 217095.1142 | 970897.5939 | 961560.8286 | 7679370.0231 | 7679370.0231 | 1478867.319 | 3953469.0791 | 0 | 9611828.4457 | 22723534.867 | 1778.2794 | 0.012239 | 785356.162 | 1856677.7623 | 16010.5476 | 37850.8875
1 | 2500 | 707 | 0.03 | 15 | 15 | 7 | 2.3714e-12 | 5spot_SharedNeighbor | Water | Porous | Wet | R245fa | MinimizeLCOE_Brownfield | IgnoreSilica | 2.5266 | 0.2773 | 0.0054556 | 4 | 453612.0366 | 1054444.3257 | 9247.4949 | 21496.2738 | 81.1721 | 0 | 225.6274 | 123105.0651 | 3788.6384 | 125710.4952 | 95248.3356 | 0 | 58330.1814 | 0 | 158411.2591 | 412153.6016 | 281303.302 | 1258050.8783 | 961560.8286 | 7679370.0231 | 7679370.0231 | 1478867.319 | 3953469.0791 | 0 | 9898981.73 | 23010688.1513 | 2371.3737 | 0.021823 | 453612.0366 | 1054444.3257 | 9247.4949 | 21496.2738
1 | 2500 | 707 | 0.03 | 15 | 15 | 7 | 3.1623e-12 | 5spot_SharedNeighbor | Water | Porous | Wet | R245fa | MinimizeLCOE_Brownfield | IgnoreSilica | 3.4003 | 0.38794 | 0.0087434 | 4 | 292813.2594 | 667717.0963 | 5969.3944 | 13612.3162 | 82.972 | 0 | 40.0957 | 157899.8643 | 4932.1502 | 164211.2548 | 120946.1751 | 0 | 68525.9627 | 0 | 201441.0088 | 524108.1836 | 357714.6047 | 1599779.2042 | 961560.8286 | 7679370.0231 | 7679370.0231 | 1478867.319 | 3953469.0791 | 0 | 10240710.056 | 23352416.4773 | 3162.2777 | 0.034974 | 292813.2594 | 667717.0963 | 5969.3944 | 13612.3162
1 | 2500 | 707 | 0.03 | 15 | 15 | 7 | 4.217e-12 | 5spot_SharedNeighbor | Water | Porous | Wet | R245fa | MinimizeLCOE_Brownfield | IgnoreSilica | 4.5038 | 0.52917 | 0.013296 | 4 | 200257.044 | 446791.0981 | 4082.5107 | 9108.4409 | 84.2872 | 0 | 57.8671 | 198307.1407 | 6266.498 | 210274.326 | 154528.5805 | 0 | 79447.2019 | 0 | 253041.2614 | 658361.4562 | 449345.2218 | 2009571.6865 | 961560.8286 | 7679370.0231 | 7679370.0231 | 1478867.319 | 3953469.0791 | 0 | 10650502.5383 | 23762208.9596 | 4216.965 | 0.053184 | 200257.044 | 446791.0981 | 4082.5107 | 9108.4409
1 | 2500 | 707 | 0.03 | 15 | 15 | 7 | 5.6234e-12 | 5spot_SharedNeighbor | Water | Porous | Wet | R245fa | MinimizeLCOE_Brownfield | IgnoreSilica | 5.9166 | 0.70949 | 0.019299 | 4 | 144303.411 | 314152.8367 | 2941.8202 | 6404.4305 | 85.2701 | 0 | 57.6167 | 245194.3456 | 7812.386 | 265664.2211 | 196500.5494 | 0 | 91583.1962 | 0 | 314634.3324 | 818613.9924 | 558720.8707 | 2498723.8938 | 961560.8286 | 7679370.0231 | 7679370.0231 | 1478867.319 | 3953469.0791 | 0 | 11139654.7455 | 24251361.1668 | 5623.4133 | 0.077196 | 144303.411 | 314152.8367 | 2941.8202 | 6404.4305
1 | 2500 | 707 | 0.03 | 15 | 15 | 7 | 7.4989e-12 | 5spot_SharedNeighbor | Water | Porous | Wet | R245fa | MinimizeLCOE_Brownfield | IgnoreSilica | 7.6191 | 0.92639 | 0.027109 | 4 | 107839.3039 | 228755.8486 | 2198.4501 | 4663.4974 | 85.9411 | 0 | 60.7169 | 296901.8013 | 9514.6457 | 328685.3472 | 247138.4429 | 0 | 103385.183 | 0 | 384393.9139 | 1000114.1139 | 682598.433 | 3052731.881 | 961560.8286 | 7679370.0231 | 7679370.0231 | 1478867.319 | 3953469.0791 | 0 | 11693662.7328 | 24805369.154 | 7498.9421 | 0.10844 | 107839.3039 | 228755.8486 | 2198.4501 | 4663.4974
1 | 2500 | 707 | 0.03 | 15 | 15 | 7 | 1e-11 | 5spot_SharedNeighbor | Water | Porous | Wet | R245fa | MinimizeLCOE_Brownfield | IgnoreSilica | 10.0823 | 1.2432 | 0.037981 | 4 | 82078.2495 | 168382.1148 | 1673.2761 | 3432.6972 | 86.6114 | 0 | 55.1609 | 366573.0696 | 11814.2009 | 415661.5163 | 321050.4842 | 0 | 121092.4562 | 0 | 482114.7736 | 1254363.7456 | 856129.0309 | 3828799.2773 | 961560.8286 | 7679370.0231 | 7679370.0231 | 1478867.319 | 3953469.0791 | 0 | 12469730.1291 | 25581436.5503 | 10000 | 0.15192 | 82078.2495 | 168382.1148 | 1673.2761 | 3432.6972
1 | 2500 | 707 | 0.03 | 15 | 15 | 7 | 1.3335e-11 | 5spot_SharedNeighbor | Water | Porous | Wet | R245fa | MinimizeLCOE_Brownfield | IgnoreSilica | 12.9787 | 1.6147 | 0.051866 | 4 | 64243.4164 | 127443.67 | 1309.6889 | 2598.1116 | 87.0415 | 0 | 44.3872 | 441575.9051 | 14283.1966 | 512194.6198 | 407870.5958 | 0 | 137414.1932 | 0 | 590202.0191 | 1535584.5867 | 1048068.0335 | 4687193.1498 | 961560.8286 | 7679370.0231 | 7679370.0231 | 1478867.319 | 3953469.0791 | 0 | 13328124.0016 | 26439830.4229 | 13335.2143 | 0.20746 | 64243.4164 | 127443.67 | 1309.6889 | 2598.1116
1 | 2500 | 707 | 0.03 | 15 | 15 | 7 | 1.7783e-11 | 5spot_SharedNeighbor | Water | Porous | Wet | R245fa | MinimizeLCOE_Brownfield | IgnoreSilica | 16.625 | 2.0824 | 0.069902 | 4 | 51353.5204 | 98246.6039 | 1046.911 | 2002.8899 | 87.3725 | 0 | 58.3454 | 528947.9128 | 17154.8895 | 627632.2005 | 517043.528 | 0 | 155357.6089 | 0 | 719993.0944 | 1873274.3408 | 1278548.2295 | 5717951.8043 | 961560.8286 | 7679370.0231 | 7679370.0231 | 1478867.319 | 3953469.0791 | 0 | 14358882.656 | 27470589.0773 | 17782.7941 | 0.27961 | 51353.5204 | 98246.6039 | 1046.911 | 2002.8899
1 | 2500 | 707 | 0.03 | 15 | 15 | 7 | 2.3714e-11 | 5spot_SharedNeighbor | Water | Porous | Wet | R245fa | MinimizeLCOE_Brownfield | IgnoreSilica | 21.1345 | 2.661 | 0.093063 | 4 | 41847.1271 | 77069.7184 | 853.1103 | 1571.1705 | 87.6259 | 0 | 54.4325 | 629257.9392 | 20446.6612 | 763488.4815 | 652071.9087 | 0 | 174389.2684 | 0 | 873465.161 | 2272577.1766 | 1551080.6198 | 6936777.2165 | 961560.8286 | 7679370.0231 | 7679370.0231 | 1478867.319 | 3953469.0791 | 0 | 15577708.0683 | 28689414.4896 | 23713.7371 | 0.37225 | 41847.1271 | 77069.7184 | 853.1103 | 1571.1705
1 | 2500 | 707 | 0.03 | 15 | 15 | 7 | 3.1623e-11 | 5spot_SharedNeighbor | Water | Porous | Wet | R245fa | MinimizeLCOE_Brownfield | IgnoreSilica | 26.623 | 3.3654 | 0.12237 | 4 | 34729.2741 | 61515.894 | 708.0032 | 1254.0847 | 87.8202 | 0 | 60.154 | 742962.9438 | 24171.896 | 921136.7517 | 816425.2921 | 0 | 194017.5018 | 0 | 1052498.6103 | 2738385.4869 | 1869004.363 | 8358602.8455 | 961560.8286 | 7679370.0231 | 7679370.0231 | 1478867.319 | 3953469.0791 | 0 | 16999533.6973 | 30111240.1186 | 31622.7766 | 0.48949 | 34729.2741 | 61515.894 | 708.0032 | 1254.0847
1 | 2500 | 707 | 0.03 | 15 | 15 | 7 | 4.217e-11 | 5spot_SharedNeighbor | Water | Porous | Wet | R245fa | MinimizeLCOE_Brownfield | IgnoreSilica | 33.1561 | 4.204 | 0.15872 | 4 | 29338.1015 | 49990.8352 | 598.0969 | 1019.1308 | 87.9693 | 0 | 65.732 | 869485.3292 | 28310.1406 | 1100454.7628 | 1012073.0807 | 0 | 213440.9117 | 0 | 1257268.0477 | 3271153.5591 | 2232629.5196 | 9984815.3514 | 961560.8286 | 7679370.0231 | 7679370.0231 | 1478867.319 | 3953469.0791 | 0 | 18625746.2032 | 31737452.6245 | 42169.6503 | 0.63487 | 29338.1015 | 49990.8352 | 598.0969 | 1019.1308
1 | 2500 | 707 | 0.03 | 15 | 15 | 7 | 5.6234e-11 | 5spot_SharedNeighbor | Water | Porous | Wet | R245fa | MinimizeLCOE_Brownfield | IgnoreSilica | 40.7271 | 5.176 | 0.20262 | 4 | 25222.0526 | 41399.7478 | 514.1857 | 843.9899 | 88.0834 | 0 | 67.6521 | 1007143.1603 | 32805.1966 | 1299570.6718 | 1238908.0943 | 0 | 231738.9855 | 0 | 1485964.7823 | 3866175.5503 | 2638744.255 | 11801050.6961 | 961560.8286 | 7679370.0231 | 7679370.0231 | 1478867.319 | 3953469.0791 | 0 | 20441981.5479 | 33553687.9692 | 56234.1325 | 0.81048 | 25222.0526 | 41399.7478 | 514.1857 | 843.9899
1 | 2500 | 707 | 0.03 | 15 | 15 | 7 | 7.4989e-11 | 5spot_SharedNeighbor | Water | Porous | Wet | R245fa | MinimizeLCOE_Brownfield | IgnoreSilica | 49.107 | 6.2517 | 0.25355 | 4 | 22069.118 | 34997.0098 | 449.9088 | 713.4614 | 88.1673 | 0 | 76.7568 | 1150852.5422 | 37489.5364 | 1511382.8513 | 1489986.79 | 0 | 247114.4368 | 0 | 1730362.2011 | 4502047.5012 | 3072739.9274 | 13741975.7864 | 961560.8286 | 7679370.0231 | 7679370.0231 | 1478867.319 | 3953469.0791 | 0 | 22382906.6382 | 35494613.0595 | 74989.4209 | 1.0142 | 22069.118 | 34997.0098 | 449.9088 | 713.4614
1 | 2500 | 707 | 0.03 | 15 | 15 | 7 | 1e-10 | 5spot_SharedNeighbor | Water | Porous | Wet | R245fa | MinimizeLCOE_Brownfield | IgnoreSilica | 56.228 | 7.1651 | 0.3051 | 4 | 19625.0167 | 30368.961 | 400.0825 | 619.1123 | 88.2137 | 0 | 200.1062 | 1267170.7407 | 41274.0846 | 1685526.0915 | 1703266.9773 | 0 | 245550.2031 | 0 | 1927687.3579 | 5015447.0823 | 3423145.6908 | 15309068.2282 | 961560.8286 | 7679370.0231 | 7679370.0231 | 1478867.319 | 3953469.0791 | 0 | 23949999.08 | 37061705.5012 | 100000 | 1.2204 | 19625.0167 | 30368.961 | 400.0825 | 619.1123
1 | 2500 | 707 | 0.03 | 15 | 15 | 7 | 1.3335e-10 | 5spot_SharedNeighbor | Water | Porous | Wet | R245fa | MinimizeLCOE_Brownfield | IgnoreSilica | 66.8413 | 8.5235 | 0.36956 | 4 | 17788.6916 | 26658.5746 | 362.6465 | 543.4711 | 88.2482 | 0 | 79.5393 | 1432256.6708 | 46632.4327 | 1936609.3225 | 2020847.3928 | 0 | 263802.5922 | 0 | 2223057.8803 | 5783940.5927 | 3947658.3026 | 17654805.1867 | 961560.8286 | 7679370.0231 | 7679370.0231 | 1478867.319 | 3953469.0791 | 0 | 26295736.0385 | 39407442.4597 | 133352.1432 | 1.4782 | 17788.6916 | 26658.5746 | 362.6465 | 543.4711
1 | 2500 | 707 | 0.03 | 15 | 15 | 7 | 1.7783e-10 | 5spot_SharedNeighbor | Water | Porous | Wet | R245fa | MinimizeLCOE_Brownfield | IgnoreSilica | 74.8681 | 9.5473 | 0.42649 | 4 | 16405.4488 | 24091.3546 | 334.4473 | 491.1348 | 88.2493 | 0 | 71.6047 | 1551363.0696 | 50486.891 | 2120562.9967 | 2260658.6695 | 0 | 263044.7933 | 0 | 2435985.4038 | 6337934.3314 | 4325770.4127 | 19345806.568 | 961560.8286 | 7679370.0231 | 7679370.0231 | 1478867.319 | 3953469.0791 | 0 | 27986737.4198 | 41098443.8411 | 177827.941 | 1.7059 | 16405.4488 | 24091.3546 | 334.4473 | 491.1348
1 | 2500 | 707 | 0.03 | 15 | 15 | 7 | 2.3714e-10 | 5spot_SharedNeighbor | Water | Porous | Wet | R245fa | MinimizeLCOE_Brownfield | IgnoreSilica | 81.9593 | 10.4483 | 0.47914 | 4 | 15361.7091 | 22203.0097 | 313.1692 | 452.6384 | 88.2337 | 0 | 67.4724 | 1652895.8112 | 53763.5973 | 2279224.6545 | 2472150.8584 | 0 | 257779.211 | 0 | 2619167.5116 | 6814536.6001 | 4651061.2543 | 20800579.4984 | 961560.8286 | 7679370.0231 | 7679370.0231 | 1478867.319 | 3953469.0791 | 0 | 29441510.3502 | 42553216.7715 | 237137.3706 | 1.9166 | 15361.7091 | 22203.0097 | 313.1692 | 452.6384
1 | 2500 | 707 | 0.03 | 15 | 15 | 7 | 3.1623e-10 | 5spot_SharedNeighbor | Water | Porous | Wet | R245fa | MinimizeLCOE_Brownfield | IgnoreSilica | 87.9614 | 11.2078 | 0.52557 | 4 | 14576.4739 | 20813.3498 | 297.1611 | 424.3083 | 88.2093 | 0 | 82.1517 | 1736328.6116 | 56449.1344 | 2410886.7614 | 2650843.7643 | 0 | 249530.1935 | 0 | 2770575.0014 | 7208467.8306 | 4919927.4136 | 22003008.7109 | 961560.8286 | 7679370.0231 | 7679370.0231 | 1478867.319 | 3953469.0791 | 0 | 30643939.5626 | 43755645.9839 | 316227.766 | 2.1023 | 14576.4739 | 20813.3498 | 297.1611 | 424.3083
1 | 2500 | 707 | 0.03 | 15 | 15 | 7 | 4.217e-10 | 5spot_SharedNeighbor | Water | Porous | Wet | R245fa | MinimizeLCOE_Brownfield | IgnoreSilica | 92.9145 | 11.8323 | 0.56512 | 4 | 13986.7571 | 19787.2032 | 285.139 | 403.3889 | 88.1817 | 0 | 67.198 | 1803546.9937 | 58607.6956 | 2517814.5231 | 2798060.9168 | 0 | 240040.7132 | 0 | 2893047.6285 | 7527116.4837 | 5137411.6669 | 22975646.6214 | 961560.8286 | 7679370.0231 | 7679370.0231 | 1478867.319 | 3953469.0791 | 0 | 31616577.4731 | 44728283.8944 | 421696.5034 | 2.2605 | 13986.7571 | 19787.2032 | 285.139 | 403.3889
1 | 2500 | 707 | 0.03 | 15 | 15 | 7 | 5.6234e-10 | 5spot_SharedNeighbor | Water | Porous | Wet | R245fa | MinimizeLCOE_Brownfield | IgnoreSilica | 98.5 | 12.5337 | 0.60456 | 4 | 13533.5984 | 18955.5778 | 275.9007 | 386.4351 | 88.1431 | 0 | 67.8675 | 1877663.0985 | 60982.1335 | 2636607.7927 | 2963786.6679 | 0 | 237755.025 | 0 | 3032949.9399 | 7891113.6 | 5385847.1781 | 24086705.4356 | 961560.8286 | 7679370.0231 | 7679370.0231 | 1478867.319 | 3953469.0791 | 0 | 32727636.2873 | 45839342.7086 | 562341.3252 | 2.4183 | 13533.5984 | 18955.5778 | 275.9007 | 386.4351
1 | 2500 | 707 | 0.03 | 15 | 15 | 7 | 7.4989e-10 | 5spot_SharedNeighbor | Water | Porous | Wet | R245fa | MinimizeLCOE_Brownfield | IgnoreSilica | 100.0297 | 12.7252 | 0.62405 | 4 | 13212.4146 | 18465.0451 | 269.3529 | 376.4349 | 88.1312 | 0 | 75.4007 | 1897655.1432 | 61621.5061 | 2668816.2802 | 3009114.2783 | 0 | 221408.4181 | 0 | 3064860.0941 | 7974137.2756 | 5442512.5427 | 24340125.5383 | 961560.8286 | 7679370.0231 | 7679370.0231 | 1478867.319 | 3953469.0791 | 0 | 32981056.39 | 46092762.8113 | 749894.2093 | 2.4962 | 13212.4146 | 18465.0451 | 269.3529 | 376.4349
1 | 2500 | 707 | 0.03 | 15 | 15 | 7 | 1e-09 | 5spot_SharedNeighbor | Water | Porous | Wet | R245fa | MinimizeLCOE_Brownfield | IgnoreSilica | 102.4586 | 13.0288 | 0.64483 | 4 | 12963.5433 | 18046.921 | 264.2794 | 367.9109 | 88.1111 | 0 | 74.6944 | 1929144.0763 | 62627.651 | 2719685.4785 | 3081038.7735 | 0 | 213409.5943 | 0 | 3122303.1737 | 8123592.3856 | 5544518.7263 | 24796319.8593 | 961560.8286 | 7679370.0231 | 7679370.0231 | 1478867.319 | 3953469.0791 | 0 | 33437250.711 | 46548957.1323 | 1000000 | 2.5793 | 12963.5433 | 18046.921 | 264.2794 | 367.9109
1 | 2500 | 707 | 0.03 | 15 | 15 | 7 | 1.3335e-09 | 5spot_SharedNeighbor | Water | Porous | Wet | R245fa | MinimizeLCOE_Brownfield | IgnoreSilica | 104.3339 | 13.2628 | 0.66108 | 4 | 12776.9141 | 17735.3751 | 260.4747 | 361.5596 | 88.0946 | 0 | 93.1709 | 1953239.1947 | 63396.7352 | 2758728.0638 | 3136522.1336 | 0 | 206656.9885 | 0 | 3166231.8152 | 8237885.6996 | 5622526.2616 | 25145186.8921 | 961560.8286 | 7679370.0231 | 7679370.0231 | 1478867.319 | 3953469.0791 | 0 | 33786117.7439 | 46897824.1652 | 1333521.4322 | 2.6443 | 12776.9141 | 17735.3751 | 260.4747 | 361.5596
1 | 2500 | 707 | 0.03 | 15 | 15 | 7 | 1.7783e-09 | 5spot_SharedNeighbor | Water | Porous | Wet | R245fa | MinimizeLCOE_Brownfield | IgnoreSilica | 105.7714 | 13.442 | 0.67365 | 4 | 12636.9576 | 17502.8788 | 257.6215 | 356.8199 | 88.0815 | 0 | 78.0755 | 1971584.3238 | 63981.8051 | 2788522.6106 | 3179026.7415 | 0 | 201121.4108 | 0 | 3199652.3878 | 8324839.1742 | 5681873.7947 | 25410602.2486 | 961560.8286 | 7679370.0231 | 7679370.0231 | 1478867.319 | 3953469.0791 | 0 | 34051533.1004 | 47163239.5217 | 1778279.41 | 2.6946 | 12636.9576 | 17502.8788 | 257.6215 | 356.8199
1 | 2500 | 707 | 0.03 | 15 | 15 | 7 | 2.3714e-09 | 5spot_SharedNeighbor | Water | Porous | Wet | R245fa | MinimizeLCOE_Brownfield | IgnoreSilica | 106.8554 | 13.5769 | 0.68325 | 4 | 12531.9993 | 17329.5187 | 255.4818 | 353.2857 | 88.0713 | 0 | 89.6751 | 1985347.8813 | 64420.4792 | 2810915.5536 | 3211065.4094 | 0 | 196623.6073 | 0 | 3224665.443 | 8389918.0128 | 5726291.4393 | 25609247.8258 | 961560.8286 | 7679370.0231 | 7679370.0231 | 1478867.319 | 3953469.0791 | 0 | 34250178.6776 | 47361885.0989 | 2371373.7057 | 2.733 | 12531.9993 | 17329.5187 | 255.4818 | 353.2857
1 | 2500 | 707 | 0.03 | 15 | 15 | 7 | 3.1623e-09 | 5spot_SharedNeighbor | Water | Porous | Wet | R245fa | MinimizeLCOE_Brownfield | IgnoreSilica | 107.6667 | 13.6778 | 0.69054 | 4 | 12453.2863 | 17200.2116 | 253.8771 | 350.6496 | 88.0634 | 0 | 76.891 | 1995608.1182 | 64747.3374 | 2827630.755 | 3235032.7019 | 0 | 193019.2174 | 0 | 3243254.8706 | 8438283.8904 | 5759302.1446 | 25756879.0355 | 961560.8286 | 7679370.0231 | 7679370.0231 | 1478867.319 | 3953469.0791 | 0 | 34397809.8872 | 47509516.3085 | 3162277.6602 | 2.7621 | 12453.2863 | 17200.2116 | 253.8771 | 350.6496
1 | 2500 | 707 | 0.03 | 15 | 15 | 7 | 4.217e-09 | 5spot_SharedNeighbor | Water | Porous | Wet | R245fa | MinimizeLCOE_Brownfield | IgnoreSilica | 108.2929 | 13.7556 | 0.69612 | 4 | 12394.2557 | 17103.088 | 252.6737 | 348.6696 | 88.0573 | 0 | 74.4171 | 2003504.9253 | 64998.8122 | 2840508.4904 | 3253527.8911 | 0 | 190271.7099 | 0 | 3257596.6133 | 8475598.1628 | 5784769.9023 | 25870776.5073 | 961560.8286 | 7679370.0231 | 7679370.0231 | 1478867.319 | 3953469.0791 | 0 | 34511707.3591 | 47623413.7804 | 4216965.0343 | 2.7845 | 12394.2557 | 17103.088 | 252.6737 | 348.6696
1 | 2500 | 707 | 0.03 | 15 | 15 | 7 | 5.6234e-09 | 5spot_SharedNeighbor | Water | Porous | Wet | R245fa | MinimizeLCOE_Brownfield | IgnoreSilica | 108.7534 | 13.8128 | 0.7003 | 4 | 12349.9859 | 17030.7211 | 251.7712 | 347.1943 | 88.0527 | 0 | 78.4859 | 2009298.4692 | 65183.2566 | 2849963.4792 | 3267124.0869 | 0 | 188090.7255 | 0 | 3268067.4068 | 8502841.0197 | 5803363.7119 | 25953932.1559 | 961560.8286 | 7679370.0231 | 7679370.0231 | 1478867.319 | 3953469.0791 | 0 | 34594863.0077 | 47706569.429 | 5623413.2519 | 2.8012 | 12349.9859 | 17030.7211 | 251.7712 | 347.1943
1 | 2500 | 707 | 0.03 | 15 | 15 | 7 | 7.4989e-09 | 5spot_SharedNeighbor | Water | Porous | Wet | R245fa | MinimizeLCOE_Brownfield | IgnoreSilica | 109.1166 | 13.8579 | 0.70353 | 4 | 12316.7863 | 16976.0585 | 251.0943 | 346.0799 | 88.0491 | 0 | 82.6206 | 2013860.892 | 65328.4763 | 2857413.5326 | 3277847.1877 | 0 | 186497.8459 | 0 | 3276369.6945 | 8524441.8693 | 5818106.7355 | 26019866.234 | 961560.8286 | 7679370.0231 | 7679370.0231 | 1478867.319 | 3953469.0791 | 0 | 34660797.0857 | 47772503.507 | 7498942.0933 | 2.8141 | 12316.7863 | 16976.0585 | 251.0943 | 346.0799
1 | 2500 | 707 | 0.03 | 15 | 15 | 7 | 1e-08 | 5spot_SharedNeighbor | Water | Porous | Wet | R245fa | MinimizeLCOE_Brownfield | IgnoreSilica | 109.3723 | 13.8896 | 0.70589 | 4 | 12291.8888 | 16935.5996 | 250.5868 | 345.2551 | 88.0465 | 0 | 89.4704 | 2017069.8011 | 65430.5977 | 2862655.6871 | 3285397.7003 | 0 | 185197.8734 | 0 | 3282143.1473 | 8539463.209 | 5828359.1086 | 26065717.1245 | 961560.8286 | 7679370.0231 | 7679370.0231 | 1478867.319 | 3953469.0791 | 0 | 34706647.9763 | 47818354.3976 | 10000000 | 2.8235 | 12291.8888 | 16935.5996 | 250.5868 | 345.2551
1 | 2600 | 707 | 0.03 | 15 | 15 | 7 | 1e-13 | 5spot_SharedNeighbor | Water | Porous | Wet | R245fa | MinimizeLCOE_Brownfield | IgnoreSilica | 0 | 0 | 0 | 0 | [6 empty] | 9.0982 | [19 empty] | 100 | 0
1 | 2600 | 707 | 0.03 | 15 | 15 | 7 | 1.3335e-13 | 5spot_SharedNeighbor | Water | Porous | Wet | R245fa | MinimizeLCOE_Brownfield | IgnoreSilica | 0 | 0 | 0 | 0 | [6 empty] | 10.4434 | [19 empty] | 133.3521 | 0
1 | 2600 | 707 | 0.03 | 15 | 15 | 7 | 1.7783e-13 | 5spot_SharedNeighbor | Water | Porous | Wet | R245fa | MinimizeLCOE_Brownfield | IgnoreSilica | 0 | 0 | 0 | 0 | [6 empty] | 10.042 | [19 empty] | 177.8279 | 0
1 | 2600 | 707 | 0.03 | 15 | 15 | 7 | 2.3714e-13 | 5spot_SharedNeighbor | Water | Porous | Wet | R245fa | MinimizeLCOE_Brownfield | IgnoreSilica | 0 | 0 | 0 | 0 | [6 empty] | 11.1135 | [19 empty] | 237.1374 | 0
1 | 2600 | 707 | 0.03 | 15 | 15 | 7 | 3.1623e-13 | 5spot_SharedNeighbor | Water | Porous | Wet | R245fa | MinimizeLCOE_Brownfield | IgnoreSilica | 0 | 0 | 0 | 0 | [6 empty] | 10.6516 | [19 empty] | 316.2278 | 0
1 | 2600 | 707 | 0.03 | 15 | 15 | 7 | 4.217e-13 | 5spot_SharedNeighbor | Water | Porous | Wet | R245fa | MinimizeLCOE_Brownfield | IgnoreSilica | 0 | 0 | 0 | 0 | [6 empty] | 10.3267 | [19 empty] | 421.6965 | 0
1 | 2600 | 707 | 0.03 | 15 | 15 | 7 | 5.6234e-13 | 5spot_SharedNeighbor | Water | Porous | Wet | R245fa | MinimizeLCOE_Brownfield | IgnoreSilica | 0 | 0 | 0 | 0 | [6 empty] | 12.1895 | [19 empty] | 562.3413 | 0
1 | 2600 | 707 | 0.03 | 15 | 15 | 7 | 7.4989e-13 | 5spot_SharedNeighbor | Water | Porous | Wet | R245fa | MinimizeLCOE_Brownfield | IgnoreSilica | 0 | 0 | 0 | 0 | [6 empty] | 12.2015 | [19 empty] | 749.8942 | 0
1 | 2600 | 707 | 0.03 | 15 | 15 | 7 | 1e-12 | 5spot_SharedNeighbor | Water | Porous | Wet | R245fa | MinimizeLCOE_Brownfield | IgnoreSilica | 1.6 | 0.16861 | 0.00012629 | 4 | 19635267.1819 | 46567513.0594 | 400291.4802 | 949341.7409 | 79.3919 | 0 | 14.5179 | 85806.3515 | 2594.7834 | 84559.7991 | 68346.2428 | 0 | 57540.0964 | 0 | 116550.4366 | 303240.3281 | 206967.7549 | 925605.7928 | 961560.8286 | 8031996.805 | 8031996.805 | 1478867.319 | 4094519.7919 | 0 | 9919163.4265 | 23524547.3424 | 1000 | 0.00050517 | 19635267.1819 | 46567513.0594 | 400291.4802 | 949341.7409
1 | 2600 | 707 | 0.03 | 15 | 15 | 7 | 1.3335e-12 | 5spot_SharedNeighbor | Water | Porous | Wet | R245fa | MinimizeLCOE_Brownfield | IgnoreSilica | 1.5542 | 0.16263 | 0.002248 | 4 | 1097380.6202 | 2610460.842 | 22371.5883 | 53217.7752 | 79.079 | 0 | 132.1858 | 83436.8319 | 2516.7536 | 82169.8522 | 66978.2206 | 0 | 47057.8651 | 0 | 110042.2141 | 286307.2683 | 195410.5937 | 873919.5995 | 961560.8286 | 8031996.805 | 8031996.805 | 1478867.319 | 4094519.7919 | 0 | 9867477.2331 | 23472861.149 | 1333.5214 | 0.0089918 | 1097380.6202 | 2610460.842 | 22371.5883 | 53217.7752
1 | 2600 | 707 | 0.03 | 15 | 15 | 7 | 1.7783e-12 | 5spot_SharedNeighbor | Water | Porous | Wet | R245fa | MinimizeLCOE_Brownfield | IgnoreSilica | 2.1571 | 0.2423 | 0.0044384 | 4 | 571393.5815 | 1337746.0696 | 11648.631 | 27271.7631 | 82.2477 | 0 | 190.5126 | 113286.9687 | 3506.6626 | 112750.8562 | 85213.1703 | 0 | 56744.7987 | 0 | 144885.9581 | 376963.5427 | 257285.3637 | 1150637.3211 | 961560.8286 | 8031996.805 | 8031996.805 | 1478867.319 | 4094519.7919 | 0 | 10144194.9547 | 23749578.8706 | 1778.2794 | 0.017753 | 571393.5815 | 1337746.0696 | 11648.631 | 27271.7631
1 | 2600 | 707 | 0.03 | 15 | 15 | 7 | 2.3714e-12 | 5spot_SharedNeighbor | Water | Porous | Wet | R245fa | MinimizeLCOE_Brownfield | IgnoreSilica | 2.9056 | 0.3427 | 0.0075688 | 4 | 345670.0864 | 795060.958 | 7046.9523 | 16208.393 | 84.4715 | 0 | 42.9672 | 147029.795 | 4636.4997 | 148518.3298 | 108329.3343 | 0 | 66636.7152 | 0 | 185308.7628 | 482135.3889 | 329067.3098 | 1471662.1355 | 961560.8286 | 8031996.805 | 8031996.805 | 1478867.319 | 4094519.7919 | 0 | 10465219.7691 | 24070603.685 | 2371.3737 | 0.030275 | 345670.0864 | 795060.958 | 7046.9523 | 16208.393
1 | 2600 | 707 | 0.03 | 15 | 15 | 7 | 3.1623e-12 | 5spot_SharedNeighbor | Water | Porous | Wet | R245fa | MinimizeLCOE_Brownfield | IgnoreSilica | 3.8996 | 0.47641 | 0.011832 | 4 | 229506.5442 | 516970.6765 | 4678.8013 | 10539.1465 | 86.169 | 0 | 47.2937 | 187494.0953 | 5994.8992 | 193041.6966 | 138470.8343 | 0 | 78356.496 | 0 | 235309.6284 | 612227.3844 | 417857.7699 | 1868752.8042 | 961560.8286 | 8031996.805 | 8031996.805 | 1478867.319 | 4094519.7919 | 0 | 10862310.4378 | 24467694.3537 | 3162.2777 | 0.047329 | 229506.5442 | 516970.6765 | 4678.8013 | 10539.1465
1 | 2600 | 707 | 0.03 | 15 | 15 | 7 | 4.217e-12 | 5spot_SharedNeighbor | Water | Porous | Wet | R245fa | MinimizeLCOE_Brownfield | IgnoreSilica | 5.1512 | 0.64569 | 0.017618 | 4 | 160811.6878 | 353868.9785 | 3278.3638 | 7214.0978 | 87.4067 | 0 | 50.7143 | 234068.1249 | 7561.9675 | 245955.5018 | 176865.3415 | 0 | 90854.4453 | 0 | 294569.0986 | 766408.3702 | 523089.4608 | 2339372.3106 | 961560.8286 | 8031996.805 | 8031996.805 | 1478867.319 | 4094519.7919 | 0 | 11332929.9442 | 24938313.8601 | 4216.965 | 0.070473 | 160811.6878 | 353868.9785 | 3278.3638 | 7214.0978
1 | 2600 | 707 | 0.03 | 15 | 15 | 7 | 5.6234e-12 | 5spot_SharedNeighbor | Water | Porous | Wet | R245fa | MinimizeLCOE_Brownfield | IgnoreSilica | 6.7176 | 0.85762 | 0.025277 | 4 | 117562.1174 | 252123.0284 | 2396.6628 | 5139.869 | 88.3052 | 0 | 51.4568 | 287328.2752 | 9352.8756 | 308435.3982 | 224859.2564 | 0 | 104105.6251 | 0 | 364291.7579 | 947812.4275 | 646901.4574 | 2893087.0732 | 961560.8286 | 8031996.805 | 8031996.805 | 1478867.319 | 4094519.7919 | 0 | 11886644.7068 | 25492028.6227 | 5623.4133 | 0.10111 | 117562.1174 | 252123.0284 | 2396.6628 | 5139.869
1 | 2600 | 707 | 0.03 | 15 | 15 | 7 | 7.4989e-12 | 5spot_SharedNeighbor | Water | Porous | Wet | R245fa | MinimizeLCOE_Brownfield | IgnoreSilica | 9.2197 | 1.1973 | 0.035926 | 4 | 88643.0691 | 183319.5972 | 1807.1089 | 3737.2179 | 89.1455 | 0 | 49.5042 | 365079.5665 | 11967.4649 | 402531.9251 | 301747.1549 | 0 | 127743.382 | 0 | 471537.1024 | 1226842.8149 | 837345.4303 | 3744794.8409 | 961560.8286 | 8031996.805 | 8031996.805 | 1478867.319 | 4094519.7919 | 0 | 12738352.4746 | 26343736.3905 | 7498.9421 | 0.1437 | 88643.0691 | 183319.5972 | 1807.1089 | 3737.2179
1 | 2600 | 707 | 0.03 | 15 | 15 | 7 | 1e-11 | 5spot_SharedNeighbor | Water | Porous | Wet | R245fa | MinimizeLCOE_Brownfield | IgnoreSilica | 11.3929 | 1.4929 | 0.049119 | 4 | 68278.6901 | 137525.3742 | 1391.9535 | 2803.6408 | 89.5937 | 0 | 42.718 | 427419.8846 | 14062.5679 | 480065.9598 | 368573.9955 | 0 | 137477.0879 | 0 | 556763.8033 | 1448585.2083 | 988689.1701 | 4421637.6776 | 961560.8286 | 8031996.805 | 8031996.805 | 1478867.319 | 4094519.7919 | 0 | 13415195.3112 | 27020579.2271 | 10000 | 0.19648 | 68278.6901 | 137525.3742 | 1391.9535 | 2803.6408
1 | 2600 | 707 | 0.03 | 15 | 15 | 7 | 1.3335e-11 | 5spot_SharedNeighbor | Water | Porous | Wet | R245fa | MinimizeLCOE_Brownfield | IgnoreSilica | 14.6371 | 1.9337 | 0.066717 | 4 | 53956.2048 | 104938.2594 | 1099.9702 | 2139.3084 | 90.0033 | 0 | 59.7334 | 513820.4574 | 16960.6254 | 590277.5161 | 468288.614 | 0 | 155917.124 | 0 | 680653.0914 | 1770919.7227 | 1208689.0995 | 5405526.2506 | 961560.8286 | 8031996.805 | 8031996.805 | 1478867.319 | 4094519.7919 | 0 | 14399083.8842 | 28004467.8001 | 13335.2143 | 0.26687 | 53956.2048 | 104938.2594 | 1099.9702 | 2139.3084
1 | 2600 | 707 | 0.03 | 15 | 15 | 7 | 1.7783e-11 | 5spot_SharedNeighbor | Water | Porous | Wet | R245fa | MinimizeLCOE_Brownfield | IgnoreSilica | 18.6861 | 2.4841 | 0.08946 | 4 | 43512.8006 | 81533.5303 | 887.0673 | 1662.1713 | 90.3175 | 0 | 53.6135 | 613739.5635 | 20305.9577 | 721052.5636 | 592612.9985 | 0 | 175820.4007 | 0 | 828177.2788 | 2154747.397 | 1470659.3741 | 6577115.534 | 961560.8286 | 8031996.805 | 8031996.805 | 1478867.319 | 4094519.7919 | 0 | 15570673.1676 | 29176057.0835 | 17782.7941 | 0.35784 | 43512.8006 | 81533.5303 | 887.0673 | 1662.1713
1 | 2600 | 707 | 0.03 | 15 | 15 | 7 | 2.3714e-11 | 5spot_SharedNeighbor | Water | Porous | Wet | R245fa | MinimizeLCOE_Brownfield | IgnoreSilica | 23.6554 | 3.1597 | 0.11849 | 4 | 35754.4965 | 64460.5304 | 728.9038 | 1314.1151 | 90.558 | 0 | 73.0452 | 727750.8412 | 24116.5568 | 873910.6244 | 745204.8348 | 0 | 196609.3549 | 0 | 1001360.9627 | 2605335.8176 | 1778195.2298 | 7952484.2221 | 961560.8286 | 8031996.805 | 8031996.805 | 1478867.319 | 4094519.7919 | 0 | 16946041.8557 | 30551425.7716 | 23713.7371 | 0.47396 | 35754.4965 | 64460.5304 | 728.9038 | 1314.1151
1 | 2600 | 707 | 0.03 | 15 | 15 | 7 | 3.1623e-11 | 5spot_SharedNeighbor | Water | Porous | Wet | R245fa | MinimizeLCOE_Brownfield | IgnoreSilica | 29.6802 | 3.979 | 0.15501 | 4 | 29910.6012 | 51853.438 | 609.7681 | 1057.1025 | 90.7434 | 0 | 57.6975 | 856688.7425 | 28418.4522 | 1050760.8924 | 930221.0486 | 0 | 217978.5615 | 0 | 1202786.4019 | 3129403.4923 | 2135882.1863 | 9552139.7777 | 961560.8286 | 8031996.805 | 8031996.805 | 1478867.319 | 4094519.7919 | 0 | 18545697.4113 | 32151081.3272 | 31622.7766 | 0.62004 | 29910.6012 | 51853.438 | 609.7681 | 1057.1025
1 | 2600 | 707 | 0.03 | 15 | 15 | 7 | 4.217e-11 | 5spot_SharedNeighbor | Water | Porous | Wet | R245fa | MinimizeLCOE_Brownfield | IgnoreSilica | 36.7908 | 4.9461 | 0.1999 | 4 | 25463.2797 | 42478.183 | 519.1034 | 865.9752 | 90.8858 | 0 | 55.9343 | 999166.5778 | 33163.6247 | 1250397.2484 | 1148598.2611 | 0 | 238790.5605 | 0 | 1431345.3463 | 3724066.9817 | 2541752.2369 | 11367280.8374 | 961560.8286 | 8031996.805 | 8031996.805 | 1478867.319 | 4094519.7919 | 0 | 20360838.471 | 33966222.3869 | 42169.6503 | 0.79962 | 25463.2797 | 42478.183 | 519.1034 | 865.9752
1 | 2600 | 707 | 0.03 | 15 | 15 | 7 | 5.6234e-11 | 5spot_SharedNeighbor | Water | Porous | Wet | R245fa | MinimizeLCOE_Brownfield | IgnoreSilica | 44.9077 | 6.0501 | 0.25341 | 4 | 22057.3542 | 35479.8754 | 449.669 | 723.3053 | 90.9934 | 0 | 61.9875 | 1152101.96 | 38247.7797 | 1468968.4415 | 1397882.6654 | 0 | 257685.2776 | 0 | 1682805.5885 | 4378314.9503 | 2988289.919 | 13364296.5821 | 961560.8286 | 8031996.805 | 8031996.805 | 1478867.319 | 4094519.7919 | 0 | 22357854.2157 | 35963238.1316 | 56234.1325 | 1.0136 | 22057.3542 | 35479.8754 | 449.669 | 723.3053
1 | 2600 | 707 | 0.03 | 15 | 15 | 7 | 7.4989e-11 | 5spot_SharedNeighbor | Water | Porous | Wet | R245fa | MinimizeLCOE_Brownfield | IgnoreSilica | 53.7286 | 7.2492 | 0.31441 | 4 | 19444.4171 | 30262.7256 | 396.4007 | 616.9466 | 91.069 | 0 | 73.538 | 1309139.1138 | 43458.1153 | 1697504.2041 | 1668818.1753 | 0 | 272677.8456 | 0 | 1946723.0071 | 5064973.9366 | 3456948.7866 | 15460243.1844 | 961560.8286 | 8031996.805 | 8031996.805 | 1478867.319 | 4094519.7919 | 0 | 24453800.818 | 38059184.7339 | 74989.4209 | 1.2576 | 19444.4171 | 30262.7256 | 396.4007 | 616.9466
1 | 2600 | 707 | 0.03 | 15 | 15 | 7 | 1e-10 | 5spot_SharedNeighbor | Water | Porous | Wet | R245fa | MinimizeLCOE_Brownfield | IgnoreSilica | 62.7493 | 8.4735 | 0.38013 | 4 | 17445.6711 | 26393.4693 | 355.6536 | 538.0666 | 91.1121 | 0 | 73.1811 | 1461637.8639 | 48505.7975 | 1923153.7142 | 1945694.0382 | 0 | 281857.9302 | 0 | 2207731.2442 | 5744063.8295 | 3920441.5924 | 17533086.0103 | 961560.8286 | 8031996.805 | 8031996.805 | 1478867.319 | 4094519.7919 | 0 | 26526643.6439 | 40132027.5598 | 100000 | 1.5205 | 17445.6711 | 26393.4693 | 355.6536 | 538.0666
1 | 2600 | 707 | 0.03 | 15 | 15 | 7 | 1.3335e-10 | 5spot_SharedNeighbor | Water | Porous | Wet | R245fa | MinimizeLCOE_Brownfield | IgnoreSilica | 71.205 | 9.6178 | 0.44666 | 4 | 15896.5218 | 23511.5441 | 324.0721 | 479.3146 | 91.1252 | 0 | 63.1706 | 1598205.4736 | 53013.7371 | 2128237.1977 | 2204889.7243 | 0 | 281841.4427 | 0 | 2443813.1544 | 6358300.5327 | 4339670.7636 | 19407972.026 | 961560.8286 | 8031996.805 | 8031996.805 | 1478867.319 | 4094519.7919 | 0 | 28401529.6596 | 42006913.5755 | 133352.1432 | 1.7867 | 15896.5218 | 23511.5441 | 324.0721 | 479.3146
1 | 2600 | 707 | 0.03 | 15 | 15 | 7 | 1.7783e-10 | 5spot_SharedNeighbor | Water | Porous | Wet | R245fa | MinimizeLCOE_Brownfield | IgnoreSilica | 79.6749 | 10.7595 | 0.51253 | 4 | 14752.6593 | 21389.0707 | 300.7529 | 436.0451 | 91.114 | 0 | 66.183 | 1729507.3685 | 57334.5113 | 2328071.1447 | 2464058.4099 | 0 | 282281.5353 | 0 | 2675888.6582 | 6962113.3883 | 4751785.4446 | 21251040.4607 | 961560.8286 | 8031996.805 | 8031996.805 | 1478867.319 | 4094519.7919 | 0 | 30244598.0943 | 43849982.0102 | 177827.941 | 2.0501 | 14752.6593 | 21389.0707 | 300.7529 | 436.0451
1 | 2600 | 707 | 0.03 | 15 | 15 | 7 | 2.3714e-10 | 5spot_SharedNeighbor | Water | Porous | Wet | R245fa | MinimizeLCOE_Brownfield | IgnoreSilica | 86.566 | 11.6842 | 0.57046 | 4 | 13890.191 | 19852.7037 | 283.1703 | 404.7242 | 91.0882 | 0 | 72.8272 | 1832626.1658 | 60717.219 | 2486851.2077 | 2674490.7451 | 0 | 274829.1862 | 0 | 2858510.6643 | 7437258.3872 | 5076081.6697 | 22701365.2449 | 961560.8286 | 8031996.805 | 8031996.805 | 1478867.319 | 4094519.7919 | 0 | 31694922.8785 | 45300306.7944 | 237137.3706 | 2.2818 | 13890.191 | 19852.7037 | 283.1703 | 404.7242
1 | 2600 | 707 | 0.03 | 15 | 15 | 7 | 3.1623e-10 | 5spot_SharedNeighbor | Water | Porous | Wet | R245fa | MinimizeLCOE_Brownfield | IgnoreSilica | 92.3466 | 12.4565 | 0.62086 | 4 | 13241.2745 | 18719.7576 | 269.9413 | 381.6276 | 91.0559 | 0 | 75.0525 | 1916733.0456 | 63468.5017 | 2617570.8717 | 2850667.7638 | 0 | 264880.9061 | 0 | 3008195.2247 | 7826706.9089 | 5341888.2881 | 23890111.5105 | 961560.8286 | 8031996.805 | 8031996.805 | 1478867.319 | 4094519.7919 | 0 | 32883669.1441 | 46489053.06 | 316227.766 | 2.4834 | 13241.2745 | 18719.7576 | 269.9413 | 381.6276
1 | 2600 | 707 | 0.03 | 15 | 15 | 7 | 4.217e-10 | 5spot_SharedNeighbor | Water | Porous | Wet | R245fa | MinimizeLCOE_Brownfield | IgnoreSilica | 97.0601 | 13.0837 | 0.66321 | 4 | 12753.7615 | 17882.3512 | 260.0027 | 364.5559 | 91.0227 | 0 | 86.9459 | 1983779.1849 | 65656.2729 | 2722567.3636 | 2994069.7155 | 0 | 254023.163 | 0 | 3127837.323 | 8137991.1068 | 5554346.1494 | 24840270.2792 | 961560.8286 | 8031996.805 | 8031996.805 | 1478867.319 | 4094519.7919 | 0 | 33833827.9128 | 47439211.8287 | 421696.5034 | 2.6529 | 12753.7615 | 17882.3512 | 260.0027 | 364.5559
1 | 2600 | 707 | 0.03 | 15 | 15 | 7 | 5.6234e-10 | 5spot_SharedNeighbor | Water | Porous | Wet | R245fa | MinimizeLCOE_Brownfield | IgnoreSilica | 100.8339 | 13.5842 | 0.69791 | 4 | 12387.7853 | 17261.4093 | 252.5418 | 351.8972 | 90.9919 | 0 | 72.4398 | 2036505.5217 | 67373.2397 | 2805635.8156 | 3108726.9468 | 0 | 243474.4414 | 0 | 3222069.2264 | 8383163.1898 | 5721681.1338 | 25588629.515 | 961560.8286 | 8031996.805 | 8031996.805 | 1478867.319 | 4094519.7919 | 0 | 34582187.1487 | 48187571.0646 | 562341.3252 | 2.7916 | 12387.7853 | 17261.4093 | 252.5418 | 351.8972
1 | 2600 | 707 | 0.03 | 15 | 15 | 7 | 7.4989e-10 | 5spot_SharedNeighbor | Water | Porous | Wet | R245fa | MinimizeLCOE_Brownfield | IgnoreSilica | 103.7701 | 13.9725 | 0.72557 | 4 | 12113.1352 | 16800.9522 | 246.9426 | 342.5101 | 90.9655 | 0 | 121.3829 | 2076964.1861 | 68688.632 | 2869669.8291 | 3197872.4729 | 0 | 233714.4492 | 0 | 3294294.732 | 8571079.1398 | 5849937.631 | 26162221.072 | 961560.8286 | 8031996.805 | 8031996.805 | 1478867.319 | 4094519.7919 | 0 | 35155778.7056 | 48761162.6215 | 749894.2093 | 2.9023 | 12113.1352 | 16800.9522 | 246.9426 | 342.5101
1 | 2600 | 707 | 0.03 | 15 | 15 | 7 | 1e-09 | 5spot_SharedNeighbor | Water | Porous | Wet | R245fa | MinimizeLCOE_Brownfield | IgnoreSilica | 106.0466 | 14.2729 | 0.74736 | 4 | 11907.0787 | 16458.2421 | 242.7419 | 335.5235 | 90.9435 | 0 | 84.5479 | 2107997.6651 | 69696.2367 | 2918965.6624 | 3266926.7044 | 0 | 225255.1957 | 0 | 3349648.1711 | 8715097.4339 | 5948233.076 | 26601820.1452 | 961560.8286 | 8031996.805 | 8031996.805 | 1478867.319 | 4094519.7919 | 0 | 35595377.7789 | 49200761.6947 | 1000000 | 2.9894 | 11907.0787 | 16458.2421 | 242.7419 | 335.5235
1 | 2600 | 707 | 0.03 | 15 | 15 | 7 | 1.3335e-09 | 5spot_SharedNeighbor | Water | Porous | Wet | R245fa | MinimizeLCOE_Brownfield | IgnoreSilica | 107.7982 | 14.5036 | 0.76432 | 4 | 11752.4975 | 16202.679 | 239.5906 | 330.3135 | 90.9258 | 0 | 79.5956 | 2131678.9754 | 70464.3154 | 2956688.2832 | 3320019.3224 | 0 | 218190.0732 | 0 | 3391845.9782 | 8824887.472 | 6023167.0329 | 26936941.4528 | 961560.8286 | 8031996.805 | 8031996.805 | 1478867.319 | 4094519.7919 | 0 | 35930499.0864 | 49535883.0023 | 1333521.4322 | 3.0573 | 11752.4975 | 16202.679 | 239.5906 | 330.3135
1 | 2600 | 707 | 0.03 | 15 | 15 | 7 | 1.7783e-09 | 5spot_SharedNeighbor | Water | Porous | Wet | R245fa | MinimizeLCOE_Brownfield | IgnoreSilica | 109.1212 | 14.6775 | 0.77732 | 4 | 11636.5382 | 16012.2682 | 237.2266 | 326.4317 | 90.9119 | 0 | 84.1067 | 2149453.6223 | 71040.345 | 2985062.4645 | 3360097.4101 | 0 | 212360.3162 | 0 | 3423425.5217 | 8907050.9663 | 6079245.3061 | 27187735.9522 | 961560.8286 | 8031996.805 | 8031996.805 | 1478867.319 | 4094519.7919 | 0 | 36181293.5858 | 49786677.5017 | 1778279.41 | 3.1093 | 11636.5382 | 16012.2682 | 237.2266 | 326.4317
1 | 2600 | 707 | 0.03 | 15 | 15 | 7 | 2.3714e-09 | 5spot_SharedNeighbor | Water | Porous | Wet | R245fa | MinimizeLCOE_Brownfield | IgnoreSilica | 110.1345 | 14.8107 | 0.78731 | 4 | 11549.5548 | 15869.7483 | 235.4533 | 323.5263 | 90.901 | 0 | 80.913 | 2163003.301 | 71479.1785 | 3006727.1963 | 3390781.0467 | 0 | 207749.1295 | 0 | 3447498.5422 | 8969684.0277 | 6121993.6575 | 27378916.0793 | 961560.8286 | 8031996.805 | 8031996.805 | 1478867.319 | 4094519.7919 | 0 | 36372473.713 | 49977857.6289 | 2371373.7057 | 3.1493 | 11549.5548 | 15869.7483 | 235.4533 | 323.5263
1 | 2600 | 707 | 0.03 | 15 | 15 | 7 | 3.1623e-09 | 5spot_SharedNeighbor | Water | Porous | Wet | R245fa | MinimizeLCOE_Brownfield | IgnoreSilica | 110.8922 | 14.9101 | 0.79488 | 4 | 11484.3095 | 15763.3927 | 234.1232 | 321.3581 | 90.8926 | 0 | 82.2133 | 2173098.7957 | 71805.9839 | 3022888.7807 | 3413717.1674 | 0 | 204073.8301 | 0 | 3465377.9775 | 9016202.6508 | 6153743.5736 | 27520908.7597 | 961560.8286 | 8031996.805 | 8031996.805 | 1478867.319 | 4094519.7919 | 0 | 36514466.3933 | 50119850.3092 | 3162277.6602 | 3.1795 | 11484.3095 | 15763.3927 | 234.1232 | 321.3581
1 | 2600 | 707 | 0.03 | 15 | 15 | 7 | 4.217e-09 | 5spot_SharedNeighbor | Water | Porous | Wet | R245fa | MinimizeLCOE_Brownfield | IgnoreSilica | 111.477 | 14.9868 | 0.80067 | 4 | 11435.3716 | 15683.4746 | 233.1255 | 319.7288 | 90.8861 | 0 | 87.0888 | 2180868.1577 | 72057.3972 | 3035338.0409 | 3431411.94 | 0 | 201281.1241 | 0 | 3479173.0974 | 9052094.7228 | 6178240.6503 | 27630465.1304 | 961560.8286 | 8031996.805 | 8031996.805 | 1478867.319 | 4094519.7919 | 0 | 36624022.764 | 50229406.6799 | 4216965.0343 | 3.2027 | 11435.3716 | 15683.4746 | 233.1255 | 319.7288
1 | 2600 | 707 | 0.03 | 15 | 15 | 7 | 5.6234e-09 | 5spot_SharedNeighbor | Water | Porous | Wet | R245fa | MinimizeLCOE_Brownfield | IgnoreSilica | 111.9003 | 15.0423 | 0.80498 | 4 | 11398.6668 | 15624.0716 | 232.3772 | 318.5178 | 90.8814 | 0 | 86.3983 | 2186481.4777 | 72238.9912 | 3044338.8474 | 3444219.9768 | 0 | 199039.4905 | 0 | 3489064.3256 | 9077829.6698 | 6195805.2804 | 27709018.0595 | 961560.8286 | 8031996.805 | 8031996.805 | 1478867.319 | 4094519.7919 | 0 | 36702575.6932 | 50307959.6091 | 5623413.2519 | 3.2199 | 11398.6668 | 15624.0716 | 232.3772 | 318.5178
1 | 2600 | 707 | 0.03 | 15 | 15 | 7 | 7.4989e-09 | 5spot_SharedNeighbor | Water | Porous | Wet | R245fa | MinimizeLCOE_Brownfield | IgnoreSilica | 112.2339 | 15.086 | 0.80829 | 4 | 11371.1381 | 15579.2016 | 231.816 | 317.6031 | 90.8776 | 0 | 101.8078 | 2190897.9615 | 72381.8375 | 3051424.2321 | 3454311.0384 | 0 | 197400.204 | 0 | 3496901.9567 | 9098221.5782 | 6209723.1768 | 27771261.9853 | 961560.8286 | 8031996.805 | 8031996.805 | 1478867.319 | 4094519.7919 | 0 | 36764819.619 | 50370203.5349 | 7498942.0933 | 3.2332 | 11371.1381 | 15579.2016 | 231.816 | 317.6031
1 | 2600 | 707 | 0.03 | 15 | 15 | 7 | 1e-08 | 5spot_SharedNeighbor | Water | Porous | Wet | R245fa | MinimizeLCOE_Brownfield | IgnoreSilica | 112.4728 | 15.1174 | 0.81073 | 4 | 11350.4921 | 15545.8784 | 231.3951 | 316.9238 | 90.8749 | 0 | 89.3999 | 2194057.7502 | 72484.021 | 3056495.5159 | 3461538.3161 | 0 | 196090.6829 | 0 | 3502459.8516 | 9112682.0805 | 6219592.7668 | 27815400.985 | 961560.8286 | 8031996.805 | 8031996.805 | 1478867.319 | 4094519.7919 | 0 | 36808958.6187 | 50414342.5346 | 10000000 | 3.2429 | 11350.4921 | 15545.8784 | 231.3951 | 316.9238
1 | 2700 | 707 | 0.03 | 15 | 15 | 7 | 1e-13 | 5spot_SharedNeighbor | Water | Porous | Wet | R245fa | MinimizeLCOE_Brownfield | IgnoreSilica | 0 | 0 | 0 | 0 | [6 empty] | 9.1104 | [19 empty] | 100 | 0
1 | 2700 | 707 | 0.03 | 15 | 15 | 7 | 1.3335e-13 | 5spot_SharedNeighbor | Water | Porous | Wet | R245fa | MinimizeLCOE_Brownfield | IgnoreSilica | 0 | 0 | 0 | 0 | [6 empty] | 10.3916 | [19 empty] | 133.3521 | 0
1 | 2700 | 707 | 0.03 | 15 | 15 | 7 | 1.7783e-13 | 5spot_SharedNeighbor | Water | Porous | Wet | R245fa | MinimizeLCOE_Brownfield | IgnoreSilica | 0 | 0 | 0 | 0 | [6 empty] | 10.8845 | [19 empty] | 177.8279 | 0
1 | 2700 | 707 | 0.03 | 15 | 15 | 7 | 2.3714e-13 | 5spot_SharedNeighbor | Water | Porous | Wet | R245fa | MinimizeLCOE_Brownfield | IgnoreSilica | 0 | 0 | 0 | 0 | [6 empty] | 10.8723 | [19 empty] | 237.1374 | 0
1 | 2700 | 707 | 0.03 | 15 | 15 | 7 | 3.1623e-13 | 5spot_SharedNeighbor | Water | Porous | Wet | R245fa | MinimizeLCOE_Brownfield | IgnoreSilica | 0 | 0 | 0 | 0 | [6 empty] | 10.542 | [19 empty] | 316.2278 | 0
1 | 2700 | 707 | 0.03 | 15 | 15 | 7 | 4.217e-13 | 5spot_SharedNeighbor | Water | Porous | Wet | R245fa | MinimizeLCOE_Brownfield | IgnoreSilica | 0 | 0 | 0 | 0 | [6 empty] | 10.9597 | [19 empty] | 421.6965 | 0
1 | 2700 | 707 | 0.03 | 15 | 15 | 7 | 5.6234e-13 | 5spot_SharedNeighbor | Water | Porous | Wet | R245fa | MinimizeLCOE_Brownfield | IgnoreSilica | 0 | 0 | 0 | 0 | [6 empty] | 12.1319 | [19 empty] | 562.3413 | 0
1 | 2700 | 707 | 0.03 | 15 | 15 | 7 | 7.4989e-13 | 5spot_SharedNeighbor | Water | Porous | Wet | R245fa | MinimizeLCOE_Brownfield | IgnoreSilica | 0 | 0 | 0 | 0 | [6 empty] | 12.3506 | [19 empty] | 749.8942 | 0
1 | 2700 | 707 | 0.03 | 15 | 15 | 7 | 1e-12 | 5spot_SharedNeighbor | Water | Porous | Wet | R245fa | MinimizeLCOE_Brownfield | IgnoreSilica | 1.2625 | 0.13024 | 0.0014259 | 4 | 1772447.6208 | 4245872.9086 | 36133.7422 | 86557.8622 | 78.4444 | 0 | 103.9878 | 71169.2806 | 2131.88 | 68830.5693 | 58801.4056 | 0 | 43532.1501 | 0 | 95341.4613 | 248058.9252 | 169305.3136 | 757170.9856 | 961560.8286 | 8390483.6777 | 8390483.6777 | 1478867.319 | 4237914.541 | 0 | 10109215.492 | 24216481.0297 | 1000 | 0.0057035 | 1772447.6208 | 4245872.9086 | 36133.7422 | 86557.8622
1 | 2700 | 707 | 0.03 | 15 | 15 | 7 | 1.3335e-12 | 5spot_SharedNeighbor | Water | Porous | Wet | R245fa | MinimizeLCOE_Brownfield | IgnoreSilica | 1.807 | 0.20515 | 0.0033603 | 4 | 772479.5984 | 1822036.4452 | 15748.0415 | 37144.6774 | 82.742 | 0 | 160.0909 | 101469.1533 | 3145.9222 | 98655.8221 | 75471.76 | 0 | 54126.5461 | 0 | 129818.9894 | 337762.3809 | 230529.7653 | 1030980.3391 | 961560.8286 | 8390483.6777 | 8390483.6777 | 1478867.319 | 4237914.541 | 0 | 10383024.8455 | 24490290.3832 | 1333.5214 | 0.013441 | 772479.5984 | 1822036.4452 | 15748.0415 | 37144.6774
1 | 2700 | 707 | 0.03 | 15 | 15 | 7 | 1.7783e-12 | 5spot_SharedNeighbor | Water | Porous | Wet | R245fa | MinimizeLCOE_Brownfield | IgnoreSilica | 2.4682 | 0.2981 | 0.0062178 | 4 | 429878.8785 | 997090.2175 | 8763.6624 | 20327.0327 | 85.6151 | 0 | 231.8536 | 134879.4653 | 4280.5549 | 132722.9842 | 96177.757 | 0 | 64447.7438 | 0 | 168678.3171 | 438866.3803 | 299535.3224 | 1339588.525 | 961560.8286 | 8390483.6777 | 8390483.6777 | 1478867.319 | 4237914.541 | 0 | 10691633.0314 | 24798898.5691 | 1778.2794 | 0.024871 | 429878.8785 | 997090.2175 | 8763.6624 | 20327.0327
1 | 2700 | 707 | 0.03 | 15 | 15 | 7 | 2.3714e-12 | 5spot_SharedNeighbor | Water | Porous | Wet | R245fa | MinimizeLCOE_Brownfield | IgnoreSilica | 3.3419 | 0.42202 | 0.010214 | 4 | 271011.3212 | 616307.7026 | 5524.9324 | 12564.2661 | 87.7702 | 0 | 42.9936 | 174843.4687 | 5646.6045 | 174977.3194 | 123498.5302 | 0 | 76450.5813 | 0 | 216612.4366 | 563581.1266 | 384655.6994 | 1720265.7666 | 961560.8286 | 8390483.6777 | 8390483.6777 | 1478867.319 | 4237914.541 | 0 | 11072310.273 | 25179575.8107 | 2371.3737 | 0.040856 | 271011.3212 | 616307.7026 | 5524.9324 | 12564.2661
1 | 2700 | 707 | 0.03 | 15 | 15 | 7 | 3.1623e-12 | 5spot_SharedNeighbor | Water | Porous | Wet | R245fa | MinimizeLCOE_Brownfield | IgnoreSilica | 4.4332 | 0.57775 | 0.015668 | 4 | 183763.0924 | 408857.0899 | 3746.2592 | 8335.1048 | 89.3213 | 0 | 47.7208 | 220294.6356 | 7205.2985 | 224682.3145 | 157803.0392 | 0 | 88988.3137 | 0 | 272599.7046 | 709248.5135 | 484076.6841 | 2164898.5037 | 961560.8286 | 8390483.6777 | 8390483.6777 | 1478867.319 | 4237914.541 | 0 | 11516943.0101 | 25624208.5478 | 3162.2777 | 0.062673 | 183763.0924 | 408857.0899 | 3746.2592 | 8335.1048
1 | 2700 | 707 | 0.03 | 15 | 15 | 7 | 4.217e-12 | 5spot_SharedNeighbor | Water | Porous | Wet | R245fa | MinimizeLCOE_Brownfield | IgnoreSilica | 5.824 | 0.77668 | 0.02298 | 4 | 131086.6724 | 284559.588 | 2672.3791 | 5801.1321 | 90.4774 | 0 | 55.6795 | 273183.8354 | 9020.0643 | 284426.5803 | 201502.7863 | 0 | 102790.7137 | 0 | 339660.3522 | 883726.5624 | 603161.5376 | 2697472.4322 | 961560.8286 | 8390483.6777 | 8390483.6777 | 1478867.319 | 4237914.541 | 0 | 12049516.9385 | 26156782.4762 | 4216.965 | 0.09192 | 131086.6724 | 284559.588 | 2672.3791 | 5801.1321
1 | 2700 | 707 | 0.03 | 15 | 15 | 7 | 5.6234e-12 | 5spot_SharedNeighbor | Water | Porous | Wet | R245fa | MinimizeLCOE_Brownfield | IgnoreSilica | 7.507 | 1.017 | 0.032508 | 4 | 97314.7852 | 205806.1724 | 1983.8935 | 4195.6372 | 91.2775 | 0 | 56.3612 | 331714.9935 | 11024.6465 | 352674.8798 | 254306.1169 | 0 | 116357.3959 | 0 | 415770.4327 | 1081749.3796 | 738316.1793 | 3301914.0241 | 961560.8286 | 8390483.6777 | 8390483.6777 | 1478867.319 | 4237914.541 | 0 | 12653958.5305 | 26761224.0682 | 5623.4133 | 0.13003 | 97314.7852 | 205806.1724 | 1983.8935 | 4195.6372
1 | 2700 | 707 | 0.03 | 15 | 15 | 7 | 7.4989e-12 | 5spot_SharedNeighbor | Water | Porous | Wet | R245fa | MinimizeLCOE_Brownfield | IgnoreSilica | 9.9165 | 1.364 | 0.045693 | 4 | 73799.1323 | 150983.7956 | 1504.4951 | 3078.0089 | 92.0525 | 0 | 54.7192 | 409578.9227 | 13697.0306 | 445744.2146 | 330268.4866 | 0 | 136229.2611 | 0 | 520851.9871 | 1355150.0291 | 924917.7404 | 4136437.6722 | 961560.8286 | 8390483.6777 | 8390483.6777 | 1478867.319 | 4237914.541 | 0 | 13488482.1786 | 27595747.7163 | 7498.9421 | 0.18277 | 73799.1323 | 150983.7956 | 1504.4951 | 3078.0089
1 | 2700 | 707 | 0.03 | 15 | 15 | 7 | 1e-11 | 5spot_SharedNeighbor | Water | Porous | Wet | R245fa | MinimizeLCOE_Brownfield | IgnoreSilica | 12.7935 | 1.7771 | 0.062719 | 4 | 57494.4013 | 113726.5037 | 1172.1011 | 2318.4686 | 92.5637 | 0 | 28.4321 | 494660.2701 | 16608.3206 | 550599.3138 | 420696.9128 | 0 | 154983.0694 | 0 | 638643.6758 | 1661619.8406 | 1134089.6841 | 5071901.0873 | 961560.8286 | 8390483.6777 | 8390483.6777 | 1478867.319 | 4237914.541 | 0 | 14423945.5936 | 28531211.1313 | 10000 | 0.25088 | 57494.4013 | 113726.5037 | 1172.1011 | 2318.4686
1 | 2700 | 707 | 0.03 | 15 | 15 | 7 | 1.3335e-11 | 5spot_SharedNeighbor | Water | Porous | Wet | R245fa | MinimizeLCOE_Brownfield | IgnoreSilica | 16.4035 | 2.2957 | 0.084702 | 4 | 45875.5871 | 87513.4292 | 935.2359 | 1784.0796 | 92.9549 | 0 | 24.5778 | 593439.9589 | 19982.7013 | 675561.1085 | 534179.9619 | 0 | 175705.9015 | 0 | 779559.1565 | 2028253.0157 | 1384324.3596 | 6191006.164 | 961560.8286 | 8390483.6777 | 8390483.6777 | 1478867.319 | 4237914.541 | 0 | 15543050.6703 | 29650316.208 | 13335.2143 | 0.33881 | 45875.5871 | 87513.4292 | 935.2359 | 1784.0796
1 | 2700 | 707 | 0.03 | 15 | 15 | 7 | 1.7783e-11 | 5spot_SharedNeighbor | Water | Porous | Wet | R245fa | MinimizeLCOE_Brownfield | IgnoreSilica | 20.8787 | 2.9391 | 0.11304 | 4 | 37307.4704 | 68506.6342 | 760.5632 | 1396.6004 | 93.2544 | 0 | 26.3871 | 707172.2177 | 23861.8352 | 823012.2928 | 675251.6677 | 0 | 197756.1515 | 0 | 946551.1243 | 2462731.8612 | 1680865.0993 | 7517202.2498 | 961560.8286 | 8390483.6777 | 8390483.6777 | 1478867.319 | 4237914.541 | 0 | 16869246.7562 | 30976512.2939 | 17782.7941 | 0.45217 | 37307.4704 | 68506.6342 | 760.5632 | 1396.6004
1 | 2700 | 707 | 0.03 | 15 | 15 | 7 | 2.3714e-11 | 5spot_SharedNeighbor | Water | Porous | Wet | R245fa | MinimizeLCOE_Brownfield | IgnoreSilica | 26.3452 | 3.7253 | 0.14904 | 4 | 30897.5939 | 54561.145 | 629.8892 | 1112.3027 | 93.4842 | 0 | 28.0437 | 836509.8557 | 28265.1723 | 994681.2637 | 847650.2276 | 0 | 220606.2658 | 0 | 1141807.9862 | 2970750.163 | 2027598.029 | 9067868.9632 | 961560.8286 | 8390483.6777 | 8390483.6777 | 1478867.319 | 4237914.541 | 0 | 18419913.4696 | 32527179.0073 | 23713.7371 | 0.59616 | 30897.5939 | 54561.145 | 629.8892 | 1112.3027
1 | 2700 | 707 | 0.03 | 15 | 15 | 7 | 3.1623e-11 | 5spot_SharedNeighbor | Water | Porous | Wet | R245fa | MinimizeLCOE_Brownfield | IgnoreSilica | 32.9003 | 4.6683 | 0.19395 | 4 | 26042.764 | 44226.7057 | 530.917 | 901.6212 | 93.661 | 0 | 33.4265 | 981395.8266 | 33188.5644 | 1191294.618 | 1054404.4531 | 0 | 243519.4114 | 0 | 1366483.1206 | 3555308.7757 | 2426571.2937 | 10852166.0634 | 961560.8286 | 8390483.6777 | 8390483.6777 | 1478867.319 | 4237914.541 | 0 | 20204210.5698 | 34311476.1075 | 31622.7766 | 0.77581 | 26042.764 | 44226.7057 | 530.917 | 901.6212
1 | 2700 | 707 | 0.03 | 15 | 15 | 7 | 4.217e-11 | 5spot_SharedNeighbor | Water | Porous | Wet | R245fa | MinimizeLCOE_Brownfield | IgnoreSilica | 40.5808 | 5.7733 | 0.24869 | 4 | 22332.6246 | 36514.094 | 455.2808 | 744.3892 | 93.7968 | 0 | 42.0495 | 1140591.1965 | 38587.926 | 1411846.8383 | 1296672.8309 | 0 | 265569.6913 | 0 | 1619774.7084 | 4214321.5298 | 2876361.0397 | 12863725.7609 | 961560.8286 | 8390483.6777 | 8390483.6777 | 1478867.319 | 4237914.541 | 0 | 22215770.2673 | 36323035.805 | 42169.6503 | 0.99477 | 22332.6246 | 36514.094 | 455.2808 | 744.3892
1 | 2700 | 707 | 0.03 | 15 | 15 | 7 | 5.6234e-11 | 5spot_SharedNeighbor | Water | Porous | Wet | R245fa | MinimizeLCOE_Brownfield | IgnoreSilica | 49.1996 | 7.0131 | 0.31297 | 4 | 19484.1475 | 30753.1297 | 397.2107 | 626.9441 | 93.8969 | 0 | 41.6367 | 1308840.428 | 44282.8862 | 1649461.973 | 1568511.2805 | 0 | 284661.5857 | 0 | 1893745.6799 | 4927137.7984 | 3362872.79 | 15039514.4218 | 961560.8286 | 8390483.6777 | 8390483.6777 | 1478867.319 | 4237914.541 | 0 | 24391558.9282 | 38498824.4659 | 56234.1325 | 1.2519 | 19484.1475 | 30753.1297 | 397.2107 | 626.9441
1 | 2700 | 707 | 0.03 | 15 | 15 | 7 | 7.4989e-11 | 5spot_SharedNeighbor | Water | Porous | Wet | R245fa | MinimizeLCOE_Brownfield | IgnoreSilica | 58.3519 | 8.3282 | 0.38476 | 4 | 17297.7733 | 26464.0821 | 352.6385 | 539.5061 | 93.9618 | 0 | 36.5249 | 1477903.5021 | 49992.0552 | 1892484.1099 | 1857007.473 | 0 | 298464.1636 | 0 | 2174582.0085 | 5657816.3181 | 3861575.8936 | 17269825.524 | 961560.8286 | 8390483.6777 | 8390483.6777 | 1478867.319 | 4237914.541 | 0 | 26621870.0304 | 40729135.5681 | 74989.4209 | 1.539 | 17297.7733 | 26464.0821 | 352.6385 | 539.5061
1 | 2700 | 707 | 0.03 | 15 | 15 | 7 | 1e-10 | 5spot_SharedNeighbor | Water | Porous | Wet | R245fa | MinimizeLCOE_Brownfield | IgnoreSilica | 67.5406 | 9.6453 | 0.46056 | 4 | 15626.2834 | 23283.9677 | 318.5629 | 474.6752 | 93.9917 | 0 | 46.1119 | 1639318.2582 | 55427.6279 | 2128293.8111 | 2146278.4906 | 0 | 305681.3624 | 0 | 2447249.8246 | 6367242.0436 | 4345773.5285 | 19435264.947 | 961560.8286 | 8390483.6777 | 8390483.6777 | 1478867.319 | 4237914.541 | 0 | 28787309.4534 | 42894574.9911 | 100000 | 1.8422 | 15626.2834 | 23283.9677 | 318.5629 | 474.6752
1 | 2700 | 707 | 0.03 | 15 | 15 | 7 | 1.3335e-10 | 5spot_SharedNeighbor | Water | Porous | Wet | R245fa | MinimizeLCOE_Brownfield | IgnoreSilica | 76.1982 | 10.8814 | 0.53575 | 4 | 14355.2049 | 20938.1645 | 292.6503 | 426.8528 | 93.9908 | 0 | 42.2491 | 1784741.3244 | 60308.9074 | 2343849.5772 | 2418287.8566 | 0 | 305750.4098 | 0 | 2696045.8494 | 7014558.2651 | 4787580.1507 | 21411122.3406 | 961560.8286 | 8390483.6777 | 8390483.6777 | 1478867.319 | 4237914.541 | 0 | 30763166.8469 | 44870432.3846 | 133352.1432 | 2.143 | 14355.2049 | 20938.1645 | 292.6503 | 426.8528
1 | 2700 | 707 | 0.03 | 15 | 15 | 7 | 1.7783e-10 | 5spot_SharedNeighbor | Water | Porous | Wet | R245fa | MinimizeLCOE_Brownfield | IgnoreSilica | 84.3151 | 12.0349 | 0.60872 | 4 | 13374.6049 | 19168.4643 | 272.6594 | 390.7751 | 93.9666 | 0 | 42.1955 | 1915797.7108 | 64692.7271 | 2540640.4707 | 2672682.0847 | 0 | 300992.4175 | 0 | 2922974.1102 | 7604979.0504 | 5190554.4686 | 23213313.0401 | 961560.8286 | 8390483.6777 | 8390483.6777 | 1478867.319 | 4237914.541 | 0 | 32565357.5464 | 46672623.0841 | 177827.941 | 2.4349 | 13374.6049 | 19168.4643 | 272.6594 | 390.7751
1 | 2700 | 707 | 0.03 | 15 | 15 | 7 | 2.3714e-10 | 5spot_SharedNeighbor | Water | Porous | Wet | R245fa | MinimizeLCOE_Brownfield | IgnoreSilica | 90.9823 | 12.9776 | 0.67174 | 4 | 12655.0843 | 17905.3553 | 257.991 | 365.0249 | 93.931 | 0 | 52.0744 | 2019913.6924 | 68163.6204 | 2698711.5731 | 2881096.2785 | 0 | 291312.8081 | 0 | 3104087.2092 | 8076198.1826 | 5512171.2089 | 24651654.5731 | 961560.8286 | 8390483.6777 | 8390483.6777 | 1478867.319 | 4237914.541 | 0 | 34003699.0794 | 48110964.6171 | 237137.3706 | 2.687 | 12655.0843 | 17905.3553 | 257.991 | 365.0249
1 | 2700 | 707 | 0.03 | 15 | 15 | 7 | 3.1623e-10 | 5spot_SharedNeighbor | Water | Porous | Wet | R245fa | MinimizeLCOE_Brownfield | IgnoreSilica | 96.505 | 13.7548 | 0.72578 | 4 | 12113.7101 | 16973.0283 | 246.9544 | 346.0181 | 93.8915 | 0 | 48.4272 | 2103889.41 | 70954.7192 | 2827341.4839 | 3053318.416 | 0 | 279529.7478 | 0 | 3250663.173 | 8457558.7735 | 5772457.6484 | 25815713.3719 | 961560.8286 | 8390483.6777 | 8390483.6777 | 1478867.319 | 4237914.541 | 0 | 35167757.8783 | 49275023.416 | 316227.766 | 2.9031 | 12113.7101 | 16973.0283 | 246.9544 | 346.0181
1 | 2700 | 707 | 0.03 | 15 | 15 | 7 | 4.217e-10 | 5spot_SharedNeighbor | Water | Porous | Wet | R245fa | MinimizeLCOE_Brownfield | IgnoreSilica | 100.9628 | 14.3795 | 0.77067 | 4 | 11706.9072 | 16283.1951 | 238.6611 | 331.955 | 93.8535 | 0 | 49.0857 | 2170240.4677 | 73154.3302 | 2929704.201 | 3192033.4569 | 0 | 267254.4736 | 0 | 3366630.9025 | 8759283.0173 | 5978390.6446 | 26736691.4939 | 961560.8286 | 8390483.6777 | 8390483.6777 | 1478867.319 | 4237914.541 | 0 | 36088736.0003 | 50196001.538 | 421696.5034 | 3.0827 | 11706.9072 | 16283.1951 | 238.6611 | 331.955
1 | 2700 | 707 | 0.03 | 15 | 15 | 7 | 5.6234e-10 | 5spot_SharedNeighbor | Water | Porous | Wet | R245fa | MinimizeLCOE_Brownfield | IgnoreSilica | 104.4996 | 14.8735 | 0.80708 | 4 | 11401.4421 | 15771.3036 | 232.4338 | 321.5194 | 93.8196 | 0 | 50.2817 | 2222004.5627 | 74866.6757 | 3010016.8783 | 3301890.1845 | 0 | 255636.0504 | 0 | 3457121.5972 | 8994721.2426 | 6139082.0711 | 27455339.2626 | 961560.8286 | 8390483.6777 | 8390483.6777 | 1478867.319 | 4237914.541 | 0 | 36807383.769 | 50914649.3067 | 562341.3252 | 3.2283 | 11401.4421 | 15771.3036 | 232.4338 | 321.5194
1 | 2700 | 707 | 0.03 | 15 | 15 | 7 | 7.4989e-10 | 5spot_SharedNeighbor | Water | Porous | Wet | R245fa | MinimizeLCOE_Brownfield | IgnoreSilica | 106.6313 | 15.1704 | 0.83387 | 4 | 11156.1405 | 15385.6172 | 227.433 | 313.6566 | 93.7976 | 0 | 53.0332 | 2252836.0922 | 75884.9712 | 3058044.1147 | 3368012.3863 | 0 | 239918.8953 | 0 | 3507931.6193 | 9126918.4976 | 6229309.414 | 27858855.9906 | 961560.8286 | 8390483.6777 | 8390483.6777 | 1478867.319 | 4237914.541 | 0 | 37210900.4969 | 51318166.0347 | 749894.2093 | 3.3355 | 11156.1405 | 15385.6172 | 227.433 | 313.6566
1 | 2700 | 707 | 0.03 | 15 | 15 | 7 | 1e-09 | 5spot_SharedNeighbor | Water | Porous | Wet | R245fa | MinimizeLCOE_Brownfield | IgnoreSilica | 109.3964 | 15.5546 | 0.85871 | 4 | 11000.0859 | 15107.1803 | 224.2516 | 307.9803 | 93.7674 | 0 | 51.1265 | 2292428.1175 | 77190.81 | 3119928.9819 | 3453682.3143 | 0 | 236396.8423 | 0 | 3580054.5557 | 9314567.5838 | 6357383.7712 | 28431632.9768 | 961560.8286 | 8390483.6777 | 8390483.6777 | 1478867.319 | 4237914.541 | 0 | 37783677.4831 | 51890943.0208 | 1000000 | 3.4349 | 11000.0859 | 15107.1803 | 224.2516 | 307.9803
1 | 2700 | 707 | 0.03 | 15 | 15 | 7 | 1.3335e-09 | 5spot_SharedNeighbor | Water | Porous | Wet | R245fa | MinimizeLCOE_Brownfield | IgnoreSilica | 111.0165 | 15.7793 | 0.87621 | 4 | 10870.9697 | 14896.0365 | 221.6194 | 303.6759 | 93.7488 | 0 | 47.0931 | 2315416.8888 | 77948.0749 | 3155972.3879 | 3503822.0803 | 0 | 228967.4463 | 0 | 3620029.4825 | 9418574.1434 | 6428370.3852 | 28749100.8895 | 961560.8286 | 8390483.6777 | 8390483.6777 | 1478867.319 | 4237914.541 | 0 | 38101145.3958 | 52208410.9336 | 1333521.4322 | 3.5049 | 10870.9697 | 14896.0365 | 221.6194 | 303.6759
1 | 2700 | 707 | 0.03 | 15 | 15 | 7 | 1.7783e-09 | 5spot_SharedNeighbor | Water | Porous | Wet | R245fa | MinimizeLCOE_Brownfield | IgnoreSilica | 112.2487 | 15.9499 | 0.88965 | 4 | 10774.0942 | 14738.3648 | 219.6445 | 300.4615 | 93.7342 | 0 | 51.2172 | 2332799.1547 | 78520.182 | 3183279.7398 | 3541928.0997 | 0 | 222951.6325 | 0 | 3650196.7354 | 9497063.1471 | 6481940.743 | 28988679.4342 | 961560.8286 | 8390483.6777 | 8390483.6777 | 1478867.319 | 4237914.541 | 0 | 38340723.9405 | 52447989.4782 | 1778279.41 | 3.5586 | 10774.0942 | 14738.3648 | 219.6445 | 300.4615
1 | 2700 | 707 | 0.03 | 15 | 15 | 7 | 2.3714e-09 | 5spot_SharedNeighbor | Water | Porous | Wet | R245fa | MinimizeLCOE_Brownfield | IgnoreSilica | 113.189 | 16.08 | 0.89994 | 4 | 10701.4146 | 14620.3471 | 218.1628 | 298.0556 | 93.7229 | 0 | 54.9009 | 2346006.0776 | 78954.5875 | 3204059.0426 | 3570993.1579 | 0 | 218206.6637 | 0 | 3673105.6164 | 9556667.3564 | 6522621.8406 | 29170614.3428 | 961560.8286 | 8390483.6777 | 8390483.6777 | 1478867.319 | 4237914.541 | 0 | 38522658.8491 | 52629924.3869 | 2371373.7057 | 3.5998 | 10701.4146 | 14620.3471 | 218.1628 | 298.0556
1 | 2700 | 707 | 0.03 | 15 | 15 | 7 | 3.1623e-09 | 5spot_SharedNeighbor | Water | Porous | Wet | R245fa | MinimizeLCOE_Brownfield | IgnoreSilica | 113.8882 | 16.1766 | 0.9077 | 4 | 10646.892 | 14532.3162 | 217.0513 | 296.2609 | 93.7143 | 0 | 45.5371 | 2355793.5399 | 79276.3625 | 3219475.8666 | 3592595.7538 | 0 | 214426.4013 | 0 | 3690011.4904 | 9600652.9726 | 6552642.9275 | 29304875.3146 | 961560.8286 | 8390483.6777 | 8390483.6777 | 1478867.319 | 4237914.541 | 0 | 38656919.821 | 52764185.3587 | 3162277.6602 | 3.6308 | 10646.892 | 14532.3162 | 217.0513 | 296.2609
1 | 2700 | 707 | 0.03 | 15 | 15 | 7 | 4.217e-09 | 5spot_SharedNeighbor | Water | Porous | Wet | R245fa | MinimizeLCOE_Brownfield | IgnoreSilica | 114.4265 | 16.2509 | 0.91364 | 4 | 10605.9931 | 14466.1731 | 216.2175 | 294.9125 | 93.7077 | 0 | 50.5946 | 2363308.908 | 79523.3489 | 3231323.9322 | 3609219.8103 | 0 | 211555.1648 | 0 | 3703023.154 | 9634506.6522 | 6575748.7594 | 29408209.7298 | 961560.8286 | 8390483.6777 | 8390483.6777 | 1478867.319 | 4237914.541 | 0 | 38760254.2361 | 52867519.7738 | 4216965.0343 | 3.6546 | 10605.9931 | 14466.1731 | 216.2175 | 294.9125
1 | 2700 | 707 | 0.03 | 15 | 15 | 7 | 5.6234e-09 | 5spot_SharedNeighbor | Water | Porous | Wet | R245fa | MinimizeLCOE_Brownfield | IgnoreSilica | 114.8286 | 16.3064 | 0.91811 | 4 | 10575.3156 | 14416.7118 | 215.5921 | 293.9042 | 93.7026 | 0 | 52.6263 | 2368912.7054 | 79707.4613 | 3240164.1582 | 3621636.0997 | 0 | 209329.5004 | 0 | 3712702.4707 | 9659690.2488 | 6592937.0816 | 29485079.7261 | 961560.8286 | 8390483.6777 | 8390483.6777 | 1478867.319 | 4237914.541 | 0 | 38837124.2325 | 52944389.7702 | 5623413.2519 | 3.6724 | 10575.3156 | 14416.7118 | 215.5921 | 293.9042
1 | 2700 | 707 | 0.03 | 15 | 15 | 7 | 7.4989e-09 | 5spot_SharedNeighbor | Water | Porous | Wet | R245fa | MinimizeLCOE_Brownfield | IgnoreSilica | 115.1381 | 16.3492 | 0.92151 | 4 | 10552.3062 | 14379.5033 | 215.123 | 293.1456 | 93.6988 | 0 | 50.3251 | 2373219.6745 | 79848.9365 | 3246961.9235 | 3631190.9796 | 0 | 207666.055 | 0 | 3720166.152 | 9679109.2165 | 6606190.926 | 29544353.8636 | 961560.8286 | 8390483.6777 | 8390483.6777 | 1478867.319 | 4237914.541 | 0 | 38896398.37 | 53003663.9077 | 7498942.0933 | 3.6861 | 10552.3062 | 14379.5033 | 215.123 | 293.1456
1 | 2700 | 707 | 0.03 | 15 | 15 | 7 | 1e-08 | 5spot_SharedNeighbor | Water | Porous | Wet | R245fa | MinimizeLCOE_Brownfield | IgnoreSilica | 115.3498 | 16.3784 | 0.92397 | 4 | 10535.0488 | 14352.0828 | 214.7712 | 292.5866 | 93.6961 | 0 | 43.8117 | 2376162.9176 | 79945.6003 | 3251609.018 | 3637726.5777 | 0 | 206288.4238 | 0 | 3725175.6896 | 9692143.0057 | 6615086.755 | 29584137.9876 | 961560.8286 | 8390483.6777 | 8390483.6777 | 1478867.319 | 4237914.541 | 0 | 38936182.4939 | 53043448.0316 | 10000000 | 3.6959 | 10535.0488 | 14352.0828 | 214.7712 | 292.5866
1 | 2800 | 707 | 0.03 | 15 | 15 | 7 | 1e-13 | 5spot_SharedNeighbor | Water | Porous | Wet | R245fa | MinimizeLCOE_Brownfield | IgnoreSilica | 0 | 0 | 0 | 0 | [6 empty] | 9.1565 | [19 empty] | 100 | 0
1 | 2800 | 707 | 0.03 | 15 | 15 | 7 | 1.3335e-13 | 5spot_SharedNeighbor | Water | Porous | Wet | R245fa | MinimizeLCOE_Brownfield | IgnoreSilica | 0 | 0 | 0 | 0 | [6 empty] | 10.813 | [19 empty] | 133.3521 | 0
1 | 2800 | 707 | 0.03 | 15 | 15 | 7 | 1.7783e-13 | 5spot_SharedNeighbor | Water | Porous | Wet | R245fa | MinimizeLCOE_Brownfield | IgnoreSilica | 0 | 0 | 0 | 0 | [6 empty] | 11.0053 | [19 empty] | 177.8279 | 0
1 | 2800 | 707 | 0.03 | 15 | 15 | 7 | 2.3714e-13 | 5spot_SharedNeighbor | Water | Porous | Wet | R245fa | MinimizeLCOE_Brownfield | IgnoreSilica | 0 | 0 | 0 | 0 | [6 empty] | 11.0928 | [19 empty] | 237.1374 | 0
1 | 2800 | 707 | 0.03 | 15 | 15 | 7 | 3.1623e-13 | 5spot_SharedNeighbor | Water | Porous | Wet | R245fa | MinimizeLCOE_Brownfield | IgnoreSilica | 0 | 0 | 0 | 0 | [6 empty] | 11.3277 | [19 empty] | 316.2278 | 0
1 | 2800 | 707 | 0.03 | 15 | 15 | 7 | 4.217e-13 | 5spot_SharedNeighbor | Water | Porous | Wet | R245fa | MinimizeLCOE_Brownfield | IgnoreSilica | 0 | 0 | 0 | 0 | [6 empty] | 11.345 | [19 empty] | 421.6965 | 0
1 | 2800 | 707 | 0.03 | 15 | 15 | 7 | 5.6234e-13 | 5spot_SharedNeighbor | Water | Porous | Wet | R245fa | MinimizeLCOE_Brownfield | IgnoreSilica | 0 | 0 | 0 | 0 | [6 empty] | 12.5974 | [19 empty] | 562.3413 | 0
1 | 2800 | 707 | 0.03 | 15 | 15 | 7 | 7.4989e-13 | 5spot_SharedNeighbor | Water | Porous | Wet | R245fa | MinimizeLCOE_Brownfield | IgnoreSilica | 0.99609 | 0.098133 | 0.00063849 | 4 | 4051893.5411 | 9775260.6502 | 82603.3304 | 199281.9104 | 76.526 | 0 | 39.7421 | 57401.442 | 1689.9571 | 54971.4986 | 50881.5348 | 0 | 39124.6808 | 0 | 79586.9542 | 207068.9294 | 141328.7991 | 632053.7961 | 961560.8286 | 8754830.6413 | 8754830.6413 | 1478867.319 | 4383653.3264 | 0 | 10348445.2661 | 24965796.5528 | 749.8942 | 0.002554 | 4051893.5411 | 9775260.6502 | 82603.3304 | 199281.9104
1 | 2800 | 707 | 0.03 | 15 | 15 | 7 | 1e-12 | 5spot_SharedNeighbor | Water | Porous | Wet | R245fa | MinimizeLCOE_Brownfield | IgnoreSilica | 1.4764 | 0.16635 | 0.0022719 | 4 | 1168037.7046 | 2776565.3776 | 23812.0285 | 56604.0408 | 82.3894 | 0 | 129.767 | 87532.1692 | 2701.1544 | 83445.1598 | 65963.2452 | 0 | 50307.6143 | 0 | 113080.2438 | 294211.5983 | 200805.4613 | 898046.6463 | 961560.8286 | 8754830.6413 | 8754830.6413 | 1478867.319 | 4383653.3264 | 0 | 10614438.1162 | 25231789.4029 | 1000 | 0.0090874 | 1168037.7046 | 2776565.3776 | 23812.0285 | 56604.0408
1 | 2800 | 707 | 0.03 | 15 | 15 | 7 | 1.3335e-12 | 5spot_SharedNeighbor | Water | Porous | Wet | R245fa | MinimizeLCOE_Brownfield | IgnoreSilica | 2.0793 | 0.25469 | 0.0048118 | 4 | 567502.6359 | 1326956.3864 | 11569.3088 | 27051.8008 | 86.2941 | 0 | 191.2341 | 121714.8752 | 3874.8966 | 116957.4973 | 85142.2083 | 0 | 61829.8299 | 0 | 151912.5298 | 395245.2411 | 269762.9985 | 1206440.0767 | 961560.8286 | 8754830.6413 | 8754830.6413 | 1478867.319 | 4383653.3264 | 0 | 10922831.5466 | 25540182.8334 | 1333.5214 | 0.019247 | 567502.6359 | 1326956.3864 | 11569.3088 | 27051.8008
1 | 2800 | 707 | 0.03 | 15 | 15 | 7 | 1.7783e-12 | 5spot_SharedNeighbor | Water | Porous | Wet | R245fa | MinimizeLCOE_Brownfield | IgnoreSilica | 2.8324 | 0.36679 | 0.0084638 | 4 | 333182.6593 | 764944.032 | 6792.3792 | 15594.4188 | 89.0051 | 0 | 44.6315 | 160356.7227 | 5216.8693 | 156249.2143 | 109273.3942 | 0 | 73725.7134 | 0 | 196880.5464 | 512242.7961 | 349616.2339 | 1563561.4903 | 961560.8286 | 8754830.6413 | 8754830.6413 | 1478867.319 | 4383653.3264 | 0 | 11279952.9603 | 25897304.247 | 1778.2794 | 0.033855 | 333182.6593 | 764944.032 | 6792.3792 | 15594.4188
1 | 2800 | 707 | 0.03 | 15 | 15 | 7 | 2.3714e-12 | 5spot_SharedNeighbor | Water | Porous | Wet | R245fa | MinimizeLCOE_Brownfield | IgnoreSilica | 3.783 | 0.5094 | 0.013513 | 4 | 216459.1005 | 486889.4764 | 4412.8115 | 9925.9005 | 90.9684 | 0 | 44.8942 | 204652.5312 | 6763.1994 | 202888.6645 | 139780.8717 | 0 | 86383.6747 | 0 | 249782.8872 | 649883.8349 | 443559.0711 | 1983694.7347 | 961560.8286 | 8754830.6413 | 8754830.6413 | 1478867.319 | 4383653.3264 | 0 | 11700086.2046 | 26317437.4914 | 2371.3737 | 0.054052 | 216459.1005 | 486889.4764 | 4412.8115 | 9925.9005
1 | 2800 | 707 | 0.03 | 15 | 15 | 7 | 3.1623e-12 | 5spot_SharedNeighbor | Water | Porous | Wet | R245fa | MinimizeLCOE_Brownfield | IgnoreSilica | 5.0003 | 0.69286 | 0.020422 | 4 | 149402.82 | 328341.8136 | 3045.7786 | 6693.692 | 92.4353 | 0 | 33.8274 | 256401.4764 | 8573.5611 | 259195.0404 | 178937.5602 | 0 | 100242.3677 | 0 | 313306.5023 | 815159.2509 | 556362.9386 | 2488178.6977 | 961560.8286 | 8754830.6413 | 8754830.6413 | 1478867.319 | 4383653.3264 | 0 | 12204570.1676 | 26821921.4544 | 3162.2777 | 0.081689 | 149402.82 | 328341.8136 | 3045.7786 | 6693.692
1 | 2800 | 707 | 0.03 | 15 | 15 | 7 | 4.217e-12 | 5spot_SharedNeighbor | Water | Porous | Wet | R245fa | MinimizeLCOE_Brownfield | IgnoreSilica | 6.5324 | 0.9242 | 0.0295 | 4 | 108497.7917 | 232372.3719 | 2211.8742 | 4737.2251 | 93.5117 | 0 | 31.239 | 315978.791 | 10657.4467 | 326106.2701 | 228342.8444 | 0 | 115436.2291 | 0 | 388643.4167 | 1011170.4486 | 690144.6086 | 3086480.0552 | 961560.8286 | 8754830.6413 | 8754830.6413 | 1478867.319 | 4383653.3264 | 0 | 12802871.5252 | 27420222.8119 | 4216.965 | 0.118 | 108497.7917 | 232372.3719 | 2211.8742 | 4737.2251
1 | 2800 | 707 | 0.03 | 15 | 15 | 7 | 5.6234e-12 | 5spot_SharedNeighbor | Water | Porous | Wet | R245fa | MinimizeLCOE_Brownfield | IgnoreSilica | 8.3183 | 1.1927 | 0.041117 | 4 | 81808.2919 | 170685.6167 | 1667.7727 | 3479.6572 | 94.2022 | 0 | 27.8541 | 379465.0241 | 12870.9473 | 399690.6388 | 285923.9035 | 0 | 129034.9391 | 0 | 470724.3266 | 1224728.1389 | 835902.1204 | 3738340.0386 | 961560.8286 | 8754830.6413 | 8754830.6413 | 1478867.319 | 4383653.3264 | 0 | 13454731.5086 | 28072082.7953 | 5623.4133 | 0.16447 | 81808.2919 | 170685.6167 | 1667.7727 | 3479.6572
1 | 2800 | 707 | 0.03 | 15 | 15 | 7 | 7.4989e-12 | 5spot_SharedNeighbor | Water | Porous | Wet | R245fa | MinimizeLCOE_Brownfield | IgnoreSilica | 11.0445 | 1.6083 | 0.057692 | 4 | 62512.7356 | 125854.405 | 1274.4067 | 2565.7123 | 95.024 | 0 | 25.9727 | 470465.57 | 16058.4525 | 507366.9247 | 374192.9778 | 0 | 152510.593 | 0 | 593031.862 | 1542947.2574 | 1053093.2076 | 4709666.845 | 961560.8286 | 8754830.6413 | 8754830.6413 | 1478867.319 | 4383653.3264 | 0 | 14426058.3149 | 29043409.6017 | 7498.9421 | 0.23077 | 62512.7356 | 125854.405 | 1274.4067 | 2565.7123
1 | 2800 | 707 | 0.03 | 15 | 15 | 7 | 1e-11 | 5spot_SharedNeighbor | Water | Porous | Wet | R245fa | MinimizeLCOE_Brownfield | IgnoreSilica | 14.2823 | 2.0991 | 0.078891 | 4 | 49133.7096 | 95455.2146 | 1001.6571 | 1945.9837 | 95.5225 | 0 | 48.9617 | 568849.7807 | 19488.4705 | 627622.4642 | 478578.8512 | 0 | 174337.8882 | 0 | 728862.2074 | 1896349.9534 | 1294297.8093 | 5788387.4248 | 961560.8286 | 8754830.6413 | 8754830.6413 | 1478867.319 | 4383653.3264 | 0 | 15504778.8948 | 30122130.1815 | 10000 | 0.31556 | 49133.7096 | 95455.2146 | 1001.6571 | 1945.9837
1 | 2800 | 707 | 0.03 | 15 | 15 | 7 | 1.3335e-11 | 5spot_SharedNeighbor | Water | Porous | Wet | R245fa | MinimizeLCOE_Brownfield | IgnoreSilica | 18.2575 | 2.702 | 0.10611 | 4 | 39499.6223 | 73939.2362 | 805.2532 | 1507.3513 | 95.8958 | 0 | 68.873 | 680675.773 | 23379.884 | 767878.3501 | 606757.1783 | 0 | 197067.1207 | 0 | 887545.7394 | 2309211.9533 | 1576084.6077 | 7048600.6065 | 961560.8286 | 8754830.6413 | 8754830.6413 | 1478867.319 | 4383653.3264 | 0 | 16764992.0764 | 31382343.3632 | 13335.2143 | 0.42443 | 39499.6223 | 73939.2362 | 805.2532 | 1507.3513
1 | 2800 | 707 | 0.03 | 15 | 15 | 7 | 1.7783e-11 | 5spot_SharedNeighbor | Water | Porous | Wet | R245fa | MinimizeLCOE_Brownfield | IgnoreSilica | 23.1614 | 3.446 | 0.14099 | 4 | 32361.3993 | 58280.6652 | 659.7309 | 1188.1302 | 96.1821 | 0 | 59.7105 | 808880.5203 | 27832.8414 | 932614.18 | 764984.0328 | 0 | 221047.5641 | 0 | 1074590.0641 | 2795862.9181 | 1908233.8908 | 8534046.0117 | 961560.8286 | 8754830.6413 | 8754830.6413 | 1478867.319 | 4383653.3264 | 0 | 18250437.4817 | 32867788.7684 | 17782.7941 | 0.56396 | 32361.3993 | 58280.6652 | 659.7309 | 1188.1302
1 | 2800 | 707 | 0.03 | 15 | 15 | 7 | 2.3714e-11 | 5spot_SharedNeighbor | Water | Porous | Wet | R245fa | MinimizeLCOE_Brownfield | IgnoreSilica | 29.1271 | 4.3514 | 0.18506 | 4 | 26993.0885 | 46739.8163 | 550.2906 | 952.8544 | 96.4025 | 0 | 59.2301 | 954277.8379 | 32873.0879 | 1123772.2513 | 957542.5718 | 0 | 245766.632 | 0 | 1292550.6285 | 3362951.5969 | 2295283.5666 | 10265018.173 | 961560.8286 | 8754830.6413 | 8754830.6413 | 1478867.319 | 4383653.3264 | 0 | 19981409.6429 | 34598760.9296 | 23713.7371 | 0.74024 | 26993.0885 | 46739.8163 | 550.2906 | 952.8544
1 | 2800 | 707 | 0.03 | 15 | 15 | 7 | 3.1623e-11 | 5spot_SharedNeighbor | Water | Porous | Wet | R245fa | MinimizeLCOE_Brownfield | IgnoreSilica | 36.2501 | 5.4327 | 0.2397 | 4 | 22909.4234 | 38154.588 | 467.0396 | 777.8329 | 96.5725 | 0 | 73.0944 | 1116659.5088 | 38490.9225 | 1341921.105 | 1187473.1503 | 0 | 270441.7053 | 0 | 1542444.6929 | 4013124.692 | 2739040.0638 | 12249595.8407 | 961560.8286 | 8754830.6413 | 8754830.6413 | 1478867.319 | 4383653.3264 | 0 | 21965987.3107 | 36583338.5974 | 31622.7766 | 0.95882 | 22909.4234 | 38154.588 | 467.0396 | 777.8329
1 | 2800 | 707 | 0.03 | 15 | 15 | 7 | 4.217e-11 | 5spot_SharedNeighbor | Water | Porous | Wet | R245fa | MinimizeLCOE_Brownfield | IgnoreSilica | 44.4667 | 6.68 | 0.30548 | 4 | 19779.0818 | 31741.6176 | 403.2233 | 647.0958 | 96.7014 | 0 | 62.7725 | 1292564.3506 | 44564.2742 | 1583046.3773 | 1452709.333 | 0 | 293253.5662 | 0 | 1819793.7815 | 4734730.1285 | 3231550.6016 | 14452212.4129 | 961560.8286 | 8754830.6413 | 8754830.6413 | 1478867.319 | 4383653.3264 | 0 | 24168603.8829 | 38785955.1696 | 42169.6503 | 1.2219 | 19779.0818 | 31741.6176 | 403.2233 | 647.0958
1 | 2800 | 707 | 0.03 | 15 | 15 | 7 | 5.6234e-11 | 5spot_SharedNeighbor | Water | Porous | Wet | R245fa | MinimizeLCOE_Brownfield | IgnoreSilica | 53.5387 | 8.0564 | 0.38154 | 4 | 17372.5921 | 26950.5642 | 354.1638 | 549.4237 | 96.7926 | 0 | 82.9298 | 1475755.8344 | 50875.0408 | 1838891.1998 | 1745487.5097 | 0 | 312072.7377 | 0 | 2115002.1057 | 5502801.6325 | 3755775.1855 | 16796661.246 | 961560.8286 | 8754830.6413 | 8754830.6413 | 1478867.319 | 4383653.3264 | 0 | 26513052.716 | 41130404.0027 | 56234.1325 | 1.5261 | 17372.5921 | 26950.5642 | 354.1638 | 549.4237
1 | 2800 | 707 | 0.03 | 15 | 15 | 7 | 7.4989e-11 | 5spot_SharedNeighbor | Water | Porous | Wet | R245fa | MinimizeLCOE_Brownfield | IgnoreSilica | 62.9929 | 9.4883 | 0.46489 | 4 | 15526.038 | 23386.7406 | 316.5193 | 476.7703 | 96.845 | 0 | 66.3185 | 1656648.3642 | 57089.8122 | 2095917.3719 | 2050350.4282 | 0 | 324510.6158 | 0 | 2411961.471 | 6275428.9863 | 4283109.2303 | 19155016.2799 | 961560.8286 | 8754830.6413 | 8754830.6413 | 1478867.319 | 4383653.3264 | 0 | 28871407.7498 | 43488759.0366 | 74989.4209 | 1.8595 | 15526.038 | 23386.7406 | 316.5193 | 476.7703
1 | 2800 | 707 | 0.03 | 15 | 15 | 7 | 1e-10 | 5spot_SharedNeighbor | Water | Porous | Wet | R245fa | MinimizeLCOE_Brownfield | IgnoreSilica | 72.2493 | 10.8855 | 0.55086 | 4 | 14115.8126 | 20749.7095 | 287.7699 | 423.0109 | 96.86 | 0 | 92.0604 | 1825316.9994 | 62865.9048 | 2339373.0748 | 2348390.9504 | 0 | 329159.0147 | 0 | 2692991.3182 | 7006611.0014 | 4782155.9799 | 21386864.2435 | 961560.8286 | 8754830.6413 | 8754830.6413 | 1478867.319 | 4383653.3264 | 0 | 31103255.7135 | 45720607.0002 | 100000 | 2.2034 | 14115.8126 | 20749.7095 | 287.7699 | 423.0109
1 | 2800 | 707 | 0.03 | 15 | 15 | 7 | 1.3335e-10 | 5spot_SharedNeighbor | Water | Porous | Wet | R245fa | MinimizeLCOE_Brownfield | IgnoreSilica | 80.8339 | 12.1755 | 0.63454 | 4 | 13044.3825 | 18803.4579 | 265.9274 | 383.3339 | 96.8448 | 0 | 87.9733 | 1975133.1057 | 67977.9411 | 2558672.4083 | 2624232.7877 | 0 | 326514.8185 | 0 | 2945487.1139 | 7663553.2679 | 5230532.5756 | 23392104.0187 | 961560.8286 | 8754830.6413 | 8754830.6413 | 1478867.319 | 4383653.3264 | 0 | 33108495.4886 | 47725846.7754 | 133352.1432 | 2.5381 | 13044.3825 | 18803.4579 | 265.9274 | 383.3339
1 | 2800 | 707 | 0.03 | 15 | 15 | 7 | 1.7783e-10 | 5spot_SharedNeighbor | Water | Porous | Wet | R245fa | MinimizeLCOE_Brownfield | IgnoreSilica | 86.505 | 13.0239 | 0.70271 | 4 | 12219.9799 | 17420.3116 | 249.1208 | 355.1366 | 96.8205 | 0 | 258.2535 | 2070901.804 | 71235.2148 | 2700378.0938 | 2806087.6373 | 0 | 304293.7352 | 0 | 3101629.6292 | 8069804.0636 | 5507807.0913 | 24632137.2693 | 961560.8286 | 8754830.6413 | 8754830.6413 | 1478867.319 | 4383653.3264 | 0 | 34348528.7392 | 48965880.026 | 177827.941 | 2.8108 | 12219.9799 | 17420.3116 | 249.1208 | 355.1366
1 | 2800 | 707 | 0.03 | 15 | 15 | 7 | 2.3714e-10 | 5spot_SharedNeighbor | Water | Porous | Wet | R245fa | MinimizeLCOE_Brownfield | IgnoreSilica | 95.2313 | 14.3224 | 0.78252 | 4 | 11610.1673 | 16280.1007 | 236.689 | 331.8919 | 96.7628 | 0 | 85.292 | 2213650.7441 | 76073.2707 | 2913828.5534 | 3085252.7555 | 0 | 307382.8777 | 0 | 3352513.3985 | 8722552.1679 | 5953321.0851 | 26624574.853 | 961560.8286 | 8754830.6413 | 8754830.6413 | 1478867.319 | 4383653.3264 | 0 | 36340966.3229 | 50958317.6097 | 237137.3706 | 3.1301 | 11610.1673 | 16280.1007 | 236.689 | 331.8919
1 | 2800 | 707 | 0.03 | 15 | 15 | 7 | 3.1623e-10 | 5spot_SharedNeighbor | Water | Porous | Wet | R245fa | MinimizeLCOE_Brownfield | IgnoreSilica | 100.5218 | 15.1051 | 0.84014 | 4 | 11154.0391 | 15503.7074 | 227.3902 | 316.064 | 96.7165 | 0 | 91.2711 | 2297609.4056 | 78908.214 | 3040646.0379 | 3254062.8324 | 0 | 293975.0127 | 0 | 3496428.586 | 9096989.9647 | 6208882.5754 | 27767502.6287 | 961560.8286 | 8754830.6413 | 8754830.6413 | 1478867.319 | 4383653.3264 | 0 | 37483894.0986 | 52101245.3854 | 316227.766 | 3.3606 | 11154.0391 | 15503.7074 | 227.3902 | 316.064
1 | 2800 | 707 | 0.03 | 15 | 15 | 7 | 4.217e-10 | 5spot_SharedNeighbor | Water | Porous | Wet | R245fa | MinimizeLCOE_Brownfield | IgnoreSilica | 104.7897 | 15.7338 | 0.88772 | 4 | 10811.1092 | 14927.6707 | 220.3991 | 304.3208 | 96.6733 | 0 | 89.5971 | 2363984.6749 | 81143.4478 | 3141586.0241 | 3389984.05 | 0 | 280661.5641 | 0 | 3610370.3068 | 9393442.9495 | 6411217.829 | 28672390.8463 | 961560.8286 | 8754830.6413 | 8754830.6413 | 1478867.319 | 4383653.3264 | 0 | 38388782.3162 | 53006133.6029 | 421696.5034 | 3.5509 | 10811.1092 | 14927.6707 | 220.3991 | 304.3208
1 | 2800 | 707 | 0.03 | 15 | 15 | 7 | 5.6234e-10 | 5spot_SharedNeighbor | Water | Porous | Wet | R245fa | MinimizeLCOE_Brownfield | IgnoreSilica | 108.1271 | 16.2237 | 0.92586 | 4 | 10553.4597 | 14500.4237 | 215.1466 | 295.6108 | 96.636 | 0 | 83.286 | 2415071.7393 | 82860.0426 | 3219693.5261 | 3496103.8172 | 0 | 268133.0302 | 0 | 3697926.2406 | 9621245.5292 | 6566697.7705 | 29367731.6958 | 961560.8286 | 8754830.6413 | 8754830.6413 | 1478867.319 | 4383653.3264 | 0 | 39084123.1657 | 53701474.4524 | 562341.3252 | 3.7034 | 10553.4597 | 14500.4237 | 215.1466 | 295.6108
1 | 2800 | 707 | 0.03 | 15 | 15 | 7 | 7.4989e-10 | 5spot_SharedNeighbor | Water | Porous | Wet | R245fa | MinimizeLCOE_Brownfield | IgnoreSilica | 110.7413 | 16.6064 | 0.95613 | 4 | 10359.9622 | 14181.9655 | 211.2018 | 289.1185 | 96.6048 | 0 | 79.3074 | 2454597.3509 | 84185.7983 | 3280377.032 | 3579117.8271 | 0 | 257229.0189 | 0 | 3765647.7406 | 9797442.9805 | 6686956.1515 | 29905553.8998 | 961560.8286 | 8754830.6413 | 8754830.6413 | 1478867.319 | 4383653.3264 | 0 | 39621945.3698 | 54239296.6565 | 749894.2093 | 3.8245 | 10359.9622 | 14181.9655 | 211.2018 | 289.1185
1 | 2800 | 707 | 0.03 | 15 | 15 | 7 | 1e-09 | 5spot_SharedNeighbor | Water | Porous | Wet | R245fa | MinimizeLCOE_Brownfield | IgnoreSilica | 114.3 | 17.1256 | 0.98896 | 4 | 10210.7042 | 13905.8376 | 208.159 | 283.4893 | 96.5595 | 0 | 87.5849 | 2507732.2844 | 85964.7402 | 3362303.0372 | 3691973.1007 | 0 | 256126.0004 | 0 | 3862598.6736 | 10049689.4207 | 6859119.5301 | 30675506.7874 | 961560.8286 | 8754830.6413 | 8754830.6413 | 1478867.319 | 4383653.3264 | 0 | 40391898.2573 | 55009249.5441 | 1000000 | 3.9558 | 10210.7042 | 13905.8376 | 208.159 | 283.4893
1 | 2800 | 707 | 0.03 | 15 | 15 | 7 | 1.3335e-09 | 5spot_SharedNeighbor | Water | Porous | Wet | R245fa | MinimizeLCOE_Brownfield | IgnoreSilica | 114.2561 | 17.1192 | 0.99779 | 4 | 10105.6283 | 13768.0756 | 206.0169 | 280.6808 | 96.56 | 0 | 92.8294 | 2507074.9956 | 85942.6874 | 3361291.0084 | 3690577.6056 | 0 | 240199.4871 | 0 | 3855183.4558 | 10030396.5452 | 6845951.7461 | 30616617.5312 | 961560.8286 | 8754830.6413 | 8754830.6413 | 1478867.319 | 4383653.3264 | 0 | 40333009.0012 | 54950360.2879 | 1333521.4322 | 3.9911 | 10105.6283 | 13768.0756 | 206.0169 | 280.6808
1 | 2800 | 707 | 0.03 | 15 | 15 | 7 | 1.7783e-09 | 5spot_SharedNeighbor | Water | Porous | Wet | R245fa | MinimizeLCOE_Brownfield | IgnoreSilica | 115.4204 | 17.2887 | 1.0117 | 4 | 10023.7801 | 13635.7138 | 204.3483 | 277.9825 | 96.5445 | 0 | 91.6132 | 2524292.7627 | 86518.2754 | 3387925.4273 | 3727459.398 | 0 | 234062.1689 | 0 | 3884500.6326 | 10106673.8254 | 6898012.5572 | 30849445.0476 | 961560.8286 | 8754830.6413 | 8754830.6413 | 1478867.319 | 4383653.3264 | 0 | 40565836.5176 | 55183187.8043 | 1778279.41 | 4.047 | 10023.7801 | 13635.7138 | 204.3483 | 277.9825
1 | 2800 | 707 | 0.03 | 15 | 15 | 7 | 2.3714e-09 | 5spot_SharedNeighbor | Water | Porous | Wet | R245fa | MinimizeLCOE_Brownfield | IgnoreSilica | 116.2977 | 17.4163 | 1.0224 | 4 | 9962.36 | 13536.8054 | 203.0962 | 275.9661 | 96.5326 | 0 | 95.2953 | 2537213.6214 | 86949.9388 | 3407941.3254 | 3755239.0581 | 0 | 229182.7928 | 0 | 3906445.4273 | 10163769.6796 | 6936981.6509 | 31023723.4943 | 961560.8286 | 8754830.6413 | 8754830.6413 | 1478867.319 | 4383653.3264 | 0 | 40740114.9643 | 55357466.251 | 2371373.7057 | 4.0894 | 9962.36 | 13536.8054 | 203.0962 | 275.9661
1 | 2800 | 707 | 0.03 | 15 | 15 | 7 | 3.1623e-09 | 5spot_SharedNeighbor | Water | Porous | Wet | R245fa | MinimizeLCOE_Brownfield | IgnoreSilica | 116.9675 | 17.5136 | 1.0304 | 4 | 9916.2755 | 13462.6369 | 202.1567 | 274.4541 | 96.5233 | 0 | 97.1447 | 2547045.8706 | 87278.2554 | 3423188.996 | 3776437.1408 | 0 | 225412.698 | 0 | 3923151.5547 | 10207235.5963 | 6966648.0322 | 31156398.1438 | 961560.8286 | 8754830.6413 | 8754830.6413 | 1478867.319 | 4383653.3264 | 0 | 40872789.6138 | 55490140.9005 | 3162277.6602 | 4.1218 | 9916.2755 | 13462.6369 | 202.1567 | 274.4541
1 | 2800 | 707 | 0.03 | 15 | 15 | 7 | 4.217e-09 | 5spot_SharedNeighbor | Water | Porous | Wet | R245fa | MinimizeLCOE_Brownfield | IgnoreSilica | 117.4498 | 17.5836 | 1.0364 | 4 | 9881.7015 | 13407.5536 | 201.4519 | 273.3311 | 96.5166 | 0 | 80.3961 | 2554109.9962 | 87514.0512 | 3434152.7464 | 3791698.891 | 0 | 222370.2845 | 0 | 3935039.9281 | 10238166.7052 | 6987759.1496 | 31250811.7523 | 961560.8286 | 8754830.6413 | 8754830.6413 | 1478867.319 | 4383653.3264 | 0 | 40967203.2222 | 55584554.509 | 4216965.0343 | 4.1458 | 9881.7015 | 13407.5536 | 201.4519 | 273.3311
1 | 2800 | 707 | 0.03 | 15 | 15 | 7 | 5.6234e-09 | 5spot_SharedNeighbor | Water | Porous | Wet | R245fa | MinimizeLCOE_Brownfield | IgnoreSilica | 117.8371 | 17.6398 | 1.0411 | 4 | 9855.7654 | 13365.8091 | 200.9231 | 272.4801 | 96.5112 | 0 | 88.2363 | 2559772.2813 | 87703.0028 | 3442946.0497 | 3803950.962 | 0 | 220172.4532 | 0 | 3944672.4521 | 10263228.5568 | 7004864.3783 | 31327310.1363 | 961560.8286 | 8754830.6413 | 8754830.6413 | 1478867.319 | 4383653.3264 | 0 | 41043701.6063 | 55661052.893 | 5623413.2519 | 4.1644 | 9855.7654 | 13365.8091 | 200.9231 | 272.4801
1 | 2800 | 707 | 0.03 | 15 | 15 | 7 | 7.4989e-09 | 5spot_SharedNeighbor | Water | Porous | Wet | R245fa | MinimizeLCOE_Brownfield | IgnoreSilica | 118.1077 | 17.6791 | 1.0445 | 4 | 9836.3107 | 13334.941 | 200.5265 | 271.8508 | 96.5074 | 0 | 84.5581 | 2563723.1723 | 87834.8159 | 3449084.4824 | 3812510.1121 | 0 | 218378.7652 | 0 | 3951297.2257 | 10280464.8587 | 7016628.5085 | 31379921.9407 | 961560.8286 | 8754830.6413 | 8754830.6413 | 1478867.319 | 4383653.3264 | 0 | 41096313.4106 | 55713664.6973 | 7498942.0933 | 4.178 | 9836.3107 | 13334.941 | 200.5265 | 271.8508
1 | 2800 | 707 | 0.03 | 15 | 15 | 7 | 1e-08 | 5spot_SharedNeighbor | Water | Porous | Wet | R245fa | MinimizeLCOE_Brownfield | IgnoreSilica | 118.3272 | 17.7109 | 1.0472 | 4 | 9821.7186 | 13311.4887 | 200.229 | 271.3727 | 96.5043 | 0 | 85.4414 | 2566924.677 | 87941.6112 | 3454060.2596 | 3819451.7863 | 0 | 217106.813 | 0 | 3956739.2073 | 10294623.7787 | 7026292.2623 | 31423140.3954 | 961560.8286 | 8754830.6413 | 8754830.6413 | 1478867.319 | 4383653.3264 | 0 | 41139531.8653 | 55756883.1521 | 10000000 | 4.1886 | 9821.7186 | 13311.4887 | 200.229 | 271.3727
1 | 2900 | 707 | 0.03 | 15 | 15 | 7 | 1e-13 | 5spot_SharedNeighbor | Water | Porous | Wet | R245fa | MinimizeLCOE_Brownfield | IgnoreSilica | 0 | 0 | 0 | 0 | [6 empty] | 9.7271 | [19 empty] | 100 | 0
1 | 2900 | 707 | 0.03 | 15 | 15 | 7 | 1.3335e-13 | 5spot_SharedNeighbor | Water | Porous | Wet | R245fa | MinimizeLCOE_Brownfield | IgnoreSilica | 0 | 0 | 0 | 0 | [6 empty] | 10.3561 | [19 empty] | 133.3521 | 0
1 | 2900 | 707 | 0.03 | 15 | 15 | 7 | 1.7783e-13 | 5spot_SharedNeighbor | Water | Porous | Wet | R245fa | MinimizeLCOE_Brownfield | IgnoreSilica | 0 | 0 | 0 | 0 | [6 empty] | 11.831 | [19 empty] | 177.8279 | 0
1 | 2900 | 707 | 0.03 | 15 | 15 | 7 | 2.3714e-13 | 5spot_SharedNeighbor | Water | Porous | Wet | R245fa | MinimizeLCOE_Brownfield | IgnoreSilica | 0 | 0 | 0 | 0 | [6 empty] | 10.9943 | [19 empty] | 237.1374 | 0
1 | 2900 | 707 | 0.03 | 15 | 15 | 7 | 3.1623e-13 | 5spot_SharedNeighbor | Water | Porous | Wet | R245fa | MinimizeLCOE_Brownfield | IgnoreSilica | 0 | 0 | 0 | 0 | [6 empty] | 11.2524 | [19 empty] | 316.2278 | 0
1 | 2900 | 707 | 0.03 | 15 | 15 | 7 | 4.217e-13 | 5spot_SharedNeighbor | Water | Porous | Wet | R245fa | MinimizeLCOE_Brownfield | IgnoreSilica | 0 | 0 | 0 | 0 | [6 empty] | 11.9067 | [19 empty] | 421.6965 | 0
1 | 2900 | 707 | 0.03 | 15 | 15 | 7 | 5.6234e-13 | 5spot_SharedNeighbor | Water | Porous | Wet | R245fa | MinimizeLCOE_Brownfield | IgnoreSilica | 0 | 0 | 0 | 0 | [6 empty] | 12.5198 | [19 empty] | 562.3413 | 0
1 | 2900 | 707 | 0.03 | 15 | 15 | 7 | 7.4989e-13 | 5spot_SharedNeighbor | Water | Porous | Wet | R245fa | MinimizeLCOE_Brownfield | IgnoreSilica | 1.6 | 0.19222 | 0.00074447 | 4 | 3731108.5524 | 8813794.094 | 76063.6945 | 179681.1141 | 85.3582 | 0 | 14.8084 | 99409.9573 | 3135.9462 | 93449.524 | 70733.2498 | 0 | 63952.9798 | 0 | 128965.8462 | 335542.6774 | 229014.772 | 1024204.9526 | 961560.8286 | 9125037.6958 | 9125037.6958 | 1478867.319 | 4531736.1482 | 0 | 11110803.477 | 26246444.64 | 749.8942 | 0.0029779 | 3731108.5524 | 8813794.094 | 76063.6945 | 179681.1141
1 | 2900 | 707 | 0.03 | 15 | 15 | 7 | 1e-12 | 5spot_SharedNeighbor | Water | Porous | Wet | R245fa | MinimizeLCOE_Brownfield | IgnoreSilica | 1.7098 | 0.20901 | 0.0033961 | 4 | 820342.0422 | 1934524.5563 | 16723.7821 | 39437.8997 | 86.1994 | 0 | 153.6832 | 106105.944 | 3369.1646 | 99859.7005 | 74246.0159 | 0 | 57805.2186 | 0 | 133140.557 | 346404.4184 | 236428.1335 | 1057359.1525 | 961560.8286 | 9125037.6958 | 9125037.6958 | 1478867.319 | 4531736.1482 | 0 | 11143957.6769 | 26279598.8399 | 1000 | 0.013585 | 820342.0422 | 1934524.5563 | 16723.7821 | 39437.8997
1 | 2900 | 707 | 0.03 | 15 | 15 | 7 | 1.3335e-12 | 5spot_SharedNeighbor | Water | Porous | Wet | R245fa | MinimizeLCOE_Brownfield | IgnoreSilica | 2.371 | 0.31169 | 0.0066474 | 4 | 431999.3758 | 1001230.2987 | 8806.8916 | 20411.4339 | 89.7553 | 0 | 218.7596 | 144195.8907 | 4708.9882 | 137089.4353 | 95874.2022 | 0 | 70179.1324 | 0 | 176298.583 | 458692.7492 | 313067.2265 | 1400106.2074 | 961560.8286 | 9125037.6958 | 9125037.6958 | 1478867.319 | 4531736.1482 | 0 | 11486704.7318 | 26622345.8948 | 1333.5214 | 0.02659 | 431999.3758 | 1001230.2987 | 8806.8916 | 20411.4339
1 | 2900 | 707 | 0.03 | 15 | 15 | 7 | 1.7783e-12 | 5spot_SharedNeighbor | Water | Porous | Wet | R245fa | MinimizeLCOE_Brownfield | IgnoreSilica | 3.3419 | 0.46443 | 0.011318 | 4 | 264145.3258 | 598476.4506 | 5384.9598 | 12200.7519 | 92.5877 | 0 | 25.1206 | 194486.4389 | 6494.203 | 188189.5969 | 127702.5 | 0 | 87415.0775 | 0 | 235672.2483 | 613170.8472 | 418501.7026 | 1871632.6143 | 961560.8286 | 9125037.6958 | 9125037.6958 | 1478867.319 | 4531736.1482 | 0 | 11958231.1387 | 27093872.3017 | 1778.2794 | 0.045271 | 264145.3258 | 598476.4506 | 5384.9598 | 12200.7519
1 | 2900 | 707 | 0.03 | 15 | 15 | 7 | 2.3714e-12 | 5spot_SharedNeighbor | Water | Porous | Wet | R245fa | MinimizeLCOE_Brownfield | IgnoreSilica | 4.2286 | 0.60505 | 0.017538 | 4 | 176027.3596 | 391788.3359 | 3588.5558 | 7987.1352 | 94.0944 | 0 | 31.6767 | 236477.1549 | 7991.2654 | 232262.3525 | 157062.8131 | 0 | 96442.9783 | 0 | 284792.2601 | 740971.0418 | 505727.9614 | 2261727.8276 | 961560.8286 | 9125037.6958 | 9125037.6958 | 1478867.319 | 4531736.1482 | 0 | 12348326.352 | 27483967.5149 | 2371.3737 | 0.07015 | 176027.3596 | 391788.3359 | 3588.5558 | 7987.1352
1 | 2900 | 707 | 0.03 | 15 | 15 | 7 | 3.1623e-12 | 5spot_SharedNeighbor | Water | Porous | Wet | R245fa | MinimizeLCOE_Brownfield | IgnoreSilica | 5.6117 | 0.82481 | 0.026086 | 4 | 123962.4804 | 269019.3181 | 2527.1428 | 5484.3227 | 95.5243 | 0 | 53.527 | 296548.4571 | 10134.6096 | 297267.0453 | 202659.1887 | 0 | 112914.2627 | 0 | 358614.1897 | 933040.5598 | 636819.3541 | 2847997.667 | 961560.8286 | 9125037.6958 | 9125037.6958 | 1478867.319 | 4531736.1482 | 0 | 12934596.1914 | 28070237.3544 | 3162.2777 | 0.10434 | 123962.4804 | 269019.3181 | 2527.1428 | 5484.3227
1 | 2900 | 707 | 0.03 | 15 | 15 | 7 | 4.217e-12 | 5spot_SharedNeighbor | Water | Porous | Wet | R245fa | MinimizeLCOE_Brownfield | IgnoreSilica | 7.2512 | 1.0852 | 0.037241 | 4 | 91185.6742 | 192791.514 | 1858.9433 | 3930.3158 | 96.497 | 0 | 53.4582 | 361599.3908 | 12451.9863 | 369954.4822 | 256648.6427 | 0 | 128348.9924 | 0 | 440311.3629 | 1145599.8459 | 781895.4345 | 3496810.1378 | 961560.8286 | 9125037.6958 | 9125037.6958 | 1478867.319 | 4531736.1482 | 0 | 13583408.6622 | 28719049.8252 | 4216.965 | 0.14896 | 91185.6742 | 192791.514 | 1858.9433 | 3930.3158
1 | 2900 | 707 | 0.03 | 15 | 15 | 7 | 5.6234e-12 | 5spot_SharedNeighbor | Water | Porous | Wet | R245fa | MinimizeLCOE_Brownfield | IgnoreSilica | 9.5681 | 1.4557 | 0.052562 | 4 | 68793.6391 | 140783.2393 | 1402.4514 | 2870.0568 | 97.3947 | 0 | 56.9931 | 446742.724 | 15488.9461 | 467628.3712 | 333104.4016 | 0 | 150255.1442 | 0 | 551155.6389 | 1433993.9149 | 978730.3126 | 4377099.4534 | 961560.8286 | 9125037.6958 | 9125037.6958 | 1478867.319 | 4531736.1482 | 0 | 14463697.9778 | 29599339.1408 | 5623.4133 | 0.21025 | 68793.6391 | 140783.2393 | 1402.4514 | 2870.0568
1 | 2900 | 707 | 0.03 | 15 | 15 | 7 | 7.4989e-12 | 5spot_SharedNeighbor | Water | Porous | Wet | R245fa | MinimizeLCOE_Brownfield | IgnoreSilica | 12.3527 | 1.9001 | 0.072325 | 4 | 53430.3983 | 105748.9094 | 1089.2509 | 2155.8346 | 98.0041 | 0 | 59.6048 | 540488.2607 | 18823.1192 | 578453.4594 | 424748.0034 | 0 | 171510.29 | 0 | 676269.0217 | 1759513.2727 | 1200903.963 | 5370709.39 | 961560.8286 | 9125037.6958 | 9125037.6958 | 1478867.319 | 4531736.1482 | 0 | 15457307.9144 | 30592949.0774 | 7498.9421 | 0.2893 | 53430.3983 | 105748.9094 | 1089.2509 | 2155.8346
1 | 2900 | 707 | 0.03 | 15 | 15 | 7 | 1e-11 | 5spot_SharedNeighbor | Water | Porous | Wet | R245fa | MinimizeLCOE_Brownfield | IgnoreSilica | 15.848 | 2.4585 | 0.098102 | 4 | 42417.1426 | 80988.4869 | 864.7308 | 1651.0598 | 98.4699 | 0 | 70.5163 | 649409.994 | 22691.1456 | 710589.9577 | 540097.233 | 0 | 194622.5142 | 0 | 825790.2293 | 2148536.7838 | 1466420.503 | 6558158.3606 | 961560.8286 | 9125037.6958 | 9125037.6958 | 1478867.319 | 4531736.1482 | 0 | 16644756.885 | 31780398.0479 | 10000 | 0.39241 | 42417.1426 | 80988.4869 | 864.7308 | 1651.0598
1 | 2900 | 707 | 0.03 | 15 | 15 | 7 | 1.3335e-11 | 5spot_SharedNeighbor | Water | Porous | Wet | R245fa | MinimizeLCOE_Brownfield | IgnoreSilica | 20.2138 | 3.1561 | 0.13142 | 4 | 34355.1062 | 63148.3497 | 700.3753 | 1287.3645 | 98.8284 | 0 | 59.0169 | 775589.1061 | 27163.0743 | 867538.3743 | 684191.5774 | 0 | 219645.8331 | 0 | 1003909.9064 | 2611967.6462 | 1782721.5891 | 7972727.1068 | 961560.8286 | 9125037.6958 | 9125037.6958 | 1478867.319 | 4531736.1482 | 0 | 18059325.6312 | 33194966.7941 | 13335.2143 | 0.52567 | 34355.1062 | 63148.3497 | 700.3753 | 1287.3645
1 | 2900 | 707 | 0.03 | 15 | 15 | 7 | 1.7783e-11 | 5spot_SharedNeighbor | Water | Porous | Wet | R245fa | MinimizeLCOE_Brownfield | IgnoreSilica | 25.5682 | 4.0118 | 0.17388 | 4 | 28347.6464 | 50108.8728 | 577.9051 | 1021.5371 | 99.1032 | 0 | 61.2214 | 919520.6583 | 32253.3999 | 1050880.03 | 860853.7726 | 0 | 245734.487 | 0 | 1212604.5157 | 3154948.2103 | 2153316.9813 | 9630112.0551 | 961560.8286 | 9125037.6958 | 9125037.6958 | 1478867.319 | 4531736.1482 | 0 | 19716710.5795 | 34852351.7424 | 17782.7941 | 0.69553 | 28347.6464 | 50108.8728 | 577.9051 | 1021.5371
1 | 2900 | 707 | 0.03 | 15 | 15 | 7 | 2.3714e-11 | 5spot_SharedNeighbor | Water | Porous | Wet | R245fa | MinimizeLCOE_Brownfield | IgnoreSilica | 32.036 | 5.0456 | 0.22718 | 4 | 23807.3416 | 40463.2746 | 485.3449 | 824.8986 | 99.3148 | 0 | 65.4703 | 1081763.1661 | 37979.0193 | 1262242.3941 | 1074144.0271 | 0 | 272238.0827 | 0 | 1454063.0088 | 3783173.6797 | 2582093.7728 | 11547697.1506 | 961560.8286 | 9125037.6958 | 9125037.6958 | 1478867.319 | 4531736.1482 | 0 | 21634295.675 | 36769936.838 | 23713.7371 | 0.90872 | 23807.3416 | 40463.2746 | 485.3449 | 824.8986
1 | 2900 | 707 | 0.03 | 15 | 15 | 7 | 3.1623e-11 | 5spot_SharedNeighbor | Water | Porous | Wet | R245fa | MinimizeLCOE_Brownfield | IgnoreSilica | 39.6996 | 6.2708 | 0.29276 | 4 | 20338.8377 | 33263.9984 | 414.6347 | 678.1316 | 99.4779 | 0 | 65.8129 | 1261830.0586 | 44320.4178 | 1501811.4334 | 1326888.1819 | 0 | 298309.0333 | 0 | 1728932.0587 | 4498326.5641 | 3070200.3114 | 13730618.0592 | 961560.8286 | 9125037.6958 | 9125037.6958 | 1478867.319 | 4531736.1482 | 0 | 23817216.5836 | 38952857.7465 | 31622.7766 | 1.171 | 20338.8377 | 33263.9984 | 414.6347 | 678.1316
1 | 2900 | 707 | 0.03 | 15 | 15 | 7 | 4.217e-11 | 5spot_SharedNeighbor | Water | Porous | Wet | R245fa | MinimizeLCOE_Brownfield | IgnoreSilica | 48.4297 | 7.6662 | 0.37077 | 4 | 17672.9118 | 27878.4788 | 360.2862 | 568.3405 | 99.5993 | 0 | 74.8264 | 1454726.2905 | 51098.7467 | 1763534.9549 | 1614784.2386 | 0 | 321658.0043 | 0 | 2030262.8716 | 5282327.5278 | 3605297.0787 | 16123689.7132 | 961560.8286 | 9125037.6958 | 9125037.6958 | 1478867.319 | 4531736.1482 | 0 | 26210288.2376 | 41345929.4005 | 42169.6503 | 1.4831 | 17672.9118 | 27878.4788 | 360.2862 | 568.3405
1 | 2900 | 707 | 0.03 | 15 | 15 | 7 | 5.6234e-11 | 5spot_SharedNeighbor | Water | Porous | Wet | R245fa | MinimizeLCOE_Brownfield | IgnoreSilica | 57.889 | 9.1766 | 0.45945 | 4 | 15621.7279 | 23857.5152 | 318.4701 | 486.3677 | 99.6794 | 0 | 91.3208 | 1652122.5691 | 58017.5744 | 2036288.9619 | 1926592.417 | 0 | 339674.6996 | 0 | 2344951.5265 | 6101082.8563 | 4164114.4142 | 18622845.0189 | 961560.8286 | 9125037.6958 | 9125037.6958 | 1478867.319 | 4531736.1482 | 0 | 28709443.5433 | 43845084.7062 | 56234.1325 | 1.8378 | 15621.7279 | 23857.5152 | 318.4701 | 486.3677
1 | 2900 | 707 | 0.03 | 15 | 15 | 7 | 7.4989e-11 | 5spot_SharedNeighbor | Water | Porous | Wet | R245fa | MinimizeLCOE_Brownfield | IgnoreSilica | 67.5406 | 10.7138 | 0.55468 | 4 | 14048.6358 | 20870.4164 | 286.4004 | 425.4717 | 99.7172 | 0 | 88.6309 | 1843209.1643 | 64694.3515 | 2304808.0899 | 2244401.5722 | 0 | 350024.5681 | 0 | 2654783.7209 | 6907202.6708 | 4714307.7517 | 21083431.8893 | 961560.8286 | 9125037.6958 | 9125037.6958 | 1478867.319 | 4531736.1482 | 0 | 31170030.4137 | 46305671.5767 | 74989.4209 | 2.2187 | 14048.6358 | 20870.4164 | 286.4004 | 425.4717
1 | 2900 | 707 | 0.03 | 15 | 15 | 7 | 1e-10 | 5spot_SharedNeighbor | Water | Porous | Wet | R245fa | MinimizeLCOE_Brownfield | IgnoreSilica | 76.8218 | 12.1859 | 0.651 | 4 | 12848.398 | 18660.8914 | 261.932 | 380.4275 | 99.7164 | 0 | 93.5541 | 2018441.2999 | 70794.6599 | 2554850.08 | 2549494.6106 | 0 | 351951.6593 | 0 | 2942757.6008 | 7656451.6346 | 5225685.565 | 23370427.1101 | 961560.8286 | 9125037.6958 | 9125037.6958 | 1478867.319 | 4531736.1482 | 0 | 33457025.6345 | 48592666.7974 | 100000 | 2.604 | 12848.398 | 18660.8914 | 261.932 | 380.4275
1 | 2900 | 707 | 0.03 | 15 | 15 | 7 | 1.3335e-10 | 5spot_SharedNeighbor | Water | Porous | Wet | R245fa | MinimizeLCOE_Brownfield | IgnoreSilica | 85.3091 | 13.525 | 0.74314 | 4 | 11937.1776 | 17028.9977 | 243.3555 | 347.1592 | 99.6866 | 0 | 90.1699 | 2172130.7002 | 76123.7165 | 2777156.8472 | 2827896.0752 | 0 | 346584.4279 | 0 | 3197957.7892 | 8320430.1761 | 5678864.5629 | 25397144.2952 | 961560.8286 | 9125037.6958 | 9125037.6958 | 1478867.319 | 4531736.1482 | 0 | 35483742.8196 | 50619383.9825 | 133352.1432 | 2.9725 | 11937.1776 | 17028.9977 | 243.3555 | 347.1592
1 | 2900 | 707 | 0.03 | 15 | 15 | 7 | 1.7783e-10 | 5spot_SharedNeighbor | Water | Porous | Wet | R245fa | MinimizeLCOE_Brownfield | IgnoreSilica | 92.7144 | 14.6869 | 0.82686 | 4 | 11248.0506 | 15824.3153 | 229.3067 | 322.6001 | 99.6397 | 0 | 97.5517 | 2301523.5161 | 80592.5193 | 2966529.5984 | 3070244.1591 | 0 | 335788.1943 | 0 | 3414324.415 | 8883371.7535 | 6063083.7568 | 27115457.9124 | 961560.8286 | 9125037.6958 | 9125037.6958 | 1478867.319 | 4531736.1482 | 0 | 37202056.4368 | 52337697.5997 | 177827.941 | 3.3074 | 11248.0506 | 15824.3153 | 229.3067 | 322.6001
1 | 2900 | 707 | 0.03 | 15 | 15 | 7 | 2.3714e-10 | 5spot_SharedNeighbor | Water | Porous | Wet | R245fa | MinimizeLCOE_Brownfield | IgnoreSilica | 99.2844 | 15.7119 | 0.90265 | 4 | 10716.3822 | 14908.3686 | 218.4679 | 303.9273 | 99.5832 | 0 | 97.6972 | 2412885.7258 | 84424.0923 | 3131163.2468 | 3284760.3799 | 0 | 322726.788 | 0 | 3602024.4908 | 9371728.8483 | 6396397.5087 | 28606111.0807 | 961560.8286 | 9125037.6958 | 9125037.6958 | 1478867.319 | 4531736.1482 | 0 | 38692709.6051 | 53828350.768 | 237137.3706 | 3.6106 | 10716.3822 | 14908.3686 | 218.4679 | 303.9273
1 | 2900 | 707 | 0.03 | 15 | 15 | 7 | 3.1623e-10 | 5spot_SharedNeighbor | Water | Porous | Wet | R245fa | MinimizeLCOE_Brownfield | IgnoreSilica | 104.3487 | 16.4979 | 0.96364 | 4 | 10328.6953 | 14255.3977 | 210.5644 | 290.6156 | 99.5306 | 0 | 92.42 | 2496626.6969 | 87295.6529 | 3255991.6402 | 3449769.2815 | 0 | 307785.7511 | 0 | 3743012.9188 | 9738551.8173 | 6646761.7225 | 29725795.4812 | 961560.8286 | 9125037.6958 | 9125037.6958 | 1478867.319 | 4531736.1482 | 0 | 39812394.0056 | 54948035.1686 | 316227.766 | 3.8545 | 10328.6953 | 14255.3977 | 210.5644 | 290.6156
1 | 2900 | 707 | 0.03 | 15 | 15 | 7 | 4.217e-10 | 5spot_SharedNeighbor | Water | Porous | Wet | R245fa | MinimizeLCOE_Brownfield | IgnoreSilica | 108.3829 | 17.1213 | 1.0134 | 4 | 10037.1307 | 13770.9259 | 204.6205 | 280.739 | 99.4833 | 0 | 90.8917 | 2562075.1815 | 89533.7967 | 3354179.1183 | 3580985.9 | 0 | 293204.1352 | 0 | 3853191.4713 | 10025213.8102 | 6842414.423 | 30600797.8362 | 961560.8286 | 9125037.6958 | 9125037.6958 | 1478867.319 | 4531736.1482 | 0 | 40687396.3606 | 55823037.5236 | 421696.5034 | 4.0537 | 10037.1307 | 13770.9259 | 204.6205 | 280.739
1 | 2900 | 707 | 0.03 | 15 | 15 | 7 | 5.6234e-10 | 5spot_SharedNeighbor | Water | Porous | Wet | R245fa | MinimizeLCOE_Brownfield | IgnoreSilica | 111.5519 | 17.6093 | 1.0533 | 4 | 9817.9994 | 13410.5427 | 200.1532 | 273.3921 | 99.443 | 0 | 84.5765 | 2612724.605 | 91261.9691 | 3430548.7213 | 3683911.3868 | 0 | 279962.2162 | 0 | 3938379.4703 | 10246855.5091 | 6993689.4368 | 31277333.3144 | 961560.8286 | 9125037.6958 | 9125037.6958 | 1478867.319 | 4531736.1482 | 0 | 41363931.8388 | 56499573.0018 | 562341.3252 | 4.2131 | 9817.9994 | 13410.5427 | 200.1532 | 273.3921
1 | 2900 | 707 | 0.03 | 15 | 15 | 7 | 7.4989e-10 | 5spot_SharedNeighbor | Water | Porous | Wet | R245fa | MinimizeLCOE_Brownfield | IgnoreSilica | 114.0003 | 17.9853 | 1.0846 | 4 | 9653.3778 | 13142.2014 | 196.7972 | 267.9216 | 99.4099 | 0 | 85.9157 | 2651406.8052 | 92579.4447 | 3489103.091 | 3763340.1236 | 0 | 268427.5556 | 0 | 4003294.2379 | 10415750.4183 | 7108963.6828 | 31792865.3591 | 961560.8286 | 9125037.6958 | 9125037.6958 | 1478867.319 | 4531736.1482 | 0 | 41879463.8835 | 57015105.0464 | 749894.2093 | 4.3383 | 9653.3778 | 13142.2014 | 196.7972 | 267.9216
1 | 2900 | 707 | 0.03 | 15 | 15 | 7 | 1e-09 | 5spot_SharedNeighbor | Water | Porous | Wet | R245fa | MinimizeLCOE_Brownfield | IgnoreSilica | 115.8808 | 18.2734 | 1.1089 | 4 | 9529.7453 | 12941.9761 | 194.2767 | 263.8397 | 99.3835 | 0 | 93.1659 | 2680854.7846 | 93580.9958 | 3533813.9262 | 3824290.3647 | 0 | 258768.3042 | 0 | 4052610.2664 | 10544060.6086 | 7196538.0241 | 32184517.2746 | 961560.8286 | 9125037.6958 | 9125037.6958 | 1478867.319 | 4531736.1482 | 0 | 42271115.799 | 57406756.962 | 1000000 | 4.4357 | 9529.7453 | 12941.9761 | 194.2767 | 263.8397
1 | 2900 | 707 | 0.03 | 15 | 15 | 7 | 1.3335e-09 | 5spot_SharedNeighbor | Water | Porous | Wet | R245fa | MinimizeLCOE_Brownfield | IgnoreSilica | 117.3159 | 18.4928 | 1.1277 | 4 | 9436.9195 | 12792.3971 | 192.3844 | 260.7903 | 99.3627 | 0 | 99.3652 | 2703175.5041 | 94339.3089 | 3567781.7014 | 3870769.4741 | 0 | 250889.891 | 0 | 4089912.793 | 10641114.1309 | 7262779.0474 | 32480761.8508 | 961560.8286 | 9125037.6958 | 9125037.6958 | 1478867.319 | 4531736.1482 | 0 | 42567360.3752 | 57703001.5382 | 1333521.4322 | 4.5107 | 9436.9195 | 12792.3971 | 192.3844 | 260.7903
1 | 2900 | 707 | 0.03 | 15 | 15 | 7 | 1.7783e-09 | 5spot_SharedNeighbor | Water | Porous | Wet | R245fa | MinimizeLCOE_Brownfield | IgnoreSilica | 118.3977 | 18.6581 | 1.142 | 4 | 9367.239 | 12680.7012 | 190.9638 | 258.5132 | 99.3467 | 0 | 91.4486 | 2719916.5844 | 94907.5821 | 3593302.9961 | 3905789.9193 | 0 | 244543.5495 | 0 | 4117799.6462 | 10713670.0026 | 7312299.9207 | 32702230.2008 | 961560.8286 | 9125037.6958 | 9125037.6958 | 1478867.319 | 4531736.1482 | 0 | 42788828.7252 | 57924469.8881 | 1778279.41 | 4.5679 | 9367.239 | 12680.7012 | 190.9638 | 258.5132
1 | 2900 | 707 | 0.03 | 15 | 15 | 7 | 2.3714e-09 | 5spot_SharedNeighbor | Water | Porous | Wet | R245fa | MinimizeLCOE_Brownfield | IgnoreSilica | 119.213 | 18.7824 | 1.1528 | 4 | 9314.9426 | 12597.1863 | 189.8977 | 256.8107 | 99.3344 | 0 | 98.3226 | 2732483.2682 | 95333.8824 | 3612485.8302 | 3932168.6021 | 0 | 239526.9231 | 0 | 4138679.4173 | 10767994.884 | 7349377.7685 | 32868050.5756 | 961560.8286 | 9125037.6958 | 9125037.6958 | 1478867.319 | 4531736.1482 | 0 | 42954649.1 | 58090290.263 | 2371373.7057 | 4.6114 | 9314.9426 | 12597.1863 | 189.8977 | 256.8107
1 | 2900 | 707 | 0.03 | 15 | 15 | 7 | 3.1623e-09 | 5spot_SharedNeighbor | Water | Porous | Wet | R245fa | MinimizeLCOE_Brownfield | IgnoreSilica | 119.8346 | 18.8772 | 1.1611 | 4 | 9275.6997 | 12534.5484 | 189.0977 | 255.5337 | 99.3249 | 0 | 94.3224 | 2742036.9841 | 95657.8156 | 3627083.9699 | 3952274.9252 | 0 | 235659.9764 | 0 | 4154558.3318 | 10809308.5622 | 7377575.2028 | 32994155.768 | 961560.8286 | 9125037.6958 | 9125037.6958 | 1478867.319 | 4531736.1482 | 0 | 43080754.2924 | 58216395.4554 | 3162277.6602 | 4.6445 | 9275.6997 | 12534.5484 | 189.0977 | 255.5337
1 | 2900 | 707 | 0.03 | 15 | 15 | 7 | 4.217e-09 | 5spot_SharedNeighbor | Water | Porous | Wet | R245fa | MinimizeLCOE_Brownfield | IgnoreSilica | 120.2996 | 18.948 | 1.1674 | 4 | 9246.2561 | 12487.6949 | 188.4974 | 254.5786 | 99.3178 | 0 | 100.3331 | 2749169.3934 | 95899.5607 | 3637990.5794 | 3967314.9882 | 0 | 232657.7856 | 0 | 4166382.5998 | 10840072.8822 | 7398572.4833 | 33088060.2726 | 961560.8286 | 9125037.6958 | 9125037.6958 | 1478867.319 | 4531736.1482 | 0 | 43174658.797 | 58310299.96 | 4216965.0343 | 4.6694 | 9246.2561 | 12487.6949 | 188.4974 | 254.5786
1 | 2900 | 707 | 0.03 | 15 | 15 | 7 | 5.6234e-09 | 5spot_SharedNeighbor | Water | Porous | Wet | R245fa | MinimizeLCOE_Brownfield | IgnoreSilica | 120.646 | 19.0008 | 1.172 | 4 | 9224.1673 | 12452.6573 | 188.0471 | 253.8643 | 99.3124 | 0 | 102.7299 | 2754472.4126 | 96079.2504 | 3646104.3393 | 3978513.8364 | 0 | 230336.8013 | 0 | 4175147.5896 | 10862877.5875 | 7414137.1633 | 33157668.9804 | 961560.8286 | 9125037.6958 | 9125037.6958 | 1478867.319 | 4531736.1482 | 0 | 43244267.5048 | 58379908.6677 | 5623413.2519 | 4.6881 | 9224.1673 | 12452.6573 | 188.0471 | 253.8643
1 | 2900 | 707 | 0.03 | 15 | 15 | 7 | 7.4989e-09 | 5spot_SharedNeighbor | Water | Porous | Wet | R245fa | MinimizeLCOE_Brownfield | IgnoreSilica | 120.9038 | 19.04 | 1.1755 | 4 | 9207.5977 | 12426.4472 | 187.7093 | 253.3299 | 99.3084 | 0 | 109.9334 | 2758414.786 | 96212.8075 | 3652138.8158 | 3986848.381 | 0 | 228553.1036 | 0 | 4181645.4786 | 10879783.762 | 7425675.9748 | 33209273.1094 | 961560.8286 | 9125037.6958 | 9125037.6958 | 1478867.319 | 4531736.1482 | 0 | 43295871.6338 | 58431512.7967 | 7498942.0933 | 4.7022 | 9207.5977 | 12426.4472 | 187.7093 | 253.3299
1 | 2900 | 707 | 0.03 | 15 | 15 | 7 | 1e-08 | 5spot_SharedNeighbor | Water | Porous | Wet | R245fa | MinimizeLCOE_Brownfield | IgnoreSilica | 121.1085 | 19.0712 | 1.1783 | 4 | 9195.1692 | 12406.6076 | 187.456 | 252.9255 | 99.3052 | 0 | 107.9318 | 2761541.6623 | 96318.7215 | 3656926.5399 | 3993464.3146 | 0 | 227263.7053 | 0 | 4186850.828 | 10893327.0133 | 7434919.522 | 33250612.3069 | 961560.8286 | 9125037.6958 | 9125037.6958 | 1478867.319 | 4531736.1482 | 0 | 43337210.8313 | 58472851.9943 | 10000000 | 4.713 | 9195.1692 | 12406.6076 | 187.456 | 252.9255
1 | 3000 | 707 | 0.03 | 15 | 15 | 7 | 1e-13 | 5spot_SharedNeighbor | Water | Porous | Wet | R245fa | MinimizeLCOE_Brownfield | IgnoreSilica | 0 | 0 | 0 | 0 | [6 empty] | 9.4655 | [19 empty] | 100 | 0
1 | 3000 | 707 | 0.03 | 15 | 15 | 7 | 1.3335e-13 | 5spot_SharedNeighbor | Water | Porous | Wet | R245fa | MinimizeLCOE_Brownfield | IgnoreSilica | 0 | 0 | 0 | 0 | [6 empty] | 10.7768 | [19 empty] | 133.3521 | 0
1 | 3000 | 707 | 0.03 | 15 | 15 | 7 | 1.7783e-13 | 5spot_SharedNeighbor | Water | Porous | Wet | R245fa | MinimizeLCOE_Brownfield | IgnoreSilica | 0 | 0 | 0 | 0 | [6 empty] | 12.074 | [19 empty] | 177.8279 | 0
1 | 3000 | 707 | 0.03 | 15 | 15 | 7 | 2.3714e-13 | 5spot_SharedNeighbor | Water | Porous | Wet | R245fa | MinimizeLCOE_Brownfield | IgnoreSilica | 0 | 0 | 0 | 0 | [6 empty] | 10.9834 | [19 empty] | 237.1374 | 0
1 | 3000 | 707 | 0.03 | 15 | 15 | 7 | 3.1623e-13 | 5spot_SharedNeighbor | Water | Porous | Wet | R245fa | MinimizeLCOE_Brownfield | IgnoreSilica | 0 | 0 | 0 | 0 | [6 empty] | 10.9576 | [19 empty] | 316.2278 | 0
1 | 3000 | 707 | 0.03 | 15 | 15 | 7 | 4.217e-13 | 5spot_SharedNeighbor | Water | Porous | Wet | R245fa | MinimizeLCOE_Brownfield | IgnoreSilica | 0 | 0 | 0 | 0 | [6 empty] | 11.8543 | [19 empty] | 421.6965 | 0
1 | 3000 | 707 | 0.03 | 15 | 15 | 7 | 5.6234e-13 | 5spot_SharedNeighbor | Water | Porous | Wet | R245fa | MinimizeLCOE_Brownfield | IgnoreSilica | 0 | 0 | 0 | 0 | [6 empty] | 12.8863 | [19 empty] | 562.3413 | 0
1 | 3000 | 707 | 0.03 | 15 | 15 | 7 | 7.4989e-13 | 5spot_SharedNeighbor | Water | Porous | Wet | R245fa | MinimizeLCOE_Brownfield | IgnoreSilica | 1.3597 | 0.16187 | 0.0020528 | 4 | 1382796.7901 | 3290177.2217 | 28190.1829 | 67074.713 | 84.9198 | 0 | 117.2433 | 87969.331 | 2761.6682 | 81475.4085 | 63609.5644 | 0 | 52161.3272 | 0 | 112311.1467 | 292210.5656 | 199439.7154 | 891938.7271 | 961560.8286 | 9501104.8411 | 9501104.8411 | 1478867.319 | 4682163.0063 | 0 | 11354604.3968 | 27016739.5632 | 749.8942 | 0.0082113 | 1382796.7901 | 3290177.2217 | 28190.1829 | 67074.713
1 | 3000 | 707 | 0.03 | 15 | 15 | 7 | 1e-12 | 5spot_SharedNeighbor | Water | Porous | Wet | R245fa | MinimizeLCOE_Brownfield | IgnoreSilica | 1.9431 | 0.25555 | 0.004833 | 4 | 604495.6478 | 1414664.8473 | 12323.4614 | 28839.8564 | 89.7758 | 0 | 179.3578 | 125725.4864 | 4099.0985 | 116949.1091 | 82928.7523 | 0 | 65293.4815 | 0 | 154048.4119 | 400802.368 | 273555.8518 | 1223402.5596 | 961560.8286 | 9501104.8411 | 9501104.8411 | 1478867.319 | 4682163.0063 | 0 | 11686068.2293 | 27348203.3957 | 1000 | 0.019332 | 604495.6478 | 1414664.8473 | 12323.4614 | 28839.8564
1 | 3000 | 707 | 0.03 | 15 | 15 | 7 | 1.3335e-12 | 5spot_SharedNeighbor | Water | Porous | Wet | R245fa | MinimizeLCOE_Brownfield | IgnoreSilica | 2.6692 | 0.3746 | 0.0089339 | 4 | 337690.0382 | 775970.4524 | 6884.2682 | 15819.2072 | 93.0971 | 0 | 23.8472 | 168255.73 | 5628.9529 | 158393.8909 | 107194.2541 | 0 | 78673.3293 | 0 | 202077.0013 | 525762.9058 | 358843.9865 | 1604830.0509 | 961560.8286 | 9501104.8411 | 9501104.8411 | 1478867.319 | 4682163.0063 | 0 | 12067495.7206 | 27729630.887 | 1333.5214 | 0.035735 | 337690.0382 | 775970.4524 | 6884.2682 | 15819.2072
1 | 3000 | 707 | 0.03 | 15 | 15 | 7 | 1.7783e-12 | 5spot_SharedNeighbor | Water | Porous | Wet | R245fa | MinimizeLCOE_Brownfield | IgnoreSilica | 3.5829 | 0.52618 | 0.014646 | 4 | 213628.6278 | 480967.0535 | 4355.1085 | 9805.1639 | 95.4798 | 0 | 48.001 | 216938.4819 | 7393.9964 | 207485.7102 | 138057.6197 | 0 | 92923.7081 | 0 | 258491.8113 | 672542.6691 | 459024.191 | 2052858.1877 | 961560.8286 | 9501104.8411 | 9501104.8411 | 1478867.319 | 4682163.0063 | 0 | 12515523.8574 | 28177659.0238 | 1778.2794 | 0.058585 | 213628.6278 | 480967.0535 | 4355.1085 | 9805.1639
1 | 3000 | 707 | 0.03 | 15 | 15 | 7 | 2.3714e-12 | 5spot_SharedNeighbor | Water | Porous | Wet | R245fa | MinimizeLCOE_Brownfield | IgnoreSilica | 4.7498 | 0.72074 | 0.022439 | 4 | 145394.9875 | 319894.5475 | 2964.0735 | 6521.483 | 97.2498 | 0 | 36.8419 | 273510.2199 | 9450.2204 | 266511.4505 | 177328.3201 | 0 | 108520.7127 | 0 | 325775.1602 | 847600.1411 | 578504.5128 | 2587200.7377 | 961560.8286 | 9501104.8411 | 9501104.8411 | 1478867.319 | 4682163.0063 | 0 | 13049866.4074 | 28712001.5738 | 2371.3737 | 0.089755 | 145394.9875 | 319894.5475 | 2964.0735 | 6521.483
1 | 3000 | 707 | 0.03 | 15 | 15 | 7 | 3.1623e-12 | 5spot_SharedNeighbor | Water | Porous | Wet | R245fa | MinimizeLCOE_Brownfield | IgnoreSilica | 6.2501 | 0.9714 | 0.03288 | 4 | 104127.9468 | 223212.3949 | 2122.789 | 4550.4866 | 98.5748 | 0 | 57.9116 | 339890.8742 | 11863.4826 | 338044.996 | 227760.2651 | 0 | 126065.542 | 0 | 407013.8124 | 1058966.4499 | 722766.3616 | 3232371.7839 | 961560.8286 | 9501104.8411 | 9501104.8411 | 1478867.319 | 4682163.0063 | 0 | 13695037.4536 | 29357172.62 | 3162.2777 | 0.13152 | 104127.9468 | 223212.3949 | 2122.789 | 4550.4866
1 | 3000 | 707 | 0.03 | 15 | 15 | 7 | 4.217e-12 | 5spot_SharedNeighbor | Water | Porous | Wet | R245fa | MinimizeLCOE_Brownfield | IgnoreSilica | 7.9823 | 1.2599 | 0.046306 | 4 | 77684.2918 | 162242.3899 | 1583.6994 | 3307.5306 | 99.4354 | 0 | 52.7307 | 409944.4021 | 14403.2119 | 415948.9133 | 285948.5642 | 0 | 141419.9067 | 0 | 494389.3493 | 1286299.6736 | 877925.9581 | 3926279.9792 | 961560.8286 | 9501104.8411 | 9501104.8411 | 1478867.319 | 4682163.0063 | 0 | 14388945.6489 | 30051080.8153 | 4216.965 | 0.18522 | 77684.2918 | 162242.3899 | 1583.6994 | 3307.5306
1 | 3000 | 707 | 0.03 | 15 | 15 | 7 | 5.6234e-12 | 5spot_SharedNeighbor | Water | Porous | Wet | R245fa | MinimizeLCOE_Brownfield | IgnoreSilica | 10.6157 | 1.7038 | 0.065322 | 4 | 58997.7829 | 118940.2089 | 1202.7496 | 2424.757 | 100.3778 | 0 | 55.8915 | 509466.2314 | 18024.1687 | 529168.1365 | 374852.4951 | 0 | 167533.7385 | 0 | 623627.4604 | 1622550.7284 | 1107424.2122 | 4952647.1712 | 961560.8286 | 9501104.8411 | 9501104.8411 | 1478867.319 | 4682163.0063 | 0 | 15415312.8409 | 31077448.0073 | 5623.4133 | 0.26129 | 58997.7829 | 118940.2089 | 1202.7496 | 2424.757
1 | 3000 | 707 | 0.03 | 15 | 15 | 7 | 7.4989e-12 | 5spot_SharedNeighbor | Water | Porous | Wet | R245fa | MinimizeLCOE_Brownfield | IgnoreSilica | 13.6755 | 2.2176 | 0.08946 | 4 | 46195.2608 | 89963.6891 | 941.7529 | 1834.0315 | 100.9616 | 0 | 55.2492 | 615084.9654 | 21851.9809 | 653102.7532 | 478105.1302 | 0 | 190974.526 | 0 | 764056.5488 | 1987918.4103 | 1356795.1627 | 6067889.4775 | 961560.8286 | 9501104.8411 | 9501104.8411 | 1478867.319 | 4682163.0063 | 0 | 16530555.1472 | 32192690.3136 | 7498.9421 | 0.35784 | 46195.2608 | 89963.6891 | 941.7529 | 1834.0315
1 | 3000 | 707 | 0.03 | 15 | 15 | 7 | 1e-11 | 5spot_SharedNeighbor | Water | Porous | Wet | R245fa | MinimizeLCOE_Brownfield | IgnoreSilica | 17.507 | 2.8613 | 0.12079 | 4 | 36961.3369 | 69376.8708 | 753.5068 | 1414.3413 | 101.4089 | 0 | 64.5383 | 737486.569 | 26277.9225 | 800520.7335 | 607221.0438 | 0 | 216368.6458 | 0 | 931271.2167 | 2422976.6759 | 1653731.3685 | 7395854.1757 | 961560.8286 | 9501104.8411 | 9501104.8411 | 1478867.319 | 4682163.0063 | 0 | 17858519.8454 | 33520655.0118 | 10000 | 0.48317 | 36961.3369 | 69376.8708 | 753.5068 | 1414.3413
1 | 3000 | 707 | 0.03 | 15 | 15 | 7 | 1.3335e-11 | 5spot_SharedNeighbor | Water | Porous | Wet | R245fa | MinimizeLCOE_Brownfield | IgnoreSilica | 22.2601 | 3.66 | 0.1611 | 4 | 30152.7863 | 54458.4507 | 614.7053 | 1110.2092 | 101.7527 | 0 | 61.8743 | 878474.7124 | 31365.0116 | 974532.5287 | 767393.3502 | 0 | 243460.7243 | 0 | 1129138.2676 | 2937786.1543 | 2005099.4157 | 8967250.1649 | 961560.8286 | 9501104.8411 | 9501104.8411 | 1478867.319 | 4682163.0063 | 0 | 19429915.8346 | 35092051.001 | 13335.2143 | 0.64438 | 30152.7863 | 54458.4507 | 614.7053 | 1110.2092
1 | 3000 | 707 | 0.03 | 15 | 15 | 7 | 1.7783e-11 | 5spot_SharedNeighbor | Water | Porous | Wet | R245fa | MinimizeLCOE_Brownfield | IgnoreSilica | 28.0944 | 4.6406 | 0.21234 | 4 | 25047.6875 | 43487.3594 | 510.631 | 886.5486 | 102.0179 | 0 | 59.6671 | 1039639.6751 | 37167.6164 | 1178117.5994 | 964041.4377 | 0 | 271910.5446 | 0 | 1361441.9806 | 3542192.7633 | 2417619.3457 | 10812130.9628 | 961560.8286 | 9501104.8411 | 9501104.8411 | 1478867.319 | 4682163.0063 | 0 | 21274796.6325 | 36936931.7989 | 17782.7941 | 0.84937 | 25047.6875 | 43487.3594 | 510.631 | 886.5486
1 | 3000 | 707 | 0.03 | 15 | 15 | 7 | 2.3714e-11 | 5spot_SharedNeighbor | Water | Porous | Wet | R245fa | MinimizeLCOE_Brownfield | IgnoreSilica | 35.0929 | 5.8173 | 0.27632 | 4 | 21168.4165 | 35338.8928 | 431.5468 | 720.4311 | 102.222 | 0 | 56.7593 | 1220328.5472 | 43660.5583 | 1411360.871 | 1200228.0163 | 0 | 300395.7123 | 0 | 1628629.745 | 4237360.5185 | 2892085.6229 | 12934049.5914 | 961560.8286 | 9501104.8411 | 9501104.8411 | 1478867.319 | 4682163.0063 | 0 | 23396715.261 | 39058850.4274 | 23713.7371 | 1.1053 | 21168.4165 | 35338.8928 | 431.5468 | 720.4311
1 | 3000 | 707 | 0.03 | 15 | 15 | 7 | 3.1623e-11 | 5spot_SharedNeighbor | Water | Porous | Wet | R245fa | MinimizeLCOE_Brownfield | IgnoreSilica | 43.2829 | 7.1944 | 0.35424 | 4 | 18195.4797 | 29248.7072 | 370.9395 | 596.2745 | 102.3778 | 0 | 71.2806 | 1418636.8988 | 50770.8856 | 1672660.4207 | 1476637.5429 | 0 | 327564.9279 | 0 | 1929045.5636 | 5018980.8549 | 3425557.5632 | 15319854.6578 | 961560.8286 | 9501104.8411 | 9501104.8411 | 1478867.319 | 4682163.0063 | 0 | 25782520.3275 | 41444655.4939 | 31622.7766 | 1.417 | 18195.4797 | 29248.7072 | 370.9395 | 596.2745
1 | 3000 | 707 | 0.03 | 15 | 15 | 7 | 4.217e-11 | 5spot_SharedNeighbor | Water | Porous | Wet | R245fa | MinimizeLCOE_Brownfield | IgnoreSilica | 52.4787 | 8.7399 | 0.44573 | 4 | 15906.8347 | 24691.3813 | 324.2823 | 503.3672 | 102.4899 | 0 | 64.7409 | 1628292.1044 | 58269.8195 | 1954256.9511 | 1786918.3996 | 0 | 350908.7489 | 0 | 2253671.9492 | 5863592.1201 | 4002022.1068 | 17897932.1997 | 961560.8286 | 9501104.8411 | 9501104.8411 | 1478867.319 | 4682163.0063 | 0 | 28360597.8694 | 44022733.0358 | 42169.6503 | 1.7829 | 15906.8347 | 24691.3813 | 324.2823 | 503.3672
1 | 3000 | 707 | 0.03 | 15 | 15 | 7 | 5.6234e-11 | 5spot_SharedNeighbor | Water | Porous | Wet | R245fa | MinimizeLCOE_Brownfield | IgnoreSilica | 62.2593 | 10.3809 | 0.5479 | 4 | 14146.0751 | 21292.5157 | 288.3869 | 434.0767 | 102.5566 | 0 | 78.7818 | 1839120.6327 | 65788.4454 | 2242536.5514 | 2116644.4014 | 0 | 367548.0508 | 0 | 2586338.8519 | 6729123.1615 | 4592764.8274 | 20539864.9224 | 961560.8286 | 9501104.8411 | 9501104.8411 | 1478867.319 | 4682163.0063 | 0 | 31002530.5921 | 46664665.7585 | 56234.1325 | 2.1916 | 14146.0751 | 21292.5157 | 288.3869 | 434.0767
1 | 3000 | 707 | 0.03 | 15 | 15 | 7 | 7.4989e-11 | 5spot_SharedNeighbor | Water | Porous | Wet | R245fa | MinimizeLCOE_Brownfield | IgnoreSilica | 72.0371 | 12.0156 | 0.65542 | 4 | 12797.0746 | 18771.1672 | 260.8857 | 382.6756 | 102.5779 | 0 | 85.4065 | 2039301.6105 | 72901.2934 | 2520824.6286 | 2445718.4303 | 0 | 375315.2513 | 0 | 2907083.8735 | 7563635.9138 | 5162336.9284 | 23087117.9297 | 961560.8286 | 9501104.8411 | 9501104.8411 | 1478867.319 | 4682163.0063 | 0 | 33549783.5994 | 49211918.7658 | 74989.4209 | 2.6217 | 12797.0746 | 18771.1672 | 260.8857 | 382.6756
1 | 3000 | 707 | 0.03 | 15 | 15 | 7 | 1e-10 | 5spot_SharedNeighbor | Water | Porous | Wet | R245fa | MinimizeLCOE_Brownfield | IgnoreSilica | 81.2944 | 13.5556 | 0.76218 | 4 | 11768.9001 | 16906.149 | 239.9249 | 344.6547 | 102.5604 | 0 | 88.0177 | 2220237.8694 | 79303.2555 | 2776169.2678 | 2756510.4423 | 0 | 374291.1002 | 0 | 3200539.6547 | 8327147.6605 | 5683449.3841 | 25417648.6344 | 961560.8286 | 9501104.8411 | 9501104.8411 | 1478867.319 | 4682163.0063 | 0 | 35880314.3041 | 51542449.4705 | 100000 | 3.0487 | 11768.9001 | 16906.149 | 239.9249 | 344.6547
1 | 3000 | 707 | 0.03 | 15 | 15 | 7 | 1.3335e-10 | 5spot_SharedNeighbor | Water | Porous | Wet | R245fa | MinimizeLCOE_Brownfield | IgnoreSilica | 89.6157 | 14.9317 | 0.86246 | 4 | 10988.8318 | 15528.8164 | 224.0222 | 316.5759 | 102.5161 | 0 | 93.845 | 2376417.6499 | 84804.7224 | 2999524.7156 | 3035076.9401 | 0 | 365845.8336 | 0 | 3456051.246 | 8991936.4086 | 6137181.3647 | 27446838.881 | 961560.8286 | 9501104.8411 | 9501104.8411 | 1478867.319 | 4682163.0063 | 0 | 37909504.5507 | 53571639.7171 | 133352.1432 | 3.4498 | 10988.8318 | 15528.8164 | 224.0222 | 316.5759
1 | 3000 | 707 | 0.03 | 15 | 15 | 7 | 1.7783e-10 | 5spot_SharedNeighbor | Water | Porous | Wet | R245fa | MinimizeLCOE_Brownfield | IgnoreSilica | 96.7971 | 16.1119 | 0.95228 | 4 | 10399.0299 | 14510.7711 | 211.9983 | 295.8217 | 102.4581 | 0 | 99.755 | 2506637.7061 | 89371.9118 | 3187888.557 | 3274763.7304 | 0 | 352429.5176 | 0 | 3670325.6549 | 9549434.4667 | 6517685.2448 | 29148536.7891 | 961560.8286 | 9501104.8411 | 9501104.8411 | 1478867.319 | 4682163.0063 | 0 | 39611202.4588 | 55273337.6252 | 177827.941 | 3.8091 | 10399.0299 | 14510.7711 | 211.9983 | 295.8217
1 | 3000 | 707 | 0.03 | 15 | 15 | 7 | 2.3714e-10 | 5spot_SharedNeighbor | Water | Porous | Wet | R245fa | MinimizeLCOE_Brownfield | IgnoreSilica | 101.0969 | 16.815 | 1.0195 | 4 | 9944.5191 | 13785.2533 | 202.7325 | 281.031 | 102.415 | 0 | 83.1079 | 2582684.4934 | 92029.8669 | 3298810.9046 | 3417923.9961 | 0 | 323642.0972 | 0 | 3788885.6297 | 9857903.2013 | 6728221.4945 | 30090101.6839 | 961560.8286 | 9501104.8411 | 9501104.8411 | 1478867.319 | 4682163.0063 | 0 | 40552767.3536 | 56214902.52 | 237137.3706 | 4.0779 | 9944.5191 | 13785.2533 | 202.7325 | 281.031
1 | 3000 | 707 | 0.03 | 15 | 15 | 7 | 3.1623e-10 | 5spot_SharedNeighbor | Water | Porous | Wet | R245fa | MinimizeLCOE_Brownfield | IgnoreSilica | 107.9808 | 17.9348 | 1.0971 | 4 | 9610.917 | 13180.0564 | 195.9315 | 268.6933 | 102.3343 | 0 | 92.7755 | 2701587.0474 | 96171.2289 | 3473623.1971 | 3646538.8351 | 0 | 320848.0357 | 0 | 3993119.6542 | 10389278.2388 | 7090895.8763 | 31712062.1134 | 961560.8286 | 9501104.8411 | 9501104.8411 | 1478867.319 | 4682163.0063 | 0 | 42174727.7831 | 57836862.9495 | 316227.766 | 4.3882 | 9610.917 | 13180.0564 | 195.9315 | 268.6933
1 | 3000 | 707 | 0.03 | 15 | 15 | 7 | 4.217e-10 | 5spot_SharedNeighbor | Water | Porous | Wet | R245fa | MinimizeLCOE_Brownfield | IgnoreSilica | 111.8077 | 18.5539 | 1.1489 | 4 | 9361.3199 | 12769.2736 | 190.8432 | 260.3189 | 102.2832 | 0 | 89.8362 | 2766209.7852 | 98413.9982 | 3569361.6709 | 3773296.8284 | 0 | 305162.7765 | 0 | 4099853.573 | 10666978.0015 | 7280431.6705 | 32559708.3041 | 961560.8286 | 9501104.8411 | 9501104.8411 | 1478867.319 | 4682163.0063 | 0 | 43022373.9738 | 58684509.1402 | 421696.5034 | 4.5958 | 9361.3199 | 12769.2736 | 190.8432 | 260.3189
1 | 3000 | 707 | 0.03 | 15 | 15 | 7 | 5.6234e-10 | 5spot_SharedNeighbor | Water | Porous | Wet | R245fa | MinimizeLCOE_Brownfield | IgnoreSilica | 114.8091 | 19.0377 | 1.1903 | 4 | 9173.6645 | 12463.2454 | 187.0176 | 254.0801 | 102.2402 | 0 | 90.5277 | 2816178.3208 | 100144.12 | 3643748.5002 | 3872541.4289 | 0 | 291204.2353 | 0 | 4182288.476 | 10881456.7092 | 7426817.7956 | 33214379.586 | 961560.8286 | 9501104.8411 | 9501104.8411 | 1478867.319 | 4682163.0063 | 0 | 43677045.2557 | 59339180.4221 | 562341.3252 | 4.7611 | 9173.6645 | 12463.2454 | 187.0176 | 254.0801
1 | 3000 | 707 | 0.03 | 15 | 15 | 7 | 7.4989e-10 | 5spot_SharedNeighbor | Water | Porous | Wet | R245fa | MinimizeLCOE_Brownfield | IgnoreSilica | 117.1092 | 19.4074 | 1.2226 | 4 | 9032.6442 | 12235.4019 | 184.1427 | 249.4352 | 102.2056 | 0 | 85.6381 | 2854051.3618 | 101452.9967 | 3700340.7424 | 3948487.8286 | 0 | 279114.8161 | 0 | 4244544.6208 | 11043434.4275 | 7537370.9166 | 33708797.7105 | 961560.8286 | 9501104.8411 | 9501104.8411 | 1478867.319 | 4682163.0063 | 0 | 44171463.3802 | 59833598.5466 | 749894.2093 | 4.8902 | 9032.6442 | 12235.4019 | 184.1427 | 249.4352
1 | 3000 | 707 | 0.03 | 15 | 15 | 7 | 1e-09 | 5spot_SharedNeighbor | Water | Porous | Wet | R245fa | MinimizeLCOE_Brownfield | IgnoreSilica | 118.877 | 19.6909 | 1.2476 | 4 | 8926.7078 | 12065.1811 | 181.983 | 245.965 | 102.178 | 0 | 103.722 | 2882917.0758 | 102449.1288 | 3743597.7462 | 4006796.4129 | 0 | 269113.9476 | 0 | 4291900.9814 | 11166645.9637 | 7621465.3219 | 34084886.5783 | 961560.8286 | 9501104.8411 | 9501104.8411 | 1478867.319 | 4682163.0063 | 0 | 44547552.248 | 60209687.4144 | 1000000 | 4.9904 | 8926.7078 | 12065.1811 | 181.983 | 245.965
1 | 3000 | 707 | 0.03 | 15 | 15 | 7 | 1.3335e-09 | 5spot_SharedNeighbor | Water | Porous | Wet | R245fa | MinimizeLCOE_Brownfield | IgnoreSilica | 120.207 | 19.9038 | 1.2667 | 4 | 8847.1511 | 11938.2344 | 180.3611 | 243.3771 | 102.1567 | 0 | 94.7223 | 2904496.8848 | 103192.9898 | 3776007.2529 | 4050629.6205 | 0 | 260906.1531 | 0 | 4327140.8314 | 11258332.8247 | 7684043.4885 | 34364750.0456 | 961560.8286 | 9501104.8411 | 9501104.8411 | 1478867.319 | 4682163.0063 | 0 | 44827415.7153 | 60489550.8817 | 1333521.4322 | 5.0669 | 8847.1511 | 11938.2344 | 180.3611 | 243.3771
1 | 3000 | 707 | 0.03 | 15 | 15 | 7 | 1.7783e-09 | 5spot_SharedNeighbor | Water | Porous | Wet | R245fa | MinimizeLCOE_Brownfield | IgnoreSilica | 121.8614 | 20.1682 | 1.2871 | 4 | 8778.0837 | 11820.3078 | 178.9531 | 240.973 | 102.1297 | 0 | 82.5929 | 2931180.0358 | 104111.8268 | 3816162.2383 | 4105109.3136 | 0 | 256312.0328 | 0 | 4373021.4245 | 11377704.7164 | 7765517.2574 | 34729118.8457 | 961560.8286 | 9501104.8411 | 9501104.8411 | 1478867.319 | 4682163.0063 | 0 | 45191784.5154 | 60853919.6818 | 1778279.41 | 5.1483 | 8778.0837 | 11820.3078 | 178.9531 | 240.973
1 | 3000 | 707 | 0.03 | 15 | 15 | 7 | 2.3714e-09 | 5spot_SharedNeighbor | Water | Porous | Wet | R245fa | MinimizeLCOE_Brownfield | IgnoreSilica | 121.9929 | 20.1891 | 1.2925 | 4 | 8742.5862 | 11771.9434 | 178.2294 | 239.987 | 102.1274 | 0 | 85.166 | 2933287.3502 | 104184.2658 | 3819341.2182 | 4109434.135 | 0 | 249347.6329 | 0 | 4374081.8948 | 11380463.8426 | 7767400.4177 | 34737540.7571 | 961560.8286 | 9501104.8411 | 9501104.8411 | 1478867.319 | 4682163.0063 | 0 | 45200206.4268 | 60862341.5932 | 2371373.7057 | 5.1701 | 8742.5862 | 11771.9434 | 178.2294 | 239.987
1 | 3000 | 707 | 0.03 | 15 | 15 | 7 | 3.1623e-09 | 5spot_SharedNeighbor | Water | Porous | Wet | R245fa | MinimizeLCOE_Brownfield | IgnoreSilica | 122.5823 | 20.2832 | 1.301 | 4 | 8708.9392 | 11718.4831 | 177.5435 | 238.8971 | 102.1175 | 0 | 102.8852 | 2942742.252 | 104509.5175 | 3833596.1419 | 4128827.2464 | 0 | 245460.8757 | 0 | 4389503.0531 | 11420586.5332 | 7794784.9785 | 34860010.5984 | 961560.8286 | 9501104.8411 | 9501104.8411 | 1478867.319 | 4682163.0063 | 0 | 45322676.2681 | 60984811.4345 | 3162277.6602 | 5.2042 | 8708.9392 | 11718.4831 | 177.5435 | 238.8971
1 | 3000 | 707 | 0.03 | 15 | 15 | 7 | 4.217e-09 | 5spot_SharedNeighbor | Water | Porous | Wet | R245fa | MinimizeLCOE_Brownfield | IgnoreSilica | 123.0038 | 20.3504 | 1.3073 | 4 | 8683.6922 | 11678.8006 | 177.0288 | 238.0881 | 102.1104 | 0 | 104.1002 | 2949491.0242 | 104741.5878 | 3843778.4489 | 4142694.7314 | 0 | 242331.5441 | 0 | 4400384.5612 | 11448897.9853 | 7814108.1263 | 34946428.0093 | 961560.8286 | 9501104.8411 | 9501104.8411 | 1478867.319 | 4682163.0063 | 0 | 45409093.679 | 61071228.8454 | 4216965.0343 | 5.2292 | 8683.6922 | 11678.8006 | 177.0288 | 238.0881
1 | 3000 | 707 | 0.03 | 15 | 15 | 7 | 5.6234e-09 | 5spot_SharedNeighbor | Water | Porous | Wet | R245fa | MinimizeLCOE_Brownfield | IgnoreSilica | 123.3398 | 20.404 | 1.3122 | 4 | 8664.7506 | 11648.7592 | 176.6427 | 237.4757 | 102.1047 | 0 | 95.0155 | 2954861.93 | 104926.2262 | 3851886.1514 | 4153745.5826 | 0 | 240054.7591 | 0 | 4409135.1132 | 11471665.1266 | 7829647.1681 | 35015922.0572 | 961560.8286 | 9501104.8411 | 9501104.8411 | 1478867.319 | 4682163.0063 | 0 | 45478587.7269 | 61140722.8933 | 5623413.2519 | 5.2487 | 8664.7506 | 11648.7592 | 176.6427 | 237.4757
1 | 3000 | 707 | 0.03 | 15 | 15 | 7 | 7.4989e-09 | 5spot_SharedNeighbor | Water | Porous | Wet | R245fa | MinimizeLCOE_Brownfield | IgnoreSilica | 123.5787 | 20.442 | 1.3157 | 4 | 8650.5413 | 11626.4649 | 176.353 | 237.0212 | 102.1006 | 0 | 85.3596 | 2958676.6753 | 105057.3382 | 3857647.1253 | 4161602.6564 | 0 | 238237.959 | 0 | 4415276.4841 | 11487643.7139 | 7840552.8822 | 35064694.8344 | 961560.8286 | 9501104.8411 | 9501104.8411 | 1478867.319 | 4682163.0063 | 0 | 45527360.5041 | 61189495.6705 | 7498942.0933 | 5.2629 | 8650.5413 | 11626.4649 | 176.353 | 237.0212
1 | 3000 | 707 | 0.03 | 15 | 15 | 7 | 1e-08 | 5spot_SharedNeighbor | Water | Porous | Wet | R245fa | MinimizeLCOE_Brownfield | IgnoreSilica | 123.7614 | 20.4711 | 1.3184 | 4 | 8639.8827 | 11609.703 | 176.1357 | 236.6795 | 102.0975 | 0 | 94.3944 | 2961589.8023 | 105157.446 | 3862047.788 | 4167607.144 | 0 | 236879.6439 | 0 | 4419979.9115 | 11499881.0671 | 7848905.1272 | 35102047.9301 | 961560.8286 | 9501104.8411 | 9501104.8411 | 1478867.319 | 4682163.0063 | 0 | 45564713.5998 | 61226848.7662 | 10000000 | 5.2738 | 8639.8827 | 11609.703 | 176.1357 | 236.6795
1 | 3100 | 707 | 0.03 | 15 | 15 | 7 | 1e-13 | 5spot_SharedNeighbor | Water | Porous | Wet | R245fa | MinimizeLCOE_Brownfield | IgnoreSilica | 0 | 0 | 0 | 0 | [6 empty] | 9.7071 | [19 empty] | 100 | 0
1 | 3100 | 707 | 0.03 | 15 | 15 | 7 | 1.3335e-13 | 5spot_SharedNeighbor | Water | Porous | Wet | R245fa | MinimizeLCOE_Brownfield | IgnoreSilica | 0 | 0 | 0 | 0 | [6 empty] | 11.1402 | [19 empty] | 133.3521 | 0
1 | 3100 | 707 | 0.03 | 15 | 15 | 7 | 1.7783e-13 | 5spot_SharedNeighbor | Water | Porous | Wet | R245fa | MinimizeLCOE_Brownfield | IgnoreSilica | 0 | 0 | 0 | 0 | [6 empty] | 11.6977 | [19 empty] | 177.8279 | 0
1 | 3100 | 707 | 0.03 | 15 | 15 | 7 | 2.3714e-13 | 5spot_SharedNeighbor | Water | Porous | Wet | R245fa | MinimizeLCOE_Brownfield | IgnoreSilica | 0 | 0 | 0 | 0 | [6 empty] | 11.1855 | [19 empty] | 237.1374 | 0
1 | 3100 | 707 | 0.03 | 15 | 15 | 7 | 3.1623e-13 | 5spot_SharedNeighbor | Water | Porous | Wet | R245fa | MinimizeLCOE_Brownfield | IgnoreSilica | 0 | 0 | 0 | 0 | [6 empty] | 11.3301 | [19 empty] | 316.2278 | 0
1 | 3100 | 707 | 0.03 | 15 | 15 | 7 | 4.217e-13 | 5spot_SharedNeighbor | Water | Porous | Wet | R245fa | MinimizeLCOE_Brownfield | IgnoreSilica | 0 | 0 | 0 | 0 | [6 empty] | 12.4976 | [19 empty] | 421.6965 | 0
1 | 3100 | 707 | 0.03 | 15 | 15 | 7 | 5.6234e-13 | 5spot_SharedNeighbor | Water | Porous | Wet | R245fa | MinimizeLCOE_Brownfield | IgnoreSilica | 1.0304 | 0.11446 | 0.0008585 | 4 | 3364719.0583 | 8081337.6239 | 68594.3491 | 164748.9983 | 81.7335 | 0 | 31.0899 | 67274.6425 | 2057.5399 | 61908.0666 | 53187.1524 | 0 | 44752.2415 | 0 | 89380.0607 | 232548.5836 | 158719.1867 | 709827.4739 | 961560.8286 | 9883032.0773 | 9883032.0773 | 1478867.319 | 4834933.9008 | 0 | 11554420.3798 | 27751253.6768 | 562.3413 | 0.003434 | 3364719.0583 | 8081337.6239 | 68594.3491 | 164748.9983
1 | 3100 | 707 | 0.03 | 15 | 15 | 7 | 7.4989e-13 | 5spot_SharedNeighbor | Water | Porous | Wet | R245fa | MinimizeLCOE_Brownfield | IgnoreSilica | 1.5736 | 0.20357 | 0.0031093 | 4 | 956398.1747 | 2258675.0706 | 19497.4704 | 46046.1464 | 88.9538 | 0 | 138.076 | 106715.9674 | 3452.0096 | 97559.3186 | 71388.0575 | 0 | 60035.5546 | 0 | 132268.854 | 344136.426 | 234880.1821 | 1050436.3698 | 961560.8286 | 9883032.0773 | 9883032.0773 | 1478867.319 | 4834933.9008 | 0 | 11895029.2757 | 28091862.5727 | 749.8942 | 0.012437 | 956398.1747 | 2258675.0706 | 19497.4704 | 46046.1464
1 | 3100 | 707 | 0.03 | 15 | 15 | 7 | 1e-12 | 5spot_SharedNeighbor | Water | Porous | Wet | R245fa | MinimizeLCOE_Brownfield | IgnoreSilica | 2.196 | 0.30933 | 0.0066394 | 4 | 461345.9259 | 1071219.7885 | 9405.1607 | 21838.2643 | 93.2889 | 0 | 191.8358 | 147608.2507 | 4937.1427 | 135882.8119 | 92589.3755 | 0 | 73476.4798 | 0 | 177252.6837 | 461175.1233 | 314761.4979 | 1407683.3655 | 961560.8286 | 9883032.0773 | 9883032.0773 | 1478867.319 | 4834933.9008 | 0 | 12252276.2714 | 28449109.5684 | 1000 | 0.026558 | 461345.9259 | 1071219.7885 | 9405.1607 | 21838.2643
1 | 3100 | 707 | 0.03 | 15 | 15 | 7 | 1.3335e-12 | 5spot_SharedNeighbor | Water | Porous | Wet | R245fa | MinimizeLCOE_Brownfield | IgnoreSilica | 2.9982 | 0.44807 | 0.011715 | 4 | 270607.6061 | 616236.0934 | 5516.7021 | 12562.8063 | 96.4213 | 0 | 38.105 | 195439.2306 | 6696.6305 | 182323.526 | 120178.1125 | 0 | 88343.9029 | 0 | 231262.747 | 601698.2291 | 410671.405 | 1836613.7836 | 961560.8286 | 9883032.0773 | 9883032.0773 | 1478867.319 | 4834933.9008 | 0 | 12681206.6894 | 28878039.9865 | 1333.5214 | 0.046862 | 270607.6061 | 616236.0934 | 5516.7021 | 12562.8063
1 | 3100 | 707 | 0.03 | 15 | 15 | 7 | 1.7783e-12 | 5spot_SharedNeighbor | Water | Porous | Wet | R245fa | MinimizeLCOE_Brownfield | IgnoreSilica | 4.0117 | 0.62478 | 0.018744 | 4 | 175855.4085 | 391885.6142 | 3585.0504 | 7989.1183 | 98.6876 | 0 | 45.539 | 250260.7304 | 8724.2173 | 237463.3874 | 154934.0668 | 0 | 104171.1006 | 0 | 294665.866 | 766660.139 | 523261.2982 | 2340140.8058 | 961560.8286 | 9883032.0773 | 9883032.0773 | 1478867.319 | 4834933.9008 | 0 | 13184733.7117 | 29381567.0087 | 1778.2794 | 0.074975 | 175855.4085 | 391885.6142 | 3585.0504 | 7989.1183
1 | 3100 | 707 | 0.03 | 15 | 15 | 7 | 2.3714e-12 | 5spot_SharedNeighbor | Water | Porous | Wet | R245fa | MinimizeLCOE_Brownfield | IgnoreSilica | 5.3003 | 0.85051 | 0.028272 | 4 | 121887.4091 | 265108.5774 | 2484.8397 | 5404.5969 | 100.367 | 0 | 54.0515 | 313840.9049 | 11080.9095 | 303534.8778 | 199198.0448 | 0 | 121448.3035 | 0 | 370150.1858 | 963054.8552 | 657304.7275 | 2939612.8089 | 961560.8286 | 9883032.0773 | 9883032.0773 | 1478867.319 | 4834933.9008 | 0 | 13784205.7147 | 29981039.0118 | 2371.3737 | 0.11309 | 121887.4091 | 265108.5774 | 2484.8397 | 5404.5969
1 | 3100 | 707 | 0.03 | 15 | 15 | 7 | 3.1623e-12 | 5spot_SharedNeighbor | Water | Porous | Wet | R245fa | MinimizeLCOE_Brownfield | IgnoreSilica | 6.8808 | 1.1277 | 0.040872 | 4 | 88525.199 | 187595.2683 | 1804.7059 | 3824.3833 | 101.5684 | 0 | 59.6696 | 385186.7907 | 13723.6559 | 380040.313 | 253536.2002 | 0 | 138961.7199 | 0 | 456864.9851 | 1188668.9752 | 811291.0003 | 3628273.6402 | 961560.8286 | 9883032.0773 | 9883032.0773 | 1478867.319 | 4834933.9008 | 0 | 14472866.5461 | 30669699.8431 | 3162.2777 | 0.16349 | 88525.199 | 187595.2683 | 1804.7059 | 3824.3833
1 | 3100 | 707 | 0.03 | 15 | 15 | 7 | 4.217e-12 | 5spot_SharedNeighbor | Water | Porous | Wet | R245fa | MinimizeLCOE_Brownfield | IgnoreSilica | 9.3124 | 1.5563 | 0.058407 | 4 | 66312.6069 | 135640.4873 | 1351.8722 | 2765.2148 | 102.691 | 0 | 46.8826 | 486011.8334 | 17460.6201 | 491349.9834 | 337426.7353 | 0 | 168368.1574 | 0 | 585240.7585 | 1522676.4042 | 1039257.9338 | 4647792.426 | 961560.8286 | 9883032.0773 | 9883032.0773 | 1478867.319 | 4834933.9008 | 0 | 15492385.3318 | 31689218.6289 | 4216.965 | 0.23363 | 66312.6069 | 135640.4873 | 1351.8722 | 2765.2148
1 | 3100 | 707 | 0.03 | 15 | 15 | 7 | 5.6234e-12 | 5spot_SharedNeighbor | Water | Porous | Wet | R245fa | MinimizeLCOE_Brownfield | IgnoreSilica | 11.7265 | 1.9822 | 0.080425 | 4 | 51057.2911 | 101404.8749 | 1040.8719 | 2067.2755 | 103.3485 | 0 | 58.8296 | 578098.2117 | 20867.3323 | 595962.5726 | 420772.8268 | 0 | 186073.8392 | 0 | 702692.1652 | 1828260.8719 | 1247825.6121 | 5580553.4318 | 961560.8286 | 9883032.0773 | 9883032.0773 | 1478867.319 | 4834933.9008 | 0 | 16425146.3377 | 32621979.6347 | 5623.4133 | 0.3217 | 51057.2911 | 101404.8749 | 1040.8719 | 2067.2755
1 | 3100 | 707 | 0.03 | 15 | 15 | 7 | 7.4989e-12 | 5spot_SharedNeighbor | Water | Porous | Wet | R245fa | MinimizeLCOE_Brownfield | IgnoreSilica | 15.0781 | 2.5736 | 0.10963 | 4 | 40297.5961 | 77232.5379 | 821.521 | 1574.4897 | 103.9099 | 0 | 61.4004 | 696580.8115 | 25240.1517 | 734077.1764 | 536398.8942 | 0 | 211863.0305 | 0 | 859622.4251 | 2236561.2172 | 1526498.9875 | 6826842.694 | 961560.8286 | 9883032.0773 | 9883032.0773 | 1478867.319 | 4834933.9008 | 0 | 17671435.5999 | 33868268.8969 | 7498.9421 | 0.43852 | 40297.5961 | 77232.5379 | 821.521 | 1574.4897
1 | 3100 | 707 | 0.03 | 15 | 15 | 7 | 1e-11 | 5spot_SharedNeighbor | Water | Porous | Wet | R245fa | MinimizeLCOE_Brownfield | IgnoreSilica | 19.2586 | 3.3112 | 0.14743 | 4 | 32472.8282 | 59937.2642 | 662.0025 | 1221.9022 | 104.3401 | 0 | 55.9401 | 833514.3703 | 30283.5227 | 897760.7307 | 680545.4261 | 0 | 239588.436 | 0 | 1045860.0694 | 2721113.3653 | 1857215.7851 | 8305881.7055 | 961560.8286 | 9883032.0773 | 9883032.0773 | 1478867.319 | 4834933.9008 | 0 | 19150474.6114 | 35347307.9084 | 10000 | 0.58974 | 32472.8282 | 59937.2642 | 662.0025 | 1221.9022
1 | 3100 | 707 | 0.03 | 15 | 15 | 7 | 1.3335e-11 | 5spot_SharedNeighbor | Water | Porous | Wet | R245fa | MinimizeLCOE_Brownfield | IgnoreSilica | 24.4324 | 4.2242 | 0.19591 | 4 | 26667.6655 | 47336.8454 | 543.6564 | 965.0256 | 104.6713 | 0 | 64.0024 | 991019.5438 | 36071.6137 | 1090602.6234 | 858934.9225 | 0 | 269081.7416 | 0 | 1265827.0736 | 3293422.3886 | 2247828.4533 | 10052788.3605 | 961560.8286 | 9883032.0773 | 9883032.0773 | 1478867.319 | 4834933.9008 | 0 | 20897381.2664 | 37094214.5635 | 13335.2143 | 0.78362 | 26667.6655 | 47336.8454 | 543.6564 | 965.0256
1 | 3100 | 707 | 0.03 | 15 | 15 | 7 | 1.7783e-11 | 5spot_SharedNeighbor | Water | Porous | Wet | R245fa | MinimizeLCOE_Brownfield | IgnoreSilica | 30.713 | 5.3329 | 0.2571 | 4 | 22292.7618 | 38042.5776 | 454.4681 | 775.5494 | 104.9259 | 0 | 55.4634 | 1169289.6471 | 42607.881 | 1313882.6306 | 1075508.4691 | 0 | 299228.518 | 0 | 1521201.6868 | 3957854.7478 | 2701317.1911 | 12080890.7714 | 961560.8286 | 9883032.0773 | 9883032.0773 | 1478867.319 | 4834933.9008 | 0 | 22925483.6773 | 39122316.9743 | 17782.7941 | 1.0284 | 22292.7618 | 38042.5776 | 454.4681 | 775.5494
1 | 3100 | 707 | 0.03 | 15 | 15 | 7 | 2.3714e-11 | 5spot_SharedNeighbor | Water | Porous | Wet | R245fa | MinimizeLCOE_Brownfield | IgnoreSilica | 38.2381 | 6.6615 | 0.33309 | 4 | 18956.3335 | 31112.9733 | 386.4505 | 634.28 | 105.1228 | 0 | 65.9504 | 1369100.8084 | 49916.8521 | 1569574.513 | 1334959.6178 | 0 | 329530.3197 | 0 | 1814702.0233 | 4721482.418 | 3222508.7671 | 14411775.3194 | 961560.8286 | 9883032.0773 | 9883032.0773 | 1478867.319 | 4834933.9008 | 0 | 25256368.2253 | 41453201.5223 | 23713.7371 | 1.3323 | 18956.3335 | 31112.9733 | 386.4505 | 634.28
1 | 3100 | 707 | 0.03 | 15 | 15 | 7 | 3.1623e-11 | 5spot_SharedNeighbor | Water | Porous | Wet | R245fa | MinimizeLCOE_Brownfield | IgnoreSilica | 46.9345 | 8.1969 | 0.42467 | 4 | 16391.5945 | 25926.4504 | 334.1648 | 528.5458 | 105.2709 | 0 | 63.2077 | 1585913.0983 | 57828.8154 | 1852655.6369 | 1634754.7561 | 0 | 357504.8918 | 0 | 2140576.3074 | 5569340.4594 | 3801189.302 | 16999763.2673 | 961560.8286 | 9883032.0773 | 9883032.0773 | 1478867.319 | 4834933.9008 | 0 | 27844356.1732 | 44041189.4702 | 31622.7766 | 1.6987 | 16391.5945 | 25926.4504 | 334.1648 | 528.5458
1 | 3100 | 707 | 0.03 | 15 | 15 | 7 | 4.217e-11 | 5spot_SharedNeighbor | Water | Porous | Wet | R245fa | MinimizeLCOE_Brownfield | IgnoreSilica | 56.564 | 9.8954 | 0.53075 | 4 | 14414.5725 | 22043.7553 | 293.8606 | 449.3918 | 105.372 | 0 | 79.543 | 1812210.8904 | 66064.5586 | 2153719.5138 | 1966583.8627 | 0 | 380521.8381 | 0 | 2487849.2588 | 6472873.4433 | 4417869.1293 | 19757692.4951 | 961560.8286 | 9883032.0773 | 9883032.0773 | 1478867.319 | 4834933.9008 | 0 | 30602285.401 | 46799118.698 | 42169.6503 | 2.123 | 14414.5725 | 22043.7553 | 293.8606 | 449.3918
1 | 3100 | 707 | 0.03 | 15 | 15 | 7 | 5.6234e-11 | 5spot_SharedNeighbor | Water | Porous | Wet | R245fa | MinimizeLCOE_Brownfield | IgnoreSilica | 66.5808 | 11.6577 | 0.64691 | 4 | 12893.8431 | 19153.1382 | 262.8584 | 390.4626 | 105.423 | 0 | 71.2692 | 2035012.1103 | 74145.6364 | 2455372.0273 | 2311394.3578 | 0 | 395064.3109 | 0 | 2835685.4927 | 7377871.9728 | 5035549.2216 | 22520095.1298 | 961560.8286 | 9883032.0773 | 9883032.0773 | 1478867.319 | 4834933.9008 | 0 | 33364688.0357 | 49561521.3327 | 56234.1325 | 2.5876 | 12893.8431 | 19153.1382 | 262.8584 | 390.4626
1 | 3100 | 707 | 0.03 | 15 | 15 | 7 | 7.4989e-11 | 5spot_SharedNeighbor | Water | Porous | Wet | R245fa | MinimizeLCOE_Brownfield | IgnoreSilica | 76.454 | 13.3871 | 0.76709 | 4 | 11729.6931 | 17008.3295 | 239.1257 | 346.7378 | 105.4264 | 0 | 81.8651 | 2243816.7776 | 81687.8588 | 2742688.3095 | 2650637.3655 | 0 | 400136.0177 | 0 | 3166396.8683 | 8238315.1341 | 5622819.3595 | 25146497.6909 | 961560.8286 | 9883032.0773 | 9883032.0773 | 1478867.319 | 4834933.9008 | 0 | 35991090.5968 | 52187923.8938 | 74989.4209 | 3.0684 | 11729.6931 | 17008.3295 | 239.1257 | 346.7378
1 | 3100 | 707 | 0.03 | 15 | 15 | 7 | 1e-10 | 5spot_SharedNeighbor | Water | Porous | Wet | R245fa | MinimizeLCOE_Brownfield | IgnoreSilica | 85.6381 | 14.9866 | 0.88425 | 4 | 10843.0639 | 15422.3439 | 221.0505 | 314.4053 | 105.3918 | 0 | 88.6911 | 2429477.8064 | 88363.1302 | 3001923.3742 | 2965445.1615 | 0 | 395927.7655 | 0 | 3463643.5227 | 9011689.9552 | 6150663.5661 | 27507134.2819 | 961560.8286 | 9883032.0773 | 9883032.0773 | 1478867.319 | 4834933.9008 | 0 | 38351727.1878 | 54548560.4848 | 100000 | 3.537 | 10843.0639 | 15422.3439 | 221.0505 | 314.4053
1 | 3100 | 707 | 0.03 | 15 | 15 | 7 | 1.3335e-10 | 5spot_SharedNeighbor | Water | Porous | Wet | R245fa | MinimizeLCOE_Brownfield | IgnoreSilica | 93.8035 | 16.3994 | 0.9927 | 4 | 10170.6613 | 14249.6372 | 207.3427 | 290.4981 | 105.3332 | 0 | 70.9345 | 2588201.3692 | 94042.8405 | 3226406.8259 | 3244583.3628 | 0 | 384621.5404 | 0 | 3719763.8161 | 9678062.4211 | 6605476.4667 | 29541158.6427 | 961560.8286 | 9883032.0773 | 9883032.0773 | 1478867.319 | 4834933.9008 | 0 | 40385751.5486 | 56582584.8456 | 133352.1432 | 3.9708 | 10170.6613 | 14249.6372 | 207.3427 | 290.4981
1 | 3100 | 707 | 0.03 | 15 | 15 | 7 | 1.7783e-10 | 5spot_SharedNeighbor | Water | Porous | Wet | R245fa | MinimizeLCOE_Brownfield | IgnoreSilica | 100.7607 | 17.5954 | 1.0885 | 4 | 9662.3137 | 13382.2671 | 196.9793 | 272.8156 | 105.2644 | 0 | 87.7334 | 2719040.3487 | 98703.5918 | 3413483.924 | 3481780.9109 | 0 | 368673.8022 | 0 | 3931856.2052 | 10229883.3114 | 6982105.5631 | 31225527.6573 | 961560.8286 | 9883032.0773 | 9883032.0773 | 1478867.319 | 4834933.9008 | 0 | 42070120.5631 | 58266953.8602 | 177827.941 | 4.354 | 9662.3137 | 13382.2671 | 196.9793 | 272.8156
1 | 3100 | 707 | 0.03 | 15 | 15 | 7 | 2.3714e-10 | 5spot_SharedNeighbor | Water | Porous | Wet | R245fa | MinimizeLCOE_Brownfield | IgnoreSilica | 106.507 | 18.5773 | 1.1701 | 4 | 9278.8178 | 12739.515 | 189.1613 | 259.7122 | 105.1952 | 0 | 99.7474 | 2824210.1565 | 102434.7541 | 3565223.4862 | 3677209.0242 | 0 | 350674.702 | 0 | 4102703.328 | 10674392.4793 | 7285492.2039 | 32582340.1342 | 961560.8286 | 9883032.0773 | 9883032.0773 | 1478867.319 | 4834933.9008 | 0 | 43426933.0401 | 59623766.3372 | 237137.3706 | 4.6802 | 9278.8178 | 12739.515 | 189.1613 | 259.7122
1 | 3100 | 707 | 0.03 | 15 | 15 | 7 | 3.1623e-10 | 5spot_SharedNeighbor | Water | Porous | Wet | R245fa | MinimizeLCOE_Brownfield | IgnoreSilica | 111.4982 | 19.4256 | 1.241 | 4 | 8981.8995 | 12244.6854 | 183.1082 | 249.6245 | 105.1268 | 0 | 90.3623 | 2913521.0135 | 105591.884 | 3695058.7768 | 3846578.567 | 0 | 333597.9173 | 0 | 4248795.7819 | 11054495.0766 | 7544920.0369 | 33742559.0541 | 961560.8286 | 9883032.0773 | 9883032.0773 | 1478867.319 | 4834933.9008 | 0 | 44587151.9599 | 60783985.257 | 316227.766 | 4.9641 | 8981.8995 | 12244.6854 | 183.1082 | 249.6245
1 | 3100 | 707 | 0.03 | 15 | 15 | 7 | 4.217e-10 | 5spot_SharedNeighbor | Water | Porous | Wet | R245fa | MinimizeLCOE_Brownfield | IgnoreSilica | 115.1381 | 20.0413 | 1.295 | 4 | 8766.7374 | 11893.5023 | 178.7218 | 242.4651 | 105.0721 | 0 | 92.5341 | 2977487.8068 | 107846.2237 | 3788617.2662 | 3969859.7225 | 0 | 316928.9067 | 0 | 4352688.5711 | 11324802.8028 | 7729410.6143 | 34567641.9141 | 961560.8286 | 9883032.0773 | 9883032.0773 | 1478867.319 | 4834933.9008 | 0 | 45412234.8199 | 61609068.117 | 421696.5034 | 5.1801 | 8766.7374 | 11893.5023 | 178.7218 | 242.4651
1 | 3100 | 707 | 0.03 | 15 | 15 | 7 | 5.6234e-10 | 5spot_SharedNeighbor | Water | Porous | Wet | R245fa | MinimizeLCOE_Brownfield | IgnoreSilica | 117.9614 | 20.5172 | 1.3377 | 4 | 8604.9284 | 11632.0057 | 175.4231 | 237.1342 | 105.027 | 0 | 86.6251 | 3026444.0791 | 109567.5251 | 3860546.1955 | 4065343.1416 | 0 | 302157.9874 | 0 | 4431982.9822 | 11531110.5949 | 7870219.9217 | 35197372.4274 | 961560.8286 | 9883032.0773 | 9883032.0773 | 1478867.319 | 4834933.9008 | 0 | 46041965.3333 | 62238798.6303 | 562341.3252 | 5.3507 | 8604.9284 | 11632.0057 | 175.4231 | 237.1342
1 | 3100 | 707 | 0.03 | 15 | 15 | 7 | 7.4989e-10 | 5spot_SharedNeighbor | Water | Porous | Wet | R245fa | MinimizeLCOE_Brownfield | IgnoreSilica | 120.1339 | 20.8824 | 1.3709 | 4 | 8483.3053 | 11436.921 | 172.9437 | 233.1571 | 104.9908 | 0 | 100.0304 | 3063727.4463 | 110875.9076 | 3915520.0113 | 4138717.4347 | 0 | 289611.4281 | 0 | 4492196.3689 | 11687773.4757 | 7977145.5569 | 35675567.6294 | 961560.8286 | 9883032.0773 | 9883032.0773 | 1478867.319 | 4834933.9008 | 0 | 46520160.5353 | 62716993.8323 | 749894.2093 | 5.4837 | 8483.3053 | 11436.921 | 172.9437 | 233.1571
1 | 3100 | 707 | 0.03 | 15 | 15 | 7 | 1e-09 | 5spot_SharedNeighbor | Water | Porous | Wet | R245fa | MinimizeLCOE_Brownfield | IgnoreSilica | 121.7929 | 21.1606 | 1.3966 | 4 | 8391.9282 | 11291.2243 | 171.0808 | 230.1869 | 104.9622 | 0 | 94.4899 | 3091969.7776 | 111865.4003 | 3957282.8271 | 4194662.991 | 0 | 279259.2154 | 0 | 4537665.6825 | 11806075.3026 | 8057888.9846 | 36036670.1811 | 961560.8286 | 9883032.0773 | 9883032.0773 | 1478867.319 | 4834933.9008 | 0 | 46881263.087 | 63078096.384 | 1000000 | 5.5865 | 8391.9282 | 11291.2243 | 171.0808 | 230.1869
1 | 3100 | 707 | 0.03 | 15 | 15 | 7 | 1.3335e-09 | 5spot_SharedNeighbor | Water | Porous | Wet | R245fa | MinimizeLCOE_Brownfield | IgnoreSilica | 123.0575 | 21.3723 | 1.4163 | 4 | 8323.2941 | 11182.2283 | 169.6816 | 227.9648 | 104.94 | 0 | 94.6924 | 3113369.8627 | 112614.3245 | 3988993.0147 | 4237278.6626 | 0 | 270935.2522 | 0 | 4572044.5355 | 11895522.0261 | 8118938.2113 | 36309695.8896 | 961560.8286 | 9883032.0773 | 9883032.0773 | 1478867.319 | 4834933.9008 | 0 | 47154288.7955 | 63351122.0925 | 1333521.4322 | 5.6653 | 8323.2941 | 11182.2283 | 169.6816 | 227.9648
1 | 3100 | 707 | 0.03 | 15 | 15 | 7 | 1.7783e-09 | 5spot_SharedNeighbor | Water | Porous | Wet | R245fa | MinimizeLCOE_Brownfield | IgnoreSilica | 120 | 20.8598 | 1.4004 | 4 | 8270.2855 | 11161.7354 | 168.601 | 227.5471 | 104.9927 | 0 | 81.5149 | 3061417.4147 | 110794.6055 | 3912122.0989 | 4134189.0157 | 0 | 237590.5707 | 0 | 4467884.3452 | 11624518.5771 | 7933972.7888 | 35482489.4167 | 961560.8286 | 9883032.0773 | 9883032.0773 | 1478867.319 | 4834933.9008 | 0 | 46327082.3226 | 62523915.6196 | 1778279.41 | 5.6016 | 8270.2855 | 11161.7354 | 168.601 | 227.5471
1 | 3100 | 707 | 0.03 | 15 | 15 | 7 | 2.3714e-09 | 5spot_SharedNeighbor | Water | Porous | Wet | R245fa | MinimizeLCOE_Brownfield | IgnoreSilica | 123.5715 | 21.4583 | 1.4349 | 4 | 8225.2534 | 11047.2046 | 167.6829 | 225.2122 | 104.9307 | 0 | 93.4553 | 3122030.3633 | 112917.1271 | 4001845.2758 | 4254588.0006 | 0 | 249653.7313 | 0 | 4579003.4543 | 11913627.7053 | 8131295.7094 | 36364961.3672 | 961560.8286 | 9883032.0773 | 9883032.0773 | 1478867.319 | 4834933.9008 | 0 | 47209554.273 | 63406387.5701 | 2371373.7057 | 5.7396 | 8225.2534 | 11047.2046 | 167.6829 | 225.2122
1 | 3100 | 707 | 0.03 | 15 | 15 | 7 | 3.1623e-09 | 5spot_SharedNeighbor | Water | Porous | Wet | R245fa | MinimizeLCOE_Brownfield | IgnoreSilica | 125.2501 | 21.7387 | 1.4511 | 4 | 8204.0338 | 10994.3842 | 167.2503 | 224.1354 | 104.9003 | 0 | 93.9491 | 3150209.8906 | 113901.8466 | 4043714.9957 | 4311098.1793 | 0 | 254962.4083 | 0 | 4630816.055 | 12048433.4642 | 8223303.4099 | 36776440.2496 | 961560.8286 | 9883032.0773 | 9883032.0773 | 1478867.319 | 4834933.9008 | 0 | 47621033.1555 | 63817866.4525 | 3162277.6602 | 5.8046 | 8204.0338 | 10994.3842 | 167.2503 | 224.1354
1 | 3100 | 707 | 0.03 | 15 | 15 | 7 | 4.217e-09 | 5spot_SharedNeighbor | Water | Porous | Wet | R245fa | MinimizeLCOE_Brownfield | IgnoreSilica | 125.6586 | 21.8068 | 1.4577 | 4 | 8182.2452 | 10960.1468 | 166.8061 | 223.4374 | 104.8928 | 0 | 100.9922 | 3157037.0543 | 114140.2042 | 4053874.6483 | 4324842.2386 | 0 | 251878.4763 | 0 | 4641691.3225 | 12076728.6793 | 8242615.4756 | 36862808.0992 | 961560.8286 | 9883032.0773 | 9883032.0773 | 1478867.319 | 4834933.9008 | 0 | 47707401.005 | 63904234.3021 | 4216965.0343 | 5.8306 | 8182.2452 | 10960.1468 | 166.8061 | 223.4374
1 | 3100 | 707 | 0.03 | 15 | 15 | 7 | 5.6234e-09 | 5spot_SharedNeighbor | Water | Porous | Wet | R245fa | MinimizeLCOE_Brownfield | IgnoreSilica | 125.9681 | 21.8584 | 1.4626 | 4 | 8165.8977 | 10934.4558 | 166.4729 | 222.9137 | 104.8871 | 0 | 102.064 | 3162201.8801 | 114320.4731 | 4061564.425 | 4335253.106 | 0 | 249537.5533 | 0 | 4649922.2006 | 12098143.7358 | 8257231.6917 | 36928175.0657 | 961560.8286 | 9883032.0773 | 9883032.0773 | 1478867.319 | 4834933.9008 | 0 | 47772767.9716 | 63969601.2686 | 5623413.2519 | 5.8503 | 8165.8977 | 10934.4558 | 166.4729 | 222.9137
1 | 3100 | 707 | 0.03 | 15 | 15 | 7 | 7.4989e-09 | 5spot_SharedNeighbor | Water | Porous | Wet | R245fa | MinimizeLCOE_Brownfield | IgnoreSilica | 126.1922 | 21.8958 | 1.4662 | 4 | 8153.6339 | 10915.3243 | 166.2229 | 222.5237 | 104.8829 | 0 | 99.6419 | 3165937.7811 | 114450.8394 | 4067128.8424 | 4342790.9219 | 0 | 247703.5167 | 0 | 4655824.6416 | 12113500.6765 | 8267713.1193 | 36975050.339 | 961560.8286 | 9883032.0773 | 9883032.0773 | 1478867.319 | 4834933.9008 | 0 | 47819643.2449 | 64016476.5419 | 7498942.0933 | 5.8648 | 8153.6339 | 10915.3243 | 166.2229 | 222.5237
1 | 3100 | 707 | 0.03 | 15 | 15 | 7 | 1e-08 | 5spot_SharedNeighbor | Water | Porous | Wet | R245fa | MinimizeLCOE_Brownfield | IgnoreSilica | 126.3749 | 21.9262 | 1.4691 | 4 | 8144.4346 | 10900.7735 | 166.0353 | 222.227 | 104.8795 | 0 | 105.1317 | 3168979.4943 | 114556.9658 | 4071660.5452 | 4348932.4069 | 0 | 246405.1277 | 0 | 4660708.4706 | 12126207.3977 | 8276385.7176 | 37013836.1257 | 961560.8286 | 9883032.0773 | 9883032.0773 | 1478867.319 | 4834933.9008 | 0 | 47858429.0316 | 64055262.3286 | 10000000 | 5.8762 | 8144.4346 | 10900.7735 | 166.0353 | 222.227
1 | 3200 | 707 | 0.03 | 15 | 15 | 7 | 1e-13 | 5spot_SharedNeighbor | Water | Porous | Wet | R245fa | MinimizeLCOE_Brownfield | IgnoreSilica | 0 | 0 | 0 | 0 | [6 empty] | 9.4268 | [19 empty] | 100 | 0
1 | 3200 | 707 | 0.03 | 15 | 15 | 7 | 1.3335e-13 | 5spot_SharedNeighbor | Water | Porous | Wet | R245fa | MinimizeLCOE_Brownfield | IgnoreSilica | 0 | 0 | 0 | 0 | [6 empty] | 10.1814 | [19 empty] | 133.3521 | 0
1 | 3200 | 707 | 0.03 | 15 | 15 | 7 | 1.7783e-13 | 5spot_SharedNeighbor | Water | Porous | Wet | R245fa | MinimizeLCOE_Brownfield | IgnoreSilica | 0 | 0 | 0 | 0 | [6 empty] | 11.4538 | [19 empty] | 177.8279 | 0
1 | 3200 | 707 | 0.03 | 15 | 15 | 7 | 2.3714e-13 | 5spot_SharedNeighbor | Water | Porous | Wet | R245fa | MinimizeLCOE_Brownfield | IgnoreSilica | 0 | 0 | 0 | 0 | [6 empty] | 11.7458 | [19 empty] | 237.1374 | 0
1 | 3200 | 707 | 0.03 | 15 | 15 | 7 | 3.1623e-13 | 5spot_SharedNeighbor | Water | Porous | Wet | R245fa | MinimizeLCOE_Brownfield | IgnoreSilica | 0 | 0 | 0 | 0 | [6 empty] | 10.7927 | [19 empty] | 316.2278 | 0
1 | 3200 | 707 | 0.03 | 15 | 15 | 7 | 4.217e-13 | 5spot_SharedNeighbor | Water | Porous | Wet | R245fa | MinimizeLCOE_Brownfield | IgnoreSilica | 0 | 0 | 0 | 0 | [6 empty] | 12.563 | [19 empty] | 421.6965 | 0
1 | 3200 | 707 | 0.03 | 15 | 15 | 7 | 5.6234e-13 | 5spot_SharedNeighbor | Water | Porous | Wet | R245fa | MinimizeLCOE_Brownfield | IgnoreSilica | 1.6 | 0.21589 | 0.0010947 | 4 | 2822436.9466 | 6645502.7878 | 57539.1948 | 135477.563 | 91.0712 | 0 | 15.2645 | 113102.0045 | 3713.973 | 102083.8109 | 73057.2549 | 0 | 71586.3493 | 0 | 141781.9231 | 368887.4803 | 251773.2852 | 1125986.0811 | 961560.8286 | 10270819.4043 | 10270819.4043 | 1478867.319 | 4990048.8316 | 0 | 12358366.314 | 29098101.8689 | 562.3413 | 0.0043786 | 2822436.9466 | 6645502.7878 | 57539.1948 | 135477.563
1 | 3200 | 707 | 0.03 | 15 | 15 | 7 | 7.4989e-13 | 5spot_SharedNeighbor | Water | Porous | Wet | R245fa | MinimizeLCOE_Brownfield | IgnoreSilica | 1.7681 | 0.24554 | 0.0044752 | 4 | 694639.0517 | 1629779.6785 | 14161.1566 | 33225.2632 | 92.5514 | 0 | 156.6145 | 125096.8796 | 4154.6792 | 113024.1923 | 78885.7354 | 0 | 66986.3828 | 0 | 151377.669 | 393853.643 | 268813.2043 | 1202192.3857 | 961560.8286 | 10270819.4043 | 10270819.4043 | 1478867.319 | 4990048.8316 | 0 | 12434572.6186 | 29174308.1735 | 749.8942 | 0.017901 | 694639.0517 | 1629779.6785 | 14161.1566 | 33225.2632
1 | 3200 | 707 | 0.03 | 15 | 15 | 7 | 1e-12 | 5spot_SharedNeighbor | Water | Porous | Wet | R245fa | MinimizeLCOE_Brownfield | IgnoreSilica | 2.4682 | 0.37107 | 0.0088512 | 4 | 362787.9773 | 835599.8332 | 7395.9236 | 17034.8328 | 96.7425 | 0 | 210.4864 | 171915.9077 | 5895.4541 | 156756.402 | 103404.022 | 0 | 82489 | 0 | 202979.7064 | 528111.5593 | 360446.9908 | 1611999.0423 | 961560.8286 | 10270819.4043 | 10270819.4043 | 1478867.319 | 4990048.8316 | 0 | 12844379.2752 | 29584114.8301 | 1000 | 0.035405 | 362787.9773 | 835599.8332 | 7395.9236 | 17034.8328
1 | 3200 | 707 | 0.03 | 15 | 15 | 7 | 1.3335e-12 | 5spot_SharedNeighbor | Water | Porous | Wet | R245fa | MinimizeLCOE_Brownfield | IgnoreSilica | 3.3419 | 0.52978 | 0.01507 | 4 | 220915.7985 | 498616.7174 | 4503.6674 | 10164.9762 | 99.6806 | 0 | 43.5284 | 224768.8639 | 7880.5251 | 207954.8443 | 133910.7134 | 0 | 98456.6729 | 0 | 262458.9317 | 682864.3025 | 466068.9179 | 2084363.7717 | 961560.8286 | 10270819.4043 | 10270819.4043 | 1478867.319 | 4990048.8316 | 0 | 13316744.0046 | 30056479.5595 | 1333.5214 | 0.06028 | 220915.7985 | 498616.7174 | 4503.6674 | 10164.9762
1 | 3200 | 707 | 0.03 | 15 | 15 | 7 | 1.7783e-12 | 5spot_SharedNeighbor | Water | Porous | Wet | R245fa | MinimizeLCOE_Brownfield | IgnoreSilica | 4.4527 | 0.73318 | 0.023633 | 4 | 146800.0701 | 323877.2087 | 2992.718 | 6602.675 | 101.8369 | 0 | 48.387 | 285951.347 | 10189.4478 | 269250.0351 | 172853.9033 | 0 | 115787.917 | 0 | 333072.7336 | 866586.9302 | 591463.3864 | 2645155.7005 | 961560.8286 | 10270819.4043 | 10270819.4043 | 1478867.319 | 4990048.8316 | 0 | 13877535.9334 | 30617271.4883 | 1778.2794 | 0.094534 | 146800.0701 | 323877.2087 | 2992.718 | 6602.675
1 | 3200 | 707 | 0.03 | 15 | 15 | 7 | 2.3714e-12 | 5spot_SharedNeighbor | Water | Porous | Wet | R245fa | MinimizeLCOE_Brownfield | IgnoreSilica | 5.8681 | 0.99351 | 0.035204 | 4 | 103314.1348 | 222190.6852 | 2106.1984 | 4529.6577 | 103.4397 | 0 | 43.3019 | 357195.8554 | 12882.7582 | 342927.5932 | 222732.1669 | 0 | 134860.4965 | 0 | 417533.5594 | 1086336.6737 | 741447.1018 | 3315916.2051 | 961560.8286 | 10270819.4043 | 10270819.4043 | 1478867.319 | 4990048.8316 | 0 | 14548296.438 | 31288031.9929 | 2371.3737 | 0.14082 | 103314.1348 | 222190.6852 | 2106.1984 | 4529.6577
1 | 3200 | 707 | 0.03 | 15 | 15 | 7 | 3.1623e-12 | 5spot_SharedNeighbor | Water | Porous | Wet | R245fa | MinimizeLCOE_Brownfield | IgnoreSilica | 7.5607 | 1.3043 | 0.050275 | 4 | 76063.6092 | 159305.0508 | 1550.6596 | 3247.6489 | 104.5397 | 0 | 48.4831 | 435013.3898 | 15817.806 | 426007.0541 | 282178.2537 | 0 | 153082.5257 | 0 | 511718.6214 | 1331386.885 | 908698.9063 | 4063903.442 | 961560.8286 | 10270819.4043 | 10270819.4043 | 1478867.319 | 4990048.8316 | 0 | 15296283.6749 | 32036019.2298 | 3162.2777 | 0.2011 | 76063.6092 | 159305.0508 | 1550.6596 | 3247.6489
1 | 3200 | 707 | 0.03 | 15 | 15 | 7 | 4.217e-12 | 5spot_SharedNeighbor | Water | Porous | Wet | R245fa | MinimizeLCOE_Brownfield | IgnoreSilica | 9.9897 | 1.7543 | 0.071169 | 4 | 57362.5398 | 116165.4652 | 1169.413 | 2368.1901 | 105.6017 | 0 | 50.5087 | 538778.897 | 19740.2783 | 539587.0796 | 367690.7437 | 0 | 179955.6299 | 0 | 641843.5252 | 1669945.1922 | 1139771.9076 | 5097313.2536 | 961560.8286 | 10270819.4043 | 10270819.4043 | 1478867.319 | 4990048.8316 | 0 | 16329693.4865 | 33069429.0414 | 4216.965 | 0.28468 | 57362.5398 | 116165.4652 | 1169.413 | 2368.1901
1 | 3200 | 707 | 0.03 | 15 | 15 | 7 | 5.6234e-12 | 5spot_SharedNeighbor | Water | Porous | Wet | R245fa | MinimizeLCOE_Brownfield | IgnoreSilica | 12.9056 | 2.2934 | 0.098071 | 4 | 44593.3618 | 87265.8242 | 909.096 | 1779.0319 | 106.3093 | 0 | 47.9251 | 652817.666 | 24035.8608 | 668244.3819 | 470346.7386 | 0 | 205989.4285 | 0 | 788359.2895 | 2051149.1566 | 1399951.4463 | 6260893.9682 | 961560.8286 | 10270819.4043 | 10270819.4043 | 1478867.319 | 4990048.8316 | 0 | 17493274.2011 | 34233009.756 | 5623.4133 | 0.39228 | 44593.3618 | 87265.8242 | 909.096 | 1779.0319
1 | 3200 | 707 | 0.03 | 15 | 15 | 7 | 7.4989e-12 | 5spot_SharedNeighbor | Water | Porous | Wet | R245fa | MinimizeLCOE_Brownfield | IgnoreSilica | 16.5667 | 2.9709 | 0.13316 | 4 | 35450.5864 | 66879.4402 | 722.7082 | 1363.4278 | 106.8503 | 0 | 51.0241 | 785309.6644 | 29016.7618 | 821640.3938 | 599474.7272 | 0 | 234302.3883 | 0 | 963200.1349 | 2506049.1714 | 1710430.0536 | 7649423.2954 | 961560.8286 | 10270819.4043 | 10270819.4043 | 1478867.319 | 4990048.8316 | 0 | 18881803.5283 | 35621539.0832 | 7498.9421 | 0.53262 | 35450.5864 | 66879.4402 | 722.7082 | 1363.4278
1 | 3200 | 707 | 0.03 | 15 | 15 | 7 | 1e-11 | 5spot_SharedNeighbor | Water | Porous | Wet | R245fa | MinimizeLCOE_Brownfield | IgnoreSilica | 21.1003 | 3.8101 | 0.17838 | 4 | 28756.194 | 52216.5978 | 586.2339 | 1064.506 | 107.2636 | 0 | 59.6797 | 937517.1414 | 34725.7841 | 1002277.7651 | 759399.2578 | 0 | 264242.0336 | 0 | 1169283.1729 | 3042234.963 | 2076387.8739 | 9286067.9917 | 961560.8286 | 10270819.4043 | 10270819.4043 | 1478867.319 | 4990048.8316 | 0 | 20518448.2246 | 37258183.7795 | 10000 | 0.71353 | 28756.194 | 52216.5978 | 586.2339 | 1064.506
1 | 3200 | 707 | 0.03 | 15 | 15 | 7 | 1.3335e-11 | 5spot_SharedNeighbor | Water | Porous | Wet | R245fa | MinimizeLCOE_Brownfield | IgnoreSilica | 26.6936 | 4.8458 | 0.23616 | 4 | 23762.4161 | 41483.2411 | 484.429 | 845.692 | 107.5828 | 0 | 54.6908 | 1112252.1543 | 41264.3683 | 1214579.2376 | 956730.9526 | 0 | 295949.4149 | 0 | 1412102.6898 | 3674001.5368 | 2507581.542 | 11214461.8963 | 961560.8286 | 10270819.4043 | 10270819.4043 | 1478867.319 | 4990048.8316 | 0 | 22446842.1292 | 39186577.6841 | 13335.2143 | 0.94464 | 23762.4161 | 41483.2411 | 484.429 | 845.692
1 | 3200 | 707 | 0.03 | 15 | 15 | 7 | 1.7783e-11 | 5spot_SharedNeighbor | Water | Porous | Wet | R245fa | MinimizeLCOE_Brownfield | IgnoreSilica | 33.4682 | 6.1005 | 0.30881 | 4 | 19981.9737 | 33533.9823 | 407.3596 | 683.6356 | 107.829 | 0 | 61.777 | 1309785.5917 | 48638.5553 | 1459983.3818 | 1195767.9211 | 0 | 328313.0366 | 0 | 1693570.5098 | 4406323.0674 | 3007406.0344 | 13449788.0983 | 961560.8286 | 10270819.4043 | 10270819.4043 | 1478867.319 | 4990048.8316 | 0 | 24682168.3312 | 41421903.8861 | 17782.7941 | 1.2352 | 19981.9737 | 33533.9823 | 407.3596 | 683.6356
1 | 3200 | 707 | 0.03 | 15 | 15 | 7 | 2.3714e-11 | 5spot_SharedNeighbor | Water | Porous | Wet | R245fa | MinimizeLCOE_Brownfield | IgnoreSilica | 41.4971 | 7.5877 | 0.39827 | 4 | 17088.6012 | 27596.3819 | 348.3742 | 562.5896 | 108.0181 | 0 | 67.4601 | 1529036.3594 | 56803.9582 | 1738135.6601 | 1479050.0381 | 0 | 359976.801 | 0 | 2013571.0985 | 5238898.9582 | 3575656.1876 | 15991129.0611 | 961560.8286 | 10270819.4043 | 10270819.4043 | 1478867.319 | 4990048.8316 | 0 | 27223509.294 | 43963244.8489 | 23713.7371 | 1.5931 | 17088.6012 | 27596.3819 | 348.3742 | 562.5896
1 | 3200 | 707 | 0.03 | 15 | 15 | 7 | 3.1623e-11 | 5spot_SharedNeighbor | Water | Porous | Wet | R245fa | MinimizeLCOE_Brownfield | IgnoreSilica | 50.6929 | 9.2901 | 0.50503 | 4 | 14860.264 | 23146.7058 | 302.9466 | 471.8769 | 108.1573 | 0 | 72.9368 | 1765014.2644 | 65569.3126 | 2043471.5845 | 1803172.071 | 0 | 388587.6161 | 0 | 2365667.7909 | 6154982.3268 | 4200901.9103 | 18787366.8766 | 961560.8286 | 10270819.4043 | 10270819.4043 | 1478867.319 | 4990048.8316 | 0 | 30019747.1095 | 46759482.6644 | 31622.7766 | 2.0201 | 14860.264 | 23146.7058 | 302.9466 | 471.8769
1 | 3200 | 707 | 0.03 | 15 | 15 | 7 | 4.217e-11 | 5spot_SharedNeighbor | Water | Porous | Wet | R245fa | MinimizeLCOE_Brownfield | IgnoreSilica | 60.6734 | 11.1349 | 0.62661 | 4 | 13141.7492 | 19820.4891 | 267.9123 | 404.0675 | 108.2446 | 0 | 74.114 | 2006664.2053 | 74517.5601 | 2361970.4169 | 2154721.3968 | 0 | 410392.9749 | 0 | 2733223.9561 | 7111288.0723 | 4853600.2317 | 21706378.8141 | 961560.8286 | 10270819.4043 | 10270819.4043 | 1478867.319 | 4990048.8316 | 0 | 32938759.047 | 49678494.6019 | 42169.6503 | 2.5064 | 13141.7492 | 19820.4891 | 267.9123 | 404.0675
1 | 3200 | 707 | 0.03 | 15 | 15 | 7 | 5.6234e-11 | 5spot_SharedNeighbor | Water | Porous | Wet | R245fa | MinimizeLCOE_Brownfield | IgnoreSilica | 70.8929 | 13.0174 | 0.75748 | 4 | 11820.7781 | 17345.5622 | 240.9826 | 353.6127 | 108.2779 | 0 | 62.3349 | 2241067.8273 | 83163.4769 | 2676299.9623 | 2514163.3565 | 0 | 422597.5621 | 0 | 3095543.9522 | 8053970.3803 | 5497000.2771 | 24583806.7947 | 961560.8286 | 10270819.4043 | 10270819.4043 | 1478867.319 | 4990048.8316 | 0 | 35816187.0276 | 52555922.5825 | 56234.1325 | 3.0299 | 11820.7781 | 17345.5622 | 240.9826 | 353.6127
1 | 3200 | 707 | 0.03 | 15 | 15 | 7 | 7.4989e-11 | 5spot_SharedNeighbor | Water | Porous | Wet | R245fa | MinimizeLCOE_Brownfield | IgnoreSilica | 80.7756 | 14.8283 | 0.89031 | 4 | 10810.5254 | 15511.0488 | 220.3872 | 316.2137 | 108.2622 | 0 | 83.5478 | 2456811.6384 | 91083.8587 | 2970251.7971 | 2860982.9365 | 0 | 424344.9821 | 0 | 3433355.333 | 8932886.2984 | 6096878.4511 | 27266595.2954 | 961560.8286 | 10270819.4043 | 10270819.4043 | 1478867.319 | 4990048.8316 | 0 | 38498975.5283 | 55238711.0832 | 74989.4209 | 3.5612 | 10810.5254 | 15511.0488 | 220.3872 | 316.2137
1 | 3200 | 707 | 0.03 | 15 | 15 | 7 | 1e-10 | 5spot_SharedNeighbor | Water | Porous | Wet | R245fa | MinimizeLCOE_Brownfield | IgnoreSilica | 89.8593 | 16.482 | 1.0178 | 4 | 10041.6563 | 14153.3493 | 204.7127 | 288.5352 | 108.2104 | 0 | 76.5459 | 2646579.048 | 98014.957 | 3232540.1855 | 3178888.8033 | 0 | 416886.0267 | 0 | 3733434.518 | 9713630.783 | 6629752.6046 | 29649726.926 | 961560.8286 | 10270819.4043 | 10270819.4043 | 1478867.319 | 4990048.8316 | 0 | 40882107.1589 | 57621842.7138 | 100000 | 4.0713 | 10041.6563 | 14153.3493 | 204.7127 | 288.5352
1 | 3200 | 707 | 0.03 | 15 | 15 | 7 | 1.3335e-10 | 5spot_SharedNeighbor | Water | Porous | Wet | R245fa | MinimizeLCOE_Brownfield | IgnoreSilica | 97.8176 | 17.9207 | 1.134 | 4 | 9458.7608 | 13149.1639 | 192.8296 | 268.0635 | 108.1382 | 0 | 85.6499 | 2806641.0905 | 103831.1043 | 3456550.2834 | 3456591.5082 | 0 | 402455.3166 | 0 | 3988167.0281 | 10376392.5216 | 7082101.1096 | 31672729.9622 | 961560.8286 | 10270819.4043 | 10270819.4043 | 1478867.319 | 4990048.8316 | 0 | 42905110.1951 | 59644845.75 | 133352.1432 | 4.536 | 9458.7608 | 13149.1639 | 192.8296 | 268.0635
1 | 3200 | 707 | 0.03 | 15 | 15 | 7 | 1.7783e-10 | 5spot_SharedNeighbor | Water | Porous | Wet | R245fa | MinimizeLCOE_Brownfield | IgnoreSilica | 104.5534 | 19.1301 | 1.2356 | 4 | 9018.0988 | 12405.1332 | 183.8461 | 252.8954 | 108.0591 | 0 | 89.0927 | 2937866.1025 | 108576.5108 | 3642153.0718 | 3690963.0554 | 0 | 384092.7352 | 0 | 4197824.0755 | 10921877.1523 | 7454405.5786 | 33337758.282 | 961560.8286 | 10270819.4043 | 10270819.4043 | 1478867.319 | 4990048.8316 | 0 | 44570138.5149 | 61309874.0698 | 177827.941 | 4.9423 | 9018.0988 | 12405.1332 | 183.8461 | 252.8954
1 | 3200 | 707 | 0.03 | 15 | 15 | 7 | 2.3714e-10 | 5spot_SharedNeighbor | Water | Porous | Wet | R245fa | MinimizeLCOE_Brownfield | IgnoreSilica | 110.0614 | 20.1129 | 1.3211 | 4 | 8685.6209 | 11853.4375 | 177.0681 | 241.6484 | 107.983 | 0 | 92.2931 | 3042398.8741 | 112340.4419 | 3791301.0353 | 3882042.0496 | 0 | 364143.684 | 0 | 4364968.1731 | 11356751.8083 | 7751216.4671 | 34665162.5333 | 961560.8286 | 10270819.4043 | 10270819.4043 | 1478867.319 | 4990048.8316 | 0 | 45897542.7662 | 62637278.3211 | 237137.3706 | 5.2843 | 8685.6209 | 11853.4375 | 177.0681 | 241.6484
1 | 3200 | 707 | 0.03 | 15 | 15 | 7 | 3.1623e-10 | 5spot_SharedNeighbor | Water | Porous | Wet | R245fa | MinimizeLCOE_Brownfield | IgnoreSilica | 113.54 | 20.7303 | 1.3847 | 4 | 8427.7644 | 11450.0112 | 171.8114 | 233.424 | 107.9298 | 0 | 89.5446 | 3107139.2414 | 114663.5423 | 3884277.9915 | 4002263.4678 | 0 | 336518.1023 | 0 | 4463496.3146 | 11613101.8217 | 7926180.6187 | 35447641.1003 | 961560.8286 | 10270819.4043 | 10270819.4043 | 1478867.319 | 4990048.8316 | 0 | 46680021.3332 | 63419756.8881 | 316227.766 | 5.5388 | 8427.7644 | 11450.0112 | 171.8114 | 233.424
1 | 3200 | 707 | 0.03 | 15 | 15 | 7 | 4.217e-10 | 5spot_SharedNeighbor | Water | Porous | Wet | R245fa | MinimizeLCOE_Brownfield | IgnoreSilica | 118.2929 | 21.57 | 1.451 | 4 | 8240.7114 | 11124.8956 | 167.998 | 226.796 | 107.8513 | 0 | 77.6069 | 3194091.2291 | 117774.06 | 4009877.1452 | 4166157.632 | 0 | 327893.5662 | 0 | 4608159.5167 | 11989485.799 | 8183070.4171 | 36596509.3654 | 961560.8286 | 10270819.4043 | 10270819.4043 | 1478867.319 | 4990048.8316 | 0 | 47828889.5983 | 64568625.1532 | 421696.5034 | 5.804 | 8240.7114 | 11124.8956 | 167.998 | 226.796
1 | 3200 | 707 | 0.03 | 15 | 15 | 7 | 5.6234e-10 | 5spot_SharedNeighbor | Water | Porous | Wet | R245fa | MinimizeLCOE_Brownfield | IgnoreSilica | 120.9723 | 22.0413 | 1.495 | 4 | 8100.3754 | 10899.7535 | 165.1371 | 222.2062 | 107.804 | 0 | 104.1035 | 3242349.8142 | 119495.2891 | 4079956.21 | 4258355.3357 | 0 | 312513.4362 | 0 | 4684941.3333 | 12189256.3355 | 8319417.9132 | 37206285.6672 | 961560.8286 | 10270819.4043 | 10270819.4043 | 1478867.319 | 4990048.8316 | 0 | 48438665.9001 | 65178401.455 | 562341.3252 | 5.9798 | 8100.3754 | 10899.7535 | 165.1371 | 222.2062
1 | 3200 | 707 | 0.03 | 15 | 15 | 7 | 7.4989e-10 | 5spot_SharedNeighbor | Water | Porous | Wet | R245fa | MinimizeLCOE_Brownfield | IgnoreSilica | 123.0233 | 22.401 | 1.5291 | 4 | 7994.8623 | 10731.7619 | 162.9861 | 218.7815 | 107.7664 | 0 | 102.7046 | 3278926.0628 | 120797.3555 | 4133249.2216 | 4328828.6697 | 0 | 299522.2229 | 0 | 4742916.1777 | 12340094.9885 | 8422368.3932 | 37666703.092 | 961560.8286 | 10270819.4043 | 10270819.4043 | 1478867.319 | 4990048.8316 | 0 | 48899083.3249 | 65638818.8798 | 749894.2093 | 6.1163 | 7994.8623 | 10731.7619 | 162.9861 | 218.7815
1 | 3200 | 707 | 0.03 | 15 | 15 | 7 | 1e-09 | 5spot_SharedNeighbor | Water | Porous | Wet | R245fa | MinimizeLCOE_Brownfield | IgnoreSilica | 124.5922 | 22.6755 | 1.5554 | 4 | 7915.5667 | 10606.1361 | 161.3695 | 216.2204 | 107.7369 | 0 | 85.5244 | 3306697.816 | 121784.5248 | 4173817.8448 | 4382684.2278 | 0 | 288912.1162 | 0 | 4786819.6466 | 12454322.8087 | 8500331.2277 | 38015370.2126 | 961560.8286 | 10270819.4043 | 10270819.4043 | 1478867.319 | 4990048.8316 | 0 | 49247750.4455 | 65987486.0004 | 1000000 | 6.2216 | 7915.5667 | 10606.1361 | 161.3695 | 216.2204
1 | 3200 | 707 | 0.03 | 15 | 15 | 7 | 1.3335e-09 | 5spot_SharedNeighbor | Water | Porous | Wet | R245fa | MinimizeLCOE_Brownfield | IgnoreSilica | 125.7707 | 22.8814 | 1.5754 | 4 | 7855.9971 | 10512.3435 | 160.1551 | 214.3083 | 107.7142 | 0 | 94.802 | 3327437.9995 | 122520.9077 | 4204174.1073 | 4423100.891 | 0 | 280313.5579 | 0 | 4819443.5107 | 12539203.411 | 8558263.9829 | 38274458.368 | 961560.8286 | 10270819.4043 | 10270819.4043 | 1478867.319 | 4990048.8316 | 0 | 49506838.6009 | 66246574.1558 | 1333521.4322 | 6.3018 | 7855.9971 | 10512.3435 | 160.1551 | 214.3083
1 | 3200 | 707 | 0.03 | 15 | 15 | 7 | 1.7783e-09 | 5spot_SharedNeighbor | Water | Porous | Wet | R245fa | MinimizeLCOE_Brownfield | IgnoreSilica | 126.6675 | 23.0378 | 1.5907 | 4 | 7811.2614 | 10442.0637 | 159.2431 | 212.8756 | 107.6967 | 0 | 87.9157 | 3343153.8043 | 123078.4137 | 4227210.4165 | 4453839.233 | 0 | 273560.7276 | 0 | 4844128.6121 | 12603428.9814 | 8602099.2544 | 38470499.4431 | 961560.8286 | 10270819.4043 | 10270819.4043 | 1478867.319 | 4990048.8316 | 0 | 49702879.676 | 66442615.2309 | 1778279.41 | 6.363 | 7811.2614 | 10442.0637 | 159.2431 | 212.8756
1 | 3200 | 707 | 0.03 | 15 | 15 | 7 | 2.3714e-09 | 5spot_SharedNeighbor | Water | Porous | Wet | R245fa | MinimizeLCOE_Brownfield | IgnoreSilica | 127.3371 | 23.1545 | 1.6023 | 4 | 7777.6755 | 10389.5336 | 158.5584 | 211.8047 | 107.6834 | 0 | 89.1938 | 3354849.2528 | 123493.0251 | 4244372.819 | 4476777.7314 | 0 | 268245.2419 | 0 | 4862417.8474 | 12651013.8199 | 8634576.8844 | 38615746.622 | 961560.8286 | 10270819.4043 | 10270819.4043 | 1478867.319 | 4990048.8316 | 0 | 49848126.8549 | 66587862.4098 | 2371373.7057 | 6.4091 | 7777.6755 | 10389.5336 | 158.5584 | 211.8047
1 | 3200 | 707 | 0.03 | 15 | 15 | 7 | 3.1623e-09 | 5spot_SharedNeighbor | Water | Porous | Wet | R245fa | MinimizeLCOE_Brownfield | IgnoreSilica | 127.8318 | 23.2407 | 1.6109 | 4 | 7752.4664 | 10350.3132 | 158.0445 | 211.0051 | 107.6736 | 0 | 89.0532 | 3363469.4976 | 123798.4657 | 4257033.0889 | 4493719.7151 | 0 | 264074.282 | 0 | 4875817.0692 | 12685875.8464 | 8658370.9339 | 38722158.8987 | 961560.8286 | 10270819.4043 | 10270819.4043 | 1478867.319 | 4990048.8316 | 0 | 49954539.1316 | 66694274.6865 | 3162277.6602 | 6.4437 | 7752.4664 | 10350.3132 | 158.0445 | 211.0051
1 | 3200 | 707 | 0.03 | 15 | 15 | 7 | 4.217e-09 | 5spot_SharedNeighbor | Water | Porous | Wet | R245fa | MinimizeLCOE_Brownfield | IgnoreSilica | 128.2189 | 23.3081 | 1.6176 | 4 | 7733.5487 | 10320.7218 | 157.6588 | 210.4019 | 107.6658 | 0 | 87.7206 | 3370202.6184 | 124036.952 | 4266927.9386 | 4506973.2245 | 0 | 260974.82 | 0 | 4886355.0658 | 12713293.5521 | 8677084.0814 | 38805848.2528 | 961560.8286 | 10270819.4043 | 10270819.4043 | 1478867.319 | 4990048.8316 | 0 | 50038228.4857 | 66777964.0406 | 4216965.0343 | 6.4703 | 7733.5487 | 10320.7218 | 157.6588 | 210.4019
1 | 3200 | 707 | 0.03 | 15 | 15 | 7 | 5.6234e-09 | 5spot_SharedNeighbor | Water | Porous | Wet | R245fa | MinimizeLCOE_Brownfield | IgnoreSilica | 128.083 | 23.2844 | 1.6202 | 4 | 7712.4104 | 10295.3743 | 157.2279 | 209.8851 | 107.6685 | 0 | 91.7064 | 3367838.1957 | 123953.2013 | 4263453.1091 | 4502318.1652 | 0 | 253649.7044 | 0 | 4879372.8265 | 12695127.1977 | 8664685.1712 | 38750397.5712 | 961560.8286 | 10270819.4043 | 10270819.4043 | 1478867.319 | 4990048.8316 | 0 | 49982777.8041 | 66722513.359 | 5623413.2519 | 6.4808 | 7712.4104 | 10295.3743 | 157.2279 | 209.8851
1 | 3200 | 707 | 0.03 | 15 | 15 | 7 | 7.4989e-09 | 5spot_SharedNeighbor | Water | Porous | Wet | R245fa | MinimizeLCOE_Brownfield | IgnoreSilica | 130 | 23.6177 | 1.6372 | 4 | 7707.9502 | 10264.0514 | 157.137 | 209.2466 | 107.6298 | 0 | 90.8418 | 3401053.6464 | 125128.8347 | 4312329.4252 | 4567917.548 | 0 | 264947.778 | 0 | 4941837.1206 | 12857646.4776 | 8775607.9192 | 39246468.7496 | 961560.8286 | 10270819.4043 | 10270819.4043 | 1478867.319 | 4990048.8316 | 0 | 50478848.9825 | 67218584.5374 | 7498942.0933 | 6.5489 | 7707.9502 | 10264.0514 | 157.137 | 209.2466
1 | 3200 | 707 | 0.03 | 15 | 15 | 7 | 1e-08 | 5spot_SharedNeighbor | Water | Porous | Wet | R245fa | MinimizeLCOE_Brownfield | IgnoreSilica | 128.877 | 23.4225 | 1.629 | 4 | 7700.7177 | 10269.6698 | 156.9895 | 209.3611 | 107.6526 | 0 | 98.4317 | 3381623.4635 | 124441.2937 | 4283724.3525 | 4529495.7057 | 0 | 255347.8049 | 0 | 4904106.7219 | 12759479.7197 | 8708607.0898 | 38946826.1517 | 961560.8286 | 10270819.4043 | 10270819.4043 | 1478867.319 | 4990048.8316 | 0 | 50179206.3846 | 66918941.9395 | 10000000 | 6.5162 | 7700.7177 | 10269.6698 | 156.9895 | 209.3611
1 | 3300 | 707 | 0.03 | 15 | 15 | 7 | 1e-13 | 5spot_SharedNeighbor | Water | Porous | Wet | R245fa | MinimizeLCOE_Brownfield | IgnoreSilica | 0 | 0 | 0 | 0 | [6 empty] | 9.5901 | [19 empty] | 100 | 0
1 | 3300 | 707 | 0.03 | 15 | 15 | 7 | 1.3335e-13 | 5spot_SharedNeighbor | Water | Porous | Wet | R245fa | MinimizeLCOE_Brownfield | IgnoreSilica | 0 | 0 | 0 | 0 | [6 empty] | 11.1979 | [19 empty] | 133.3521 | 0
1 | 3300 | 707 | 0.03 | 15 | 15 | 7 | 1.7783e-13 | 5spot_SharedNeighbor | Water | Porous | Wet | R245fa | MinimizeLCOE_Brownfield | IgnoreSilica | 0 | 0 | 0 | 0 | [6 empty] | 10.8842 | [19 empty] | 177.8279 | 0
1 | 3300 | 707 | 0.03 | 15 | 15 | 7 | 2.3714e-13 | 5spot_SharedNeighbor | Water | Porous | Wet | R245fa | MinimizeLCOE_Brownfield | IgnoreSilica | 0 | 0 | 0 | 0 | [6 empty] | 10.7513 | [19 empty] | 237.1374 | 0
1 | 3300 | 707 | 0.03 | 15 | 15 | 7 | 3.1623e-13 | 5spot_SharedNeighbor | Water | Porous | Wet | R245fa | MinimizeLCOE_Brownfield | IgnoreSilica | 0 | 0 | 0 | 0 | [6 empty] | 11.6324 | [19 empty] | 316.2278 | 0
1 | 3300 | 707 | 0.03 | 15 | 15 | 7 | 4.217e-13 | 5spot_SharedNeighbor | Water | Porous | Wet | R245fa | MinimizeLCOE_Brownfield | IgnoreSilica | 0 | 0 | 0 | 0 | [6 empty] | 11.0491 | [19 empty] | 421.6965 | 0
1 | 3300 | 707 | 0.03 | 15 | 15 | 7 | 5.6234e-13 | 5spot_SharedNeighbor | Water | Porous | Wet | R245fa | MinimizeLCOE_Brownfield | IgnoreSilica | 1.3986 | 0.18714 | 0.0025009 | 4 | 1262277.0036 | 2990705.0349 | 25733.2241 | 60969.5674 | 90.6458 | 0 | 114.7437 | 102131.0201 | 3339.1841 | 91084.8697 | 66742.7019 | 0 | 60064.3037 | 0 | 126111.211 | 328115.502 | 223945.5722 | 1001534.3647 | 961560.8286 | 10664466.8222 | 10664466.8222 | 1478867.319 | 5147507.7987 | 0 | 12627562.0156 | 29918403.9555 | 562.3413 | 0.010004 | 1262277.0036 | 2990705.0349 | 25733.2241 | 60969.5674
1 | 3300 | 707 | 0.03 | 15 | 15 | 7 | 7.4989e-13 | 5spot_SharedNeighbor | Water | Porous | Wet | R245fa | MinimizeLCOE_Brownfield | IgnoreSilica | 2.0015 | 0.29822 | 0.006148 | 4 | 529165.7952 | 1232277.7831 | 10787.7605 | 25121.6494 | 96.2596 | 0 | 157.3816 | 147252.2452 | 5024.4231 | 131657.6618 | 88143.7195 | 0 | 75786.893 | 0 | 174667.3276 | 454448.5573 | 310170.4784 | 1387151.306 | 961560.8286 | 10664466.8222 | 10664466.8222 | 1478867.319 | 5147507.7987 | 0 | 13013178.9568 | 30304020.8967 | 749.8942 | 0.024592 | 529165.7952 | 1232277.7831 | 10787.7605 | 25121.6494
1 | 3300 | 707 | 0.03 | 15 | 15 | 7 | 1e-12 | 5spot_SharedNeighbor | Water | Porous | Wet | R245fa | MinimizeLCOE_Brownfield | IgnoreSilica | 2.7546 | 0.44009 | 0.011526 | 4 | 291889.3772 | 666920.6674 | 5950.5598 | 13596.0799 | 100.1207 | 0 | 35.2546 | 198248.1134 | 6963.0484 | 179219.2798 | 114908.0675 | 0 | 92008.2896 | 0 | 230625.2515 | 600039.5967 | 409539.3543 | 1831551.0012 | 961560.8286 | 10664466.8222 | 10664466.8222 | 1478867.319 | 5147507.7987 | 0 | 13457578.652 | 30748420.5919 | 1000 | 0.046105 | 291889.3772 | 666920.6674 | 5950.5598 | 13596.0799
1 | 3300 | 707 | 0.03 | 15 | 15 | 7 | 1.3335e-12 | 5spot_SharedNeighbor | Water | Porous | Wet | R245fa | MinimizeLCOE_Brownfield | IgnoreSilica | 3.7144 | 0.62322 | 0.019109 | 4 | 182968.6782 | 409185.844 | 3730.064 | 8341.8069 | 102.9178 | 0 | 46.8106 | 257325.9863 | 9229.697 | 236237.2714 | 149303.0341 | 0 | 109588.1584 | 0 | 297056.8174 | 772880.9042 | 527507.0982 | 2359128.967 | 961560.8286 | 10664466.8222 | 10664466.8222 | 1478867.319 | 5147507.7987 | 0 | 13985156.6178 | 31275998.5577 | 1333.5214 | 0.076435 | 182968.6782 | 409185.844 | 3730.064 | 8341.8069
1 | 3300 | 707 | 0.03 | 15 | 15 | 7 | 1.7783e-12 | 5spot_SharedNeighbor | Water | Porous | Wet | R245fa | MinimizeLCOE_Brownfield | IgnoreSilica | 4.9324 | 0.85714 | 0.029468 | 4 | 123950.9939 | 270644.6009 | 2526.9087 | 5517.4563 | 104.9739 | 0 | 42.1172 | 325602.0193 | 11858.4896 | 304377.0139 | 192993.669 | 0 | 128645.6704 | 0 | 375755.9763 | 977639.9721 | 667259.3695 | 2984132.1801 | 961560.8286 | 10664466.8222 | 10664466.8222 | 1478867.319 | 5147507.7987 | 0 | 14610159.8309 | 31901001.7709 | 1778.2794 | 0.11787 | 123950.9939 | 270644.6009 | 2526.9087 | 5517.4563
1 | 3300 | 707 | 0.03 | 15 | 15 | 7 | 2.3714e-12 | 5spot_SharedNeighbor | Water | Porous | Wet | R245fa | MinimizeLCOE_Brownfield | IgnoreSilica | 6.4601 | 1.1513 | 0.04331 | 4 | 88569.2522 | 188376.9136 | 1805.604 | 3840.3182 | 106.478 | 0 | 46.8973 | 403812.4369 | 14870.1229 | 384976.5156 | 247771.1468 | 0 | 148940.9548 | 0 | 468144.759 | 1218016.6333 | 831321.38 | 3717853.9492 | 961560.8286 | 10664466.8222 | 10664466.8222 | 1478867.319 | 5147507.7987 | 0 | 15343881.6001 | 32634723.54 | 2371.3737 | 0.17324 | 88569.2522 | 188376.9136 | 1805.604 | 3840.3182
1 | 3300 | 707 | 0.03 | 15 | 15 | 7 | 3.1623e-12 | 5spot_SharedNeighbor | Water | Porous | Wet | R245fa | MinimizeLCOE_Brownfield | IgnoreSilica | 8.2451 | 1.4937 | 0.061099 | 4 | 66052.3498 | 136801.7768 | 1346.5665 | 2788.8893 | 107.4603 | 0 | 39.5933 | 487351.4728 | 18076.3507 | 473795.4267 | 311870.272 | 0 | 167253.2351 | 0 | 568755.2353 | 1479784.4546 | 1009983.2968 | 4516869.744 | 961560.8286 | 10664466.8222 | 10664466.8222 | 1478867.319 | 5147507.7987 | 0 | 16142897.3948 | 33433739.3348 | 3162.2777 | 0.2444 | 66052.3498 | 136801.7768 | 1346.5665 | 2788.8893
1 | 3300 | 707 | 0.03 | 15 | 15 | 7 | 4.217e-12 | 5spot_SharedNeighbor | Water | Porous | Wet | R245fa | MinimizeLCOE_Brownfield | IgnoreSilica | 10.9714 | 2.0244 | 0.086525 | 4 | 50079.3547 | 100038.6639 | 1020.9354 | 2039.4235 | 108.578 | 0 | 38.1535 | 606992.5766 | 22691.1456 | 603747.4911 | 410236.6865 | 0 | 198726.2419 | 0 | 718533.7152 | 1869477.3355 | 1275956.6954 | 5706361.8877 | 961560.8286 | 10664466.8222 | 10664466.8222 | 1478867.319 | 5147507.7987 | 0 | 17332389.5385 | 34623231.4785 | 4216.965 | 0.3461 | 50079.3547 | 100038.6639 | 1020.9354 | 2039.4235
1 | 3300 | 707 | 0.03 | 15 | 15 | 7 | 5.6234e-12 | 5spot_SharedNeighbor | Water | Porous | Wet | R245fa | MinimizeLCOE_Brownfield | IgnoreSilica | 14.1313 | 2.6362 | 0.11861 | 4 | 39237.7003 | 75682.0818 | 799.9136 | 1542.8816 | 109.257 | 0 | 51.2982 | 733319.0893 | 27537.7073 | 745406.4302 | 523771.8439 | 0 | 226831.9458 | 0 | 880178.1364 | 2290042.9615 | 1563001.3769 | 6990089.4911 | 961560.8286 | 10664466.8222 | 10664466.8222 | 1478867.319 | 5147507.7987 | 0 | 18616117.1419 | 35906959.0819 | 5623.4133 | 0.47444 | 39237.7003 | 75682.0818 | 799.9136 | 1542.8816
1 | 3300 | 707 | 0.03 | 15 | 15 | 7 | 7.4989e-12 | 5spot_SharedNeighbor | Water | Porous | Wet | R245fa | MinimizeLCOE_Brownfield | IgnoreSilica | 18.0944 | 3.404 | 0.16031 | 4 | 31417.1129 | 58381.2268 | 640.4803 | 1190.1803 | 109.7782 | 0 | 50.9383 | 880021.9291 | 33152.5012 | 914189.8553 | 666169.0104 | 0 | 257393.2276 | 0 | 1072861.3442 | 2791365.1436 | 1905164.0673 | 8520317.0789 | 961560.8286 | 10664466.8222 | 10664466.8222 | 1478867.319 | 5147507.7987 | 0 | 20146344.7297 | 37437186.6696 | 7498.9421 | 0.64125 | 31417.1129 | 58381.2268 | 640.4803 | 1190.1803
1 | 3300 | 707 | 0.03 | 15 | 15 | 7 | 1e-11 | 5spot_SharedNeighbor | Water | Porous | Wet | R245fa | MinimizeLCOE_Brownfield | IgnoreSilica | 23.0176 | 4.3583 | 0.21403 | 4 | 25648.624 | 45845.2464 | 522.8819 | 934.6174 | 110.1791 | 0 | 45.5268 | 1049301.1439 | 39616.8345 | 1113706.9611 | 843280.984 | 0 | 290085.5383 | 0 | 1301036.6701 | 3385030.5362 | 2310352.8964 | 10332411.5645 | 961560.8286 | 10664466.8222 | 10664466.8222 | 1478867.319 | 5147507.7987 | 0 | 21958439.2153 | 39249281.1553 | 10000 | 0.85613 | 25648.624 | 45845.2464 | 522.8819 | 934.6174
1 | 3300 | 707 | 0.03 | 15 | 15 | 7 | 1.3335e-11 | 5spot_SharedNeighbor | Water | Porous | Wet | R245fa | MinimizeLCOE_Brownfield | IgnoreSilica | 29.0493 | 5.5279 | 0.28236 | 4 | 21320.22 | 36629.6732 | 434.6415 | 746.7454 | 110.4878 | 0 | 53.6626 | 1242495.3832 | 46977.6076 | 1346688.6044 | 1060514.9776 | 0 | 324146.863 | 0 | 1568121.14 | 4079929.5403 | 2784635.7454 | 12453509.8614 | 961560.8286 | 10664466.8222 | 10664466.8222 | 1478867.319 | 5147507.7987 | 0 | 24079537.5123 | 41370379.4522 | 13335.2143 | 1.1294 | 21320.22 | 36629.6732 | 434.6415 | 746.7454
1 | 3300 | 707 | 0.03 | 15 | 15 | 7 | 1.7783e-11 | 5spot_SharedNeighbor | Water | Porous | Wet | R245fa | MinimizeLCOE_Brownfield | IgnoreSilica | 36.3038 | 6.9349 | 0.36776 | 4 | 18029.3706 | 29783.6567 | 367.5531 | 607.1801 | 110.7256 | 0 | 56.9771 | 1459600.2008 | 55229.0511 | 1614278.549 | 1321820.1576 | 0 | 358370.4762 | 0 | 1875626.3895 | 4879995.1216 | 3330696.9444 | 14895616.8902 | 961560.8286 | 10664466.8222 | 10664466.8222 | 1478867.319 | 5147507.7987 | 0 | 26521644.541 | 43812486.4809 | 17782.7941 | 1.471 | 18029.3706 | 29783.6567 | 367.5531 | 607.1801
1 | 3300 | 707 | 0.03 | 15 | 15 | 7 | 2.3714e-11 | 5spot_SharedNeighbor | Water | Porous | Wet | R245fa | MinimizeLCOE_Brownfield | IgnoreSilica | 44.854 | 8.5933 | 0.47224 | 4 | 15502.7332 | 24656.3069 | 316.0442 | 502.6522 | 110.9074 | 0 | 63.5334 | 1699499.1771 | 64323.9693 | 1916096.2642 | 1629800.2973 | 0 | 391523.9446 | 0 | 2223485.0245 | 5785051.9342 | 3948416.816 | 17658197.4271 | 961560.8286 | 10664466.8222 | 10664466.8222 | 1478867.319 | 5147507.7987 | 0 | 29284225.0779 | 46575067.0179 | 23713.7371 | 1.889 | 15502.7332 | 24656.3069 | 316.0442 | 502.6522
1 | 3300 | 707 | 0.03 | 15 | 15 | 7 | 3.1623e-11 | 5spot_SharedNeighbor | Water | Porous | Wet | R245fa | MinimizeLCOE_Brownfield | IgnoreSilica | 54.4861 | 10.4603 | 0.59531 | 4 | 13553.5524 | 20814.8853 | 276.3075 | 424.3396 | 111.0356 | 0 | 58.1183 | 1953770.0678 | 73936.333 | 2242238.8063 | 1976619.978 | 0 | 419980.5928 | 0 | 2599952.8534 | 6764544.0008 | 4616940.278 | 20647982.9101 | 961560.8286 | 10664466.8222 | 10664466.8222 | 1478867.319 | 5147507.7987 | 0 | 32274010.5609 | 49564852.5008 | 31622.7766 | 2.3812 | 13553.5524 | 20814.8853 | 276.3075 | 424.3396
1 | 3300 | 707 | 0.03 | 15 | 15 | 7 | 4.217e-11 | 5spot_SharedNeighbor | Water | Porous | Wet | R245fa | MinimizeLCOE_Brownfield | IgnoreSilica | 64.7755 | 12.4499 | 0.73325 | 4 | 12050.6686 | 17945.9513 | 245.6692 | 365.8525 | 111.1068 | 0 | 77.5157 | 2210244.6646 | 83597.1874 | 2577256.6777 | 2346652.1702 | 0 | 440175.0033 | 0 | 2986591.0243 | 7770497.2111 | 5303524.0143 | 23718537.9529 | 961560.8286 | 10664466.8222 | 10664466.8222 | 1478867.319 | 5147507.7987 | 0 | 35344565.6037 | 52635407.5436 | 42169.6503 | 2.933 | 12050.6686 | 17945.9513 | 245.6692 | 365.8525
1 | 3300 | 707 | 0.03 | 15 | 15 | 7 | 5.6234e-11 | 5spot_SharedNeighbor | Water | Porous | Wet | R245fa | MinimizeLCOE_Brownfield | IgnoreSilica | 75.1387 | 14.4449 | 0.87918 | 4 | 10896.578 | 15813.3383 | 222.1415 | 322.3763 | 111.1205 | 0 | 82.8513 | 2455120.0078 | 92779.4181 | 2902632.1494 | 2718523.079 | 0 | 449589.0911 | 0 | 3361271.0607 | 8745337.8085 | 5968872.753 | 26694125.3678 | 961560.8286 | 10664466.8222 | 10664466.8222 | 1478867.319 | 5147507.7987 | 0 | 38320153.0186 | 55610994.9586 | 56234.1325 | 3.5167 | 10896.578 | 15813.3383 | 222.1415 | 322.3763
1 | 3300 | 707 | 0.03 | 15 | 15 | 7 | 7.4989e-11 | 5spot_SharedNeighbor | Water | Porous | Wet | R245fa | MinimizeLCOE_Brownfield | IgnoreSilica | 84.9996 | 16.3313 | 1.0247 | 4 | 10014.8063 | 14233.355 | 204.1654 | 290.1662 | 111.0852 | 0 | 79.182 | 2677058.7242 | 101057.6238 | 3202199.0592 | 3071281.9295 | 0 | 447888.0534 | 0 | 3704799.3021 | 9639127.8253 | 6578902.805 | 29422315.3225 | 961560.8286 | 10664466.8222 | 10664466.8222 | 1478867.319 | 5147507.7987 | 0 | 41048342.9733 | 58339184.9132 | 74989.4209 | 4.0988 | 10014.8063 | 14233.355 | 204.1654 | 290.1662
1 | 3300 | 707 | 0.03 | 15 | 15 | 7 | 1e-10 | 5spot_SharedNeighbor | Water | Porous | Wet | R245fa | MinimizeLCOE_Brownfield | IgnoreSilica | 93.9324 | 18.0276 | 1.1621 | 4 | 9344.1293 | 13063.8401 | 190.4927 | 266.324 | 111.0165 | 0 | 80.5404 | 2869636.7837 | 108200.3211 | 3465810.0116 | 3389693.9563 | 0 | 436909.6626 | 0 | 4005397.7867 | 10421223.421 | 7112699.1196 | 31809571.0625 | 961560.8286 | 10664466.8222 | 10664466.8222 | 1478867.319 | 5147507.7987 | 0 | 43435598.7133 | 60726440.6533 | 100000 | 4.6484 | 9344.1293 | 13063.8401 | 190.4927 | 266.324
1 | 3300 | 707 | 0.03 | 15 | 15 | 7 | 1.3335e-10 | 5spot_SharedNeighbor | Water | Porous | Wet | R245fa | MinimizeLCOE_Brownfield | IgnoreSilica | 101.6887 | 19.4894 | 1.2858 | 4 | 8835.8049 | 12197.7212 | 180.1298 | 248.667 | 110.9311 | 0 | 78.5395 | 3030776.8279 | 114143.7683 | 3689095.6621 | 3665114.5054 | 0 | 419525.2494 | 0 | 4258275.8452 | 11079160.2566 | 7561754.5291 | 33817846.6441 | 961560.8286 | 10664466.8222 | 10664466.8222 | 1478867.319 | 5147507.7987 | 0 | 45443874.2949 | 62734716.2349 | 133352.1432 | 5.1432 | 8835.8049 | 12197.7212 | 180.1298 | 248.667
1 | 3300 | 707 | 0.03 | 15 | 15 | 7 | 1.7783e-10 | 5spot_SharedNeighbor | Water | Porous | Wet | R245fa | MinimizeLCOE_Brownfield | IgnoreSilica | 108.1855 | 20.7051 | 1.3926 | 4 | 8451.5034 | 11555.5115 | 172.2953 | 235.5747 | 110.8426 | 0 | 90.814 | 3161643.8008 | 118945.9293 | 3872306.2708 | 3894985.6236 | 0 | 398702.9565 | 0 | 4464167.9866 | 11614849.3744 | 7927373.3593 | 35452975.3015 | 961560.8286 | 10664466.8222 | 10664466.8222 | 1478867.319 | 5147507.7987 | 0 | 47079002.9523 | 64369844.8922 | 177827.941 | 5.5705 | 8451.5034 | 11555.5115 | 172.2953 | 235.5747
1 | 3300 | 707 | 0.03 | 15 | 15 | 7 | 2.3714e-10 | 5spot_SharedNeighbor | Water | Porous | Wet | R245fa | MinimizeLCOE_Brownfield | IgnoreSilica | 113.4667 | 21.6869 | 1.4818 | 4 | 8161.4809 | 11078.6566 | 166.3828 | 225.8534 | 110.76 | 0 | 86.8467 | 3265382.1352 | 122735.5524 | 4018766.6426 | 4081257.5185 | 0 | 376932.3718 | 0 | 4627378.946 | 12039490.8116 | 8217199.8657 | 36749143.8438 | 961560.8286 | 10664466.8222 | 10664466.8222 | 1478867.319 | 5147507.7987 | 0 | 48375171.4946 | 65666013.4345 | 237137.3706 | 5.9273 | 8161.4809 | 11078.6566 | 166.3828 | 225.8534
1 | 3300 | 707 | 0.03 | 15 | 15 | 7 | 3.1623e-10 | 5spot_SharedNeighbor | Water | Porous | Wet | R245fa | MinimizeLCOE_Brownfield | IgnoreSilica | 117.6861 | 22.4671 | 1.5545 | 4 | 7942.8818 | 10723.6398 | 161.9264 | 218.6159 | 110.6875 | 0 | 85.9172 | 3346614.5375 | 125691.7953 | 4134232.7564 | 4229681.2475 | 0 | 356215.0123 | 0 | 4755049.7861 | 12371664.1486 | 8443914.9937 | 37763064.2774 | 961560.8286 | 10664466.8222 | 10664466.8222 | 1478867.319 | 5147507.7987 | 0 | 49389091.9282 | 66679933.8681 | 316227.766 | 6.218 | 7942.8818 | 10723.6398 | 161.9264 | 218.6159
1 | 3300 | 707 | 0.03 | 15 | 15 | 7 | 4.217e-10 | 5spot_SharedNeighbor | Water | Porous | Wet | R245fa | MinimizeLCOE_Brownfield | IgnoreSilica | 121.3519 | 23.1417 | 1.6167 | 4 | 7772.4782 | 10446.2708 | 158.4525 | 212.9614 | 110.62 | 0 | 92.8408 | 3416030.9568 | 128209.881 | 4233456.7885 | 4358331.7354 | 0 | 338543.984 | 0 | 4865083.6048 | 12657949.5739 | 8639310.679 | 38636917.2034 | 961560.8286 | 10664466.8222 | 10664466.8222 | 1478867.319 | 5147507.7987 | 0 | 50262944.8542 | 67553786.7942 | 421696.5034 | 6.4668 | 7772.4782 | 10446.2708 | 158.4525 | 212.9614
1 | 3300 | 707 | 0.03 | 15 | 15 | 7 | 5.6234e-10 | 5spot_SharedNeighbor | Water | Porous | Wet | R245fa | MinimizeLCOE_Brownfield | IgnoreSilica | 123.8734 | 23.6039 | 1.6617 | 4 | 7650.0139 | 10251.4259 | 155.9559 | 208.9892 | 110.5712 | 0 | 88.336 | 3463160.478 | 129914.9446 | 4301124.7969 | 4446658.3379 | 0 | 322433.3643 | 0 | 4938683.8494 | 12849442.3128 | 8770008.4081 | 39221426.4919 | 961560.8286 | 10664466.8222 | 10664466.8222 | 1478867.319 | 5147507.7987 | 0 | 50847454.1427 | 68138296.0826 | 562341.3252 | 6.6467 | 7650.0139 | 10251.4259 | 155.9559 | 208.9892
1 | 3300 | 707 | 0.03 | 15 | 15 | 7 | 7.4989e-10 | 5spot_SharedNeighbor | Water | Porous | Wet | R245fa | MinimizeLCOE_Brownfield | IgnoreSilica | 125.8218 | 23.9601 | 1.6967 | 4 | 7557.9191 | 10105.6407 | 154.0784 | 206.0172 | 110.5322 | 0 | 101.9678 | 3499238.1731 | 131217.6379 | 4353090.5687 | 4514813.3796 | 0 | 309101.3532 | 0 | 4994909.8339 | 12995730.7908 | 8869853.3003 | 39667955.0374 | 961560.8286 | 10664466.8222 | 10664466.8222 | 1478867.319 | 5147507.7987 | 0 | 51293982.6882 | 68584824.6282 | 749894.2093 | 6.7868 | 7557.9191 | 10105.6407 | 154.0784 | 206.0172
1 | 3300 | 707 | 0.03 | 15 | 15 | 7 | 1e-09 | 5spot_SharedNeighbor | Water | Porous | Wet | R245fa | MinimizeLCOE_Brownfield | IgnoreSilica | 127.2787 | 24.2258 | 1.7234 | 4 | 7488.6961 | 9996.9847 | 152.6672 | 203.8021 | 110.5022 | 0 | 87.9289 | 3526024.0608 | 132183.3636 | 4391766.9671 | 4565722.3952 | 0 | 298054.1886 | 0 | 5036362.8804 | 13103583.1146 | 8943464.7274 | 39997161.6978 | 961560.8286 | 10664466.8222 | 10664466.8222 | 1478867.319 | 5147507.7987 | 0 | 51623189.3486 | 68914031.2885 | 1000000 | 6.8935 | 7488.6961 | 9996.9847 | 152.6672 | 203.8021
1 | 3300 | 707 | 0.03 | 15 | 15 | 7 | 1.3335e-09 | 5spot_SharedNeighbor | Water | Porous | Wet | R245fa | MinimizeLCOE_Brownfield | IgnoreSilica | 128.3971 | 24.4294 | 1.7439 | 4 | 7436.6865 | 9915.4949 | 151.6069 | 202.1408 | 110.4788 | 0 | 92.8255 | 3546474.4729 | 132919.8256 | 4421350.0613 | 4604767.7819 | 0 | 289329.6142 | 0 | 5067988.2848 | 13185865.9296 | 8999624.4394 | 40248320.4096 | 961560.8286 | 10664466.8222 | 10664466.8222 | 1478867.319 | 5147507.7987 | 0 | 51874348.0604 | 69165190.0004 | 1333521.4322 | 6.9755 | 7436.6865 | 9915.4949 | 151.6069 | 202.1408
1 | 3300 | 707 | 0.03 | 15 | 15 | 7 | 1.7783e-09 | 5spot_SharedNeighbor | Water | Porous | Wet | R245fa | MinimizeLCOE_Brownfield | IgnoreSilica | 129.2324 | 24.5813 | 1.7594 | 4 | 7397.6243 | 9854.609 | 150.8106 | 200.8995 | 110.4611 | 0 | 90.9655 | 3561687.7037 | 133467.201 | 4443388.1392 | 4633914.5702 | 0 | 282393.8924 | 0 | 5091392.0875 | 13246757.8235 | 9041184.4082 | 40434185.8257 | 961560.8286 | 10664466.8222 | 10664466.8222 | 1478867.319 | 5147507.7987 | 0 | 52060213.4765 | 69351055.4164 | 1778279.41 | 7.0374 | 7397.6243 | 9854.609 | 150.8106 | 200.8995
1 | 3300 | 707 | 0.03 | 15 | 15 | 7 | 2.3714e-09 | 5spot_SharedNeighbor | Water | Porous | Wet | R245fa | MinimizeLCOE_Brownfield | IgnoreSilica | 129.8586 | 24.6951 | 1.7711 | 4 | 7368.2954 | 9809.0505 | 150.2127 | 199.9708 | 110.4477 | 0 | 88.4262 | 3573057.5721 | 133876.0189 | 4459876.0198 | 4655754.2404 | 0 | 276972.674 | 0 | 5108819.2448 | 13292099.712 | 9072131.1788 | 40572586.6608 | 961560.8286 | 10664466.8222 | 10664466.8222 | 1478867.319 | 5147507.7987 | 0 | 52198614.3116 | 69489456.2515 | 2371373.7057 | 7.0842 | 7368.2954 | 9809.0505 | 150.2127 | 199.9708
1 | 3300 | 707 | 0.03 | 15 | 15 | 7 | 3.1623e-09 | 5spot_SharedNeighbor | Water | Porous | Wet | R245fa | MinimizeLCOE_Brownfield | IgnoreSilica | 130.3339 | 24.7814 | 1.7799 | 4 | 7346.2803 | 9774.8681 | 149.7639 | 199.2739 | 110.4375 | 0 | 82.1885 | 3581666.8516 | 134185.4207 | 4472370.5553 | 4672323.3895 | 0 | 272818.4758 | 0 | 5122012.2303 | 13326425.154 | 9095558.9983 | 40677361.0757 | 961560.8286 | 10664466.8222 | 10664466.8222 | 1478867.319 | 5147507.7987 | 0 | 52303388.7265 | 69594230.6664 | 3162277.6602 | 7.1197 | 7346.2803 | 9774.8681 | 149.7639 | 199.2739
1 | 3300 | 707 | 0.03 | 15 | 15 | 7 | 4.217e-09 | 5spot_SharedNeighbor | Water | Porous | Wet | R245fa | MinimizeLCOE_Brownfield | IgnoreSilica | 130.7017 | 24.8481 | 1.7867 | 4 | 7329.7588 | 9749.1226 | 149.427 | 198.7491 | 110.4295 | 0 | 89.4008 | 3588318.5183 | 134424.379 | 4482029.8222 | 4685143.8406 | 0 | 269708.0413 | 0 | 5132253.5945 | 13353071.083 | 9113745.3923 | 40758694.6712 | 961560.8286 | 10664466.8222 | 10664466.8222 | 1478867.319 | 5147507.7987 | 0 | 52384722.322 | 69675564.262 | 4216965.0343 | 7.1469 | 7329.7588 | 9749.1226 | 149.427 | 198.7491
1 | 3300 | 707 | 0.03 | 15 | 15 | 7 | 5.6234e-09 | 5spot_SharedNeighbor | Water | Porous | Wet | R245fa | MinimizeLCOE_Brownfield | IgnoreSilica | 130.9575 | 24.8945 | 1.7916 | 4 | 7317.3621 | 9730.0813 | 149.1743 | 198.3609 | 110.424 | 0 | 92.8789 | 3592937.596 | 134590.2665 | 4488740.5875 | 4694056.7298 | 0 | 267194.4749 | 0 | 5139232.6654 | 13371229.1937 | 9126138.676 | 40814120.19 | 961560.8286 | 10664466.8222 | 10664466.8222 | 1478867.319 | 5147507.7987 | 0 | 52440147.8408 | 69730989.7807 | 5623413.2519 | 7.1665 | 7317.3621 | 9730.0813 | 149.1743 | 198.3609
1 | 3300 | 707 | 0.03 | 15 | 15 | 7 | 7.4989e-09 | 5spot_SharedNeighbor | Water | Porous | Wet | R245fa | MinimizeLCOE_Brownfield | IgnoreSilica | 131.1692 | 24.9329 | 1.7955 | 4 | 7308.0616 | 9715.5652 | 148.9847 | 198.0649 | 110.4193 | 0 | 81.7395 | 3596757.5853 | 134727.4295 | 4494292.1589 | 4701433.5101 | 0 | 265422.4729 | 0 | 5145126.9311 | 13386564.8642 | 9136605.5862 | 40860930.5383 | 961560.8286 | 10664466.8222 | 10664466.8222 | 1478867.319 | 5147507.7987 | 0 | 52486958.1891 | 69777800.129 | 7498942.0933 | 7.1821 | 7308.0616 | 9715.5652 | 148.9847 | 198.0649
1 | 3300 | 707 | 0.03 | 15 | 15 | 7 | 1e-08 | 5spot_SharedNeighbor | Water | Porous | Wet | R245fa | MinimizeLCOE_Brownfield | IgnoreSilica | 131.313 | 24.959 | 1.7983 | 4 | 7301.0849 | 9704.8701 | 148.8425 | 197.8469 | 110.4162 | 0 | 86.3171 | 3599348.5656 | 134820.4454 | 4498058.6678 | 4706440.2741 | 0 | 263975.9294 | 0 | 5149031.1141 | 13396722.7473 | 9143538.5502 | 40891936.2939 | 961560.8286 | 10664466.8222 | 10664466.8222 | 1478867.319 | 5147507.7987 | 0 | 52517963.9447 | 69808805.8846 | 10000000 | 7.1932 | 7301.0849 | 9704.8701 | 148.8425 | 197.8469
1 | 3400 | 707 | 0.03 | 15 | 15 | 7 | 1e-13 | 5spot_SharedNeighbor | Water | Porous | Wet | R245fa | MinimizeLCOE_Brownfield | IgnoreSilica | 0 | 0 | 0 | 0 | [6 empty] | 9.8454 | [19 empty] | 100 | 0
1 | 3400 | 707 | 0.03 | 15 | 15 | 7 | 1.3335e-13 | 5spot_SharedNeighbor | Water | Porous | Wet | R245fa | MinimizeLCOE_Brownfield | IgnoreSilica | 0 | 0 | 0 | 0 | [6 empty] | 11.0532 | [19 empty] | 133.3521 | 0
1 | 3400 | 707 | 0.03 | 15 | 15 | 7 | 1.7783e-13 | 5spot_SharedNeighbor | Water | Porous | Wet | R245fa | MinimizeLCOE_Brownfield | IgnoreSilica | 0 | 0 | 0 | 0 | [6 empty] | 11.1866 | [19 empty] | 177.8279 | 0
1 | 3400 | 707 | 0.03 | 15 | 15 | 7 | 2.3714e-13 | 5spot_SharedNeighbor | Water | Porous | Wet | R245fa | MinimizeLCOE_Brownfield | IgnoreSilica | 0 | 0 | 0 | 0 | [6 empty] | 11.0056 | [19 empty] | 237.1374 | 0
1 | 3400 | 707 | 0.03 | 15 | 15 | 7 | 3.1623e-13 | 5spot_SharedNeighbor | Water | Porous | Wet | R245fa | MinimizeLCOE_Brownfield | IgnoreSilica | 0 | 0 | 0 | 0 | [6 empty] | 11.4921 | [19 empty] | 316.2278 | 0
1 | 3400 | 707 | 0.03 | 15 | 15 | 7 | 4.217e-13 | 5spot_SharedNeighbor | Water | Porous | Wet | R245fa | MinimizeLCOE_Brownfield | IgnoreSilica | 1.0498 | 0.12914 | 0.00087566 | 4 | 3656528.2556 | 8752714.2033 | 74543.2743 | 178435.918 | 86.4988 | 0 | 28.7768 | 76363.084 | 2416.5888 | 67920.4719 | 54966.686 | 0 | 50815.3031 | 0 | 98468.0321 | 256193.621 | 174857.4106 | 782001.1975 | 961560.8286 | 11063974.3309 | 11063974.3309 | 1478867.319 | 5307310.8022 | 0 | 12807536.357 | 30657688.8092 | 421.6965 | 0.0035026 | 3656528.2556 | 8752714.2033 | 74543.2743 | 178435.918
1 | 3400 | 707 | 0.03 | 15 | 15 | 7 | 5.6234e-13 | 5spot_SharedNeighbor | Water | Porous | Wet | R245fa | MinimizeLCOE_Brownfield | IgnoreSilica | 1.5736 | 0.22675 | 0.0036916 | 4 | 892252.3925 | 2101102.5216 | 18189.7719 | 42833.8169 | 94.4647 | 0 | 120.5584 | 120206.4279 | 4041.9678 | 105889.5043 | 73723.933 | 0 | 67326.3776 | 0 | 144763.4022 | 376644.6774 | 257067.7316 | 1149664.022 | 961560.8286 | 11063974.3309 | 11063974.3309 | 1478867.319 | 5307310.8022 | 0 | 13175199.1816 | 31025351.6338 | 562.3413 | 0.014766 | 892252.3925 | 2101102.5216 | 18189.7719 | 42833.8169
1 | 3400 | 707 | 0.03 | 15 | 15 | 7 | 7.4989e-13 | 5spot_SharedNeighbor | Water | Porous | Wet | R245fa | MinimizeLCOE_Brownfield | IgnoreSilica | 2.2349 | 0.35491 | 0.0082011 | 4 | 414676.1767 | 958817.5288 | 8453.7348 | 19546.7922 | 99.7813 | 0 | 182.7895 | 170389.2078 | 5961.7336 | 150923.1763 | 97579.7687 | 0 | 84503.3324 | 0 | 198649.3154 | 516844.77 | 352757.1757 | 1577608.48 | 961560.8286 | 11063974.3309 | 11063974.3309 | 1478867.319 | 5307310.8022 | 0 | 13603143.6396 | 31453296.0918 | 749.8942 | 0.032804 | 414676.1767 | 958817.5288 | 8453.7348 | 19546.7922
1 | 3400 | 707 | 0.03 | 15 | 15 | 7 | 1e-12 | 5spot_SharedNeighbor | Water | Porous | Wet | R245fa | MinimizeLCOE_Brownfield | IgnoreSilica | 3.0714 | 0.52045 | 0.014769 | 4 | 238764.7991 | 540924.7441 | 4867.5434 | 11027.4826 | 103.4905 | 0 | 32.3286 | 227934.4103 | 8198.8059 | 204434.3575 | 128093.4403 | 0 | 102752.4564 | 0 | 261851.2534 | 681283.2484 | 464989.816 | 2079537.7882 | 961560.8286 | 11063974.3309 | 11063974.3309 | 1478867.319 | 5307310.8022 | 0 | 14105072.9478 | 31955225.4 | 1000 | 0.059075 | 238764.7991 | 540924.7441 | 4867.5434 | 11027.4826
1 | 3400 | 707 | 0.03 | 15 | 15 | 7 | 1.3335e-12 | 5spot_SharedNeighbor | Water | Porous | Wet | R245fa | MinimizeLCOE_Brownfield | IgnoreSilica | 4.1165 | 0.72937 | 0.023895 | 4 | 153658.4626 | 340412.7728 | 3132.5356 | 6939.7748 | 106.1324 | 0 | 43.7761 | 293197.8105 | 10753.8141 | 267276.5621 | 166219.8584 | 0 | 121792.246 | 0 | 335103.7135 | 871871.1234 | 595069.9569 | 2661285.085 | 961560.8286 | 11063974.3309 | 11063974.3309 | 1478867.319 | 5307310.8022 | 0 | 14686820.2445 | 32536972.6967 | 1333.5214 | 0.095581 | 153658.4626 | 340412.7728 | 3132.5356 | 6939.7748
1 | 3400 | 707 | 0.03 | 15 | 15 | 7 | 1.7783e-12 | 5spot_SharedNeighbor | Water | Porous | Wet | R245fa | MinimizeLCOE_Brownfield | IgnoreSilica | 5.4271 | 0.99314 | 0.036317 | 4 | 105804.1912 | 228682.276 | 2156.9615 | 4661.9975 | 108.0675 | 0 | 36.9491 | 368024.9163 | 13692.6577 | 341656.0205 | 214427.9712 | 0 | 141974.7155 | 0 | 421112.7497 | 1095648.9926 | 747802.9508 | 3344340.9743 | 961560.8286 | 11063974.3309 | 11063974.3309 | 1478867.319 | 5307310.8022 | 0 | 15369876.1338 | 33220028.5861 | 1778.2794 | 0.14527 | 105804.1912 | 228682.276 | 2156.9615 | 4661.9975
1 | 3400 | 707 | 0.03 | 15 | 15 | 7 | 2.3714e-12 | 5spot_SharedNeighbor | Water | Porous | Wet | R245fa | MinimizeLCOE_Brownfield | IgnoreSilica | 7.0519 | 1.32 | 0.052708 | 4 | 76650.5058 | 161315.8996 | 1562.6242 | 3288.6428 | 109.4658 | 0 | 42.6887 | 452688.6227 | 17013.5037 | 428543.7716 | 273789.1042 | 0 | 162962.0693 | 0 | 520648.8579 | 1354621.5284 | 924557.0278 | 4134824.4855 | 961560.8286 | 11063974.3309 | 11063974.3309 | 1478867.319 | 5307310.8022 | 0 | 16160359.6451 | 34010512.0973 | 2371.3737 | 0.21083 | 76650.5058 | 161315.8996 | 1562.6242 | 3288.6428
1 | 3400 | 707 | 0.03 | 15 | 15 | 7 | 3.1623e-12 | 5spot_SharedNeighbor | Water | Porous | Wet | R245fa | MinimizeLCOE_Brownfield | IgnoreSilica | 9.4024 | 1.7962 | 0.075369 | 4 | 57243.4915 | 116452.5774 | 1166.986 | 2374.0433 | 110.7304 | 0 | 50.783 | 565755.1993 | 21454.4068 | 547811.283 | 360193.3191 | 0 | 194036.1098 | 0 | 658807.6241 | 1714082.2978 | 1169896.3891 | 5232036.6291 | 961560.8286 | 11063974.3309 | 11063974.3309 | 1478867.319 | 5307310.8022 | 0 | 17257571.7886 | 35107724.2408 | 3162.2777 | 0.30148 | 57243.4915 | 116452.5774 | 1166.986 | 2374.0433
1 | 3400 | 707 | 0.03 | 15 | 15 | 7 | 4.217e-12 | 5spot_SharedNeighbor | Water | Porous | Wet | R245fa | MinimizeLCOE_Brownfield | IgnoreSilica | 12.0165 | 2.3259 | 0.10435 | 4 | 44066.6528 | 86832.57 | 898.3583 | 1770.1994 | 111.5453 | 0 | 49.9033 | 681252.9098 | 25979.6512 | 673226.7537 | 456432.8118 | 0 | 218972.4457 | 0 | 801787.1832 | 2086085.7814 | 1423796.4106 | 6367533.9473 | 961560.8286 | 11063974.3309 | 11063974.3309 | 1478867.319 | 5307310.8022 | 0 | 18393069.1069 | 36243221.5591 | 4216.965 | 0.41739 | 44066.6528 | 86832.57 | 898.3583 | 1770.1994
1 | 3400 | 707 | 0.03 | 15 | 15 | 7 | 5.6234e-12 | 5spot_SharedNeighbor | Water | Porous | Wet | R245fa | MinimizeLCOE_Brownfield | IgnoreSilica | 15.4413 | 3.0201 | 0.14246 | 4 | 34766.4491 | 66090.8001 | 708.7611 | 1347.3504 | 112.1987 | 0 | 47.5082 | 821269.1315 | 31452.0774 | 829280.3617 | 582436.3804 | 0 | 249432.3223 | 0 | 980409.4066 | 2550824.1663 | 1740989.9077 | 7786093.7537 | 961560.8286 | 11063974.3309 | 11063974.3309 | 1478867.319 | 5307310.8022 | 0 | 19811628.9133 | 37661781.3655 | 5623.4133 | 0.56985 | 34766.4491 | 66090.8001 | 708.7611 | 1347.3504
1 | 3400 | 707 | 0.03 | 15 | 15 | 7 | 7.4989e-12 | 5spot_SharedNeighbor | Water | Porous | Wet | R245fa | MinimizeLCOE_Brownfield | IgnoreSilica | 19.7191 | 3.8874 | 0.19181 | 4 | 28016.3151 | 51281.4429 | 571.1505 | 1045.4416 | 112.7006 | 0 | 54.4535 | 983323.8443 | 37769.586 | 1014505.7023 | 739648.0754 | 0 | 282288.1005 | 0 | 1192438.7703 | 3102481.0774 | 2117507.0849 | 9469962.241 | 961560.8286 | 11063974.3309 | 11063974.3309 | 1478867.319 | 5307310.8022 | 0 | 21495497.4005 | 39345649.8527 | 7498.9421 | 0.76725 | 28016.3151 | 51281.4429 | 571.1505 | 1045.4416
1 | 3400 | 707 | 0.03 | 15 | 15 | 7 | 1e-11 | 5spot_SharedNeighbor | Water | Porous | Wet | R245fa | MinimizeLCOE_Brownfield | IgnoreSilica | 25.0197 | 4.9625 | 0.25515 | 4 | 23010.5592 | 40500.1324 | 469.1014 | 825.65 | 113.0878 | 0 | 53.0048 | 1169993.6589 | 45028.5914 | 1233007.2056 | 934533.2501 | 0 | 317304.9532 | 0 | 1442948.3871 | 3754255.7138 | 2562356.6669 | 11459428.427 | 961560.8286 | 11063974.3309 | 11063974.3309 | 1478867.319 | 5307310.8022 | 0 | 23484963.5866 | 41335116.0388 | 10000 | 1.0206 | 23010.5592 | 40500.1324 | 469.1014 | 825.65
1 | 3400 | 707 | 0.03 | 15 | 15 | 7 | 1.3335e-11 | 5spot_SharedNeighbor | Water | Porous | Wet | R245fa | MinimizeLCOE_Brownfield | IgnoreSilica | 31.4977 | 6.2768 | 0.33542 | 4 | 19236.4741 | 32540.899 | 392.1615 | 663.3902 | 113.3868 | 0 | 58.4691 | 1382702.9915 | 53280.2787 | 1487658.8734 | 1172901.0736 | 0 | 353680.6077 | 0 | 1735587.2917 | 4515642.1152 | 3082018.5308 | 13783471.7627 | 961560.8286 | 11063974.3309 | 11063974.3309 | 1478867.319 | 5307310.8022 | 0 | 25809006.9222 | 43659159.3744 | 13335.2143 | 1.3417 | 19236.4741 | 32540.899 | 392.1615 | 663.3902
1 | 3400 | 707 | 0.03 | 15 | 15 | 7 | 1.7783e-11 | 5spot_SharedNeighbor | Water | Porous | Wet | R245fa | MinimizeLCOE_Brownfield | IgnoreSilica | 39.2586 | 7.8517 | 0.43526 | 4 | 16355.587 | 26608.1971 | 333.4308 | 542.4441 | 113.6172 | 0 | 55.8389 | 1621030.8791 | 62502.2249 | 1779154.6879 | 1458506.5314 | 0 | 389999.1823 | 0 | 2071365.4672 | 5389268.0501 | 3678286.1826 | 16450113.2054 | 961560.8286 | 11063974.3309 | 11063974.3309 | 1478867.319 | 5307310.8022 | 0 | 28475648.3649 | 46325800.8172 | 17782.7941 | 1.741 | 16355.587 | 26608.1971 | 333.4308 | 542.4441
1 | 3400 | 707 | 0.03 | 15 | 15 | 7 | 2.3714e-11 | 5spot_SharedNeighbor | Water | Porous | Wet | R245fa | MinimizeLCOE_Brownfield | IgnoreSilica | 48.2982 | 9.6859 | 0.55625 | 4 | 14137.777 | 22160.3565 | 288.2177 | 451.7688 | 113.7901 | 0 | 64.3781 | 1881531.2844 | 72555.1489 | 2104257.4606 | 1791142.962 | 0 | 424092.29 | 0 | 2446695.8669 | 6365800.7595 | 4344789.8225 | 19430865.5949 | 961560.8286 | 11063974.3309 | 11063974.3309 | 1478867.319 | 5307310.8022 | 0 | 31456400.7544 | 49306553.2066 | 23713.7371 | 2.225 | 14137.777 | 22160.3565 | 288.2177 | 451.7688
1 | 3400 | 707 | 0.03 | 15 | 15 | 7 | 3.1623e-11 | 5spot_SharedNeighbor | Water | Porous | Wet | R245fa | MinimizeLCOE_Brownfield | IgnoreSilica | 58.3371 | 11.7202 | 0.69689 | 4 | 12425.1217 | 18828.6523 | 253.3029 | 383.8475 | 113.9051 | 0 | 69.7795 | 2153943.2659 | 83034.2109 | 2450756.455 | 2160321.2346 | 0 | 451991.2496 | 0 | 2847018.1022 | 7407357.0983 | 5055673.4256 | 22610095.0421 | 961560.8286 | 11063974.3309 | 11063974.3309 | 1478867.319 | 5307310.8022 | 0 | 34635630.2017 | 52485782.6539 | 31622.7766 | 2.7875 | 12425.1217 | 18828.6523 | 253.3029 | 383.8475
1 | 3400 | 707 | 0.03 | 15 | 15 | 7 | 4.217e-11 | 5spot_SharedNeighbor | Water | Porous | Wet | R245fa | MinimizeLCOE_Brownfield | IgnoreSilica | 68.8707 | 13.8479 | 0.85188 | 4 | 11105.084 | 16343.5217 | 226.3922 | 333.1848 | 113.9577 | 0 | 71.3512 | 2424036.1087 | 93381.2303 | 2800542.1877 | 2547073.6564 | 0 | 469903.1858 | 0 | 3250625.1839 | 8457459.9336 | 5772390.1881 | 25815411.6744 | 961560.8286 | 11063974.3309 | 11063974.3309 | 1478867.319 | 5307310.8022 | 0 | 37840946.834 | 55691099.2862 | 42169.6503 | 3.4075 | 11105.084 | 16343.5217 | 226.3922 | 333.1848
1 | 3400 | 707 | 0.03 | 15 | 15 | 7 | 5.6234e-11 | 5spot_SharedNeighbor | Water | Porous | Wet | R245fa | MinimizeLCOE_Brownfield | IgnoreSilica | 79.3038 | 15.9439 | 1.013 | 4 | 10092.3091 | 14497.5642 | 205.7454 | 295.5525 | 113.9503 | 0 | 95.4192 | 2677834.3953 | 103054.0706 | 3134813.1428 | 2929112.2296 | 0 | 475907.0057 | 0 | 3635081.1291 | 9457735.4404 | 6455098.7751 | 28868636.1885 | 961560.8286 | 11063974.3309 | 11063974.3309 | 1478867.319 | 5307310.8022 | 0 | 40894171.3481 | 58744323.8003 | 56234.1325 | 4.052 | 10092.3091 | 14497.5642 | 205.7454 | 295.5525
1 | 3400 | 707 | 0.03 | 15 | 15 | 7 | 7.4989e-11 | 5spot_SharedNeighbor | Water | Porous | Wet | R245fa | MinimizeLCOE_Brownfield | IgnoreSilica | 89.1017 | 17.8982 | 1.1712 | 4 | 9319.0994 | 13129.4438 | 189.9824 | 267.6615 | 113.895 | 0 | 85.2969 | 2905072.156 | 111663.9848 | 3438759.3433 | 3286639.1074 | 0 | 470538.8528 | 0 | 3982942.6433 | 10362799.744 | 7072823.7595 | 31631239.5913 | 961560.8286 | 11063974.3309 | 11063974.3309 | 1478867.319 | 5307310.8022 | 0 | 43656774.7509 | 61506927.2031 | 74989.4209 | 4.6847 | 9319.0994 | 13129.4438 | 189.9824 | 267.6615
1 | 3400 | 707 | 0.03 | 15 | 15 | 7 | 1e-10 | 5spot_SharedNeighbor | Water | Porous | Wet | R245fa | MinimizeLCOE_Brownfield | IgnoreSilica | 97.8714 | 19.6336 | 1.3184 | 4 | 8731.2507 | 12116.0609 | 177.9984 | 247.0023 | 113.8098 | 0 | 80.3972 | 3100095.4887 | 119008.3908 | 3703222.2417 | 3605398.3897 | 0 | 456081.4275 | 0 | 4283684.316 | 11145267.8857 | 7606874.3443 | 34019632.4843 | 961560.8286 | 11063974.3309 | 11063974.3309 | 1478867.319 | 5307310.8022 | 0 | 46045167.6438 | 63895320.0961 | 100000 | 5.2736 | 8731.2507 | 12116.0609 | 177.9984 | 247.0023
1 | 3400 | 707 | 0.03 | 15 | 15 | 7 | 1.3335e-10 | 5spot_SharedNeighbor | Water | Porous | Wet | R245fa | MinimizeLCOE_Brownfield | IgnoreSilica | 105.4204 | 21.1154 | 1.4494 | 4 | 8285.7551 | 11364.6278 | 168.9163 | 231.6833 | 113.7118 | 0 | 93.4917 | 3262057.5777 | 125071.9489 | 3925468.3778 | 3878724.443 | 0 | 435808.572 | 0 | 4534581.0585 | 11798049.7438 | 8052411.3759 | 36012173.0976 | 961560.8286 | 11063974.3309 | 11063974.3309 | 1478867.319 | 5307310.8022 | 0 | 48037708.2571 | 65887860.7093 | 133352.1432 | 5.7976 | 8285.7551 | 11364.6278 | 168.9163 | 231.6833
1 | 3400 | 707 | 0.03 | 15 | 15 | 7 | 1.7783e-10 | 5spot_SharedNeighbor | Water | Porous | Wet | R245fa | MinimizeLCOE_Brownfield | IgnoreSilica | 111.7003 | 22.3391 | 1.5615 | 4 | 7948.9269 | 10806.7536 | 162.0496 | 220.3103 | 113.6142 | 0 | 103.9774 | 3392828.8187 | 129941.6192 | 4106706.0507 | 4105280.4105 | 0 | 412755.3568 | 0 | 4737529.7798 | 12326080.6861 | 8412803.3439 | 37623926.0658 | 961560.8286 | 11063974.3309 | 11063974.3309 | 1478867.319 | 5307310.8022 | 0 | 49649461.2254 | 67499613.6776 | 177827.941 | 6.2461 | 7948.9269 | 10806.7536 | 162.0496 | 220.3103
1 | 3400 | 707 | 0.03 | 15 | 15 | 7 | 2.3714e-10 | 5spot_SharedNeighbor | Water | Porous | Wet | R245fa | MinimizeLCOE_Brownfield | IgnoreSilica | 116.7628 | 23.319 | 1.6543 | 4 | 7694.6829 | 10392.2699 | 156.8665 | 211.8605 | 113.5256 | 0 | 100.5352 | 3495729.4398 | 133755.6782 | 4250479.8045 | 4287342.8573 | 0 | 389238.2613 | 0 | 4897052.956 | 12741127.2679 | 8696081.1643 | 38890807.4293 | 961560.8286 | 11063974.3309 | 11063974.3309 | 1478867.319 | 5307310.8022 | 0 | 50916342.5889 | 68766495.0411 | 237137.3706 | 6.6171 | 7694.6829 | 10392.2699 | 156.8665 | 211.8605
1 | 3400 | 707 | 0.03 | 15 | 15 | 7 | 3.1623e-10 | 5spot_SharedNeighbor | Water | Porous | Wet | R245fa | MinimizeLCOE_Brownfield | IgnoreSilica | 120.7944 | 24.0951 | 1.7295 | 4 | 7503.0055 | 10083.3139 | 152.9589 | 205.562 | 113.4489 | 0 | 94.7516 | 3576110.1993 | 136723.464 | 4363521.2921 | 4431943.1452 | 0 | 367313.1702 | 0 | 5021488.3956 | 13064882.7565 | 8917050.9378 | 39879033.3607 | 961560.8286 | 11063974.3309 | 11063974.3309 | 1478867.319 | 5307310.8022 | 0 | 51904568.5202 | 69754720.9724 | 316227.766 | 6.9178 | 7503.0055 | 10083.3139 | 152.9589 | 205.562
1 | 3400 | 707 | 0.03 | 15 | 15 | 7 | 4.217e-10 | 5spot_SharedNeighbor | Water | Porous | Wet | R245fa | MinimizeLCOE_Brownfield | IgnoreSilica | 122.746 | 24.4694 | 1.7788 | 4 | 7353.4009 | 9862.2031 | 149.909 | 201.0544 | 113.4098 | 0 | 148.8665 | 3614525.5291 | 138137.9512 | 4417782.2816 | 4501812.7582 | 0 | 337326.7774 | 0 | 5073738.2661 | 13200826.2015 | 9009835.1324 | 40293984.8975 | 961560.8286 | 11063974.3309 | 11063974.3309 | 1478867.319 | 5307310.8022 | 0 | 52319520.057 | 70169672.5092 | 421696.5034 | 7.115 | 7353.4009 | 9862.2031 | 149.909 | 201.0544
1 | 3400 | 707 | 0.03 | 15 | 15 | 7 | 5.6234e-10 | 5spot_SharedNeighbor | Water | Porous | Wet | R245fa | MinimizeLCOE_Brownfield | IgnoreSilica | 126.6797 | 25.2211 | 1.8398 | 4 | 7245.5036 | 9671.1166 | 147.7094 | 197.1588 | 113.3278 | 0 | 103.8289 | 3691031.6245 | 140947.9596 | 4526285.4977 | 4642401.4829 | 0 | 331895.3349 | 0 | 5199699.1408 | 13528550.5594 | 9233513.7407 | 41294325.3404 | 961560.8286 | 11063974.3309 | 11063974.3309 | 1478867.319 | 5307310.8022 | 0 | 53319860.5 | 71170012.9522 | 562341.3252 | 7.359 | 7245.5036 | 9671.1166 | 147.7094 | 197.1588
1 | 3400 | 707 | 0.03 | 15 | 15 | 7 | 7.4989e-10 | 5spot_SharedNeighbor | Water | Porous | Wet | R245fa | MinimizeLCOE_Brownfield | IgnoreSilica | 128.5091 | 25.5692 | 1.8754 | 4 | 7164.7339 | 9544.2437 | 146.0628 | 194.5723 | 113.2879 | 0 | 94.7104 | 3726175.3104 | 142235.2066 | 4576338.3905 | 4707660.0874 | 0 | 318072.3122 | 0 | 5253487.7098 | 13668497.3823 | 9329030.3229 | 41721496.7221 | 961560.8286 | 11063974.3309 | 11063974.3309 | 1478867.319 | 5307310.8022 | 0 | 53747031.8816 | 71597184.3338 | 749894.2093 | 7.5016 | 7164.7339 | 9544.2437 | 146.0628 | 194.5723
1 | 3400 | 707 | 0.03 | 15 | 15 | 7 | 1e-09 | 5spot_SharedNeighbor | Water | Porous | Wet | R245fa | MinimizeLCOE_Brownfield | IgnoreSilica | 129.8929 | 25.832 | 1.9027 | 4 | 7104.0142 | 9449.4204 | 144.8249 | 192.6392 | 113.2571 | 0 | 83.3083 | 3752579.1492 | 143200.8625 | 4614030.9322 | 4756970.9847 | 0 | 306822.302 | 0 | 5293705.65 | 13773136.2129 | 9400448.4749 | 42040894.5685 | 961560.8286 | 11063974.3309 | 11063974.3309 | 1478867.319 | 5307310.8022 | 0 | 54066429.728 | 71916582.1803 | 1000000 | 7.6107 | 7104.0142 | 9449.4204 | 144.8249 | 192.6392
1 | 3400 | 707 | 0.03 | 15 | 15 | 7 | 1.3335e-09 | 5spot_SharedNeighbor | Water | Porous | Wet | R245fa | MinimizeLCOE_Brownfield | IgnoreSilica | 130.9381 | 26.0302 | 1.9234 | 4 | 7058.3882 | 9378.4722 | 143.8948 | 191.1928 | 113.2334 | 0 | 90.9411 | 3772420.4924 | 143925.6696 | 4642404.9942 | 4794186.2752 | 0 | 297852.2299 | 0 | 5323807.9679 | 13851456.2693 | 9453903.5228 | 42279957.4214 | 961560.8286 | 11063974.3309 | 11063974.3309 | 1478867.319 | 5307310.8022 | 0 | 54305492.581 | 72155645.0332 | 1333521.4322 | 7.6938 | 7058.3882 | 9378.4722 | 143.8948 | 191.1928
1 | 3400 | 707 | 0.03 | 15 | 15 | 7 | 1.7783e-09 | 5spot_SharedNeighbor | Water | Porous | Wet | R245fa | MinimizeLCOE_Brownfield | IgnoreSilica | 131.7345 | 26.181 | 1.9393 | 4 | 7024.1173 | 9325.2544 | 143.1961 | 190.1079 | 113.2152 | 0 | 85.9754 | 3787481.7915 | 144475.3744 | 4663972.0276 | 4822528.2371 | 0 | 290865.5915 | 0 | 5346635.9786 | 13910850.0704 | 9494441.0124 | 42461250.0833 | 961560.8286 | 11063974.3309 | 11063974.3309 | 1478867.319 | 5307310.8022 | 0 | 54486785.2428 | 72336937.695 | 1778279.41 | 7.7571 | 7024.1173 | 9325.2544 | 143.1961 | 190.1079
1 | 3400 | 707 | 0.03 | 15 | 15 | 7 | 2.3714e-09 | 5spot_SharedNeighbor | Water | Porous | Wet | R245fa | MinimizeLCOE_Brownfield | IgnoreSilica | 132.3265 | 26.293 | 1.9512 | 4 | 6998.3841 | 9285.4826 | 142.6715 | 189.2971 | 113.2015 | 0 | 90.6572 | 3798643.2713 | 144882.4685 | 4679970.8438 | 4843583.4786 | 0 | 285381.3257 | 0 | 5363459.9413 | 13954622.5704 | 9524316.6431 | 42594860.5428 | 961560.8286 | 11063974.3309 | 11063974.3309 | 1478867.319 | 5307310.8022 | 0 | 54620395.7023 | 72470548.1546 | 2371373.7057 | 7.8047 | 6998.3841 | 9285.4826 | 142.6715 | 189.2971
1 | 3400 | 707 | 0.03 | 15 | 15 | 7 | 3.1623e-09 | 5spot_SharedNeighbor | Water | Porous | Wet | R245fa | MinimizeLCOE_Brownfield | IgnoreSilica | 134.3 | 26.6671 | 1.9753 | 4 | 6979.0349 | 9238.1698 | 142.2771 | 188.3326 | 113.1584 | 0 | 72.6602 | 3835870.4994 | 146242.0691 | 4733305.4959 | 4913842.927 | 0 | 292127.2064 | 0 | 5429341.3972 | 14126032.6044 | 9641307.5135 | 43118069.7129 | 961560.8286 | 11063974.3309 | 11063974.3309 | 1478867.319 | 5307310.8022 | 0 | 55143604.8725 | 72993757.3247 | 3162277.6602 | 7.9013 | 6979.0349 | 9238.1698 | 142.2771 | 188.3326
1 | 3400 | 707 | 0.03 | 15 | 15 | 7 | 4.217e-09 | 5spot_SharedNeighbor | Water | Porous | Wet | R245fa | MinimizeLCOE_Brownfield | IgnoreSilica | 133.8 | 26.5719 | 1.9739 | 4 | 6964.4739 | 9225.3003 | 141.9802 | 188.0702 | 113.1684 | 0 | 97.7905 | 3826394.6828 | 145895.0594 | 4719757.8345 | 4896009.4028 | 0 | 282892.2083 | 0 | 5409670.1832 | 14074852.1408 | 9606375.7954 | 42961847.3072 | 961560.8286 | 11063974.3309 | 11063974.3309 | 1478867.319 | 5307310.8022 | 0 | 54987382.4668 | 72837534.919 | 4216965.0343 | 7.8954 | 6964.4739 | 9225.3003 | 141.9802 | 188.0702
1 | 3400 | 707 | 0.03 | 15 | 15 | 7 | 5.6234e-09 | 5spot_SharedNeighbor | Water | Porous | Wet | R245fa | MinimizeLCOE_Brownfield | IgnoreSilica | 134.9009 | 26.7813 | 1.9875 | 4 | 6953.3407 | 9198.6285 | 141.7533 | 187.5265 | 113.1463 | 0 | 97.1958 | 3847226.8262 | 146657.6292 | 4749557.9752 | 4935264.5774 | 0 | 286529.1358 | 0 | 5446442.0961 | 14170525.1152 | 9671674.5663 | 43253877.9214 | 961560.8286 | 11063974.3309 | 11063974.3309 | 1478867.319 | 5307310.8022 | 0 | 55279413.0809 | 73129565.5331 | 5623413.2519 | 7.9501 | 6953.3407 | 9198.6285 | 141.7533 | 187.5265
1 | 3400 | 707 | 0.03 | 15 | 15 | 7 | 7.4989e-09 | 5spot_SharedNeighbor | Water | Porous | Wet | R245fa | MinimizeLCOE_Brownfield | IgnoreSilica | 135.1056 | 26.8202 | 1.9916 | 4 | 6945.0768 | 9185.8037 | 141.5848 | 187.265 | 113.1422 | 0 | 95.449 | 3851089.1191 | 146798.9202 | 4755088.1552 | 4942559.2468 | 0 | 284773.7292 | 0 | 5452320.5765 | 14185819.7153 | 9682113.4452 | 43300562.9075 | 961560.8286 | 11063974.3309 | 11063974.3309 | 1478867.319 | 5307310.8022 | 0 | 55326098.0671 | 73176250.5193 | 7498942.0933 | 7.9662 | 6945.0768 | 9185.8037 | 141.5848 | 187.265
1 | 3400 | 707 | 0.03 | 15 | 15 | 7 | 1e-08 | 5spot_SharedNeighbor | Water | Porous | Wet | R245fa | MinimizeLCOE_Brownfield | IgnoreSilica | 135.2519 | 26.848 | 1.9945 | 4 | 6938.8773 | 9176.2707 | 141.4584 | 187.0707 | 113.1392 | 0 | 87.5621 | 3853848.5388 | 146899.851 | 4759040.1035 | 4947773.9255 | 0 | 283392.8947 | 0 | 5456472.5723 | 14196622.3566 | 9689486.4698 | 43333536.7122 | 961560.8286 | 11063974.3309 | 11063974.3309 | 1478867.319 | 5307310.8022 | 0 | 55359071.8718 | 73209224.324 | 10000000 | 7.9781 | 6938.8773 | 9176.2707 | 141.4584 | 187.0707
1 | 3500 | 707 | 0.03 | 15 | 15 | 7 | 1e-13 | 5spot_SharedNeighbor | Water | Porous | Wet | R245fa | MinimizeLCOE_Brownfield | IgnoreSilica | 0 | 0 | 0 | 0 | [6 empty] | 10.2512 | [19 empty] | 100 | 0
1 | 3500 | 707 | 0.03 | 15 | 15 | 7 | 1.3335e-13 | 5spot_SharedNeighbor | Water | Porous | Wet | R245fa | MinimizeLCOE_Brownfield | IgnoreSilica | 0 | 0 | 0 | 0 | [6 empty] | 10.6204 | [19 empty] | 133.3521 | 0
1 | 3500 | 707 | 0.03 | 15 | 15 | 7 | 1.7783e-13 | 5spot_SharedNeighbor | Water | Porous | Wet | R245fa | MinimizeLCOE_Brownfield | IgnoreSilica | 0 | 0 | 0 | 0 | [6 empty] | 10.8983 | [19 empty] | 177.8279 | 0
1 | 3500 | 707 | 0.03 | 15 | 15 | 7 | 2.3714e-13 | 5spot_SharedNeighbor | Water | Porous | Wet | R245fa | MinimizeLCOE_Brownfield | IgnoreSilica | 0 | 0 | 0 | 0 | [6 empty] | 10.7387 | [19 empty] | 237.1374 | 0
1 | 3500 | 707 | 0.03 | 15 | 15 | 7 | 3.1623e-13 | 5spot_SharedNeighbor | Water | Porous | Wet | R245fa | MinimizeLCOE_Brownfield | IgnoreSilica | 0 | 0 | 0 | 0 | [6 empty] | 11.0648 | [19 empty] | 316.2278 | 0
1 | 3500 | 707 | 0.03 | 15 | 15 | 7 | 4.217e-13 | 5spot_SharedNeighbor | Water | Porous | Wet | R245fa | MinimizeLCOE_Brownfield | IgnoreSilica | 1.6 | 0.23966 | 0.0010258 | 4 | 3329982.1502 | 7818790.6249 | 67886.1903 | 159396.6226 | 96.5431 | 0 | 14.3976 | 126869.9161 | 4328.9031 | 110508.4456 | 75414.1197 | 0 | 80675.4706 | 0 | 155140.7735 | 403644.469 | 275495.6441 | 1232077.7418 | 961560.8286 | 11469341.9306 | 11469341.9306 | 1478867.319 | 5469457.8421 | 0 | 13662980.501 | 32080647.5927 | 421.6965 | 0.004103 | 3329982.1502 | 7818790.6249 | 67886.1903 | 159396.6226
1 | 3500 | 707 | 0.03 | 15 | 15 | 7 | 5.6234e-13 | 5spot_SharedNeighbor | Water | Porous | Wet | R245fa | MinimizeLCOE_Brownfield | IgnoreSilica | 1.7875 | 0.27718 | 0.0051979 | 4 | 661919.6281 | 1547748.6881 | 13494.1269 | 31552.9505 | 98.4471 | 0 | 143.9721 | 142244.5027 | 4922.5423 | 123967.9169 | 82269.6673 | 0 | 76448.2773 | 0 | 167642.6335 | 436171.7442 | 297696.1778 | 1331363.462 | 961560.8286 | 11469341.9306 | 11469341.9306 | 1478867.319 | 5469457.8421 | 0 | 13762266.2212 | 32179933.3128 | 562.3413 | 0.020791 | 661919.6281 | 1547748.6881 | 13494.1269 | 31552.9505
1 | 3500 | 707 | 0.03 | 15 | 15 | 7 | 7.4989e-13 | 5spot_SharedNeighbor | Water | Porous | Wet | R245fa | MinimizeLCOE_Brownfield | IgnoreSilica | 2.4877 | 0.41991 | 0.010702 | 4 | 332183.1868 | 762427.169 | 6772.0036 | 15543.1091 | 103.2654 | 0 | 211.5158 | 196107.0906 | 7033.7259 | 172206.1644 | 108178.2747 | 0 | 94092.0667 | 0 | 225270.7557 | 586108.2969 | 400030.9559 | 1789027.3307 | 961560.8286 | 11469341.9306 | 11469341.9306 | 1478867.319 | 5469457.8421 | 0 | 14219930.0898 | 32637597.1815 | 749.8942 | 0.042807 | 332183.1868 | 762427.169 | 6772.0036 | 15543.1091
1 | 3500 | 707 | 0.03 | 15 | 15 | 7 | 1e-12 | 5spot_SharedNeighbor | Water | Porous | Wet | R245fa | MinimizeLCOE_Brownfield | IgnoreSilica | 3.4003 | 0.60914 | 0.018613 | 4 | 198442.7854 | 445813.9244 | 4045.5246 | 9088.5199 | 106.7885 | 0 | 34.4841 | 259790.2018 | 9562.6164 | 231295.2988 | 142117.4361 | 0 | 113993.0184 | 0 | 295135.8428 | 767882.9224 | 524095.873 | 2343873.2096 | 961560.8286 | 11469341.9306 | 11469341.9306 | 1478867.319 | 5469457.8421 | 0 | 14774775.9688 | 33192443.0605 | 1000 | 0.074454 | 198442.7854 | 445813.9244 | 4045.5246 | 9088.5199
1 | 3500 | 707 | 0.03 | 15 | 15 | 7 | 1.3335e-12 | 5spot_SharedNeighbor | Water | Porous | Wet | R245fa | MinimizeLCOE_Brownfield | IgnoreSilica | 4.5038 | 0.84006 | 0.029509 | 4 | 130442.6305 | 286477.3721 | 2659.2495 | 5840.2287 | 109.2475 | 0 | 50.5012 | 329933.7844 | 12365.3573 | 298579.7705 | 183324.9262 | 0 | 133412.9522 | 0 | 373470.5483 | 971693.7573 | 663200.9557 | 2965982.0517 | 961560.8286 | 11469341.9306 | 11469341.9306 | 1478867.319 | 5469457.8421 | 0 | 15396884.8109 | 33814551.9026 | 1333.5214 | 0.11804 | 130442.6305 | 286477.3721 | 2659.2495 | 5840.2287
1 | 3500 | 707 | 0.03 | 15 | 15 | 7 | 1.7783e-12 | 5spot_SharedNeighbor | Water | Porous | Wet | R245fa | MinimizeLCOE_Brownfield | IgnoreSilica | 5.9413 | 1.1423 | 0.044272 | 4 | 91245.6793 | 195249.0491 | 1860.1666 | 3980.416 | 111.1281 | 0 | 35.3038 | 413454.6579 | 15708.8131 | 381281.6497 | 237142.3792 | 0 | 155911.123 | 0 | 469364.4629 | 1221190.0527 | 833487.3039 | 3727540.4424 | 961560.8286 | 11469341.9306 | 11469341.9306 | 1478867.319 | 5469457.8421 | 0 | 16158443.2016 | 34576110.2933 | 1778.2794 | 0.17709 | 91245.6793 | 195249.0491 | 1860.1666 | 3980.416
1 | 3500 | 707 | 0.03 | 15 | 15 | 7 | 2.3714e-12 | 5spot_SharedNeighbor | Water | Porous | Wet | R245fa | MinimizeLCOE_Brownfield | IgnoreSilica | 7.6586 | 1.5031 | 0.063535 | 4 | 66917.6609 | 139388.7803 | 1364.207 | 2841.6288 | 112.4158 | 0 | 38.1476 | 504633.4039 | 19351.1255 | 474456.914 | 301438.0479 | 0 | 177370.9899 | 0 | 576127.6877 | 1498966.0633 | 1023075.1389 | 4575419.3711 | 961560.8286 | 11469341.9306 | 11469341.9306 | 1478867.319 | 5469457.8421 | 0 | 17006322.1303 | 35423989.222 | 2371.3737 | 0.25414 | 66917.6609 | 139388.7803 | 1364.207 | 2841.6288
1 | 3500 | 707 | 0.03 | 15 | 15 | 7 | 3.1623e-12 | 5spot_SharedNeighbor | Water | Porous | Wet | R245fa | MinimizeLCOE_Brownfield | IgnoreSilica | 10.1406 | 2.0298 | 0.090397 | 4 | 50298.3995 | 101234.0819 | 1025.4009 | 2063.7937 | 113.6705 | 0 | 48.6989 | 627210.3836 | 24262.3916 | 602825.3616 | 394746.853 | 0 | 209482.6067 | 0 | 724825.7626 | 1885847.9522 | 1287129.9777 | 5756331.289 | 961560.8286 | 11469341.9306 | 11469341.9306 | 1478867.319 | 5469457.8421 | 0 | 18187234.0482 | 36604901.1399 | 3162.2777 | 0.36159 | 50298.3995 | 101234.0819 | 1025.4009 | 2063.7937
1 | 3500 | 707 | 0.03 | 15 | 15 | 7 | 4.217e-12 | 5spot_SharedNeighbor | Water | Porous | Wet | R245fa | MinimizeLCOE_Brownfield | IgnoreSilica | 13.0908 | 2.6543 | 0.12486 | 4 | 39040.2527 | 75915.5678 | 795.8884 | 1547.6415 | 114.4962 | 0 | 37.7195 | 760445.9223 | 29578.5608 | 746673.4375 | 505482.0141 | 0 | 239861.0123 | 0 | 889995.9693 | 2315586.9489 | 1580435.6732 | 7068059.5385 | 961560.8286 | 11469341.9306 | 11469341.9306 | 1478867.319 | 5469457.8421 | 0 | 19498962.2977 | 37916629.3894 | 4216.965 | 0.49946 | 39040.2527 | 75915.5678 | 795.8884 | 1547.6415
1 | 3500 | 707 | 0.03 | 15 | 15 | 7 | 5.6234e-12 | 5spot_SharedNeighbor | Water | Porous | Wet | R245fa | MinimizeLCOE_Brownfield | IgnoreSilica | 16.8102 | 3.4421 | 0.16984 | 4 | 31011.8096 | 58121.987 | 632.2177 | 1184.8953 | 115.1308 | 0 | 46.1659 | 915805.7782 | 35762.395 | 918828.6805 | 645086.9864 | 0 | 273242.0044 | 0 | 1087603.0793 | 2829720.1144 | 1931342.123 | 8637391.1611 | 961560.8286 | 11469341.9306 | 11469341.9306 | 1478867.319 | 5469457.8421 | 0 | 21068293.9203 | 39485961.012 | 5623.4133 | 0.67936 | 31011.8096 | 58121.987 | 632.2177 | 1184.8953
1 | 3500 | 707 | 0.03 | 15 | 15 | 7 | 7.4989e-12 | 5spot_SharedNeighbor | Water | Porous | Wet | R245fa | MinimizeLCOE_Brownfield | IgnoreSilica | 21.4272 | 4.4204 | 0.22793 | 4 | 25140.6546 | 45341.8696 | 512.5262 | 924.3553 | 115.6164 | 0 | 45.9412 | 1094736.8368 | 42868.4159 | 1121998.1583 | 818582.8706 | 0 | 308719.171 | 0 | 1320893.1265 | 3436692.9627 | 2345613.564 | 10490105.1057 | 961560.8286 | 11469341.9306 | 11469341.9306 | 1478867.319 | 5469457.8421 | 0 | 22921007.8649 | 41338674.9566 | 7498.9421 | 0.91171 | 25140.6546 | 45341.8696 | 512.5262 | 924.3553
1 | 3500 | 707 | 0.03 | 15 | 15 | 7 | 1e-11 | 5spot_SharedNeighbor | Water | Porous | Wet | R245fa | MinimizeLCOE_Brownfield | IgnoreSilica | 27.1197 | 5.6271 | 0.30218 | 4 | 20765.019 | 36002.1183 | 423.323 | 733.9519 | 115.9907 | 0 | 51.0682 | 1299998.6748 | 50998.5318 | 1360597.9091 | 1032538.7031 | 0 | 346126.3752 | 0 | 1595201.4757 | 4150387.0188 | 2832724.4223 | 12668573.1108 | 961560.8286 | 11469341.9306 | 11469341.9306 | 1478867.319 | 5469457.8421 | 0 | 25099475.87 | 43517142.9616 | 10000 | 1.2087 | 20765.019 | 36002.1183 | 423.323 | 733.9519
1 | 3500 | 707 | 0.03 | 15 | 15 | 7 | 1.3335e-11 | 5spot_SharedNeighbor | Water | Porous | Wet | R245fa | MinimizeLCOE_Brownfield | IgnoreSilica | 34.0575 | 7.0983 | 0.39592 | 4 | 17452.2552 | 29081.9674 | 355.7878 | 592.8752 | 116.2806 | 0 | 65.8451 | 1533464.05 | 60221.2124 | 1638092.2773 | 1293459.5007 | 0 | 384845.7193 | 0 | 1914932.2763 | 4982260.9763 | 3400495.4916 | 15207771.504 | 961560.8286 | 11469341.9306 | 11469341.9306 | 1478867.319 | 5469457.8421 | 0 | 27638674.2632 | 46056341.3549 | 13335.2143 | 1.5837 | 17452.2552 | 29081.9674 | 355.7878 | 592.8752
1 | 3500 | 707 | 0.03 | 15 | 15 | 7 | 1.7783e-11 | 5spot_SharedNeighbor | Water | Porous | Wet | R245fa | MinimizeLCOE_Brownfield | IgnoreSilica | 42.3083 | 8.8483 | 0.51176 | 4 | 14914.8965 | 23912.0966 | 304.0603 | 487.4804 | 116.503 | 0 | 62.3957 | 1793379.5481 | 70461.5001 | 1953585.4767 | 1603790.8592 | 0 | 422847.575 | 0 | 2279185.3341 | 5929972.7141 | 4047328.2261 | 18100551.2335 | 961560.8286 | 11469341.9306 | 11469341.9306 | 1478867.319 | 5469457.8421 | 0 | 30531453.9927 | 48949121.0844 | 17782.7941 | 2.047 | 14914.8965 | 23912.0966 | 304.0603 | 487.4804
1 | 3500 | 707 | 0.03 | 15 | 15 | 7 | 2.3714e-11 | 5spot_SharedNeighbor | Water | Porous | Wet | R245fa | MinimizeLCOE_Brownfield | IgnoreSilica | 51.8092 | 10.8625 | 0.65073 | 4 | 12957.6624 | 20033.3994 | 264.1595 | 408.4079 | 116.6655 | 0 | 65.7944 | 2074493.811 | 81504.7969 | 2301640.2634 | 1961053.6321 | 0 | 457405.8313 | 0 | 2681678.3506 | 6977176.9803 | 4762066.6557 | 21297020.3213 | 961560.8286 | 11469341.9306 | 11469341.9306 | 1478867.319 | 5469457.8421 | 0 | 33727923.0804 | 52145590.1721 | 23713.7371 | 2.6029 | 12957.6624 | 20033.3994 | 264.1595 | 408.4079
1 | 3500 | 707 | 0.03 | 15 | 15 | 7 | 3.1623e-11 | 5spot_SharedNeighbor | Water | Porous | Wet | R245fa | MinimizeLCOE_Brownfield | IgnoreSilica | 62.2009 | 13.0612 | 0.81 | 4 | 11445.6806 | 17130.1182 | 233.3357 | 349.2206 | 116.7645 | 0 | 66.3445 | 2364219.7094 | 92844.9531 | 2667162.7117 | 2351414.3067 | 0 | 484081.948 | 0 | 3104292.2153 | 8076731.5662 | 5512535.2542 | 24653282.6646 | 961560.8286 | 11469341.9306 | 11469341.9306 | 1478867.319 | 5469457.8421 | 0 | 37084185.4238 | 55501852.5155 | 31622.7766 | 3.24 | 11445.6806 | 17130.1182 | 233.3357 | 349.2206
1 | 3500 | 707 | 0.03 | 15 | 15 | 7 | 4.217e-11 | 5spot_SharedNeighbor | Water | Porous | Wet | R245fa | MinimizeLCOE_Brownfield | IgnoreSilica | 72.9339 | 15.3224 | 0.9827 | 4 | 10281.1179 | 14966.5855 | 209.5945 | 305.1141 | 116.7964 | 0 | 73.5365 | 2647136.605 | 103866.0173 | 3030515.4035 | 2753702.1731 | 0 | 499294.3825 | 0 | 3523460.6868 | 9167321.9458 | 6256885.5976 | 27982182.8116 | 961560.8286 | 11469341.9306 | 11469341.9306 | 1478867.319 | 5469457.8421 | 0 | 40413085.5708 | 58830752.6625 | 42169.6503 | 3.9308 | 10281.1179 | 14966.5855 | 209.5945 | 305.1141
1 | 3500 | 707 | 0.03 | 15 | 15 | 7 | 5.6234e-11 | 5spot_SharedNeighbor | Water | Porous | Wet | R245fa | MinimizeLCOE_Brownfield | IgnoreSilica | 83.4092 | 17.5151 | 1.1593 | 4 | 9388.4379 | 13360.1492 | 191.396 | 272.3647 | 116.7668 | 0 | 78.5213 | 2909262.9529 | 114017.9465 | 3372831.261 | 3145008.8567 | 0 | 501735.6582 | 0 | 3916714.1033 | 10190486.6684 | 6955216.5447 | 31105273.9917 | 961560.8286 | 11469341.9306 | 11469341.9306 | 1478867.319 | 5469457.8421 | 0 | 43536176.7509 | 61953843.8426 | 56234.1325 | 4.6372 | 9388.4379 | 13360.1492 | 191.396 | 272.3647
1 | 3500 | 707 | 0.03 | 15 | 15 | 7 | 7.4989e-11 | 5spot_SharedNeighbor | Water | Porous | Wet | R245fa | MinimizeLCOE_Brownfield | IgnoreSilica | 93.0971 | 19.5269 | 1.3298 | 4 | 8707.3646 | 12169.7603 | 177.5114 | 248.097 | 116.6917 | 0 | 83.1332 | 3140578.2992 | 122918.9661 | 3679537.6646 | 3505405.357 | 0 | 492397.3327 | 0 | 4266926.6716 | 11101667.9325 | 7577116.4804 | 33886548.704 | 961560.8286 | 11469341.9306 | 11469341.9306 | 1478867.319 | 5469457.8421 | 0 | 46317451.4632 | 64735118.5549 | 74989.4209 | 5.3193 | 8707.3646 | 12169.7603 | 177.5114 | 248.097
1 | 3500 | 707 | 0.03 | 15 | 15 | 7 | 1e-10 | 5spot_SharedNeighbor | Water | Porous | Wet | R245fa | MinimizeLCOE_Brownfield | IgnoreSilica | 101.7035 | 21.2987 | 1.4868 | 4 | 8189.7318 | 11286.6786 | 166.9588 | 230.0942 | 116.5902 | 0 | 69.5935 | 3337803.1643 | 130458.4764 | 3944582.6882 | 3824149.7281 | 0 | 474595.1483 | 0 | 4567519.7901 | 11883749.5667 | 8110903.2659 | 36273761.828 | 961560.8286 | 11469341.9306 | 11469341.9306 | 1478867.319 | 5469457.8421 | 0 | 48704664.5872 | 67122331.6789 | 100000 | 5.947 | 8189.7318 | 11286.6786 | 166.9588 | 230.0942
1 | 3500 | 707 | 0.03 | 15 | 15 | 7 | 1.3335e-10 | 5spot_SharedNeighbor | Water | Porous | Wet | R245fa | MinimizeLCOE_Brownfield | IgnoreSilica | 109.024 | 22.7931 | 1.6246 | 4 | 7797.469 | 10631.6216 | 158.962 | 216.74 | 116.4805 | 0 | 91.2237 | 3499799.1038 | 136612.7028 | 4164812.6095 | 4094092.6085 | 0 | 451346.4814 | 0 | 4815198.7674 | 12528159.4596 | 8550726.2591 | 38240747.9921 | 961560.8286 | 11469341.9306 | 11469341.9306 | 1478867.319 | 5469457.8421 | 0 | 50671650.7513 | 69089317.843 | 133352.1432 | 6.4985 | 7797.469 | 10631.6216 | 158.962 | 216.74
1 | 3500 | 707 | 0.03 | 15 | 15 | 7 | 1.7783e-10 | 5spot_SharedNeighbor | Water | Porous | Wet | R245fa | MinimizeLCOE_Brownfield | IgnoreSilica | 115.0675 | 24.0174 | 1.7415 | 4 | 7500.8517 | 10144.8063 | 152.915 | 206.8156 | 116.3747 | 0 | 86.5565 | 3629731.2109 | 141521.2254 | 4343161.2991 | 4316073.316 | 0 | 425963.8991 | 0 | 5014015.8707 | 13045440.7796 | 8903781.3891 | 39819688.99 | 961560.8286 | 11469341.9306 | 11469341.9306 | 1478867.319 | 5469457.8421 | 0 | 52250591.7492 | 70668258.8408 | 177827.941 | 6.966 | 7500.8517 | 10144.8063 | 152.915 | 206.8156
1 | 3500 | 707 | 0.03 | 15 | 15 | 7 | 2.3714e-10 | 5spot_SharedNeighbor | Water | Porous | Wet | R245fa | MinimizeLCOE_Brownfield | IgnoreSilica | 119.9272 | 24.9953 | 1.8376 | 4 | 7276.9105 | 9782.5365 | 148.3497 | 199.4302 | 116.2804 | 0 | 93.6038 | 3731797.7383 | 145358.4998 | 4484364.1827 | 4493961.1123 | 0 | 400847.1231 | 0 | 5169968.1759 | 13451196.6874 | 9180718.1336 | 41058211.6531 | 961560.8286 | 11469341.9306 | 11469341.9306 | 1478867.319 | 5469457.8421 | 0 | 53489114.4123 | 71906781.504 | 237137.3706 | 7.3505 | 7276.9105 | 9782.5365 | 148.3497 | 199.4302
1 | 3500 | 707 | 0.03 | 15 | 15 | 7 | 3.1623e-10 | 5spot_SharedNeighbor | Water | Porous | Wet | R245fa | MinimizeLCOE_Brownfield | IgnoreSilica | 123.7614 | 25.7625 | 1.9149 | 4 | 7108.0359 | 9512.5195 | 144.9069 | 193.9256 | 116.2003 | 0 | 96.7864 | 3810847.5754 | 148318.5523 | 4594411.964 | 4633913.7423 | 0 | 377638.8796 | 0 | 5290400.9783 | 13764538.1351 | 9394580.1102 | 42014649.9372 | 961560.8286 | 11469341.9306 | 11469341.9306 | 1478867.319 | 5469457.8421 | 0 | 54445552.6964 | 72863219.7881 | 316227.766 | 7.6597 | 7108.0359 | 9512.5195 | 144.9069 | 193.9256
1 | 3500 | 707 | 0.03 | 15 | 15 | 7 | 4.217e-10 | 5spot_SharedNeighbor | Water | Porous | Wet | R245fa | MinimizeLCOE_Brownfield | IgnoreSilica | 126.7381 | 26.3555 | 1.9759 | 4 | 6980.8029 | 9311.0532 | 142.3131 | 189.8184 | 116.1349 | 0 | 105.7769 | 3871335.9656 | 150576.2259 | 4679035.1199 | 4742318.0201 | 0 | 357177.759 | 0 | 5382172.8053 | 14003309.6041 | 9557546.544 | 42743472.044 | 961560.8286 | 11469341.9306 | 11469341.9306 | 1478867.319 | 5469457.8421 | 0 | 55174374.8032 | 73592041.8949 | 421696.5034 | 7.9037 | 6980.8029 | 9311.0532 | 142.3131 | 189.8184
1 | 3500 | 707 | 0.03 | 15 | 15 | 7 | 5.6234e-10 | 5spot_SharedNeighbor | Water | Porous | Wet | R245fa | MinimizeLCOE_Brownfield | IgnoreSilica | 129.3936 | 26.8824 | 2.0284 | 4 | 6880.5244 | 9150.4836 | 140.2688 | 186.545 | 116.0742 | 0 | 86.8207 | 3924662.0475 | 152561.2198 | 4753939.2752 | 4838839.8929 | 0 | 340894.2692 | 0 | 5464249.7148 | 14216856.8862 | 9703296.9521 | 43395300.2578 | 961560.8286 | 11469341.9306 | 11469341.9306 | 1478867.319 | 5469457.8421 | 0 | 55826203.017 | 74243870.1087 | 562341.3252 | 8.1137 | 6880.5244 | 9150.4836 | 140.2688 | 186.545
1 | 3500 | 707 | 0.03 | 15 | 15 | 7 | 7.4989e-10 | 5spot_SharedNeighbor | Water | Porous | Wet | R245fa | MinimizeLCOE_Brownfield | IgnoreSilica | 131.1233 | 27.2246 | 2.0647 | 4 | 6809.3464 | 9039.4003 | 138.8177 | 184.2804 | 116.0334 | 0 | 90.4922 | 3959069.9312 | 153839.1122 | 4802427.6251 | 4901612.0273 | 0 | 326686.7638 | 0 | 5516017.8292 | 14351546.9008 | 9795225.6546 | 43806425.8443 | 961560.8286 | 11469341.9306 | 11469341.9306 | 1478867.319 | 5469457.8421 | 0 | 56237328.6035 | 74654995.6952 | 749894.2093 | 8.2588 | 6809.3464 | 9039.4003 | 138.8177 | 184.2804
1 | 3500 | 707 | 0.03 | 15 | 15 | 7 | 1e-09 | 5spot_SharedNeighbor | Water | Porous | Wet | R245fa | MinimizeLCOE_Brownfield | IgnoreSilica | 132.4145 | 27.4795 | 2.0923 | 4 | 6755.8296 | 8956.5165 | 137.7267 | 182.5907 | 116.0023 | 0 | 81.6673 | 3984589.0851 | 154785.4251 | 4838469.2453 | 4948417.5511 | 0 | 315064.5668 | 0 | 5554117.0906 | 14450673.3638 | 9862881.5024 | 44108997.8302 | 961560.8286 | 11469341.9306 | 11469341.9306 | 1478867.319 | 5469457.8421 | 0 | 56539900.5894 | 74957567.6811 | 1000000 | 8.3691 | 6755.8296 | 8956.5165 | 137.7267 | 182.5907
1 | 3500 | 707 | 0.03 | 15 | 15 | 7 | 1.3335e-09 | 5spot_SharedNeighbor | Water | Porous | Wet | R245fa | MinimizeLCOE_Brownfield | IgnoreSilica | 134.9935 | 27.9899 | 2.1304 | 4 | 6715.2658 | 8876.5439 | 136.8998 | 180.9604 | 115.9447 | 0 | 96.5391 | 4035565.5378 | 156678.8224 | 4910440.2252 | 5042114.5171 | 0 | 317780.6675 | 0 | 5640406.1103 | 14675179.6927 | 10016111.685 | 44794277.258 | 961560.8286 | 11469341.9306 | 11469341.9306 | 1478867.319 | 5469457.8421 | 0 | 57225180.0172 | 75642847.1089 | 1333521.4322 | 8.5217 | 6715.2658 | 8876.5439 | 136.8998 | 180.9604
1 | 3500 | 707 | 0.03 | 15 | 15 | 7 | 1.7783e-09 | 5spot_SharedNeighbor | Water | Porous | Wet | R245fa | MinimizeLCOE_Brownfield | IgnoreSilica | 135.7855 | 28.1469 | 2.1471 | 4 | 6684.6584 | 8829.0913 | 136.2758 | 179.993 | 115.9279 | 0 | 89.7484 | 4051200.2265 | 157260.0875 | 4932515.9728 | 5070907.1187 | 0 | 310958.8604 | 0 | 5663908.4837 | 14736328.0472 | 10057846.6935 | 44980925.4902 | 961560.8286 | 11469341.9306 | 11469341.9306 | 1478867.319 | 5469457.8421 | 0 | 57411828.2494 | 75829495.3411 | 1778279.41 | 8.5886 | 6684.6584 | 8829.0913 | 136.2758 | 179.993
1 | 3500 | 707 | 0.03 | 15 | 15 | 7 | 2.3714e-09 | 5spot_SharedNeighbor | Water | Porous | Wet | R245fa | MinimizeLCOE_Brownfield | IgnoreSilica | 136.3749 | 28.2636 | 2.1597 | 4 | 6661.6738 | 8793.6141 | 135.8072 | 179.2697 | 115.9153 | 0 | 104.4907 | 4062804.8928 | 157691.2867 | 4948915.6028 | 5092324.8687 | 0 | 305615.3819 | 0 | 5681267.2928 | 14781492.1077 | 10088672.0928 | 45118783.5261 | 961560.8286 | 11469341.9306 | 11469341.9306 | 1478867.319 | 5469457.8421 | 0 | 57549686.2853 | 75967353.3769 | 2371373.7057 | 8.6389 | 6661.6738 | 8793.6141 | 135.8072 | 179.2697
1 | 3500 | 707 | 0.03 | 15 | 15 | 7 | 3.1623e-09 | 5spot_SharedNeighbor | Water | Porous | Wet | R245fa | MinimizeLCOE_Brownfield | IgnoreSilica | 136.8159 | 28.3509 | 2.1692 | 4 | 6644.419 | 8767.0513 | 135.4555 | 178.7282 | 115.9059 | 0 | 108.1267 | 4071471.9009 | 158013.1974 | 4961171.639 | 5108346.8738 | 0 | 301488.4417 | 0 | 5694191.9006 | 14815119.2859 | 10111623.3329 | 45221426.5721 | 961560.8286 | 11469341.9306 | 11469341.9306 | 1478867.319 | 5469457.8421 | 0 | 57652329.3313 | 76069996.423 | 3162277.6602 | 8.6768 | 6644.419 | 8767.0513 | 135.4555 | 178.7282
1 | 3500 | 707 | 0.03 | 15 | 15 | 7 | 4.217e-09 | 5spot_SharedNeighbor | Water | Porous | Wet | R245fa | MinimizeLCOE_Brownfield | IgnoreSilica | 137.1519 | 28.4174 | 2.1764 | 4 | 6631.4688 | 8747.0939 | 135.1915 | 178.3213 | 115.8986 | 0 | 97.959 | 4078065.9299 | 158258.0382 | 4970500.7592 | 5120551.5915 | 0 | 298368.0626 | 0 | 5704040.3088 | 14840742.8238 | 10129111.924 | 45299639.4381 | 961560.8286 | 11469341.9306 | 11469341.9306 | 1478867.319 | 5469457.8421 | 0 | 57730542.1973 | 76148209.289 | 4216965.0343 | 8.7055 | 6631.4688 | 8747.0939 | 135.1915 | 178.3213
1 | 3500 | 707 | 0.03 | 15 | 15 | 7 | 5.6234e-09 | 5spot_SharedNeighbor | Water | Porous | Wet | R245fa | MinimizeLCOE_Brownfield | IgnoreSilica | 137.4102 | 28.4685 | 2.1819 | 4 | 6621.7512 | 8732.071 | 134.9934 | 178.0151 | 115.8931 | 0 | 90.6623 | 4083131.2096 | 158446.0718 | 4977669.6487 | 5129935.476 | 0 | 296038.6168 | 0 | 5711636.1989 | 14860505.7718 | 10142600.5421 | 45359963.5356 | 961560.8286 | 11469341.9306 | 11469341.9306 | 1478867.319 | 5469457.8421 | 0 | 57790866.2948 | 76208533.3865 | 5623413.2519 | 8.7274 | 6621.7512 | 8732.071 | 134.9934 | 178.0151
1 | 3500 | 707 | 0.03 | 15 | 15 | 7 | 7.4989e-09 | 5spot_SharedNeighbor | Water | Porous | Wet | R245fa | MinimizeLCOE_Brownfield | IgnoreSilica | 137.5929 | 28.5046 | 2.1858 | 4 | 6614.4605 | 8720.9266 | 134.8447 | 177.7879 | 115.8891 | 0 | 99.742 | 4086708.2016 | 158578.8316 | 4982733.6238 | 5136566.9223 | 0 | 294187.2161 | 0 | 5716922.1702 | 14874258.7849 | 10151987.2561 | 45401943.0065 | 961560.8286 | 11469341.9306 | 11469341.9306 | 1478867.319 | 5469457.8421 | 0 | 57832845.7657 | 76250512.8574 | 7498942.0933 | 8.7434 | 6614.4605 | 8720.9266 | 134.8447 | 177.7879
1 | 3500 | 707 | 0.03 | 15 | 15 | 7 | 1e-08 | 5spot_SharedNeighbor | Water | Porous | Wet | R245fa | MinimizeLCOE_Brownfield | IgnoreSilica | 137.7346 | 28.5326 | 2.1889 | 4 | 6608.9911 | 8712.5231 | 134.7332 | 177.6166 | 115.886 | 0 | 92.9416 | 4089481.9821 | 158681.7677 | 4986661.2502 | 5141711.8368 | 0 | 292822.1563 | 0 | 5721050.0073 | 14884998.5703 | 10159317.3804 | 45434724.9511 | 961560.8286 | 11469341.9306 | 11469341.9306 | 1478867.319 | 5469457.8421 | 0 | 57865627.7103 | 76283294.802 | 10000000 | 8.7556 | 6608.9911 | 8712.5231 | 134.7332 | 177.6166
1 | 3600 | 707 | 0.03 | 15 | 15 | 7 | 1e-13 | 5spot_SharedNeighbor | Water | Porous | Wet | R245fa | MinimizeLCOE_Brownfield | IgnoreSilica | 0 | 0 | 0 | 0 | [6 empty] | 10.1509 | [19 empty] | 100 | 0
1 | 3600 | 707 | 0.03 | 15 | 15 | 7 | 1.3335e-13 | 5spot_SharedNeighbor | Water | Porous | Wet | R245fa | MinimizeLCOE_Brownfield | IgnoreSilica | 0 | 0 | 0 | 0 | [6 empty] | 11.1405 | [19 empty] | 133.3521 | 0
1 | 3600 | 707 | 0.03 | 15 | 15 | 7 | 1.7783e-13 | 5spot_SharedNeighbor | Water | Porous | Wet | R245fa | MinimizeLCOE_Brownfield | IgnoreSilica | 0 | 0 | 0 | 0 | [6 empty] | 10.9824 | [19 empty] | 177.8279 | 0
1 | 3600 | 707 | 0.03 | 15 | 15 | 7 | 2.3714e-13 | 5spot_SharedNeighbor | Water | Porous | Wet | R245fa | MinimizeLCOE_Brownfield | IgnoreSilica | 0 | 0 | 0 | 0 | [6 empty] | 10.4075 | [19 empty] | 237.1374 | 0
1 | 3600 | 707 | 0.03 | 15 | 15 | 7 | 3.1623e-13 | 5spot_SharedNeighbor | Water | Porous | Wet | R245fa | MinimizeLCOE_Brownfield | IgnoreSilica | 0 | 0 | 0 | 0 | [6 empty] | 11.0743 | [19 empty] | 316.2278 | 0
1 | 3600 | 707 | 0.03 | 15 | 15 | 7 | 4.217e-13 | 5spot_SharedNeighbor | Water | Porous | Wet | R245fa | MinimizeLCOE_Brownfield | IgnoreSilica | 1.3402 | 0.19437 | 0.0025993 | 4 | 1335350.5845 | 3162117.8349 | 27222.9279 | 64464.0491 | 94.8069 | 0 | 99.4968 | 108367.5157 | 3646.8703 | 93585.1777 | 66485.2716 | 0 | 64298.7889 | 0 | 131189.6134 | 341328.4634 | 232963.6899 | 1041865.3909 | 961560.8286 | 11880569.6211 | 11880569.6211 | 1478867.319 | 5633948.9183 | 0 | 13883995.8406 | 32877381.6989 | 421.6965 | 0.010397 | 1335350.5845 | 3162117.8349 | 27222.9279 | 64464.0491
1 | 3600 | 707 | 0.03 | 15 | 15 | 7 | 5.6234e-13 | 5spot_SharedNeighbor | Water | Porous | Wet | R245fa | MinimizeLCOE_Brownfield | IgnoreSilica | 2.0015 | 0.33157 | 0.0070328 | 4 | 510525.7286 | 1185701.2099 | 10407.7575 | 24172.1229 | 102.1861 | 0 | 164.455 | 165282.8892 | 5874.5742 | 142671.7047 | 91136.8923 | 0 | 85625.755 | 0 | 191330.808 | 497803.5151 | 339761.1279 | 1519487.2664 | 961560.8286 | 11880569.6211 | 11880569.6211 | 1478867.319 | 5633948.9183 | 0 | 14361617.716 | 33355003.5744 | 562.3413 | 0.028131 | 510525.7286 | 1185701.2099 | 10407.7575 | 24172.1229
1 | 3600 | 707 | 0.03 | 15 | 15 | 7 | 7.4989e-13 | 5spot_SharedNeighbor | Water | Porous | Wet | R245fa | MinimizeLCOE_Brownfield | IgnoreSilica | 2.76 | 0.49377 | 0.013691 | 4 | 271406.7419 | 618226.5545 | 5532.9935 | 12603.3845 | 106.7089 | 0 | 247.9176 | 224426.8999 | 8246.7684 | 195540.6186 | 119826.1031 | 0 | 104570.7922 | 0 | 254518.3611 | 662204.5667 | 451968.2237 | 2021302.3339 | 961560.8286 | 11880569.6211 | 11880569.6211 | 1478867.319 | 5633948.9183 | 0 | 14863432.7836 | 33856818.642 | 749.8942 | 0.054764 | 271406.7419 | 618226.5545 | 5532.9935 | 12603.3845
1 | 3600 | 707 | 0.03 | 15 | 15 | 7 | 1e-12 | 5spot_SharedNeighbor | Water | Porous | Wet | R245fa | MinimizeLCOE_Brownfield | IgnoreSilica | 3.7144 | 0.7008 | 0.023117 | 4 | 167083.5048 | 372492.0331 | 3406.2232 | 7593.7539 | 109.9587 | 0 | 43.9424 | 292101.274 | 10991.0258 | 258146.9776 | 156047.4834 | 0 | 124581.2406 | 0 | 328328.5205 | 854243.461 | 583038.7151 | 2607478.698 | 961560.8286 | 11880569.6211 | 11880569.6211 | 1478867.319 | 5633948.9183 | 0 | 15449609.1477 | 34442995.006 | 1000 | 0.092466 | 167083.5048 | 372492.0331 | 3406.2232 | 7593.7539
1 | 3600 | 707 | 0.03 | 15 | 15 | 7 | 1.3335e-12 | 5spot_SharedNeighbor | Water | Porous | Wet | R245fa | MinimizeLCOE_Brownfield | IgnoreSilica | 4.9448 | 0.97009 | 0.036115 | 4 | 111848.2497 | 243328.4629 | 2280.1779 | 4960.5798 | 112.3916 | 0 | 52.3398 | 371743.9572 | 14238.2529 | 334249.1777 | 203125.0053 | 0 | 147030.1763 | 0 | 417450.7621 | 1086121.2521 | 741300.0721 | 3315258.6557 | 961560.8286 | 11880569.6211 | 11880569.6211 | 1478867.319 | 5633948.9183 | 0 | 16157389.1054 | 35150774.9638 | 1333.5214 | 0.14446 | 111848.2497 | 243328.4629 | 2280.1779 | 4960.5798
1 | 3600 | 707 | 0.03 | 15 | 15 | 7 | 1.7783e-12 | 5spot_SharedNeighbor | Water | Porous | Wet | R245fa | MinimizeLCOE_Brownfield | IgnoreSilica | 6.4749 | 1.306 | 0.053502 | 4 | 79338.8366 | 168090.4357 | 1617.4295 | 3426.7509 | 114.1572 | 0 | 34.7638 | 462173.6752 | 17927.8607 | 423466.8375 | 261617.9944 | 0 | 170470.0296 | 0 | 520905.995 | 1355290.5464 | 925013.6463 | 4136866.585 | 961560.8286 | 11880569.6211 | 11880569.6211 | 1478867.319 | 5633948.9183 | 0 | 16978997.0347 | 35972382.893 | 1778.2794 | 0.21401 | 79338.8366 | 168090.4357 | 1617.4295 | 3426.7509
1 | 3600 | 707 | 0.03 | 15 | 15 | 7 | 2.3714e-12 | 5spot_SharedNeighbor | Water | Porous | Wet | R245fa | MinimizeLCOE_Brownfield | IgnoreSilica | 8.446 | 1.7366 | 0.076207 | 4 | 58952.8642 | 121261.3237 | 1201.8339 | 2472.0761 | 115.4003 | 0 | 23.5638 | 568044.8529 | 22229.101 | 531439.0388 | 336733.3974 | 0 | 197334.9668 | 0 | 645754.7292 | 1680121.3428 | 1146717.3395 | 5128374.7684 | 961560.8286 | 11880569.6211 | 11880569.6211 | 1478867.319 | 5633948.9183 | 0 | 17970505.218 | 36963891.0764 | 2371.3737 | 0.30483 | 58952.8642 | 121261.3237 | 1201.8339 | 2472.0761
1 | 3600 | 707 | 0.03 | 15 | 15 | 7 | 3.1623e-12 | 5spot_SharedNeighbor | Water | Porous | Wet | R245fa | MinimizeLCOE_Brownfield | IgnoreSilica | 11.0567 | 2.3175 | 0.10803 | 4 | 44511.233 | 88465.3415 | 907.4217 | 1803.4856 | 116.6464 | 0 | 46.9627 | 700125.7018 | 27634.0259 | 668832.2181 | 437389.0728 | 0 | 229782.5932 | 0 | 804867.8085 | 2094100.9368 | 1429266.9188 | 6391999.2758 | 961560.8286 | 11880569.6211 | 11880569.6211 | 1478867.319 | 5633948.9183 | 0 | 19234129.7254 | 38227515.5838 | 3162.2777 | 0.43212 | 44511.233 | 88465.3415 | 907.4217 | 1803.4856
1 | 3600 | 707 | 0.03 | 15 | 15 | 7 | 4.217e-12 | 5spot_SharedNeighbor | Water | Porous | Wet | R245fa | MinimizeLCOE_Brownfield | IgnoreSilica | 14.2286 | 3.0187 | 0.14851 | 4 | 34794.5649 | 66767.8428 | 709.3343 | 1361.1528 | 117.4398 | 0 | 47.5444 | 846361.3655 | 33578.5544 | 825864.6737 | 559088.374 | 0 | 262252.668 | 0 | 985586.7979 | 2564294.6764 | 1750183.8076 | 7827210.9174 | 961560.8286 | 11880569.6211 | 11880569.6211 | 1478867.319 | 5633948.9183 | 0 | 20669341.3671 | 39662727.2255 | 4216.965 | 0.59404 | 34794.5649 | 66767.8428 | 709.3343 | 1361.1528
1 | 3600 | 707 | 0.03 | 15 | 15 | 7 | 5.6234e-12 | 5spot_SharedNeighbor | Water | Porous | Wet | R245fa | MinimizeLCOE_Brownfield | IgnoreSilica | 18.2381 | 3.9054 | 0.20125 | 4 | 27816.6605 | 51410.9763 | 567.0802 | 1048.0823 | 118.054 | 0 | 53.0371 | 1017473.5673 | 40515.5913 | 1014381.6543 | 712806.847 | 0 | 298275.3602 | 0 | 1202546.6778 | 3128779.7795 | 2135456.4895 | 9550235.9669 | 961560.8286 | 11880569.6211 | 11880569.6211 | 1478867.319 | 5633948.9183 | 0 | 22392366.4166 | 41385752.275 | 5623.4133 | 0.805 | 27816.6605 | 51410.9763 | 567.0802 | 1048.0823
1 | 3600 | 707 | 0.03 | 15 | 15 | 7 | 7.4989e-12 | 5spot_SharedNeighbor | Water | Porous | Wet | R245fa | MinimizeLCOE_Brownfield | IgnoreSilica | 23.2003 | 5.0035 | 0.26918 | 4 | 22681.6469 | 40321.4283 | 462.3961 | 822.0069 | 118.5243 | 0 | 55.2155 | 1214183.7049 | 48471.3743 | 1236367.3468 | 903434.0958 | 0 | 336343.861 | 0 | 1458132.1493 | 3793760.7485 | 2589319.6649 | 11580012.9456 | 961560.8286 | 11880569.6211 | 11880569.6211 | 1478867.319 | 5633948.9183 | 0 | 24422143.3953 | 43415529.2537 | 7498.9421 | 1.0767 | 22681.6469 | 40321.4283 | 462.3961 | 822.0069
1 | 3600 | 707 | 0.03 | 15 | 15 | 7 | 1e-11 | 5spot_SharedNeighbor | Water | Porous | Wet | R245fa | MinimizeLCOE_Brownfield | IgnoreSilica | 29.2929 | 6.3523 | 0.3557 | 4 | 18835.6865 | 32184.8787 | 383.9909 | 656.1323 | 118.887 | 0 | 45.7313 | 1439099.436 | 57543.0245 | 1496101.5348 | 1137533.4235 | 0 | 376135.3958 | 0 | 1757500.9977 | 4572657.083 | 3120932.4179 | 13957503.3132 | 961560.8286 | 11880569.6211 | 11880569.6211 | 1478867.319 | 5633948.9183 | 0 | 26799633.7629 | 45793019.6213 | 10000 | 1.4228 | 18835.6865 | 32184.8787 | 383.9909 | 656.1323
1 | 3600 | 707 | 0.03 | 15 | 15 | 7 | 1.3335e-11 | 5spot_SharedNeighbor | Water | Porous | Wet | R245fa | MinimizeLCOE_Brownfield | IgnoreSilica | 36.6787 | 7.9874 | 0.46432 | 4 | 15913.0028 | 26139.427 | 324.4081 | 532.8876 | 119.1679 | 0 | 51.3243 | 1693693.0408 | 67783.3005 | 1796610.2366 | 1421085.5386 | 0 | 416851.5128 | 0 | 2104449.2154 | 5475345.1767 | 3737035.5902 | 16712853.6116 | 961560.8286 | 11880569.6211 | 11880569.6211 | 1478867.319 | 5633948.9183 | 0 | 29554984.0613 | 48548369.9197 | 13335.2143 | 1.8573 | 15913.0028 | 26139.427 | 324.4081 | 532.8876
1 | 3600 | 707 | 0.03 | 15 | 15 | 7 | 1.7783e-11 | 5spot_SharedNeighbor | Water | Porous | Wet | R245fa | MinimizeLCOE_Brownfield | IgnoreSilica | 45.4218 | 9.9227 | 0.59777 | 4 | 13667.4624 | 21610.8752 | 278.6297 | 440.5669 | 119.3821 | 0 | 55.0135 | 1976032.5972 | 79107.6741 | 2136826.2174 | 1756574.4967 | 0 | 456472.8126 | 0 | 2497955.3812 | 6499167.5009 | 4435815.3639 | 19837952.0441 | 961560.8286 | 11880569.6211 | 11880569.6211 | 1478867.319 | 5633948.9183 | 0 | 32680082.4938 | 51673468.3522 | 17782.7941 | 2.3911 | 13667.4624 | 21610.8752 | 278.6297 | 440.5669
1 | 3600 | 707 | 0.03 | 15 | 15 | 7 | 2.3714e-11 | 5spot_SharedNeighbor | Water | Porous | Wet | R245fa | MinimizeLCOE_Brownfield | IgnoreSilica | 55.3675 | 12.1223 | 0.75615 | 4 | 11932.3606 | 18212.0165 | 243.2573 | 371.2766 | 119.5325 | 0 | 80.4242 | 2277910.4029 | 91176.8703 | 2507767.4453 | 2138055.9921 | 0 | 491213.8375 | 0 | 2927388.5738 | 7616464.5791 | 5198393.5779 | 23248371.279 | 961560.8286 | 11880569.6211 | 11880569.6211 | 1478867.319 | 5633948.9183 | 0 | 36090501.7287 | 55083887.587 | 23713.7371 | 3.0246 | 11932.3606 | 18212.0165 | 243.2573 | 371.2766
1 | 3600 | 707 | 0.03 | 15 | 15 | 7 | 3.1623e-11 | 5spot_SharedNeighbor | Water | Porous | Wet | R245fa | MinimizeLCOE_Brownfield | IgnoreSilica | 66.0667 | 14.4821 | 0.93493 | 4 | 10591.7749 | 15670.5854 | 215.9277 | 319.4661 | 119.6131 | 0 | 67.3981 | 2584097.4396 | 103367.3942 | 2891070.5562 | 2547927.3088 | 0 | 516116.7051 | 0 | 3370605.9676 | 8769625.3213 | 5985449.4795 | 26768260.1724 | 961560.8286 | 11880569.6211 | 11880569.6211 | 1478867.319 | 5633948.9183 | 0 | 39610390.6221 | 58603776.4804 | 31622.7766 | 3.7397 | 10591.7749 | 15670.5854 | 215.9277 | 319.4661
1 | 3600 | 707 | 0.03 | 15 | 15 | 7 | 4.217e-11 | 5spot_SharedNeighbor | Water | Porous | Wet | R245fa | MinimizeLCOE_Brownfield | IgnoreSilica | 76.9487 | 16.8698 | 1.1257 | 4 | 9559.9107 | 13777.961 | 194.8917 | 280.8824 | 119.6223 | 0 | 72.788 | 2878719.3146 | 115034.2177 | 3266466.5105 | 2963819.0235 | 0 | 528157.5412 | 0 | 3803356.6769 | 9895553.8976 | 6753918.8684 | 30205026.0505 | 961560.8286 | 11880569.6211 | 11880569.6211 | 1478867.319 | 5633948.9183 | 0 | 43047156.5002 | 62040542.3586 | 42169.6503 | 4.5029 | 9559.9107 | 13777.961 | 194.8917 | 280.8824
1 | 3600 | 707 | 0.03 | 15 | 15 | 7 | 5.6234e-11 | 5spot_SharedNeighbor | Water | Porous | Wet | R245fa | MinimizeLCOE_Brownfield | IgnoreSilica | 87.4233 | 19.1513 | 1.3178 | 4 | 8769.5408 | 12372.708 | 178.779 | 252.2344 | 119.5699 | 0 | 86.5983 | 3148159.9105 | 125635.3233 | 3615478.8906 | 3362813.913 | 0 | 526743.6521 | 0 | 4203744.3589 | 10937280.5154 | 7464918.6904 | 33384775.2543 | 961560.8286 | 11880569.6211 | 11880569.6211 | 1478867.319 | 5633948.9183 | 0 | 46226905.7039 | 65220291.5623 | 56234.1325 | 5.2713 | 8769.5408 | 12372.708 | 178.779 | 252.2344
1 | 3600 | 707 | 0.03 | 15 | 15 | 7 | 7.4989e-11 | 5spot_SharedNeighbor | Water | Porous | Wet | R245fa | MinimizeLCOE_Brownfield | IgnoreSilica | 97.0017 | 21.2198 | 1.5008 | 4 | 8166.8401 | 11330.69 | 166.4921 | 230.9914 | 119.4748 | 0 | 88.363 | 3383498.4471 | 134830.3005 | 3924901.9652 | 3726256.4511 | 0 | 513593.3914 | 0 | 4556401.4166 | 11854821.8395 | 8091159.4977 | 36185463.309 | 961560.8286 | 11880569.6211 | 11880569.6211 | 1478867.319 | 5633948.9183 | 0 | 49027593.7587 | 68020979.6171 | 74989.4209 | 6.0033 | 8166.8401 | 11330.69 | 166.4921 | 230.9914
1 | 3600 | 707 | 0.03 | 15 | 15 | 7 | 1e-10 | 5spot_SharedNeighbor | Water | Porous | Wet | R245fa | MinimizeLCOE_Brownfield | IgnoreSilica | 105.4157 | 23.0206 | 1.6671 | 4 | 7708.8935 | 10557.2044 | 157.1562 | 215.2229 | 119.3578 | 0 | 90.2381 | 3582137.5346 | 142537.4977 | 4189521.8186 | 4044229.8798 | 0 | 492303.2303 | 0 | 4855784.6848 | 12633755.6914 | 8622797.8571 | 38563068.1941 | 961560.8286 | 11880569.6211 | 11880569.6211 | 1478867.319 | 5633948.9183 | 0 | 51405198.6438 | 70398584.5022 | 100000 | 6.6683 | 7708.8935 | 10557.2044 | 157.1562 | 215.2229
1 | 3600 | 707 | 0.03 | 15 | 15 | 7 | 1.3335e-10 | 5spot_SharedNeighbor | Water | Porous | Wet | R245fa | MinimizeLCOE_Brownfield | IgnoreSilica | 112.5117 | 24.5263 | 1.8116 | 4 | 7361.8828 | 9982.8951 | 150.0819 | 203.5148 | 119.2368 | 0 | 96.1803 | 3744103.4571 | 148780.9352 | 4407716.4503 | 4311365.7567 | 0 | 466191.5916 | 0 | 5100481.6944 | 13270407.1163 | 9057325.5365 | 40506372.538 | 961560.8286 | 11880569.6211 | 11880569.6211 | 1478867.319 | 5633948.9183 | 0 | 53348502.9877 | 72341888.8461 | 133352.1432 | 7.2466 | 7361.8828 | 9982.8951 | 150.0819 | 203.5148
1 | 3600 | 707 | 0.03 | 15 | 15 | 7 | 1.7783e-10 | 5spot_SharedNeighbor | Water | Porous | Wet | R245fa | MinimizeLCOE_Brownfield | IgnoreSilica | 118.3265 | 25.7507 | 1.9332 | 4 | 7099.4654 | 9555.7337 | 144.7322 | 194.8066 | 119.1234 | 0 | 91.0002 | 3873195.2125 | 153728.4327 | 4583247.0998 | 4529521.065 | 0 | 438572.0998 | 0 | 5295522.9248 | 13777864.3893 | 9403675.5525 | 42055326.7763 | 961560.8286 | 11880569.6211 | 11880569.6211 | 1478867.319 | 5633948.9183 | 0 | 54897457.226 | 73890843.0843 | 177827.941 | 7.7326 | 7099.4654 | 9555.7337 | 144.7322 | 194.8066
1 | 3600 | 707 | 0.03 | 15 | 15 | 7 | 2.3714e-10 | 5spot_SharedNeighbor | Water | Porous | Wet | R245fa | MinimizeLCOE_Brownfield | IgnoreSilica | 122.9797 | 26.724 | 2.0325 | 4 | 6901.3185 | 9237.5477 | 140.6927 | 188.3199 | 119.024 | 0 | 103.8668 | 3974218.4109 | 157581.1723 | 4721649.8645 | 4703586.4048 | 0 | 411830.36 | 0 | 5447857.8229 | 14174208.5458 | 9674188.5834 | 43265121.1646 | 961560.8286 | 11880569.6211 | 11880569.6211 | 1478867.319 | 5633948.9183 | 0 | 56107251.6143 | 75100637.4726 | 237137.3706 | 8.1299 | 6901.3185 | 9237.5477 | 140.6927 | 188.3199
1 | 3600 | 707 | 0.03 | 15 | 15 | 7 | 3.1623e-10 | 5spot_SharedNeighbor | Water | Porous | Wet | R245fa | MinimizeLCOE_Brownfield | IgnoreSilica | 126.6332 | 27.4835 | 2.1118 | 4 | 6751.8691 | 9000.2996 | 137.646 | 183.4833 | 118.9408 | 0 | 103.1444 | 4052084.0432 | 160538.1872 | 4828983.2104 | 4839587.5078 | 0 | 387444.9357 | 0 | 5564768.7749 | 14478386.8613 | 9881796.5339 | 44193590.0544 | 961560.8286 | 11880569.6211 | 11880569.6211 | 1478867.319 | 5633948.9183 | 0 | 57035720.5041 | 76029106.3624 | 316227.766 | 8.4474 | 6751.8691 | 9000.2996 | 137.646 | 183.4833
1 | 3600 | 707 | 0.03 | 15 | 15 | 7 | 4.217e-10 | 5spot_SharedNeighbor | Water | Porous | Wet | R245fa | MinimizeLCOE_Brownfield | IgnoreSilica | 129.4519 | 28.0666 | 2.1741 | 4 | 6639.247 | 8823.2831 | 135.35 | 179.8746 | 118.8735 | 0 | 90.4733 | 4111310.1522 | 162779.7937 | 4911012.9896 | 4944168.1076 | 0 | 366095.3524 | 0 | 5653192.8942 | 14708448.2814 | 10038818.1804 | 44895825.7514 | 961560.8286 | 11880569.6211 | 11880569.6211 | 1478867.319 | 5633948.9183 | 0 | 57737956.2011 | 76731342.0595 | 421696.5034 | 8.6965 | 6639.247 | 8823.2831 | 135.35 | 179.8746
1 | 3600 | 707 | 0.03 | 15 | 15 | 7 | 5.6234e-10 | 5spot_SharedNeighbor | Water | Porous | Wet | R245fa | MinimizeLCOE_Brownfield | IgnoreSilica | 131.6297 | 28.5156 | 2.2226 | 4 | 6554.4432 | 8690.7894 | 133.6212 | 177.1735 | 118.8197 | 0 | 92.0004 | 4156583.7298 | 164488.8629 | 4973947.1164 | 5024824.8216 | 0 | 348234.2095 | 0 | 5720550.7087 | 14883699.4977 | 10158430.7366 | 45430759.6832 | 961560.8286 | 11880569.6211 | 11880569.6211 | 1478867.319 | 5633948.9183 | 0 | 58272890.1329 | 77266275.9913 | 562341.3252 | 8.8906 | 6554.4432 | 8690.7894 | 133.6212 | 177.1735
1 | 3600 | 707 | 0.03 | 15 | 15 | 7 | 7.4989e-10 | 5spot_SharedNeighbor | Water | Porous | Wet | R245fa | MinimizeLCOE_Brownfield | IgnoreSilica | 135.2714 | 29.2663 | 2.2837 | 4 | 6486.516 | 8565.7105 | 132.2364 | 174.6236 | 118.7336 | 0 | 94.1847 | 4231848.7234 | 167330.1611 | 5078741.1091 | 5159696.6797 | 0 | 347278.7952 | 0 | 5844109.2327 | 15205173.4319 | 10377843.3023 | 46412021.4353 | 961560.8286 | 11880569.6211 | 11880569.6211 | 1478867.319 | 5633948.9183 | 0 | 59254151.885 | 78247537.7434 | 749894.2093 | 9.135 | 6486.516 | 8565.7105 | 132.2364 | 174.6236
1 | 3600 | 707 | 0.03 | 15 | 15 | 7 | 1e-09 | 5spot_SharedNeighbor | Water | Porous | Wet | R245fa | MinimizeLCOE_Brownfield | IgnoreSilica | 136.5749 | 29.5353 | 2.3131 | 4 | 6438.4923 | 8491.3132 | 131.2574 | 173.1069 | 118.7046 | 0 | 94.9794 | 4258711.1434 | 168345.1659 | 5116164.2827 | 5208005.1143 | 0 | 335996.0089 | 0 | 5884016.4689 | 15309003.8744 | 10448709.7129 | 46728951.7714 | 961560.8286 | 11880569.6211 | 11880569.6211 | 1478867.319 | 5633948.9183 | 0 | 59571082.2211 | 78564468.0795 | 1000000 | 9.2523 | 6438.4923 | 8491.3132 | 131.2574 | 173.1069
1 | 3600 | 707 | 0.03 | 15 | 15 | 7 | 1.3335e-09 | 5spot_SharedNeighbor | Water | Porous | Wet | R245fa | MinimizeLCOE_Brownfield | IgnoreSilica | 137.5734 | 29.7412 | 2.3356 | 4 | 6402.3957 | 8435.4628 | 130.5215 | 171.9683 | 118.6822 | 0 | 102.5212 | 4279199.7754 | 169118.5963 | 5144748.8912 | 5244984.6495 | 0 | 327170.3522 | 0 | 5914436.6832 | 15388151.0319 | 10502729.2741 | 46970539.2538 | 961560.8286 | 11880569.6211 | 11880569.6211 | 1478867.319 | 5633948.9183 | 0 | 59812669.7035 | 78806055.5618 | 1333521.4322 | 9.3422 | 6402.3957 | 8435.4628 | 130.5215 | 171.9683
1 | 3600 | 707 | 0.03 | 15 | 15 | 7 | 1.7783e-09 | 5spot_SharedNeighbor | Water | Porous | Wet | R245fa | MinimizeLCOE_Brownfield | IgnoreSilica | 138.3265 | 29.8963 | 2.3526 | 4 | 6375.2773 | 8393.6216 | 129.9687 | 171.1153 | 118.6652 | 0 | 89.5915 | 4294602.4003 | 169699.6077 | 5166261.3191 | 5272861.0453 | 0 | 320272.3332 | 0 | 5937241.7152 | 15447485.0472 | 10543225.9588 | 47151649.4268 | 961560.8286 | 11880569.6211 | 11880569.6211 | 1478867.319 | 5633948.9183 | 0 | 59993779.8764 | 78987165.7348 | 1778279.41 | 9.4104 | 6375.2773 | 8393.6216 | 129.9687 | 171.1153
1 | 3600 | 707 | 0.03 | 15 | 15 | 7 | 2.3714e-09 | 5spot_SharedNeighbor | Water | Porous | Wet | R245fa | MinimizeLCOE_Brownfield | IgnoreSilica | 138.877 | 30.0095 | 2.3653 | 4 | 6354.912 | 8362.4297 | 129.5535 | 170.4794 | 118.6526 | 0 | 104.9025 | 4305833.1384 | 170123.0132 | 5181959.8787 | 5293228.7357 | 0 | 314805.3375 | 0 | 5953720.5403 | 15490359.57 | 10572488.7016 | 47282518.9154 | 961560.8286 | 11880569.6211 | 11880569.6211 | 1478867.319 | 5633948.9183 | 0 | 60124649.365 | 79118035.2234 | 2371373.7057 | 9.4611 | 6354.912 | 8362.4297 | 129.5535 | 170.4794
1 | 3600 | 707 | 0.03 | 15 | 15 | 7 | 3.1623e-09 | 5spot_SharedNeighbor | Water | Porous | Wet | R245fa | MinimizeLCOE_Brownfield | IgnoreSilica | 139.3056 | 30.0977 | 2.375 | 4 | 6339.6232 | 8338.9085 | 129.2418 | 169.9999 | 118.6428 | 0 | 91.0806 | 4314562.209 | 170451.9718 | 5194168.9175 | 5309083.5084 | 0 | 310721.2399 | 0 | 5966605.2602 | 15523882.968 | 10595369.1095 | 47384845.1843 | 961560.8286 | 11880569.6211 | 11880569.6211 | 1478867.319 | 5633948.9183 | 0 | 60226975.6339 | 79220361.4923 | 3162277.6602 | 9.5001 | 6339.6232 | 8338.9085 | 129.2418 | 169.9999
1 | 3600 | 707 | 0.03 | 15 | 15 | 7 | 4.217e-09 | 5spot_SharedNeighbor | Water | Porous | Wet | R245fa | MinimizeLCOE_Brownfield | IgnoreSilica | 139.6151 | 30.1613 | 2.3822 | 4 | 6328.1482 | 8321.3988 | 129.0079 | 169.643 | 118.6357 | 0 | 91.5524 | 4320856.5841 | 170689.1011 | 5202976.7805 | 5320529.4722 | 0 | 307504.7641 | 0 | 5975797.1138 | 15547798.2855 | 10611691.8052 | 47457843.9066 | 961560.8286 | 11880569.6211 | 11880569.6211 | 1478867.319 | 5633948.9183 | 0 | 60299974.3562 | 79293360.2146 | 4216965.0343 | 9.5288 | 6328.1482 | 8321.3988 | 129.0079 | 169.643
1 | 3600 | 707 | 0.03 | 15 | 15 | 7 | 5.6234e-09 | 5spot_SharedNeighbor | Water | Porous | Wet | R245fa | MinimizeLCOE_Brownfield | IgnoreSilica | 139.8586 | 30.2113 | 2.3878 | 4 | 6319.5375 | 8308.1649 | 128.8323 | 169.3732 | 118.6301 | 0 | 92.9132 | 4325805.1746 | 170875.4893 | 5209903.7693 | 5329535.7971 | 0 | 305146.1279 | 0 | 5983093.8797 | 15566782.9736 | 10624649.2449 | 47515792.4563 | 961560.8286 | 11880569.6211 | 11880569.6211 | 1478867.319 | 5633948.9183 | 0 | 60357922.906 | 79351308.7644 | 5623413.2519 | 9.551 | 6319.5375 | 8308.1649 | 128.8323 | 169.3732
1 | 3600 | 707 | 0.03 | 15 | 15 | 7 | 7.4989e-09 | 5spot_SharedNeighbor | Water | Porous | Wet | R245fa | MinimizeLCOE_Brownfield | IgnoreSilica | 140.0413 | 30.2489 | 2.3919 | 4 | 6313.0772 | 8298.2453 | 128.7006 | 169.171 | 118.6259 | 0 | 101.6254 | 4329512.566 | 171015.1025 | 5215094.7225 | 5336287.6556 | 0 | 303356.9775 | 0 | 5988554.1394 | 15580989.4494 | 10634345.4565 | 47559156.0695 | 961560.8286 | 11880569.6211 | 11880569.6211 | 1478867.319 | 5633948.9183 | 0 | 60401286.5192 | 79394672.3775 | 7498942.0933 | 9.5676 | 6313.0772 | 8298.2453 | 128.7006 | 169.171
1 | 3600 | 707 | 0.03 | 15 | 15 | 7 | 1e-08 | 5spot_SharedNeighbor | Water | Porous | Wet | R245fa | MinimizeLCOE_Brownfield | IgnoreSilica | 140.1681 | 30.2749 | 2.3949 | 4 | 6308.2307 | 8290.9055 | 128.6018 | 169.0213 | 118.623 | 0 | 93.0357 | 4332086.7108 | 171112.0249 | 5218699.7123 | 5340978.0746 | 0 | 301925.9169 | 0 | 5992272.9514 | 15590665.0354 | 10640949.2428 | 47588689.669 | 961560.8286 | 11880569.6211 | 11880569.6211 | 1478867.319 | 5633948.9183 | 0 | 60430820.1187 | 79424205.9771 | 10000000 | 9.5797 | 6308.2307 | 8290.9055 | 128.6018 | 169.0213
1 | 3700 | 707 | 0.03 | 15 | 15 | 7 | 1e-13 | 5spot_SharedNeighbor | Water | Porous | Wet | R245fa | MinimizeLCOE_Brownfield | IgnoreSilica | 0 | 0 | 0 | 0 | [6 empty] | 10.1103 | [19 empty] | 100 | 0
1 | 3700 | 707 | 0.03 | 15 | 15 | 7 | 1.3335e-13 | 5spot_SharedNeighbor | Water | Porous | Wet | R245fa | MinimizeLCOE_Brownfield | IgnoreSilica | 0 | 0 | 0 | 0 | [6 empty] | 11.3306 | [19 empty] | 133.3521 | 0
1 | 3700 | 707 | 0.03 | 15 | 15 | 7 | 1.7783e-13 | 5spot_SharedNeighbor | Water | Porous | Wet | R245fa | MinimizeLCOE_Brownfield | IgnoreSilica | 0 | 0 | 0 | 0 | [6 empty] | 11.6073 | [19 empty] | 177.8279 | 0
1 | 3700 | 707 | 0.03 | 15 | 15 | 7 | 2.3714e-13 | 5spot_SharedNeighbor | Water | Porous | Wet | R245fa | MinimizeLCOE_Brownfield | IgnoreSilica | 0 | 0 | 0 | 0 | [6 empty] | 10.5995 | [19 empty] | 237.1374 | 0
1 | 3700 | 707 | 0.03 | 15 | 15 | 7 | 3.1623e-13 | 5spot_SharedNeighbor | Water | Porous | Wet | R245fa | MinimizeLCOE_Brownfield | IgnoreSilica | 0 | 0 | 0 | 0 | [6 empty] | 11.3054 | [19 empty] | 316.2278 | 0
1 | 3700 | 707 | 0.03 | 15 | 15 | 7 | 4.217e-13 | 5spot_SharedNeighbor | Water | Porous | Wet | R245fa | MinimizeLCOE_Brownfield | IgnoreSilica | 1.5542 | 0.24556 | 0.0038652 | 4 | 937472.88 | 2203716.7748 | 19111.6527 | 44925.7472 | 99.4942 | 0 | 129.5916 | 131802.6499 | 4588.6796 | 112429.5778 | 75085.8944 | 0 | 74828.6257 | 0 | 155506.8167 | 404596.8383 | 276145.6558 | 1234984.7385 | 961560.8286 | 12297657.4024 | 12297657.4024 | 1478867.319 | 5800784.0308 | 0 | 14494202.9695 | 34071511.7217 | 421.6965 | 0.015461 | 937472.88 | 2203716.7748 | 19111.6527 | 44925.7472
1 | 3700 | 707 | 0.03 | 15 | 15 | 7 | 5.6234e-13 | 5spot_SharedNeighbor | Water | Porous | Wet | R245fa | MinimizeLCOE_Brownfield | IgnoreSilica | 2.2154 | 0.38999 | 0.0092555 | 4 | 404444.1703 | 933243.773 | 8245.1415 | 19025.4366 | 105.7451 | 0 | 186.5695 | 189371.3312 | 6902.8397 | 162020.5871 | 100356.3963 | 0 | 94801.2887 | 0 | 215846.4527 | 561588.1938 | 383295.4818 | 1714182.5712 | 961560.8286 | 12297657.4024 | 12297657.4024 | 1478867.319 | 5800784.0308 | 0 | 14973400.8022 | 34550709.5545 | 562.3413 | 0.037022 | 404444.1703 | 933243.773 | 8245.1415 | 19025.4366
1 | 3700 | 707 | 0.03 | 15 | 15 | 7 | 7.4989e-13 | 5spot_SharedNeighbor | Water | Porous | Wet | R245fa | MinimizeLCOE_Brownfield | IgnoreSilica | 3.0517 | 0.57718 | 0.01724 | 4 | 225275.4763 | 509174.4092 | 4592.5453 | 10380.209 | 110.1111 | 0 | 269.6526 | 255479.0596 | 9613.8086 | 221000.0269 | 132627.7843 | 0 | 115959.7602 | 0 | 286525.3714 | 745480.2421 | 508805.5833 | 2275491.6364 | 961560.8286 | 12297657.4024 | 12297657.4024 | 1478867.319 | 5800784.0308 | 0 | 15534709.8675 | 35112018.6197 | 749.8942 | 0.068959 | 225275.4763 | 509174.4092 | 4592.5453 | 10380.209
1 | 3700 | 707 | 0.03 | 15 | 15 | 7 | 1e-12 | 5spot_SharedNeighbor | Water | Porous | Wet | R245fa | MinimizeLCOE_Brownfield | IgnoreSilica | 4.0971 | 0.81438 | 0.028473 | 4 | 142124.874 | 314018.4919 | 2897.4078 | 6401.6917 | 113.2245 | 0 | 36.4519 | 330712.8607 | 12730.097 | 290417.8423 | 173324.3141 | 0 | 138061.5408 | 0 | 368646.1954 | 959141.7807 | 654633.9737 | 2927668.6047 | 961560.8286 | 12297657.4024 | 12297657.4024 | 1478867.319 | 5800784.0308 | 0 | 16186886.8357 | 35764195.588 | 1000 | 0.11389 | 142124.874 | 314018.4919 | 2897.4078 | 6401.6917
1 | 3700 | 707 | 0.03 | 15 | 15 | 7 | 1.3335e-12 | 5spot_SharedNeighbor | Water | Porous | Wet | R245fa | MinimizeLCOE_Brownfield | IgnoreSilica | 5.4201 | 1.1165 | 0.043798 | 4 | 96793.2283 | 208541.8794 | 1973.2609 | 4251.4083 | 115.5221 | 0 | 43.6741 | 417575.5349 | 16342.0942 | 373207.1019 | 224905.3415 | 0 | 161944.3611 | 0 | 465650.0291 | 1211525.8577 | 826891.2922 | 3698041.6125 | 961560.8286 | 12297657.4024 | 12297657.4024 | 1478867.319 | 5800784.0308 | 0 | 16957259.8435 | 36534568.5958 | 1333.5214 | 0.17519 | 96793.2283 | 208541.8794 | 1973.2609 | 4251.4083
1 | 3700 | 707 | 0.03 | 15 | 15 | 7 | 1.7783e-12 | 5spot_SharedNeighbor | Water | Porous | Wet | R245fa | MinimizeLCOE_Brownfield | IgnoreSilica | 7.0254 | 1.484 | 0.064107 | 4 | 69531.7935 | 145877.7356 | 1417.4997 | 2973.915 | 117.1525 | 0 | 50.7207 | 514065.6868 | 20354.6484 | 468048.2155 | 287715.0242 | 0 | 185557.9107 | 0 | 575539.1794 | 1497434.8855 | 1022030.0786 | 4570745.6292 | 961560.8286 | 12297657.4024 | 12297657.4024 | 1478867.319 | 5800784.0308 | 0 | 17829963.8602 | 37407272.6125 | 1778.2794 | 0.25643 | 69531.7935 | 145877.7356 | 1417.4997 | 2973.915
1 | 3700 | 707 | 0.03 | 15 | 15 | 7 | 2.3714e-12 | 5spot_SharedNeighbor | Water | Porous | Wet | R245fa | MinimizeLCOE_Brownfield | IgnoreSilica | 9.4024 | 2.0317 | 0.092266 | 4 | 51669.6425 | 104715.3776 | 1053.3556 | 2134.7646 | 118.6527 | 0 | 50.5143 | 645699.8063 | 25833.8426 | 601146.0699 | 380813.7563 | 0 | 222434.0564 | 0 | 731611.7373 | 1903503.6662 | 1299180.3652 | 5810223.3001 | 961560.8286 | 12297657.4024 | 12297657.4024 | 1478867.319 | 5800784.0308 | 0 | 19069441.5312 | 38646750.2834 | 2371.3737 | 0.36906 | 51669.6425 | 104715.3776 | 1053.3556 | 2134.7646
1 | 3700 | 707 | 0.03 | 15 | 15 | 7 | 3.1623e-12 | 5spot_SharedNeighbor | Water | Porous | Wet | R245fa | MinimizeLCOE_Brownfield | IgnoreSilica | 11.9971 | 2.6295 | 0.12816 | 4 | 39642.1809 | 77831.7702 | 808.1595 | 1586.7059 | 119.6044 | 0 | 45.6855 | 777565.0653 | 31308.5964 | 738398.9544 | 482357.2576 | 0 | 250693.3796 | 0 | 889326.0688 | 2313844.0052 | 1579246.0783 | 7062739.4056 | 961560.8286 | 12297657.4024 | 12297657.4024 | 1478867.319 | 5800784.0308 | 0 | 20321957.6367 | 39899266.3889 | 3162.2777 | 0.51263 | 39642.1809 | 77831.7702 | 808.1595 | 1586.7059
1 | 3700 | 707 | 0.03 | 15 | 15 | 7 | 4.217e-12 | 5spot_SharedNeighbor | Water | Porous | Wet | R245fa | MinimizeLCOE_Brownfield | IgnoreSilica | 15.4271 | 3.4202 | 0.17551 | 4 | 31197.542 | 59083.8433 | 636.0041 | 1204.5041 | 120.3756 | 0 | 41.1118 | 938936.2344 | 37991.3976 | 910759.987 | 616669.8388 | 0 | 286087.2842 | 0 | 1088273.4494 | 2831464.2797 | 1932532.5517 | 8642715.0227 | 961560.8286 | 12297657.4024 | 12297657.4024 | 1478867.319 | 5800784.0308 | 0 | 21901933.2537 | 41479242.0059 | 4216.965 | 0.70204 | 31197.542 | 59083.8433 | 636.0041 | 1204.5041
1 | 3700 | 707 | 0.03 | 15 | 15 | 7 | 5.6234e-12 | 5spot_SharedNeighbor | Water | Porous | Wet | R245fa | MinimizeLCOE_Brownfield | IgnoreSilica | 19.7145 | 4.4095 | 0.23696 | 4 | 25087.0502 | 45741.6318 | 511.4335 | 932.505 | 120.9677 | 0 | 41.6524 | 1125945.6255 | 45715.6524 | 1115567.1362 | 784837.2776 | 0 | 324290.553 | 0 | 1324578.9354 | 3446282.6815 | 2352158.7441 | 10519376.6056 | 961560.8286 | 12297657.4024 | 12297657.4024 | 1478867.319 | 5800784.0308 | 0 | 23778594.8367 | 43355903.5889 | 5623.4133 | 0.94784 | 25087.0502 | 45741.6318 | 511.4335 | 932.505
1 | 3700 | 707 | 0.03 | 15 | 15 | 7 | 7.4989e-12 | 5spot_SharedNeighbor | Water | Porous | Wet | R245fa | MinimizeLCOE_Brownfield | IgnoreSilica | 25.0392 | 5.6387 | 0.31599 | 4 | 20568.8802 | 36057.633 | 419.3244 | 735.0836 | 121.4249 | 0 | 51.6402 | 1341803.1858 | 54608.0237 | 1357646.8947 | 993845.4098 | 0 | 365164.8622 | 0 | 1604096.6668 | 4173530.4814 | 2848520.311 | 12739215.8355 | 961560.8286 | 12297657.4024 | 12297657.4024 | 1478867.319 | 5800784.0308 | 0 | 25998434.0665 | 45575742.8188 | 7498.9421 | 1.264 | 20568.8802 | 36057.633 | 419.3244 | 735.0836
1 | 3700 | 707 | 0.03 | 15 | 15 | 7 | 1e-11 | 5spot_SharedNeighbor | Water | Porous | Wet | R245fa | MinimizeLCOE_Brownfield | IgnoreSilica | 31.5755 | 7.1481 | 0.41643 | 4 | 17169.2779 | 28922.2457 | 350.019 | 589.6191 | 121.7785 | 0 | 53.2761 | 1588716.1358 | 64751.0758 | 1640920.7889 | 1250468.8918 | 0 | 407988.4941 | 0 | 1931609.7007 | 5025652.2136 | 3430110.9026 | 15340218.2032 | 961560.8286 | 12297657.4024 | 12297657.4024 | 1478867.319 | 5800784.0308 | 0 | 28599436.4342 | 48176745.1865 | 10000 | 1.6657 | 17169.2779 | 28922.2457 | 350.019 | 589.6191
1 | 3700 | 707 | 0.03 | 15 | 15 | 7 | 1.3335e-11 | 5spot_SharedNeighbor | Water | Porous | Wet | R245fa | MinimizeLCOE_Brownfield | IgnoreSilica | 39.4218 | 8.9603 | 0.54172 | 4 | 14575.8938 | 23610.6156 | 297.1493 | 481.3343 | 122.0505 | 0 | 63.0874 | 1865739.0403 | 76098.3976 | 1965660.0726 | 1558415.2902 | 0 | 450696.0973 | 0 | 2307477.4702 | 6003583.0488 | 4097568.7921 | 18325238.2091 | 961560.8286 | 12297657.4024 | 12297657.4024 | 1478867.319 | 5800784.0308 | 0 | 31584456.4401 | 51161765.1924 | 13335.2143 | 2.1669 | 14575.8938 | 23610.6156 | 297.1493 | 481.3343
1 | 3700 | 707 | 0.03 | 15 | 15 | 7 | 1.7783e-11 | 5spot_SharedNeighbor | Water | Porous | Wet | R245fa | MinimizeLCOE_Brownfield | IgnoreSilica | 48.6271 | 11.0852 | 0.69438 | 4 | 12579.0079 | 19627.5356 | 256.4401 | 400.1339 | 122.2548 | 0 | 66.9784 | 2170378.5701 | 88537.5576 | 2330156.232 | 1919059.1336 | 0 | 491300.9302 | 0 | 2729778.6452 | 7102324.0802 | 4847482.1229 | 21679017.272 | 961560.8286 | 12297657.4024 | 12297657.4024 | 1478867.319 | 5800784.0308 | 0 | 34938235.503 | 54515544.2553 | 17782.7941 | 2.7775 | 12579.0079 | 19627.5356 | 256.4401 | 400.1339
1 | 3700 | 707 | 0.03 | 15 | 15 | 7 | 2.3714e-11 | 5spot_SharedNeighbor | Water | Porous | Wet | R245fa | MinimizeLCOE_Brownfield | IgnoreSilica | 58.9755 | 13.4705 | 0.87351 | 4 | 11034.3856 | 16637.4559 | 224.9509 | 339.177 | 122.3904 | 0 | 71.6289 | 2492488.3574 | 101642.948 | 2723066.1422 | 2324239.4802 | 0 | 525566.5692 | 0 | 3185131.3638 | 8287058.4484 | 5656087.6731 | 25295280.9823 | 961560.8286 | 12297657.4024 | 12297657.4024 | 1478867.319 | 5800784.0308 | 0 | 38554499.2133 | 58131807.9656 | 23713.7371 | 3.494 | 11034.3856 | 16637.4559 | 224.9509 | 339.177
1 | 3700 | 707 | 0.03 | 15 | 15 | 7 | 3.1623e-11 | 5spot_SharedNeighbor | Water | Porous | Wet | R245fa | MinimizeLCOE_Brownfield | IgnoreSilica | 69.9307 | 15.9865 | 1.0727 | 4 | 9841.2766 | 14404.096 | 200.6277 | 293.647 | 122.45 | 0 | 73.3939 | 2814153.8529 | 114668.1302 | 3122736.8904 | 2752507.528 | 0 | 548066.4982 | 0 | 3647331.8308 | 9489609.2532 | 6476853.3073 | 28965927.2909 | 961560.8286 | 12297657.4024 | 12297657.4024 | 1478867.319 | 5800784.0308 | 0 | 42225145.5219 | 61802454.2741 | 31622.7766 | 4.2906 | 9841.2766 | 14404.096 | 200.6277 | 293.647
1 | 3700 | 707 | 0.03 | 15 | 15 | 7 | 4.217e-11 | 5spot_SharedNeighbor | Water | Porous | Wet | R245fa | MinimizeLCOE_Brownfield | IgnoreSilica | 80.9265 | 18.4962 | 1.282 | 4 | 8923.6358 | 12741.3112 | 181.9204 | 259.7489 | 122.4349 | 0 | 75.0803 | 3119764.2896 | 126968.2771 | 3509158.268 | 3181231.9857 | 0 | 556630.8213 | 0 | 4092563.9202 | 10648011.8201 | 7267486.862 | 32501816.244 | 961560.8286 | 12297657.4024 | 12297657.4024 | 1478867.319 | 5800784.0308 | 0 | 45761034.475 | 65338343.2273 | 42169.6503 | 5.1281 | 8923.6358 | 12741.3112 | 181.9204 | 259.7489
1 | 3700 | 707 | 0.03 | 15 | 15 | 7 | 5.6234e-11 | 5spot_SharedNeighbor | Water | Porous | Wet | R245fa | MinimizeLCOE_Brownfield | IgnoreSilica | 91.3527 | 20.8564 | 1.4895 | 4 | 8221.2432 | 11507.1146 | 167.6012 | 234.5881 | 122.3592 | 0 | 88.0071 | 3395285.007 | 137979.4398 | 3863234.1122 | 3586333.6191 | 0 | 550988.3954 | 0 | 4498190.0236 | 11703367.7358 | 7987788.9599 | 35723167.2927 | 961560.8286 | 12297657.4024 | 12297657.4024 | 1478867.319 | 5800784.0308 | 0 | 48982385.5238 | 68559694.276 | 56234.1325 | 5.958 | 8221.2432 | 11507.1146 | 167.6012 | 234.5881
1 | 3700 | 707 | 0.03 | 15 | 15 | 7 | 7.4989e-11 | 5spot_SharedNeighbor | Water | Porous | Wet | R245fa | MinimizeLCOE_Brownfield | IgnoreSilica | 100.7996 | 22.9752 | 1.6847 | 4 | 7685.8586 | 10590.9602 | 156.6866 | 215.911 | 122.2445 | 0 | 87.1002 | 3633952.6611 | 147446.8659 | 4174465.2287 | 3951956.2648 | 0 | 533953.3933 | 0 | 4852292.0214 | 12624668.4977 | 8616595.6606 | 38535330.5934 | 961560.8286 | 12297657.4024 | 12297657.4024 | 1478867.319 | 5800784.0308 | 0 | 51794548.8245 | 71371857.5767 | 74989.4209 | 6.7389 | 7685.8586 | 10590.9602 | 156.6866 | 215.911
1 | 3700 | 707 | 0.03 | 15 | 15 | 7 | 1e-10 | 5spot_SharedNeighbor | Water | Porous | Wet | R245fa | MinimizeLCOE_Brownfield | IgnoreSilica | 108.9897 | 24.7948 | 1.8598 | 4 | 7279.1325 | 9910.8179 | 148.395 | 202.0454 | 122.113 | 0 | 88.2898 | 3832977.261 | 155284.1903 | 4437334.1878 | 4267688.3794 | 0 | 508994.2977 | 0 | 5148888.5434 | 13396351.8076 | 9143285.3762 | 40890804.0435 | 961560.8286 | 12297657.4024 | 12297657.4024 | 1478867.319 | 5800784.0308 | 0 | 54150022.2746 | 73727331.0268 | 100000 | 7.4391 | 7279.1325 | 9910.8179 | 148.395 | 202.0454
1 | 3700 | 707 | 0.03 | 15 | 15 | 7 | 1.3335e-10 | 5spot_SharedNeighbor | Water | Porous | Wet | R245fa | MinimizeLCOE_Brownfield | IgnoreSilica | 115.8567 | 26.307 | 2.0106 | 4 | 6970.9377 | 9405.1417 | 142.112 | 191.7365 | 121.9816 | 0 | 95.2163 | 3994463.5142 | 161600.0657 | 4652956.9956 | 4531288.8164 | 0 | 480059.4525 | 0 | 5389943.8493 | 14023528.2663 | 9571346.1965 | 42805187.1564 | 961560.8286 | 12297657.4024 | 12297657.4024 | 1478867.319 | 5800784.0308 | 0 | 56064405.3874 | 75641714.1396 | 133352.1432 | 8.0426 | 6970.9377 | 9405.1417 | 142.112 | 191.7365
1 | 3700 | 707 | 0.03 | 15 | 15 | 7 | 1.7783e-10 | 5spot_SharedNeighbor | Water | Porous | Wet | R245fa | MinimizeLCOE_Brownfield | IgnoreSilica | 121.4593 | 27.5299 | 2.1364 | 4 | 6737.8793 | 9028.7595 | 137.3608 | 184.0635 | 121.861 | 0 | 88.8494 | 4122548.7139 | 166576.7624 | 4825610.0125 | 4744676.7669 | 0 | 450384.3857 | 0 | 5580820.6902 | 14520150.6521 | 9910301.1793 | 44321069.163 | 961560.8286 | 12297657.4024 | 12297657.4024 | 1478867.319 | 5800784.0308 | 0 | 57580287.394 | 77157596.1462 | 177827.941 | 8.5458 | 6737.8793 | 9028.7595 | 137.3608 | 184.0635
1 | 3700 | 707 | 0.03 | 15 | 15 | 7 | 2.3714e-10 | 5spot_SharedNeighbor | Water | Porous | Wet | R245fa | MinimizeLCOE_Brownfield | IgnoreSilica | 125.9144 | 28.4957 | 2.2385 | 4 | 6561.8499 | 8748.2352 | 133.7722 | 178.3446 | 121.757 | 0 | 110.4849 | 4222208.1844 | 170429.0977 | 4960935.4045 | 4913746.4663 | 0 | 422092.2709 | 0 | 5728870.4553 | 14905345.7717 | 10173204.7634 | 45496832.4141 | 961560.8286 | 12297657.4024 | 12297657.4024 | 1478867.319 | 5800784.0308 | 0 | 58756050.6451 | 78333359.3974 | 237137.3706 | 8.9542 | 6561.8499 | 8748.2352 | 133.7722 | 178.3446
1 | 3700 | 707 | 0.03 | 15 | 15 | 7 | 3.1623e-10 | 5spot_SharedNeighbor | Water | Porous | Wet | R245fa | MinimizeLCOE_Brownfield | IgnoreSilica | 129.3982 | 29.2466 | 2.3198 | 4 | 6429.0454 | 8538.8715 | 131.0648 | 174.0764 | 121.6709 | 0 | 96.2476 | 4298813.2634 | 173377.7817 | 5065562.5201 | 5045561.5427 | 0 | 396601.7103 | 0 | 5842167.5591 | 15200121.5955 | 10374395.3202 | 46396601.293 | 961560.8286 | 12297657.4024 | 12297657.4024 | 1478867.319 | 5800784.0308 | 0 | 59655819.524 | 79233128.2762 | 316227.766 | 9.2791 | 6429.0454 | 8538.8715 | 131.0648 | 174.0764
1 | 3700 | 707 | 0.03 | 15 | 15 | 7 | 4.217e-10 | 5spot_SharedNeighbor | Water | Porous | Wet | R245fa | MinimizeLCOE_Brownfield | IgnoreSilica | 132.0829 | 29.8228 | 2.3833 | 4 | 6328.945 | 8382.4997 | 129.0241 | 170.8886 | 121.6017 | 0 | 101.6441 | 4357066.1376 | 175612.4778 | 5145486.406 | 5146902.3018 | 0 | 374525.8474 | 0 | 5927841.3365 | 15423027.1902 | 10526532.9688 | 47076994.6661 | 961560.8286 | 12297657.4024 | 12297657.4024 | 1478867.319 | 5800784.0308 | 0 | 60336212.8971 | 79913521.6494 | 421696.5034 | 9.5334 | 6328.945 | 8382.4997 | 129.0241 | 170.8886
1 | 3700 | 707 | 0.03 | 15 | 15 | 7 | 5.6234e-10 | 5spot_SharedNeighbor | Water | Porous | Wet | R245fa | MinimizeLCOE_Brownfield | IgnoreSilica | 135.8218 | 30.6256 | 2.4533 | 4 | 6252.8897 | 8247.8832 | 127.4736 | 168.1443 | 121.5107 | 0 | 114.6259 | 4437746.3532 | 178709.0056 | 5256337.5109 | 5288077.8112 | 0 | 369584.5681 | 0 | 6056877.5471 | 15758752.9412 | 10755672.6924 | 48101758.4298 | 961560.8286 | 12297657.4024 | 12297657.4024 | 1478867.319 | 5800784.0308 | 0 | 61360976.6608 | 80938285.413 | 562341.3252 | 9.8132 | 6252.8897 | 8247.8832 | 127.4736 | 168.1443
1 | 3700 | 707 | 0.03 | 15 | 15 | 7 | 7.4989e-10 | 5spot_SharedNeighbor | Water | Porous | Wet | R245fa | MinimizeLCOE_Brownfield | IgnoreSilica | 135.9124 | 30.6449 | 2.4748 | 4 | 6191.9758 | 8169.6051 | 126.2318 | 166.5485 | 121.5084 | 0 | 92.7979 | 4439681.3313 | 178783.0425 | 5259005.5951 | 5291490.7356 | 0 | 340753.1665 | 0 | 6048788.4097 | 15737706.6649 | 10741308.1764 | 48037517.122 | 961560.8286 | 12297657.4024 | 12297657.4024 | 1478867.319 | 5800784.0308 | 0 | 61296735.353 | 80874044.1053 | 749894.2093 | 9.8994 | 6191.9758 | 8169.6051 | 126.2318 | 166.5485
1 | 3700 | 707 | 0.03 | 15 | 15 | 7 | 1e-09 | 5spot_SharedNeighbor | Water | Porous | Wet | R245fa | MinimizeLCOE_Brownfield | IgnoreSilica | 139.1398 | 31.3375 | 2.5292 | 4 | 6148.7113 | 8083.8632 | 125.3498 | 164.8005 | 121.4329 | 0 | 99.7104 | 4508770.3241 | 181433.4606 | 5354152.7405 | 5413311.4932 | 0 | 345142.5712 | 0 | 6163096.1299 | 16035111.9052 | 10944293.3639 | 48945311.9885 | 961560.8286 | 12297657.4024 | 12297657.4024 | 1478867.319 | 5800784.0308 | 0 | 62204530.2196 | 81781838.9718 | 1000000 | 10.1167 | 6148.7113 | 8083.8632 | 125.3498 | 164.8005
1 | 3700 | 707 | 0.03 | 15 | 15 | 7 | 1.3335e-09 | 5spot_SharedNeighbor | Water | Porous | Wet | R245fa | MinimizeLCOE_Brownfield | IgnoreSilica | 140.0903 | 31.5409 | 2.552 | 4 | 6116.6014 | 8034.418 | 124.6952 | 163.7925 | 121.4101 | 0 | 98.6634 | 4528951.9986 | 182206.1056 | 5382023.764 | 5449138.9178 | 0 | 336200.4109 | 0 | 6192623.2668 | 16111935.4585 | 10996727.0176 | 49179806.9399 | 961560.8286 | 12297657.4024 | 12297657.4024 | 1478867.319 | 5800784.0308 | 0 | 62439025.1709 | 82016333.9231 | 1333521.4322 | 10.2081 | 6116.6014 | 8034.418 | 124.6952 | 163.7925
1 | 3700 | 707 | 0.03 | 15 | 15 | 7 | 1.7783e-09 | 5spot_SharedNeighbor | Water | Porous | Wet | R245fa | MinimizeLCOE_Brownfield | IgnoreSilica | 140.7944 | 31.6914 | 2.5692 | 4 | 6092.4772 | 7997.4833 | 124.2034 | 163.0395 | 121.3931 | 0 | 91.9243 | 4543853.2573 | 182776.1683 | 5402624.0453 | 5475660.7326 | 0 | 329126.638 | 0 | 6214275.9282 | 16168271.2418 | 11035177.3473 | 49351765.3588 | 961560.8286 | 12297657.4024 | 12297657.4024 | 1478867.319 | 5800784.0308 | 0 | 62610983.5898 | 82188292.3421 | 1778279.41 | 10.2768 | 6092.4772 | 7997.4833 | 124.2034 | 163.0395
1 | 3700 | 707 | 0.03 | 15 | 15 | 7 | 2.3714e-09 | 5spot_SharedNeighbor | Water | Porous | Wet | R245fa | MinimizeLCOE_Brownfield | IgnoreSilica | 141.3324 | 31.8063 | 2.5823 | 4 | 6074.3599 | 7969.7273 | 123.834 | 162.4737 | 121.3801 | 0 | 93.1208 | 4555215.7985 | 183210.6139 | 5418344.4429 | 5495923.1368 | 0 | 323728.5536 | 0 | 6230804.7928 | 16211275.9572 | 11064528.9492 | 49483032.2449 | 961560.8286 | 12297657.4024 | 12297657.4024 | 1478867.319 | 5800784.0308 | 0 | 62742250.476 | 82319559.2282 | 2371373.7057 | 10.329 | 6074.3599 | 7969.7273 | 123.834 | 162.4737
1 | 3700 | 707 | 0.03 | 15 | 15 | 7 | 3.1623e-09 | 5spot_SharedNeighbor | Water | Porous | Wet | R245fa | MinimizeLCOE_Brownfield | IgnoreSilica | 141.7151 | 31.888 | 2.5918 | 4 | 6060.7583 | 7949.1195 | 123.5568 | 162.0536 | 121.3708 | 0 | 89.4173 | 4563282.2937 | 183518.9021 | 5429511.3119 | 5510328.7602 | 0 | 319412.4482 | 0 | 6242360.9493 | 16241342.7057 | 11085050.1228 | 49574807.4938 | 961560.8286 | 12297657.4024 | 12297657.4024 | 1478867.319 | 5800784.0308 | 0 | 62834025.7248 | 82411334.477 | 3162277.6602 | 10.3674 | 6060.7583 | 7949.1195 | 123.5568 | 162.0536
1 | 3700 | 707 | 0.03 | 15 | 15 | 7 | 4.217e-09 | 5spot_SharedNeighbor | Water | Porous | Wet | R245fa | MinimizeLCOE_Brownfield | IgnoreSilica | 142.0272 | 31.9546 | 2.5994 | 4 | 6050.5495 | 7933.4491 | 123.3486 | 161.7341 | 121.3632 | 0 | 86.7121 | 4569853.2122 | 183769.9601 | 5438611.5511 | 5522075.7012 | 0 | 316318.4786 | 0 | 6251945.2722 | 16266279.1479 | 11102069.7571 | 49650923.0802 | 961560.8286 | 12297657.4024 | 12297657.4024 | 1478867.319 | 5800784.0308 | 0 | 62910141.3112 | 82487450.0634 | 4216965.0343 | 10.3974 | 6050.5495 | 7933.4491 | 123.3486 | 161.7341
1 | 3700 | 707 | 0.03 | 15 | 15 | 7 | 5.6234e-09 | 5spot_SharedNeighbor | Water | Porous | Wet | R245fa | MinimizeLCOE_Brownfield | IgnoreSilica | 142.246 | 32.0013 | 2.6048 | 4 | 6042.8889 | 7921.8398 | 123.1925 | 161.4974 | 121.3578 | 0 | 111.9157 | 4574455.7219 | 183945.764 | 5444987.9402 | 5530310.7128 | 0 | 313843.0938 | 0 | 6258541.8607 | 16283442.1182 | 11113783.8369 | 49703311.0485 | 961560.8286 | 12297657.4024 | 12297657.4024 | 1478867.319 | 5800784.0308 | 0 | 62962529.2795 | 82539838.0318 | 5623413.2519 | 10.4193 | 6042.8889 | 7921.8398 | 123.1925 | 161.4974
1 | 3700 | 707 | 0.03 | 15 | 15 | 7 | 7.4989e-09 | 5spot_SharedNeighbor | Water | Porous | Wet | R245fa | MinimizeLCOE_Brownfield | IgnoreSilica | 142.4138 | 32.0371 | 2.609 | 4 | 6037.1413 | 7913.1038 | 123.0753 | 161.3193 | 121.3537 | 0 | 106.0305 | 4577982.4707 | 184080.454 | 5449875.1137 | 5536624.6421 | 0 | 311997.2771 | 0 | 6263618.3835 | 16296650.189 | 11122798.6167 | 49743627.1467 | 961560.8286 | 12297657.4024 | 12297657.4024 | 1478867.319 | 5800784.0308 | 0 | 63002845.3777 | 82580154.13 | 7498942.0933 | 10.4359 | 6037.1413 | 7913.1038 | 123.0753 | 161.3193
1 | 3700 | 707 | 0.03 | 15 | 15 | 7 | 1e-08 | 5spot_SharedNeighbor | Water | Porous | Wet | R245fa | MinimizeLCOE_Brownfield | IgnoreSilica | 142.5381 | 32.0636 | 2.6121 | 4 | 6032.8295 | 7906.5683 | 122.9874 | 161.1861 | 121.3506 | 0 | 110.1661 | 4580592.9504 | 184180.1373 | 5453493.2511 | 5541300.3196 | 0 | 310589.7355 | 0 | 6267360.9936 | 16306387.6929 | 11129444.6631 | 49773349.7435 | 961560.8286 | 12297657.4024 | 12297657.4024 | 1478867.319 | 5800784.0308 | 0 | 63032567.9746 | 82609876.7268 | 10000000 | 10.4483 | 6032.8295 | 7906.5683 | 122.9874 | 161.1861
1 | 3800 | 707 | 0.03 | 15 | 15 | 7 | 1e-13 | 5spot_SharedNeighbor | Water | Porous | Wet | R245fa | MinimizeLCOE_Brownfield | IgnoreSilica | 0 | 0 | 0 | 0 | [6 empty] | 10.231 | [19 empty] | 100 | 0
1 | 3800 | 707 | 0.03 | 15 | 15 | 7 | 1.3335e-13 | 5spot_SharedNeighbor | Water | Porous | Wet | R245fa | MinimizeLCOE_Brownfield | IgnoreSilica | 0 | 0 | 0 | 0 | [6 empty] | 10.801 | [19 empty] | 133.3521 | 0
1 | 3800 | 707 | 0.03 | 15 | 15 | 7 | 1.7783e-13 | 5spot_SharedNeighbor | Water | Porous | Wet | R245fa | MinimizeLCOE_Brownfield | IgnoreSilica | 0 | 0 | 0 | 0 | [6 empty] | 10.8626 | [19 empty] | 177.8279 | 0
1 | 3800 | 707 | 0.03 | 15 | 15 | 7 | 2.3714e-13 | 5spot_SharedNeighbor | Water | Porous | Wet | R245fa | MinimizeLCOE_Brownfield | IgnoreSilica | 0 | 0 | 0 | 0 | [6 empty] | 10.4968 | [19 empty] | 237.1374 | 0
1 | 3800 | 707 | 0.03 | 15 | 15 | 7 | 3.1623e-13 | 5spot_SharedNeighbor | Water | Porous | Wet | R245fa | MinimizeLCOE_Brownfield | IgnoreSilica | 1.1398 | 0.163 | 0.0013394 | 4 | 2727834.7441 | 6492375.2643 | 55610.6009 | 132355.8513 | 94.066 | 0 | 28.4174 | 95435.6008 | 3189.4583 | 81341.2943 | 59914.4354 | 0 | 61311.1738 | 0 | 117464.8654 | 305619.4844 | 208591.578 | 932867.8903 | 961560.8286 | 12720605.2746 | 12720605.2746 | 1478867.319 | 5969963.1797 | 0 | 14615033.9936 | 34784469.7669 | 316.2278 | 0.0053577 | 2727834.7441 | 6492375.2643 | 55610.6009 | 132355.8513
1 | 3800 | 707 | 0.03 | 15 | 15 | 7 | 4.217e-13 | 5spot_SharedNeighbor | Water | Porous | Wet | R245fa | MinimizeLCOE_Brownfield | IgnoreSilica | 1.7292 | 0.29224 | 0.0054108 | 4 | 696968.6516 | 1628883.1126 | 14208.6487 | 33206.9855 | 103.3357 | 0 | 144.4699 | 152644.6994 | 5462.6032 | 128851.3753 | 82568.552 | 0 | 83239.931 | 0 | 176579.1928 | 459422.8383 | 313565.5273 | 1402334.7194 | 961560.8286 | 12720605.2746 | 12720605.2746 | 1478867.319 | 5969963.1797 | 0 | 15084500.8226 | 35253936.596 | 421.6965 | 0.021643 | 696968.6516 | 1628883.1126 | 14208.6487 | 33206.9855
1 | 3800 | 707 | 0.03 | 15 | 15 | 7 | 5.6234e-13 | 5spot_SharedNeighbor | Water | Porous | Wet | R245fa | MinimizeLCOE_Brownfield | IgnoreSilica | 2.4293 | 0.45254 | 0.011912 | 4 | 327359.7597 | 750668.4763 | 6673.6715 | 15303.3922 | 109.1672 | 0 | 239.4315 | 214542.4967 | 8011.2975 | 182037.7171 | 109928.1033 | 0 | 103957.1677 | 0 | 241205.9451 | 627568.391 | 428328.3221 | 1915579.4406 | 961560.8286 | 12720605.2746 | 12720605.2746 | 1478867.319 | 5969963.1797 | 0 | 15597745.5439 | 35767181.3172 | 562.3413 | 0.047647 | 327359.7597 | 750668.4763 | 6673.6715 | 15303.3922
1 | 3800 | 707 | 0.03 | 15 | 15 | 7 | 7.4989e-13 | 5spot_SharedNeighbor | Water | Porous | Wet | R245fa | MinimizeLCOE_Brownfield | IgnoreSilica | 3.3045 | 0.6573 | 0.021384 | 4 | 189312.8988 | 425118.7002 | 3859.3995 | 8666.6197 | 113.2692 | 0 | 293.5964 | 284982.2186 | 10963.1382 | 244657.9669 | 144494.0282 | 0 | 125472.8063 | 0 | 316122.3617 | 822485.5395 | 561363.2811 | 2510541.3406 | 961560.8286 | 12720605.2746 | 12720605.2746 | 1478867.319 | 5969963.1797 | 0 | 16192707.4438 | 36362143.2172 | 749.8942 | 0.085534 | 189312.8988 | 425118.7002 | 3859.3995 | 8666.6197
1 | 3800 | 707 | 0.03 | 15 | 15 | 7 | 1e-12 | 5spot_SharedNeighbor | Water | Porous | Wet | R245fa | MinimizeLCOE_Brownfield | IgnoreSilica | 4.399 | 0.91632 | 0.034561 | 4 | 122139.6761 | 268035.4563 | 2489.9825 | 5464.2653 | 116.2436 | 0 | 44.947 | 365346.9561 | 14360.5603 | 318465.5729 | 187986.1372 | 0 | 148013.4536 | 0 | 403327.3453 | 1049375.0186 | 716220.0127 | 3203095.0567 | 961560.8286 | 12720605.2746 | 12720605.2746 | 1478867.319 | 5969963.1797 | 0 | 16885261.16 | 37054696.9333 | 1000 | 0.13825 | 122139.6761 | 268035.4563 | 2489.9825 | 5464.2653
1 | 3800 | 707 | 0.03 | 15 | 15 | 7 | 1.3335e-12 | 5spot_SharedNeighbor | Water | Porous | Wet | R245fa | MinimizeLCOE_Brownfield | IgnoreSilica | 5.8365 | 1.2587 | 0.052535 | 4 | 84415.6917 | 180396.0034 | 1720.9281 | 3677.6165 | 118.5242 | 0 | 31.1852 | 461736.8442 | 18447.8015 | 409895.3431 | 245295.9904 | 0 | 174514.9462 | 0 | 510857.4609 | 1329146.322 | 907169.676 | 4057064.3842 | 961560.8286 | 12720605.2746 | 12720605.2746 | 1478867.319 | 5969963.1797 | 0 | 17739230.4875 | 37908666.2608 | 1333.5214 | 0.21014 | 84415.6917 | 180396.0034 | 1720.9281 | 3677.6165
1 | 3800 | 707 | 0.03 | 15 | 15 | 7 | 1.7783e-12 | 5spot_SharedNeighbor | Water | Porous | Wet | R245fa | MinimizeLCOE_Brownfield | IgnoreSilica | 7.5979 | 1.6779 | 0.076159 | 4 | 61427.7226 | 127635.6805 | 1252.2872 | 2602.026 | 120.1158 | 0 | 50.1843 | 569351.6648 | 23004.1378 | 515297.8022 | 315343.873 | 0 | 201354.5315 | 0 | 633497.2836 | 1648229.9838 | 1124950.8317 | 5031030.1084 | 961560.8286 | 12720605.2746 | 12720605.2746 | 1478867.319 | 5969963.1797 | 0 | 18713196.2116 | 38882631.9849 | 1778.2794 | 0.30464 | 61427.7226 | 127635.6805 | 1252.2872 | 2602.026
1 | 3800 | 707 | 0.03 | 15 | 15 | 7 | 2.3714e-12 | 5spot_SharedNeighbor | Water | Porous | Wet | R245fa | MinimizeLCOE_Brownfield | IgnoreSilica | 10.0675 | 2.2725 | 0.10903 | 4 | 45913.1627 | 92159.7322 | 936.0019 | 1878.8008 | 121.5839 | 0 | 50.4342 | 709591.1374 | 28962.2592 | 656144.402 | 414487.7582 | 0 | 238390.2541 | 0 | 798554.5662 | 2077675.1753 | 1418055.9991 | 6341861.5514 | 961560.8286 | 12720605.2746 | 12720605.2746 | 1478867.319 | 5969963.1797 | 0 | 20024027.6547 | 40193463.428 | 2371.3737 | 0.43613 | 45913.1627 | 92159.7322 | 936.0019 | 1878.8008
1 | 3800 | 707 | 0.03 | 15 | 15 | 7 | 3.1623e-12 | 5spot_SharedNeighbor | Water | Porous | Wet | R245fa | MinimizeLCOE_Brownfield | IgnoreSilica | 12.9787 | 2.9713 | 0.15114 | 4 | 35500.5207 | 68861.9187 | 723.7261 | 1403.8434 | 122.5516 | 0 | 39.82 | 860666.0441 | 35351.4657 | 812579.0836 | 530773.9694 | 0 | 272702.6472 | 0 | 979708.5519 | 2549000.6861 | 1739745.345 | 7780527.793 | 961560.8286 | 12720605.2746 | 12720605.2746 | 1478867.319 | 5969963.1797 | 0 | 21462693.8962 | 41632129.6696 | 3162.2777 | 0.60457 | 35500.5207 | 68861.9187 | 723.7261 | 1403.8434
1 | 3800 | 707 | 0.03 | 15 | 15 | 7 | 4.217e-12 | 5spot_SharedNeighbor | Water | Porous | Wet | R245fa | MinimizeLCOE_Brownfield | IgnoreSilica | 16.677 | 3.8597 | 0.20625 | 4 | 28117.6467 | 52565.9764 | 573.2163 | 1071.6285 | 123.302 | 0 | 52.4145 | 1038175.2361 | 42839.8017 | 1001198.0657 | 678522.7051 | 0 | 311143.9667 | 0 | 1198033.1124 | 3117036.408 | 2127441.3971 | 9514390.6928 | 961560.8286 | 12720605.2746 | 12720605.2746 | 1478867.319 | 5969963.1797 | 0 | 23196556.796 | 43365992.5694 | 4216.965 | 0.82498 | 28117.6467 | 52565.9764 | 573.2163 | 1071.6285
1 | 3800 | 707 | 0.03 | 15 | 15 | 7 | 5.6234e-12 | 5spot_SharedNeighbor | Water | Porous | Wet | R245fa | MinimizeLCOE_Brownfield | IgnoreSilica | 21.2855 | 4.9678 | 0.27763 | 4 | 22738.178 | 40900.4263 | 463.5485 | 833.8105 | 123.8775 | 0 | 50.8553 | 1243455.6817 | 51479.4773 | 1224701.259 | 863216.2671 | 0 | 352361.2648 | 0 | 1456733.4404 | 3790121.5949 | 2586835.8677 | 11568904.853 | 961560.8286 | 12720605.2746 | 12720605.2746 | 1478867.319 | 5969963.1797 | 0 | 25251070.9562 | 45420506.7296 | 5623.4133 | 1.1105 | 22738.178 | 40900.4263 | 463.5485 | 833.8105
1 | 3800 | 707 | 0.03 | 15 | 15 | 7 | 7.4989e-12 | 5spot_SharedNeighbor | Water | Porous | Wet | R245fa | MinimizeLCOE_Brownfield | IgnoreSilica | 26.9345 | 6.326 | 0.3687 | 4 | 18744.9552 | 32421.1696 | 382.1413 | 660.9494 | 124.3181 | 0 | 51.8961 | 1477323.561 | 61288.0761 | 1485507.3265 | 1088953.172 | 0 | 394972.5649 | 0 | 1758137.4332 | 4574312.9577 | 3122062.5863 | 13962557.6778 | 961560.8286 | 12720605.2746 | 12720605.2746 | 1478867.319 | 5969963.1797 | 0 | 27644723.781 | 47814159.5543 | 7498.9421 | 1.4748 | 18744.9552 | 32421.1696 | 382.1413 | 660.9494
1 | 3800 | 707 | 0.03 | 15 | 15 | 7 | 1e-11 | 5spot_SharedNeighbor | Water | Porous | Wet | R245fa | MinimizeLCOE_Brownfield | IgnoreSilica | 33.8944 | 7.9997 | 0.48425 | 4 | 15726.5107 | 26139.2836 | 320.6062 | 532.8847 | 124.6622 | 0 | 56.1638 | 1746038.2814 | 72523.6775 | 1791970.4649 | 1366845.7611 | 0 | 440300.8386 | 0 | 2112894.8192 | 5497318.9051 | 3752033.1114 | 16779925.8592 | 961560.8286 | 12720605.2746 | 12720605.2746 | 1478867.319 | 5969963.1797 | 0 | 30462091.9624 | 50631527.7358 | 10000 | 1.937 | 15726.5107 | 26139.2836 | 320.6062 | 532.8847
1 | 3800 | 707 | 0.03 | 15 | 15 | 7 | 1.3335e-11 | 5spot_SharedNeighbor | Water | Porous | Wet | R245fa | MinimizeLCOE_Brownfield | IgnoreSilica | 42.2204 | 10.0023 | 0.6278 | 4 | 13414.4678 | 21446.2993 | 273.4721 | 437.2118 | 124.9264 | 0 | 63.7278 | 2046764.4702 | 85061.3257 | 2142272.1599 | 1699316.7567 | 0 | 485236.0609 | 0 | 2518873.8016 | 6553592.9398 | 4472961.8443 | 20004079.359 | 961560.8286 | 12720605.2746 | 12720605.2746 | 1478867.319 | 5969963.1797 | 0 | 33686245.4623 | 53855681.2356 | 13335.2143 | 2.5112 | 13414.4678 | 21446.2993 | 273.4721 | 437.2118
1 | 3800 | 707 | 0.03 | 15 | 15 | 7 | 1.7783e-11 | 5spot_SharedNeighbor | Water | Porous | Wet | R245fa | MinimizeLCOE_Brownfield | IgnoreSilica | 51.9038 | 12.3303 | 0.80146 | 4 | 11628.9711 | 17920.4387 | 237.0723 | 365.3324 | 125.1202 | 0 | 78.5928 | 2375007.7871 | 98704.8623 | 2532311.3907 | 2086137.4774 | 0 | 526991.7316 | 0 | 2971469.7672 | 7731154.8019 | 5276672.0116 | 23598449.8298 | 961560.8286 | 12720605.2746 | 12720605.2746 | 1478867.319 | 5969963.1797 | 0 | 37280615.933 | 57450051.7063 | 17782.7941 | 3.2058 | 11628.9711 | 17920.4387 | 237.0723 | 365.3324
1 | 3800 | 707 | 0.03 | 15 | 15 | 7 | 2.3714e-11 | 5spot_SharedNeighbor | Water | Porous | Wet | R245fa | MinimizeLCOE_Brownfield | IgnoreSilica | 62.6102 | 14.8987 | 1.0024 | 4 | 10247.2647 | 15277.307 | 208.9044 | 311.4486 | 125.2382 | 0 | 62.7644 | 2716510.3591 | 112842.5932 | 2945931.7141 | 2513499.7101 | 0 | 560106.5534 | 0 | 3451067.4627 | 8978969.6267 | 6128331.2696 | 27407259.2891 | 961560.8286 | 12720605.2746 | 12720605.2746 | 1478867.319 | 5969963.1797 | 0 | 41089425.3923 | 61258861.1657 | 23713.7371 | 4.0098 | 10247.2647 | 15277.307 | 208.9044 | 311.4486
1 | 3800 | 707 | 0.03 | 15 | 15 | 7 | 3.1623e-11 | 5spot_SharedNeighbor | Water | Porous | Wet | R245fa | MinimizeLCOE_Brownfield | IgnoreSilica | 73.7692 | 17.5632 | 1.2225 | 4 | 9180.7673 | 13305.5148 | 187.1624 | 271.2509 | 125.2743 | 0 | 72.1799 | 3052382.9627 | 126671.077 | 3360272.9761 | 2957915.0777 | 0 | 579587.2832 | 0 | 3929963.4569 | 10224958.7685 | 6978744.4614 | 31210496.0633 | 961560.8286 | 12720605.2746 | 12720605.2746 | 1478867.319 | 5969963.1797 | 0 | 44892662.1666 | 65062097.9399 | 31622.7766 | 4.8899 | 9180.7673 | 13305.5148 | 187.1624 | 271.2509
1 | 3800 | 707 | 0.03 | 15 | 15 | 7 | 4.217e-11 | 5spot_SharedNeighbor | Water | Porous | Wet | R245fa | MinimizeLCOE_Brownfield | IgnoreSilica | 84.8144 | 20.1812 | 1.4502 | 4 | 8361.2755 | 11838.2158 | 170.4559 | 241.338 | 125.234 | 0 | 88.0376 | 3367195.221 | 139543.5873 | 3755454.0271 | 3396253.7774 | 0 | 584056.8526 | 0 | 4384576.3515 | 11407768.2664 | 7786036.248 | 34820884.3314 | 961560.8286 | 12720605.2746 | 12720605.2746 | 1478867.319 | 5969963.1797 | 0 | 48503050.4346 | 68672486.2079 | 42169.6503 | 5.8009 | 8361.2755 | 11838.2158 | 170.4559 | 241.338
1 | 3800 | 707 | 0.03 | 15 | 15 | 7 | 5.6234e-11 | 5spot_SharedNeighbor | Water | Porous | Wet | R245fa | MinimizeLCOE_Brownfield | IgnoreSilica | 95.1723 | 22.614 | 1.6729 | 4 | 7734.4504 | 10748.6553 | 157.6772 | 219.1259 | 125.1351 | 0 | 101.4034 | 3648044.3442 | 150937.9768 | 4113729.1563 | 3805517.5409 | 0 | 574148.6114 | 0 | 4794027.2755 | 12473075.5807 | 8513130.3799 | 38072610.8657 | 961560.8286 | 12720605.2746 | 12720605.2746 | 1478867.319 | 5969963.1797 | 0 | 51754776.969 | 71924212.7423 | 56234.1325 | 6.6915 | 7734.4504 | 10748.6553 | 157.6772 | 219.1259
1 | 3800 | 707 | 0.03 | 15 | 15 | 7 | 7.4989e-11 | 5spot_SharedNeighbor | Water | Porous | Wet | R245fa | MinimizeLCOE_Brownfield | IgnoreSilica | 104.4607 | 24.7739 | 1.8797 | 4 | 7256.8475 | 9939.3682 | 147.9407 | 202.6275 | 125.0015 | 0 | 100.3934 | 3888978.764 | 160633.9747 | 4425562.6618 | 4170778.1969 | 0 | 553123.3684 | 0 | 5147640.0167 | 13393103.3972 | 9141068.2694 | 40880888.6491 | 961560.8286 | 12720605.2746 | 12720605.2746 | 1478867.319 | 5969963.1797 | 0 | 54563054.7523 | 74732490.5257 | 74989.4209 | 7.5188 | 7256.8475 | 9939.3682 | 147.9407 | 202.6275
1 | 3800 | 707 | 0.03 | 15 | 15 | 7 | 1e-10 | 5spot_SharedNeighbor | Water | Porous | Wet | R245fa | MinimizeLCOE_Brownfield | IgnoreSilica | 112.4682 | 26.6176 | 2.0636 | 4 | 6893.984 | 9337.5191 | 140.5432 | 190.358 | 124.8554 | 0 | 98.3809 | 4089002.6263 | 168625.2792 | 4687604.6169 | 4484760.8989 | 0 | 525008.9258 | 0 | 5442450.9154 | 14160140.8816 | 9664587.1135 | 43222181.2575 | 961560.8286 | 12720605.2746 | 12720605.2746 | 1478867.319 | 5969963.1797 | 0 | 56904347.3607 | 77073783.1341 | 100000 | 8.2542 | 6893.984 | 9337.5191 | 140.5432 | 190.358
1 | 3800 | 707 | 0.03 | 15 | 15 | 7 | 1.3335e-10 | 5spot_SharedNeighbor | Water | Porous | Wet | R245fa | MinimizeLCOE_Brownfield | IgnoreSilica | 119.1204 | 28.1353 | 2.2205 | 4 | 6619.013 | 8889.8441 | 134.9375 | 181.2315 | 124.714 | 0 | 106.0719 | 4249969.2121 | 175011.424 | 4900704.6726 | 4744633.3392 | 0 | 493441.0831 | 0 | 5679866.2951 | 14777846.999 | 10086184.2312 | 45107657.2563 | 961560.8286 | 12720605.2746 | 12720605.2746 | 1478867.319 | 5969963.1797 | 0 | 58789823.3596 | 78959259.1329 | 133352.1432 | 8.882 | 6619.013 | 8889.8441 | 134.9375 | 181.2315
1 | 3800 | 707 | 0.03 | 15 | 15 | 7 | 1.7783e-10 | 5spot_SharedNeighbor | Water | Porous | Wet | R245fa | MinimizeLCOE_Brownfield | IgnoreSilica | 124.4996 | 29.3528 | 2.3504 | 4 | 6411.0224 | 8556.3742 | 130.6974 | 174.4333 | 124.5871 | 0 | 95.6165 | 4376801.1727 | 180012.812 | 5070069.7944 | 4954096.4877 | 0 | 461635.0911 | 0 | 5866619.9896 | 15263741.8037 | 10417817.4196 | 46590794.5708 | 961560.8286 | 12720605.2746 | 12720605.2746 | 1478867.319 | 5969963.1797 | 0 | 60272960.6741 | 80442396.4474 | 177827.941 | 9.4015 | 6411.0224 | 8556.3742 | 130.6974 | 174.4333
1 | 3800 | 707 | 0.03 | 15 | 15 | 7 | 2.3714e-10 | 5spot_SharedNeighbor | Water | Porous | Wet | R245fa | MinimizeLCOE_Brownfield | IgnoreSilica | 128.7649 | 30.3117 | 2.4553 | 4 | 6253.9151 | 8307.5755 | 127.4945 | 169.3612 | 124.4789 | 0 | 109.1788 | 4475303.523 | 183877.2893 | 5202521.47 | 5119730.7149 | 0 | 431856.0868 | 0 | 6011182.7427 | 15639864.4334 | 10674528.8429 | 47738865.103 | 961560.8286 | 12720605.2746 | 12720605.2746 | 1478867.319 | 5969963.1797 | 0 | 61421031.2062 | 81590466.9796 | 237137.3706 | 9.8212 | 6253.9151 | 8307.5755 | 127.4945 | 169.3612
1 | 3800 | 707 | 0.03 | 15 | 15 | 7 | 3.1623e-10 | 5spot_SharedNeighbor | Water | Porous | Wet | R245fa | MinimizeLCOE_Brownfield | IgnoreSilica | 132.0971 | 31.0567 | 2.5385 | 4 | 6135.3746 | 8121.6953 | 125.0779 | 165.5717 | 124.3898 | 0 | 112.6076 | 4551010.6969 | 186835.0917 | 5304882.6258 | 5248843.6481 | 0 | 405386.893 | 0 | 6121813.9926 | 15927704.252 | 10870985.4336 | 48617462.6336 | 961560.8286 | 12720605.2746 | 12720605.2746 | 1478867.319 | 5969963.1797 | 0 | 62299628.7369 | 82469064.5102 | 316227.766 | 10.1542 | 6135.3746 | 8121.6953 | 125.0779 | 165.5717
1 | 3800 | 707 | 0.03 | 15 | 15 | 7 | 4.217e-10 | 5spot_SharedNeighbor | Water | Porous | Wet | R245fa | MinimizeLCOE_Brownfield | IgnoreSilica | 136.3897 | 32.0165 | 2.6264 | 4 | 6045.1323 | 7965.0361 | 123.2382 | 162.378 | 124.2815 | 0 | 104.9242 | 4647812.2267 | 190617.4226 | 5436034.0506 | 5415178.9796 | 0 | 397065.0508 | 0 | 6273816.0148 | 16323182.3338 | 11140907.3507 | 49824613.4295 | 961560.8286 | 12720605.2746 | 12720605.2746 | 1478867.319 | 5969963.1797 | 0 | 63506779.5327 | 83676215.3061 | 421696.5034 | 10.5054 | 6045.1323 | 7965.0361 | 123.2382 | 162.378
1 | 3800 | 707 | 0.03 | 15 | 15 | 7 | 5.6234e-10 | 5spot_SharedNeighbor | Water | Porous | Wet | R245fa | MinimizeLCOE_Brownfield | IgnoreSilica | 138.4749 | 32.4824 | 2.679 | 4 | 5976.8327 | 7859.013 | 121.8458 | 160.2166 | 124.2305 | 0 | 112.135 | 4694487.8235 | 192440.1597 | 5499410.8214 | 5495954.1151 | 0 | 379063.889 | 0 | 6341929.1554 | 16500398.7538 | 11261861.1988 | 50365545.9168 | 961560.8286 | 12720605.2746 | 12720605.2746 | 1478867.319 | 5969963.1797 | 0 | 64047712.02 | 84217147.7934 | 562341.3252 | 10.716 | 5976.8327 | 7859.013 | 121.8458 | 160.2166
1 | 3800 | 707 | 0.03 | 15 | 15 | 7 | 7.4989e-10 | 5spot_SharedNeighbor | Water | Porous | Wet | R245fa | MinimizeLCOE_Brownfield | IgnoreSilica | 140.0561 | 32.8349 | 2.7193 | 4 | 5925.4199 | 7779.6747 | 120.7977 | 158.5992 | 124.1912 | 0 | 96.3508 | 4729642.4984 | 193810.7746 | 5547252.3503 | 5557154.3033 | 0 | 364365.6428 | 0 | 6392967.9721 | 16633191.2853 | 11352494.8301 | 50770879.6569 | 961560.8286 | 12720605.2746 | 12720605.2746 | 1478867.319 | 5969963.1797 | 0 | 64453045.7601 | 84622481.5335 | 749894.2093 | 10.8774 | 5925.4199 | 7779.6747 | 120.7977 | 158.5992
1 | 3800 | 707 | 0.03 | 15 | 15 | 7 | 1e-09 | 5spot_SharedNeighbor | Water | Porous | Wet | R245fa | MinimizeLCOE_Brownfield | IgnoreSilica | 140.1559 | 32.8571 | 2.7369 | 4 | 5883.6072 | 7725.9782 | 119.9453 | 157.5045 | 124.1885 | 0 | 90.9443 | 4731844.0562 | 193896.3259 | 5550257.5887 | 5561012.0259 | 0 | 341653.7403 | 0 | 6387678.8575 | 16619430.094 | 11343102.5343 | 50728875.2228 | 961560.8286 | 12720605.2746 | 12720605.2746 | 1478867.319 | 5969963.1797 | 0 | 64411041.326 | 84580477.0994 | 1000000 | 10.9475 | 5883.6072 | 7725.9782 | 119.9453 | 157.5045
1 | 3800 | 707 | 0.03 | 15 | 15 | 7 | 1.3335e-09 | 5spot_SharedNeighbor | Water | Porous | Wet | R245fa | MinimizeLCOE_Brownfield | IgnoreSilica | 142.5381 | 33.387 | 2.7797 | 4 | 5854.6528 | 7668.63 | 119.355 | 156.3354 | 124.1285 | 0 | 111.6361 | 4784419.5293 | 195942.7213 | 5621980.1429 | 5653131.5593 | 0 | 344763.8598 | 0 | 6474092.7469 | 16844261.3085 | 11496554.458 | 51415146.326 | 961560.8286 | 12720605.2746 | 12720605.2746 | 1478867.319 | 5969963.1797 | 0 | 65097312.4292 | 85266748.2025 | 1333521.4322 | 11.1189 | 5854.6528 | 7668.63 | 119.355 | 156.3354
1 | 3800 | 707 | 0.03 | 15 | 15 | 7 | 1.7783e-09 | 5spot_SharedNeighbor | Water | Porous | Wet | R245fa | MinimizeLCOE_Brownfield | IgnoreSilica | 143.2102 | 33.5362 | 2.7972 | 4 | 5833.1076 | 7635.7509 | 118.9158 | 155.6651 | 124.1113 | 0 | 101.5271 | 4799164.5521 | 196515.7208 | 5642136.6266 | 5679103.1047 | 0 | 337632.5892 | 0 | 6495275.5114 | 16899374.5165 | 11534170.3549 | 51583372.9763 | 961560.8286 | 12720605.2746 | 12720605.2746 | 1478867.319 | 5969963.1797 | 0 | 65265539.0795 | 85434974.8529 | 1778279.41 | 11.1888 | 5833.1076 | 7635.7509 | 118.9158 | 155.6651
1 | 3800 | 707 | 0.03 | 15 | 15 | 7 | 2.3714e-09 | 5spot_SharedNeighbor | Water | Porous | Wet | R245fa | MinimizeLCOE_Brownfield | IgnoreSilica | 143.7218 | 33.6497 | 2.8105 | 4 | 5816.9272 | 7611.0573 | 118.5859 | 155.1617 | 124.0981 | 0 | 110.6404 | 4810361.8133 | 196950.6186 | 5657454.4909 | 5698863.2458 | 0 | 332180.6398 | 0 | 6511366.2153 | 16941239.2272 | 11562743.8802 | 51711160.1311 | 961560.8286 | 12720605.2746 | 12720605.2746 | 1478867.319 | 5969963.1797 | 0 | 65393326.2343 | 85562762.0076 | 2371373.7057 | 11.2419 | 5816.9272 | 7611.0573 | 118.5859 | 155.1617
1 | 3800 | 707 | 0.03 | 15 | 15 | 7 | 3.1623e-09 | 5spot_SharedNeighbor | Water | Porous | Wet | R245fa | MinimizeLCOE_Brownfield | IgnoreSilica | 144.0922 | 33.7318 | 2.8203 | 4 | 5804.7796 | 7592.6649 | 118.3383 | 154.7867 | 124.0885 | 0 | 104.2566 | 4818456.7249 | 197264.8905 | 5668534.5127 | 5713169.1752 | 0 | 327886.8263 | 0 | 6522871.7305 | 16971174.2179 | 11583175.1265 | 51802533.2044 | 961560.8286 | 12720605.2746 | 12720605.2746 | 1478867.319 | 5969963.1797 | 0 | 65484699.3077 | 85654135.081 | 3162277.6602 | 11.2812 | 5804.7796 | 7592.6649 | 118.3383 | 154.7867
1 | 3800 | 707 | 0.03 | 15 | 15 | 7 | 4.217e-09 | 5spot_SharedNeighbor | Water | Porous | Wet | R245fa | MinimizeLCOE_Brownfield | IgnoreSilica | 144.3628 | 33.7918 | 2.8276 | 4 | 5795.6622 | 7578.9398 | 118.1524 | 154.5069 | 124.0815 | 0 | 100.0101 | 4824362.7271 | 197494.1115 | 5676621.7161 | 5723617.6428 | 0 | 324551.7754 | 0 | 6531192.7095 | 16992823.6982 | 11597951.3416 | 51868615.7223 | 961560.8286 | 12720605.2746 | 12720605.2746 | 1478867.319 | 5969963.1797 | 0 | 65550781.8255 | 85720217.5989 | 4216965.0343 | 11.3103 | 5795.6622 | 7578.9398 | 118.1524 | 154.5069
1 | 3800 | 707 | 0.03 | 15 | 15 | 7 | 5.6234e-09 | 5spot_SharedNeighbor | Water | Porous | Wet | R245fa | MinimizeLCOE_Brownfield | IgnoreSilica | 144.5797 | 33.8398 | 2.8332 | 4 | 5788.8205 | 7568.5341 | 118.0129 | 154.2948 | 124.0759 | 0 | 111.0667 | 4829092.3524 | 197677.6388 | 5683099.9137 | 5731991.2047 | 0 | 322134.3968 | 0 | 6537958.2475 | 17010426.2403 | 11609965.4383 | 51922345.4325 | 961560.8286 | 12720605.2746 | 12720605.2746 | 1478867.319 | 5969963.1797 | 0 | 65604511.5357 | 85773947.3091 | 5623413.2519 | 11.333 | 5788.8205 | 7568.5341 | 118.0129 | 154.2948
1 | 3800 | 707 | 0.03 | 15 | 15 | 7 | 7.4989e-09 | 5spot_SharedNeighbor | Water | Porous | Wet | R245fa | MinimizeLCOE_Brownfield | IgnoreSilica | 144.7307 | 33.8733 | 2.8373 | 4 | 5783.6873 | 7560.8308 | 117.9083 | 154.1378 | 124.072 | 0 | 104.1825 | 4832381.8113 | 197805.2568 | 5687606.6367 | 5737818.7213 | 0 | 320206.757 | 0 | 6542569.4814 | 17022423.7251 | 11618153.9682 | 51958966.3579 | 961560.8286 | 12720605.2746 | 12720605.2746 | 1478867.319 | 5969963.1797 | 0 | 65641132.4611 | 85810568.2345 | 7498942.0933 | 11.3494 | 5783.6873 | 7560.8308 | 117.9083 | 154.1378
1 | 3800 | 707 | 0.03 | 15 | 15 | 7 | 1e-08 | 5spot_SharedNeighbor | Water | Porous | Wet | R245fa | MinimizeLCOE_Brownfield | IgnoreSilica | 144.8498 | 33.8996 | 2.8405 | 4 | 5779.8364 | 7555.0058 | 117.8298 | 154.019 | 124.0689 | 0 | 95.4528 | 4834976.2887 | 197905.9017 | 5691161.7406 | 5742416.8898 | 0 | 318799.8102 | 0 | 6546251.6461 | 17032003.9622 | 11624692.6769 | 51988208.9162 | 961560.8286 | 12720605.2746 | 12720605.2746 | 1478867.319 | 5969963.1797 | 0 | 65670375.0194 | 85839810.7927 | 10000000 | 11.362 | 5779.8364 | 7555.0058 | 117.8298 | 154.019
1 | 3900 | 707 | 0.03 | 15 | 15 | 7 | 1e-13 | 5spot_SharedNeighbor | Water | Porous | Wet | R245fa | MinimizeLCOE_Brownfield | IgnoreSilica | 0 | 0 | 0 | 0 | [6 empty] | 10.4126 | [19 empty] | 100 | 0
1 | 3900 | 707 | 0.03 | 15 | 15 | 7 | 1.3335e-13 | 5spot_SharedNeighbor | Water | Porous | Wet | R245fa | MinimizeLCOE_Brownfield | IgnoreSilica | 0 | 0 | 0 | 0 | [6 empty] | 10.6198 | [19 empty] | 133.3521 | 0
1 | 3900 | 707 | 0.03 | 15 | 15 | 7 | 1.7783e-13 | 5spot_SharedNeighbor | Water | Porous | Wet | R245fa | MinimizeLCOE_Brownfield | IgnoreSilica | 0 | 0 | 0 | 0 | [6 empty] | 10.9477 | [19 empty] | 177.8279 | 0
1 | 3900 | 707 | 0.03 | 15 | 15 | 7 | 2.3714e-13 | 5spot_SharedNeighbor | Water | Porous | Wet | R245fa | MinimizeLCOE_Brownfield | IgnoreSilica | 0 | 0 | 0 | 0 | [6 empty] | 10.8329 | [19 empty] | 237.1374 | 0
1 | 3900 | 707 | 0.03 | 15 | 15 | 7 | 3.1623e-13 | 5spot_SharedNeighbor | Water | Porous | Wet | R245fa | MinimizeLCOE_Brownfield | IgnoreSilica | 1.3009 | 0.20293 | 0.0022856 | 4 | 1662742.0518 | 3934513.4997 | 33897.2458 | 80210.3795 | 98.7766 | 0 | 29.4759 | 114956.0175 | 3975.6615 | 96576.5258 | 66543.6262 | 0 | 70103.944 | 0 | 137340.7522 | 357332.4649 | 243886.7497 | 1090715.7418 | 961560.8286 | 13149413.2377 | 13149413.2377 | 1478867.319 | 6141486.3649 | 0 | 15201689.8081 | 35971456.7297 | 316.2278 | 0.0091425 | 1662742.0518 | 3934513.4997 | 33897.2458 | 80210.3795
1 | 3900 | 707 | 0.03 | 15 | 15 | 7 | 4.217e-13 | 5spot_SharedNeighbor | Water | Porous | Wet | R245fa | MinimizeLCOE_Brownfield | IgnoreSilica | 1.9237 | 0.34687 | 0.0072957 | 4 | 538080.7884 | 1249793.384 | 10969.5047 | 25478.7286 | 107.1781 | 0 | 159.0493 | 176220.143 | 6480.7054 | 147366.275 | 91069.0935 | 0 | 92780.5019 | 0 | 200427.5203 | 521471.2945 | 355914.8736 | 1591730.4071 | 961560.8286 | 13149413.2377 | 13149413.2377 | 1478867.319 | 6141486.3649 | 0 | 15702704.4734 | 36472471.395 | 421.6965 | 0.029183 | 538080.7884 | 1249793.384 | 10969.5047 | 25478.7286
1 | 3900 | 707 | 0.03 | 15 | 15 | 7 | 5.6234e-13 | 5spot_SharedNeighbor | Water | Porous | Wet | R245fa | MinimizeLCOE_Brownfield | IgnoreSilica | 2.546 | 0.4958 | 0.014914 | 4 | 270835.0436 | 618993.0388 | 5521.3387 | 12619.0103 | 111.9227 | 0 | 215.1317 | 232430.7677 | 8847.5915 | 195438.8247 | 115956.8173 | 0 | 107912.1895 | 0 | 257628.6144 | 670296.8077 | 457491.3445 | 2046002.9572 | 961560.8286 | 13149413.2377 | 13149413.2377 | 1478867.319 | 6141486.3649 | 0 | 16156977.0235 | 36926743.9452 | 562.3413 | 0.059656 | 270835.0436 | 618993.0388 | 5521.3387 | 12619.0103
1 | 3900 | 707 | 0.03 | 15 | 15 | 7 | 7.4989e-13 | 5spot_SharedNeighbor | Water | Porous | Wet | R245fa | MinimizeLCOE_Brownfield | IgnoreSilica | 3.3823 | 0.69947 | 0.025801 | 4 | 162135.0732 | 363384.7048 | 3305.3428 | 7408.0887 | 115.7748 | 0 | 290.9747 | 301920.6198 | 11817.2829 | 256676.3779 | 149642.1167 | 0 | 126504.5651 | 0 | 330158.7753 | 859005.4085 | 586288.8421 | 2622013.9883 | 961560.8286 | 13149413.2377 | 13149413.2377 | 1478867.319 | 6141486.3649 | 0 | 16732988.0546 | 37502754.9763 | 749.8942 | 0.1032 | 162135.0732 | 363384.7048 | 3305.3428 | 7408.0887
1 | 3900 | 707 | 0.03 | 15 | 15 | 7 | 1e-12 | 5spot_SharedNeighbor | Water | Porous | Wet | R245fa | MinimizeLCOE_Brownfield | IgnoreSilica | 4.4721 | 0.96804 | 0.040877 | 4 | 106654.4373 | 233681.8775 | 2174.295 | 4763.9212 | 118.7664 | 0 | 41.3524 | 384976.2114 | 15396.3757 | 332174.8116 | 193907.2446 | 0 | 147942.919 | 0 | 419015.0493 | 1090191.2066 | 744077.8997 | 3327681.718 | 961560.8286 | 13149413.2377 | 13149413.2377 | 1478867.319 | 6141486.3649 | 0 | 17438655.7843 | 38208422.7059 | 1000 | 0.16351 | 106654.4373 | 233681.8775 | 2174.295 | 4763.9212
1 | 3900 | 707 | 0.03 | 15 | 15 | 7 | 1.3335e-12 | 5spot_SharedNeighbor | Water | Porous | Wet | R245fa | MinimizeLCOE_Brownfield | IgnoreSilica | 5.9459 | 1.3333 | 0.061491 | 4 | 74551.9161 | 158993.5643 | 1519.8416 | 3241.2989 | 121.137 | 0 | 40.5375 | 487540.2098 | 19830.7215 | 428417.5213 | 253833.0116 | 0 | 174895.7536 | 0 | 532161.7149 | 1384575.6208 | 945001.3114 | 4226255.8648 | 961560.8286 | 13149413.2377 | 13149413.2377 | 1478867.319 | 6141486.3649 | 0 | 18337229.9311 | 39106996.8528 | 1333.5214 | 0.24597 | 74551.9161 | 158993.5643 | 1519.8416 | 3241.2989
1 | 3900 | 707 | 0.03 | 15 | 15 | 7 | 1.7783e-12 | 5spot_SharedNeighbor | Water | Porous | Wet | R245fa | MinimizeLCOE_Brownfield | IgnoreSilica | 7.917 | 1.8211 | 0.088965 | 4 | 54692.7802 | 113057.5273 | 1114.9863 | 2304.8306 | 122.8814 | 0 | 28.8725 | 611866.328 | 25192.9839 | 549136.3595 | 333788.5938 | 0 | 208024.4372 | 0 | 673923.3939 | 1753410.4303 | 1196738.6477 | 5352081.1742 | 961560.8286 | 13149413.2377 | 13149413.2377 | 1478867.319 | 6141486.3649 | 0 | 19463055.2405 | 40232822.1622 | 1778.2794 | 0.35586 | 54692.7802 | 113057.5273 | 1114.9863 | 2304.8306
1 | 3900 | 707 | 0.03 | 15 | 15 | 7 | 2.3714e-12 | 5spot_SharedNeighbor | Water | Porous | Wet | R245fa | MinimizeLCOE_Brownfield | IgnoreSilica | 10.5279 | 2.4759 | 0.12701 | 4 | 41102.3989 | 81984.8174 | 837.928 | 1671.3714 | 124.4104 | 0 | 49.9343 | 764736.5588 | 31817.538 | 701344.3344 | 440533.2204 | 0 | 247553.6879 | 0 | 852534.2824 | 2218119.3239 | 1513912.0164 | 6770550.9621 | 961560.8286 | 13149413.2377 | 13149413.2377 | 1478867.319 | 6141486.3649 | 0 | 20881525.0284 | 41651291.9501 | 2371.3737 | 0.50804 | 41102.3989 | 81984.8174 | 837.928 | 1671.3714
1 | 3900 | 707 | 0.03 | 15 | 15 | 7 | 3.1623e-12 | 5spot_SharedNeighbor | Water | Porous | Wet | R245fa | MinimizeLCOE_Brownfield | IgnoreSilica | 13.9922 | 3.3414 | 0.17707 | 4 | 31976.3043 | 61301.2634 | 651.8802 | 1249.7092 | 125.4864 | 0 | 38.881 | 948795.8313 | 39746.597 | 890777.7314 | 581365.6643 | 0 | 295511.1671 | 0 | 1074916.8266 | 2796713.087 | 1908814.1486 | 8536641.0533 | 961560.8286 | 13149413.2377 | 13149413.2377 | 1478867.319 | 6141486.3649 | 0 | 22647615.1196 | 43417382.0413 | 3162.2777 | 0.70826 | 31976.3043 | 61301.2634 | 651.8802 | 1249.7092
1 | 3900 | 707 | 0.03 | 15 | 15 | 7 | 4.217e-12 | 5spot_SharedNeighbor | Water | Porous | Wet | R245fa | MinimizeLCOE_Brownfield | IgnoreSilica | 17.9681 | 4.3358 | 0.24088 | 4 | 25474.8336 | 47031.095 | 519.3389 | 958.7925 | 126.2182 | 0 | 41.6668 | 1143548.7761 | 48116.4079 | 1096638.8572 | 743471.0324 | 0 | 337142.913 | 0 | 1313878.0148 | 3418441.081 | 2333156.2797 | 10434393.362 | 961560.8286 | 13149413.2377 | 13149413.2377 | 1478867.319 | 6141486.3649 | 0 | 24545367.4283 | 45315134.3499 | 4216.965 | 0.96351 | 25474.8336 | 47031.095 | 519.3389 | 958.7925
1 | 3900 | 707 | 0.03 | 15 | 15 | 7 | 5.6234e-12 | 5spot_SharedNeighbor | Water | Porous | Wet | R245fa | MinimizeLCOE_Brownfield | IgnoreSilica | 22.8861 | 5.5667 | 0.32318 | 4 | 20713.0112 | 36779.9527 | 422.2627 | 749.8091 | 126.7768 | 0 | 41.8964 | 1367182.315 | 57701.7451 | 1338822.1613 | 944365.4013 | 0 | 380962.7283 | 0 | 1594723.3969 | 4149143.1559 | 2831875.4603 | 12664776.3641 | 961560.8286 | 13149413.2377 | 13149413.2377 | 1478867.319 | 6141486.3649 | 0 | 26775750.4304 | 47545517.352 | 5623.4133 | 1.2927 | 20713.0112 | 36779.9527 | 422.2627 | 749.8091
1 | 3900 | 707 | 0.03 | 15 | 15 | 7 | 7.4989e-12 | 5spot_SharedNeighbor | Water | Porous | Wet | R245fa | MinimizeLCOE_Brownfield | IgnoreSilica | 28.9808 | 7.0931 | 0.4286 | 4 | 17155.9931 | 29270.9831 | 349.7481 | 596.7286 | 127.2098 | 0 | 55.3261 | 1625185.713 | 68729.9583 | 1624729.9168 | 1193742.3653 | 0 | 427800.6178 | 0 | 1926673.5428 | 5012809.3433 | 3421345.3797 | 15301016.837 | 961560.8286 | 13149413.2377 | 13149413.2377 | 1478867.319 | 6141486.3649 | 0 | 29411990.9033 | 50181757.8249 | 7498.9421 | 1.7144 | 17155.9931 | 29270.9831 | 349.7481 | 596.7286
1 | 3900 | 707 | 0.03 | 15 | 15 | 7 | 1e-11 | 5spot_SharedNeighbor | Water | Porous | Wet | R245fa | MinimizeLCOE_Brownfield | IgnoreSilica | 36.3498 | 8.9395 | 0.56125 | 4 | 14456.8638 | 23708.3926 | 294.7227 | 483.3277 | 127.5425 | 0 | 45.7742 | 1916444.7682 | 81145.3215 | 1954613.4332 | 1495684.8989 | 0 | 475042.0536 | 0 | 2309942.8854 | 6009997.5535 | 4101946.8234 | 18344817.7378 | 961560.8286 | 13149413.2377 | 13149413.2377 | 1478867.319 | 6141486.3649 | 0 | 32455791.8041 | 53225558.7257 | 10000 | 2.245 | 14456.8638 | 23708.3926 | 294.7227 | 483.3277
1 | 3900 | 707 | 0.03 | 15 | 15 | 7 | 1.3335e-11 | 5spot_SharedNeighbor | Water | Porous | Wet | R245fa | MinimizeLCOE_Brownfield | IgnoreSilica | 45.1707 | 11.1499 | 0.72556 | 4 | 12385.0881 | 19541.5406 | 252.4868 | 398.3807 | 127.798 | 0 | 59.702 | 2242850.1029 | 95016.2052 | 2332095.3858 | 1857135.3726 | 0 | 522234.0496 | 0 | 2749239.1353 | 7152956.2836 | 4882039.6421 | 21833566.1771 | 961560.8286 | 13149413.2377 | 13149413.2377 | 1478867.319 | 6141486.3649 | 0 | 35944540.2434 | 56714307.1651 | 13335.2143 | 2.9022 | 12385.0881 | 19541.5406 | 252.4868 | 398.3807
1 | 3900 | 707 | 0.03 | 15 | 15 | 7 | 1.7783e-11 | 5spot_SharedNeighbor | Water | Porous | Wet | R245fa | MinimizeLCOE_Brownfield | IgnoreSilica | 55.2554 | 13.6745 | 0.92181 | 4 | 10784.0281 | 16416.8957 | 219.847 | 334.6806 | 127.9775 | 0 | 78.3425 | 2593199.4316 | 109851.4264 | 2745395.8343 | 2270123.8934 | 0 | 563730.537 | 0 | 3230097.4379 | 8404050.9493 | 5735937.4589 | 25652386.9688 | 961560.8286 | 13149413.2377 | 13149413.2377 | 1478867.319 | 6141486.3649 | 0 | 39763361.0351 | 60533127.9567 | 17782.7941 | 3.6872 | 10784.0281 | 16416.8957 | 219.847 | 334.6806
1 | 3900 | 707 | 0.03 | 15 | 15 | 7 | 2.3714e-11 | 5spot_SharedNeighbor | Water | Porous | Wet | R245fa | MinimizeLCOE_Brownfield | IgnoreSilica | 66.2519 | 16.4184 | 1.1458 | 4 | 9545.8161 | 14077.6851 | 194.6044 | 286.9927 | 128.0748 | 0 | 64.5976 | 2952674.4697 | 124997.9915 | 3177686.323 | 2719071.9001 | 0 | 594674.7738 | 0 | 3731951.1287 | 9709771.3083 | 6627118.4338 | 29637946.3289 | 961560.8286 | 13149413.2377 | 13149413.2377 | 1478867.319 | 6141486.3649 | 0 | 43748920.3952 | 64518687.3169 | 23713.7371 | 4.583 | 9545.8161 | 14077.6851 | 194.6044 | 286.9927
1 | 3900 | 707 | 0.03 | 15 | 15 | 7 | 3.1623e-11 | 5spot_SharedNeighbor | Water | Porous | Wet | R245fa | MinimizeLCOE_Brownfield | IgnoreSilica | 77.5944 | 19.2321 | 1.3877 | 4 | 8590.8017 | 12332.5513 | 175.1351 | 251.4157 | 128.0854 | 0 | 72.7672 | 3302643.7985 | 139651.2615 | 3606325.0004 | 3180691.8728 | 0 | 610934.4281 | 0 | 4227696.0809 | 10999597.9829 | 7507451.6424 | 33574992.0676 | 961560.8286 | 13149413.2377 | 13149413.2377 | 1478867.319 | 6141486.3649 | 0 | 47685966.1339 | 68455733.0555 | 31622.7766 | 5.5508 | 8590.8017 | 12332.5513 | 175.1351 | 251.4157
1 | 3900 | 707 | 0.03 | 15 | 15 | 7 | 4.217e-11 | 5spot_SharedNeighbor | Water | Porous | Wet | R245fa | MinimizeLCOE_Brownfield | IgnoreSilica | 88.6607 | 21.9545 | 1.6343 | 4 | 7857.5126 | 11034.5908 | 160.186 | 224.9551 | 128.0187 | 0 | 84.6058 | 3626106.4659 | 153091.0189 | 4009418.9394 | 3629219.2979 | 0 | 611069.9345 | 0 | 4691273.2061 | 12205730.5698 | 8330661.9166 | 37256571.3492 | 961560.8286 | 13149413.2377 | 13149413.2377 | 1478867.319 | 6141486.3649 | 0 | 51367545.4155 | 72137312.3372 | 42169.6503 | 6.5374 | 7857.5126 | 11034.5908 | 160.186 | 224.9551
1 | 3900 | 707 | 0.03 | 15 | 15 | 7 | 5.6234e-11 | 5spot_SharedNeighbor | Water | Porous | Wet | R245fa | MinimizeLCOE_Brownfield | IgnoreSilica | 98.8971 | 24.4465 | 1.8717 | 4 | 7297.024 | 10071.1649 | 148.7597 | 205.3143 | 127.897 | 0 | 91.2015 | 3910728.4743 | 164812.1015 | 4369917.5786 | 4041082.0936 | 0 | 596421.2698 | 0 | 5102354.9919 | 13275281.0521 | 9060652.0978 | 40521249.6596 | 961560.8286 | 13149413.2377 | 13149413.2377 | 1478867.319 | 6141486.3649 | 0 | 54632223.7259 | 75401990.6475 | 56234.1325 | 7.4869 | 7297.024 | 10071.1649 | 148.7597 | 205.3143
1 | 3900 | 707 | 0.03 | 15 | 15 | 7 | 7.4989e-11 | 5spot_SharedNeighbor | Water | Porous | Wet | R245fa | MinimizeLCOE_Brownfield | IgnoreSilica | 108.0003 | 26.6384 | 2.0897 | 4 | 6870.07 | 9354.8684 | 140.0557 | 190.7116 | 127.7453 | 0 | 97.1682 | 4152921.393 | 174696.1073 | 4681156.0676 | 4404660.9952 | 0 | 571248.143 | 0 | 5454026.2553 | 14190257.5418 | 9685142.3529 | 43314108.856 | 961560.8286 | 13149413.2377 | 13149413.2377 | 1478867.319 | 6141486.3649 | 0 | 57425082.9223 | 78194849.844 | 74989.4209 | 8.3587 | 6870.07 | 9354.8684 | 140.0557 | 190.7116
1 | 3900 | 707 | 0.03 | 15 | 15 | 7 | 1e-10 | 5spot_SharedNeighbor | Water | Porous | Wet | R245fa | MinimizeLCOE_Brownfield | IgnoreSilica | 115.7714 | 28.4898 | 2.2811 | 4 | 6545.7269 | 8822.019 | 133.4435 | 179.8488 | 127.5865 | 0 | 84.0511 | 4352005.096 | 182751.3766 | 4940226.694 | 4712946.4781 | 0 | 539556.5355 | 0 | 5743719.6102 | 14943980.2269 | 10199573.573 | 45614759.5903 | 961560.8286 | 13149413.2377 | 13149413.2377 | 1478867.319 | 6141486.3649 | 0 | 59725733.6566 | 80495500.5782 | 100000 | 9.1244 | 6545.7269 | 8822.019 | 133.4435 | 179.8488
1 | 3900 | 707 | 0.03 | 15 | 15 | 7 | 1.3335e-10 | 5spot_SharedNeighbor | Water | Porous | Wet | R245fa | MinimizeLCOE_Brownfield | IgnoreSilica | 122.2 | 30.0066 | 2.4433 | 4 | 6299.8755 | 8425.0854 | 128.4315 | 171.7568 | 127.4361 | 0 | 100.8156 | 4511581.6455 | 189158.1784 | 5150095.8248 | 4966418.4678 | 0 | 505346.4612 | 0 | 5975814.2253 | 15547842.8061 | 10611722.1914 | 47457979.8004 | 961560.8286 | 13149413.2377 | 13149413.2377 | 1478867.319 | 6141486.3649 | 0 | 61568953.8667 | 82338720.7884 | 133352.1432 | 9.773 | 6299.8755 | 8425.0854 | 128.4315 | 171.7568
1 | 3900 | 707 | 0.03 | 15 | 15 | 7 | 1.7783e-10 | 5spot_SharedNeighbor | Water | Porous | Wet | R245fa | MinimizeLCOE_Brownfield | IgnoreSilica | 127.3714 | 31.2166 | 2.5765 | 4 | 6113.8416 | 8129.1392 | 124.6389 | 165.7235 | 127.3034 | 0 | 94.9484 | 4636691.46 | 194147.5304 | 5316073.263 | 5169241.7088 | 0 | 471578.3916 | 0 | 6157215.618 | 16019812.0195 | 10933850.8775 | 48898610.8689 | 961560.8286 | 13149413.2377 | 13149413.2377 | 1478867.319 | 6141486.3649 | 0 | 63009584.9352 | 83779351.8568 | 177827.941 | 10.3061 | 6113.8416 | 8129.1392 | 124.6389 | 165.7235
1 | 3900 | 707 | 0.03 | 15 | 15 | 7 | 2.3714e-10 | 5spot_SharedNeighbor | Water | Porous | Wet | R245fa | MinimizeLCOE_Brownfield | IgnoreSilica | 131.4593 | 32.1664 | 2.6836 | 4 | 5973.2638 | 7908.1121 | 121.7731 | 161.2176 | 127.1914 | 0 | 89.5249 | 4733582.06 | 197989.8472 | 5445516.2372 | 5328868.975 | 0 | 440428.81 | 0 | 6297090.5125 | 16383737.8026 | 11182237.7024 | 50009451.947 | 961560.8286 | 13149413.2377 | 13149413.2377 | 1478867.319 | 6141486.3649 | 0 | 64120426.0133 | 84890192.935 | 237137.3706 | 10.7346 | 5973.2638 | 7908.1121 | 121.7731 | 161.2176
1 | 3900 | 707 | 0.03 | 15 | 15 | 7 | 3.1623e-10 | 5spot_SharedNeighbor | Water | Porous | Wet | R245fa | MinimizeLCOE_Brownfield | IgnoreSilica | 136.4286 | 33.3188 | 2.7931 | 4 | 5866.3095 | 7725.3084 | 119.5927 | 157.4909 | 127.0595 | 0 | 109.9992 | 4849959.1321 | 202598.3017 | 5601562.2017 | 5522681.9408 | 0 | 428454.9379 | 0 | 6476050.0406 | 16849353.785 | 11500030.1779 | 51430690.5177 | 961560.8286 | 13149413.2377 | 13149413.2377 | 1478867.319 | 6141486.3649 | 0 | 65541664.584 | 86311431.5056 | 316227.766 | 11.1726 | 5866.3095 | 7725.3084 | 119.5927 | 157.4909
1 | 3900 | 707 | 0.03 | 15 | 15 | 7 | 4.217e-10 | 5spot_SharedNeighbor | Water | Porous | Wet | R245fa | MinimizeLCOE_Brownfield | IgnoreSilica | 139.0576 | 33.928 | 2.8626 | 4 | 5785.0635 | 7598.9375 | 117.9363 | 154.9146 | 126.9925 | 0 | 103.7939 | 4911010.2411 | 205014.8529 | 5683621.3919 | 5625227.1471 | 0 | 406459.2572 | 0 | 6564219.8271 | 17078753.4836 | 11656600.1858 | 52130906.3867 | 961560.8286 | 13149413.2377 | 13149413.2377 | 1478867.319 | 6141486.3649 | 0 | 66241880.453 | 87011647.3746 | 421696.5034 | 11.4505 | 5785.0635 | 7598.9375 | 117.9363 | 154.9146
1 | 3900 | 707 | 0.03 | 15 | 15 | 7 | 5.6234e-10 | 5spot_SharedNeighbor | Water | Porous | Wet | R245fa | MinimizeLCOE_Brownfield | IgnoreSilica | 141.0307 | 34.3842 | 2.9159 | 4 | 5723.8338 | 7504.5903 | 116.6881 | 152.9912 | 126.9411 | 0 | 103.29 | 4956494.114 | 206813.1998 | 5744884.1828 | 5702425.98 | 0 | 387888.9659 | 0 | 6629417.5126 | 17248384.4873 | 11772376.8314 | 52648685.2739 | 961560.8286 | 13149413.2377 | 13149413.2377 | 1478867.319 | 6141486.3649 | 0 | 66759659.3402 | 87529426.2619 | 562341.3252 | 11.6635 | 5723.8338 | 7504.5903 | 116.6881 | 152.9912
1 | 3900 | 707 | 0.03 | 15 | 15 | 7 | 7.4989e-10 | 5spot_SharedNeighbor | Water | Porous | Wet | R245fa | MinimizeLCOE_Brownfield | IgnoreSilica | 142.5381 | 34.732 | 2.9568 | 4 | 5677.7359 | 7433.8517 | 115.7483 | 151.5491 | 126.9013 | 0 | 116.7158 | 4991013.7682 | 208175.7174 | 5791482.2056 | 5761335.1014 | 0 | 372910.0809 | 0 | 6678717.5806 | 17376653.1514 | 11859922.8304 | 53040210.4358 | 961560.8286 | 13149413.2377 | 13149413.2377 | 1478867.319 | 6141486.3649 | 0 | 67151184.5021 | 87920951.4238 | 749894.2093 | 11.8271 | 5677.7359 | 7433.8517 | 115.7483 | 151.5491
1 | 3900 | 707 | 0.03 | 15 | 15 | 7 | 1e-09 | 5spot_SharedNeighbor | Water | Porous | Wet | R245fa | MinimizeLCOE_Brownfield | IgnoreSilica | 143.6855 | 34.9963 | 2.988 | 4 | 5643.0569 | 7380.7954 | 115.0413 | 150.4675 | 126.8707 | 0 | 100.0797 | 5017158.9742 | 209206.3371 | 5826835.2174 | 5806137.7253 | 0 | 361037.7675 | 0 | 6715946.6484 | 17473515.5491 | 11926033.4071 | 53335871.6262 | 961560.8286 | 13149413.2377 | 13149413.2377 | 1478867.319 | 6141486.3649 | 0 | 67446845.6925 | 88216612.6142 | 1000000 | 11.9522 | 5643.0569 | 7380.7954 | 115.0413 | 150.4675
1 | 3900 | 707 | 0.03 | 15 | 15 | 7 | 1.3335e-09 | 5spot_SharedNeighbor | Water | Porous | Wet | R245fa | MinimizeLCOE_Brownfield | IgnoreSilica | 142.687 | 34.7661 | 2.9866 | 4 | 5614.461 | 7353.0199 | 114.4584 | 149.9013 | 126.897 | 0 | 231.7331 | 4994387.1955 | 208308.2167 | 5796054.9279 | 5767136.4647 | 0 | 333913.9019 | 0 | 6668922.2756 | 17351167.777 | 11842528.5387 | 52962419.2979 | 961560.8286 | 13149413.2377 | 13149413.2377 | 1478867.319 | 6141486.3649 | 0 | 67073393.3642 | 87843160.2858 | 1333521.4322 | 11.9465 | 5614.461 | 7353.0199 | 114.4584 | 149.9013
1 | 3900 | 707 | 0.03 | 15 | 15 | 7 | 1.7783e-09 | 5spot_SharedNeighbor | Water | Porous | Wet | R245fa | MinimizeLCOE_Brownfield | IgnoreSilica | 145.5855 | 35.4331 | 3.0364 | 4 | 5594.5771 | 7304.6631 | 114.053 | 148.9154 | 126.8195 | 0 | 105.5926 | 5060214.2417 | 210901.1999 | 5885160.4122 | 5880254.2114 | 0 | 345866.619 | 0 | 6779134.7069 | 17637917.9155 | 12038241.4003 | 53837690.7069 | 961560.8286 | 13149413.2377 | 13149413.2377 | 1478867.319 | 6141486.3649 | 0 | 67948664.7732 | 88718431.6948 | 1778279.41 | 12.1455 | 5594.5771 | 7304.6631 | 114.053 | 148.9154
1 | 3900 | 707 | 0.03 | 15 | 15 | 7 | 2.3714e-09 | 5spot_SharedNeighbor | Water | Porous | Wet | R245fa | MinimizeLCOE_Brownfield | IgnoreSilica | 146.0607 | 35.5422 | 3.0496 | 4 | 5580.0712 | 7282.7271 | 113.7573 | 148.4682 | 126.8065 | 0 | 100.4025 | 5070932.5702 | 211322.5479 | 5899704.0088 | 5898777.1116 | 0 | 340264.3034 | 0 | 6794190.2113 | 17677089.2499 | 12064976.6409 | 53957256.644 | 961560.8286 | 13149413.2377 | 13149413.2377 | 1478867.319 | 6141486.3649 | 0 | 68068230.7103 | 88837997.6319 | 2371373.7057 | 12.1985 | 5580.0712 | 7282.7271 | 113.7573 | 148.4682
1 | 3900 | 707 | 0.03 | 15 | 15 | 7 | 3.1623e-09 | 5spot_SharedNeighbor | Water | Porous | Wet | R245fa | MinimizeLCOE_Brownfield | IgnoreSilica | 146.4091 | 35.6222 | 3.0595 | 4 | 5569.1804 | 7266.3498 | 113.5353 | 148.1344 | 126.797 | 0 | 103.2437 | 5078777.1872 | 211630.7954 | 5910353.9819 | 5912351.2881 | 0 | 335902.7535 | 0 | 6805116.2424 | 17705516.5414 | 12084378.8515 | 54044027.6414 | 961560.8286 | 13149413.2377 | 13149413.2377 | 1478867.319 | 6141486.3649 | 0 | 68155001.7077 | 88924768.6294 | 3162277.6602 | 12.2379 | 5569.1804 | 7266.3498 | 113.5353 | 148.1344
1 | 3900 | 707 | 0.03 | 15 | 15 | 7 | 4.217e-09 | 5spot_SharedNeighbor | Water | Porous | Wet | R245fa | MinimizeLCOE_Brownfield | IgnoreSilica | 146.6797 | 35.6842 | 3.067 | 4 | 5561.0062 | 7254.0005 | 113.3686 | 147.8826 | 126.7895 | 0 | 109.3222 | 5084863.2351 | 211869.87 | 5918619.6639 | 5922892.3557 | 0 | 332658.7317 | 0 | 6813652.504 | 17727726.1431 | 12099537.361 | 54111819.8644 | 961560.8286 | 13149413.2377 | 13149413.2377 | 1478867.319 | 6141486.3649 | 0 | 68222793.9307 | 88992560.8523 | 4216965.0343 | 12.2681 | 5561.0062 | 7254.0005 | 113.3686 | 147.8826
1 | 3900 | 707 | 0.03 | 15 | 15 | 7 | 5.6234e-09 | 5spot_SharedNeighbor | Water | Porous | Wet | R245fa | MinimizeLCOE_Brownfield | IgnoreSilica | 146.8696 | 35.7277 | 3.0725 | 4 | 5554.8721 | 7244.8443 | 113.2436 | 147.696 | 126.7843 | 0 | 106.8179 | 5089129.2246 | 212037.4038 | 5924415.3008 | 5930286.6263 | 0 | 330084.063 | 0 | 6819521.5212 | 17742996.122 | 12109959.4354 | 54158429.697 | 961560.8286 | 13149413.2377 | 13149413.2377 | 1478867.319 | 6141486.3649 | 0 | 68269403.7633 | 89039170.685 | 5623413.2519 | 12.29 | 5554.8721 | 7244.8443 | 113.2436 | 147.696
1 | 3900 | 707 | 0.03 | 15 | 15 | 7 | 7.4989e-09 | 5spot_SharedNeighbor | Water | Porous | Wet | R245fa | MinimizeLCOE_Brownfield | IgnoreSilica | 147.0204 | 35.7623 | 3.0767 | 4 | 5550.2697 | 7237.9141 | 113.1498 | 147.5547 | 126.7801 | 0 | 101.9681 | 5092515.2844 | 212170.3615 | 5929016.4013 | 5936158.6036 | 0 | 328207.813 | 0 | 6824246.7008 | 17755290.0701 | 12118350.3076 | 54195955.5423 | 961560.8286 | 13149413.2377 | 13149413.2377 | 1478867.319 | 6141486.3649 | 0 | 68306929.6086 | 89076696.5302 | 7498942.0933 | 12.307 | 5550.2697 | 7237.9141 | 113.1498 | 147.5547
1 | 3900 | 707 | 0.03 | 15 | 15 | 7 | 1e-08 | 5spot_SharedNeighbor | Water | Porous | Wet | R245fa | MinimizeLCOE_Brownfield | IgnoreSilica | 147.1324 | 35.788 | 3.0799 | 4 | 5546.817 | 7232.7259 | 113.0794 | 147.4489 | 126.7771 | 0 | 101.2549 | 5095030.4996 | 212269.1108 | 5932434.7519 | 5940522.1909 | 0 | 326782.3272 | 0 | 6827745.1634 | 17764392.352 | 12124562.802 | 54223739.1977 | 961560.8286 | 13149413.2377 | 13149413.2377 | 1478867.319 | 6141486.3649 | 0 | 68334713.264 | 89104480.1856 | 10000000 | 12.3196 | 5546.817 | 7232.7259 | 113.0794 | 147.4489
1 | 4000 | 707 | 0.03 | 15 | 15 | 7 | 1e-13 | 5spot_SharedNeighbor | Water | Porous | Wet | R245fa | MinimizeLCOE_Brownfield | IgnoreSilica | 0 | 0 | 0 | 0 | [6 empty] | 11.002 | [19 empty] | 100 | 0
1 | 4000 | 707 | 0.03 | 15 | 15 | 7 | 1.3335e-13 | 5spot_SharedNeighbor | Water | Porous | Wet | R245fa | MinimizeLCOE_Brownfield | IgnoreSilica | 0 | 0 | 0 | 0 | [6 empty] | 10.7757 | [19 empty] | 133.3521 | 0
1 | 4000 | 707 | 0.03 | 15 | 15 | 7 | 1.7783e-13 | 5spot_SharedNeighbor | Water | Porous | Wet | R245fa | MinimizeLCOE_Brownfield | IgnoreSilica | 0 | 0 | 0 | 0 | [6 empty] | 11.097 | [19 empty] | 177.8279 | 0
1 | 4000 | 707 | 0.03 | 15 | 15 | 7 | 2.3714e-13 | 5spot_SharedNeighbor | Water | Porous | Wet | R245fa | MinimizeLCOE_Brownfield | IgnoreSilica | 0 | 0 | 0 | 0 | [6 empty] | 10.0844 | [19 empty] | 237.1374 | 0
1 | 4000 | 707 | 0.03 | 15 | 15 | 7 | 3.1623e-13 | 5spot_SharedNeighbor | Water | Porous | Wet | R245fa | MinimizeLCOE_Brownfield | IgnoreSilica | 1.4519 | 0.24371 | 0.0034842 | 4 | 1132981.6935 | 2666917.884 | 23097.3643 | 54368.7283 | 102.941 | 0 | 23.1466 | 134275.9306 | 4784.9857 | 111459.7927 | 73035.4104 | 0 | 78284.0046 | 0 | 156717.6483 | 407747.1738 | 278295.8245 | 1244600.7705 | 961560.8286 | 13584081.2916 | 13584081.2916 | 1478867.319 | 6315353.5865 | 0 | 15790242.8908 | 37168545.0879 | 316.2278 | 0.013937 | 1132981.6935 | 2666917.884 | 23097.3643 | 54368.7283
1 | 4000 | 707 | 0.03 | 15 | 15 | 7 | 4.217e-13 | 5spot_SharedNeighbor | Water | Porous | Wet | R245fa | MinimizeLCOE_Brownfield | IgnoreSilica | 1.9626 | 0.36698 | 0.0093695 | 4 | 432185.7286 | 1002605.7852 | 8810.6907 | 20439.4751 | 109.4014 | 0 | 162.9202 | 185791.8846 | 6938.854 | 153912.2965 | 93543.2935 | 0 | 93153.8739 | 0 | 208002.679 | 541180.3035 | 369366.6773 | 1651889.8622 | 961560.8286 | 13584081.2916 | 13584081.2916 | 1478867.319 | 6315353.5865 | 0 | 16197531.9824 | 37575834.1796 | 421.6965 | 0.037478 | 432185.7286 | 1002605.7852 | 8810.6907 | 20439.4751
1 | 4000 | 707 | 0.03 | 15 | 15 | 7 | 5.6234e-13 | 5spot_SharedNeighbor | Water | Porous | Wet | R245fa | MinimizeLCOE_Brownfield | IgnoreSilica | 2.6044 | 0.52665 | 0.018109 | 4 | 230249.7682 | 525387.1384 | 4693.953 | 10710.7275 | 114.3226 | 0 | 222.3894 | 245811.589 | 9513.3504 | 204755.9408 | 119733.5255 | 0 | 108705.4954 | 0 | 268522.7615 | 698641.1438 | 476836.9363 | 2132520.7427 | 961560.8286 | 13584081.2916 | 13584081.2916 | 1478867.319 | 6315353.5865 | 0 | 16678162.8629 | 38056465.0601 | 562.3413 | 0.072435 | 230249.7682 | 525387.1384 | 4693.953 | 10710.7275
1 | 4000 | 707 | 0.03 | 15 | 15 | 7 | 7.4989e-13 | 5spot_SharedNeighbor | Water | Porous | Wet | R245fa | MinimizeLCOE_Brownfield | IgnoreSilica | 3.4406 | 0.73848 | 0.030475 | 4 | 141652.4512 | 317027.0245 | 2887.7768 | 6463.0247 | 118.2083 | 0 | 294.7456 | 317847.4378 | 12651.1247 | 267606.2012 | 154164.1946 | 0 | 126543.8548 | 0 | 342736.9971 | 891731.3613 | 608624.9774 | 2721906.1488 | 961560.8286 | 13584081.2916 | 13584081.2916 | 1478867.319 | 6315353.5865 | 0 | 17267548.269 | 38645850.4661 | 749.8942 | 0.1219 | 141652.4512 | 317027.0245 | 2887.7768 | 6463.0247
1 | 4000 | 707 | 0.03 | 15 | 15 | 7 | 1e-12 | 5spot_SharedNeighbor | Water | Porous | Wet | R245fa | MinimizeLCOE_Brownfield | IgnoreSilica | 4.5648 | 1.0265 | 0.047661 | 4 | 94493.5086 | 206630.3662 | 1926.378 | 4212.4395 | 121.327 | 0 | 39.9762 | 406633.1985 | 16551.9838 | 347495.3332 | 200731.5885 | 0 | 148628.0437 | 0 | 436815.6576 | 1136504.7378 | 775687.8364 | 3469048.3794 | 961560.8286 | 13584081.2916 | 13584081.2916 | 1478867.319 | 6315353.5865 | 0 | 18014690.4997 | 39392992.6968 | 1000 | 0.19064 | 94493.5086 | 206630.3662 | 1926.378 | 4212.4395
1 | 4000 | 707 | 0.03 | 15 | 15 | 7 | 1.3335e-12 | 5spot_SharedNeighbor | Water | Porous | Wet | R245fa | MinimizeLCOE_Brownfield | IgnoreSilica | 6.0728 | 1.415 | 0.07111 | 4 | 66647.3498 | 141807.0581 | 1358.6964 | 2890.9287 | 123.7673 | 0 | 32.3858 | 515337.6617 | 21344.0048 | 448488.4798 | 263275.0386 | 0 | 175855.0369 | 0 | 555477.0865 | 1445237.4351 | 986404.2461 | 4411418.9895 | 961560.8286 | 13584081.2916 | 13584081.2916 | 1478867.319 | 6315353.5865 | 0 | 18957061.1097 | 40335363.3069 | 1333.5214 | 0.28444 | 66647.3498 | 141807.0581 | 1358.6964 | 2890.9287
1 | 4000 | 707 | 0.03 | 15 | 15 | 7 | 1.7783e-12 | 5spot_SharedNeighbor | Water | Porous | Wet | R245fa | MinimizeLCOE_Brownfield | IgnoreSilica | 8.0654 | 1.9273 | 0.10214 | 4 | 49247.4145 | 101574.3026 | 1003.9752 | 2070.7295 | 125.5326 | 0 | 42.2972 | 645344.9354 | 27055.411 | 573552.7443 | 345409.7268 | 0 | 208467.9096 | 0 | 701933.9836 | 1826288.2388 | 1246479.2494 | 5574532.1989 | 961560.8286 | 13584081.2916 | 13584081.2916 | 1478867.319 | 6315353.5865 | 0 | 20120174.3191 | 41498476.5162 | 1778.2794 | 0.40855 | 49247.4145 | 101574.3026 | 1003.9752 | 2070.7295
1 | 4000 | 707 | 0.03 | 15 | 15 | 7 | 2.3714e-12 | 5spot_SharedNeighbor | Water | Porous | Wet | R245fa | MinimizeLCOE_Brownfield | IgnoreSilica | 10.7326 | 2.6237 | 0.14543 | 4 | 37146.4209 | 73897.838 | 757.28 | 1506.5074 | 127.127 | 0 | 49.933 | 807518.5943 | 34225.8231 | 733274.2542 | 456912.5656 | 0 | 248293.3289 | 0 | 889287.5807 | 2313743.8671 | 1579177.732 | 7062433.7458 | 961560.8286 | 13584081.2916 | 13584081.2916 | 1478867.319 | 6315353.5865 | 0 | 21608075.8661 | 42986378.0632 | 2371.3737 | 0.5817 | 37146.4209 | 73897.838 | 757.28 | 1506.5074
1 | 4000 | 707 | 0.03 | 15 | 15 | 7 | 3.1623e-12 | 5spot_SharedNeighbor | Water | Porous | Wet | R245fa | MinimizeLCOE_Brownfield | IgnoreSilica | 14.2675 | 3.5437 | 0.20249 | 4 | 28967.5074 | 55361.1973 | 590.5418 | 1128.6129 | 128.2359 | 0 | 45.5381 | 1002796.7389 | 42817.2015 | 931890.9313 | 605097.3628 | 0 | 296527.5569 | 0 | 1122860.6187 | 2921452.9994 | 1993951.7019 | 8917395.1114 | 961560.8286 | 13584081.2916 | 13584081.2916 | 1478867.319 | 6315353.5865 | 0 | 23463037.2316 | 44841339.4288 | 3162.2777 | 0.80998 | 28967.5074 | 55361.1973 | 590.5418 | 1128.6129
1 | 4000 | 707 | 0.03 | 15 | 15 | 7 | 4.217e-12 | 5spot_SharedNeighbor | Water | Porous | Wet | R245fa | MinimizeLCOE_Brownfield | IgnoreSilica | 18.9622 | 4.7656 | 0.27833 | 4 | 23162.8965 | 42365.3067 | 472.207 | 863.6741 | 129.0799 | 0 | 40.5676 | 1240011.674 | 53211.0705 | 1180436.96 | 800863.1866 | 0 | 355119.5089 | 0 | 1415560.536 | 3682998.1432 | 2513721.9108 | 11241922.9899 | 961560.8286 | 13584081.2916 | 13584081.2916 | 1478867.319 | 6315353.5865 | 0 | 25787565.1102 | 47165867.3073 | 4216.965 | 1.1133 | 23162.8965 | 42365.3067 | 472.207 | 863.6741
1 | 4000 | 707 | 0.03 | 15 | 15 | 7 | 5.6234e-12 | 5spot_SharedNeighbor | Water | Porous | Wet | R245fa | MinimizeLCOE_Brownfield | IgnoreSilica | 24.5723 | 6.2265 | 0.37513 | 4 | 18928.2855 | 33175.563 | 385.8787 | 676.3287 | 129.6714 | 0 | 52.6617 | 1501167.2145 | 64620.3246 | 1461402.3608 | 1035160.9509 | 0 | 411483.2586 | 0 | 1744795.3027 | 4539599.4709 | 3098369.9183 | 13856598.8013 | 961560.8286 | 13584081.2916 | 13584081.2916 | 1478867.319 | 6315353.5865 | 0 | 28402240.9216 | 49780543.1187 | 5623.4133 | 1.5005 | 18928.2855 | 33175.563 | 385.8787 | 676.3287
1 | 4000 | 707 | 0.03 | 15 | 15 | 7 | 7.4989e-12 | 5spot_SharedNeighbor | Water | Porous | Wet | R245fa | MinimizeLCOE_Brownfield | IgnoreSilica | 31.0297 | 7.9089 | 0.49578 | 4 | 15755.6488 | 26535.8127 | 321.2002 | 540.9684 | 130.0914 | 0 | 48.4823 | 1780420.608 | 76781.2387 | 1769048.2054 | 1304965.0256 | 0 | 460535.0507 | 0 | 2102782.5501 | 5471008.8553 | 3734075.9617 | 16699617.4956 | 961560.8286 | 13584081.2916 | 13584081.2916 | 1478867.319 | 6315353.5865 | 0 | 31245259.6158 | 52623561.8129 | 7498.9421 | 1.9831 | 15755.6488 | 26535.8127 | 321.2002 | 540.9684
1 | 4000 | 707 | 0.03 | 15 | 15 | 7 | 1e-11 | 5spot_SharedNeighbor | Water | Porous | Wet | R245fa | MinimizeLCOE_Brownfield | IgnoreSilica | 38.8714 | 9.9527 | 0.64745 | 4 | 13338.9319 | 21593.724 | 271.9322 | 440.2173 | 130.4165 | 0 | 45.6919 | 2097235.0395 | 90535.9471 | 2125717.9833 | 1632851.3808 | 0 | 510861.2001 | 0 | 2518308.6048 | 6552122.4136 | 4471958.1799 | 19999590.7492 | 961560.8286 | 13584081.2916 | 13584081.2916 | 1478867.319 | 6315353.5865 | 0 | 34545232.8694 | 55923535.0666 | 10000 | 2.5898 | 13338.9319 | 21593.724 | 271.9322 | 440.2173
1 | 4000 | 707 | 0.03 | 15 | 15 | 7 | 1.3335e-11 | 5spot_SharedNeighbor | Water | Porous | Wet | R245fa | MinimizeLCOE_Brownfield | IgnoreSilica | 48.1332 | 12.3664 | 0.83363 | 4 | 11478.393 | 17889.6088 | 234.0026 | 364.7039 | 130.6613 | 0 | 61.5773 | 2447781.863 | 105705.9621 | 2528569.3136 | 2020096.5494 | 0 | 559228.678 | 0 | 2987939.1228 | 7774004.6868 | 5305917.9386 | 23729244.1142 | 961560.8286 | 13584081.2916 | 13584081.2916 | 1478867.319 | 6315353.5865 | 0 | 38274886.2344 | 59653188.4316 | 13335.2143 | 3.3345 | 11478.393 | 17889.6088 | 234.0026 | 364.7039
1 | 4000 | 707 | 0.03 | 15 | 15 | 7 | 1.7783e-11 | 5spot_SharedNeighbor | Water | Porous | Wet | R245fa | MinimizeLCOE_Brownfield | IgnoreSilica | 58.6271 | 15.0971 | 1.0539 | 4 | 10038.5928 | 15109.6354 | 204.6503 | 308.0304 | 130.8253 | 0 | 66.4271 | 2820861.4699 | 121787.0657 | 2965824.6375 | 2458474.0318 | 0 | 600565.9682 | 0 | 3497330.1375 | 9099335.6167 | 6210483.5311 | 27774662.4584 | 961560.8286 | 13584081.2916 | 13584081.2916 | 1478867.319 | 6315353.5865 | 0 | 42320304.5787 | 63698606.7758 | 17782.7941 | 4.2158 | 10038.5928 | 15109.6354 | 204.6503 | 308.0304
1 | 4000 | 707 | 0.03 | 15 | 15 | 7 | 2.3714e-11 | 5spot_SharedNeighbor | Water | Porous | Wet | R245fa | MinimizeLCOE_Brownfield | IgnoreSilica | 69.9159 | 18.0228 | 1.3021 | 4 | 8924.8715 | 13029.3751 | 181.9456 | 265.6214 | 130.8996 | 0 | 86.1767 | 3198719.3447 | 137985.9092 | 3417165.8408 | 2928959.4991 | 0 | 629382.787 | 0 | 4021763.2186 | 10463802.9176 | 7141760.5009 | 31939540.018 | 961560.8286 | 13584081.2916 | 13584081.2916 | 1478867.319 | 6315353.5865 | 0 | 46485182.1382 | 67863484.3354 | 23713.7371 | 5.2085 | 8924.8715 | 13029.3751 | 181.9456 | 265.6214
1 | 4000 | 707 | 0.03 | 15 | 15 | 7 | 3.1623e-11 | 5spot_SharedNeighbor | Water | Porous | Wet | R245fa | MinimizeLCOE_Brownfield | IgnoreSilica | 81.3649 | 20.9692 | 1.5659 | 4 | 8066.5638 | 11479.6583 | 164.4478 | 234.0284 | 130.8829 | 0 | 92.1243 | 3560489.5721 | 153384.2313 | 3857261.8182 | 3404192.9149 | 0 | 641476.1822 | 0 | 4530553.8403 | 11787571.748 | 8045259.9284 | 35980190.2354 | 961560.8286 | 13584081.2916 | 13584081.2916 | 1478867.319 | 6315353.5865 | 0 | 50525832.3556 | 71904134.5528 | 31622.7766 | 6.2636 | 8066.5638 | 11479.6583 | 164.4478 | 234.0284
1 | 4000 | 707 | 0.03 | 15 | 15 | 7 | 4.217e-11 | 5spot_SharedNeighbor | Water | Porous | Wet | R245fa | MinimizeLCOE_Brownfield | IgnoreSilica | 92.4003 | 23.7822 | 1.831 | 4 | 7408.0281 | 10327.011 | 151.0227 | 210.5301 | 130.7897 | 0 | 77.3518 | 3890909.8277 | 167327.9632 | 4266217.605 | 3859751.0416 | 0 | 636804.5318 | 0 | 5000194.278 | 13009479.8306 | 8879237.3025 | 39709922.3804 | 961560.8286 | 13584081.2916 | 13584081.2916 | 1478867.319 | 6315353.5865 | 0 | 54255564.5007 | 75633866.6978 | 42169.6503 | 7.3239 | 7408.0281 | 10327.011 | 151.0227 | 210.5301
1 | 4000 | 707 | 0.03 | 15 | 15 | 7 | 5.6234e-11 | 5spot_SharedNeighbor | Water | Porous | Wet | R245fa | MinimizeLCOE_Brownfield | IgnoreSilica | 102.5434 | 26.3395 | 2.0835 | 4 | 6904.787 | 9469.941 | 140.7634 | 193.0576 | 130.6449 | 0 | 103.9186 | 4180112.9481 | 179418.8659 | 4629879.6509 | 4275846.2304 | 0 | 617907.572 | 0 | 5414434.4542 | 14087247.7967 | 9614836.0853 | 42999683.6035 | 961560.8286 | 13584081.2916 | 13584081.2916 | 1478867.319 | 6315353.5865 | 0 | 57545325.7238 | 78923627.9209 | 56234.1325 | 8.3341 | 6904.787 | 9469.941 | 140.7634 | 193.0576
1 | 4000 | 707 | 0.03 | 15 | 15 | 7 | 7.4989e-11 | 5spot_SharedNeighbor | Water | Porous | Wet | R245fa | MinimizeLCOE_Brownfield | IgnoreSilica | 111.4593 | 28.5619 | 2.3126 | 4 | 6521.4926 | 8832.5146 | 132.9494 | 180.0628 | 130.4756 | 0 | 90.2669 | 4423614.6562 | 189503.9932 | 4940424.8351 | 4639245.539 | 0 | 588684.4436 | 0 | 5764774.6521 | 14998761.127 | 10236962.6629 | 45781971.9091 | 961560.8286 | 13584081.2916 | 13584081.2916 | 1478867.319 | 6315353.5865 | 0 | 60327614.0294 | 81705916.2265 | 74989.4209 | 9.2506 | 6521.4926 | 8832.5146 | 132.9494 | 180.0628
1 | 4000 | 707 | 0.03 | 15 | 15 | 7 | 1e-10 | 5spot_SharedNeighbor | Water | Porous | Wet | R245fa | MinimizeLCOE_Brownfield | IgnoreSilica | 119.0233 | 30.427 | 2.5122 | 4 | 6230.3321 | 8357.8017 | 127.0137 | 170.3851 | 130.3038 | 0 | 102.1469 | 4622736.6247 | 197678.3731 | 5197482.789 | 4945659.0362 | 0 | 553768.962 | 0 | 6051757.0561 | 15745430.474 | 10746579.8348 | 48061093.1499 | 961560.8286 | 13584081.2916 | 13584081.2916 | 1478867.319 | 6315353.5865 | 0 | 62606735.2701 | 83985037.4673 | 100000 | 10.0487 | 6230.3321 | 8357.8017 | 127.0137 | 170.3851
1 | 4000 | 707 | 0.03 | 15 | 15 | 7 | 1.3335e-10 | 5spot_SharedNeighbor | Water | Porous | Wet | R245fa | MinimizeLCOE_Brownfield | IgnoreSilica | 125.2371 | 31.9443 | 2.6799 | 4 | 6009.6242 | 8003.9499 | 122.5143 | 163.1713 | 130.1448 | 0 | 104.4827 | 4781389.8451 | 204139.9591 | 5404402.4442 | 5196001.0325 | 0 | 517012.5019 | 0 | 6280148.8553 | 16339659.0859 | 11152153.0725 | 49874906.7965 | 961560.8286 | 13584081.2916 | 13584081.2916 | 1478867.319 | 6315353.5865 | 0 | 64420548.9168 | 85798851.1139 | 133352.1432 | 10.7196 | 6009.6242 | 8003.9499 | 122.5143 | 163.1713
1 | 4000 | 707 | 0.03 | 15 | 15 | 7 | 1.7783e-10 | 5spot_SharedNeighbor | Water | Porous | Wet | R245fa | MinimizeLCOE_Brownfield | IgnoreSilica | 130.207 | 33.1478 | 2.8168 | 4 | 5842.5983 | 7739.9709 | 119.1093 | 157.7898 | 130.0064 | 0 | 105.161 | 4905177.4644 | 209147.305 | 5567205.7853 | 5395296.0804 | 0 | 481318.516 | 0 | 6457676.6089 | 16801549.8848 | 11467403.0337 | 51284774.6785 | 961560.8286 | 13584081.2916 | 13584081.2916 | 1478867.319 | 6315353.5865 | 0 | 65830416.7988 | 87208718.9959 | 177827.941 | 11.2673 | 5842.5983 | 7739.9709 | 119.1093 | 157.7898
1 | 4000 | 707 | 0.03 | 15 | 15 | 7 | 2.3714e-10 | 5spot_SharedNeighbor | Water | Porous | Wet | R245fa | MinimizeLCOE_Brownfield | IgnoreSilica | 135.9 | 34.5203 | 2.9526 | 4 | 5715.8274 | 7525.9736 | 116.5249 | 153.4272 | 129.8465 | 0 | 110.3611 | 5044496.3997 | 214762.0239 | 5751497.079 | 5623363.3082 | 0 | 464830.8072 | 0 | 6668590.351 | 17350304.1774 | 11841939.1142 | 52959783.2606 | 961560.8286 | 13584081.2916 | 13584081.2916 | 1478867.319 | 6315353.5865 | 0 | 67505425.3808 | 88883727.578 | 237137.3706 | 11.8103 | 5715.8274 | 7525.9736 | 116.5249 | 153.4272
1 | 4000 | 707 | 0.03 | 15 | 15 | 7 | 3.1623e-10 | 5spot_SharedNeighbor | Water | Porous | Wet | R245fa | MinimizeLCOE_Brownfield | IgnoreSilica | 139.1593 | 35.3058 | 3.0435 | 4 | 5619.0328 | 7375.0897 | 114.5516 | 150.3512 | 129.7602 | 0 | 107.005 | 5123534.1412 | 217947.0019 | 5856315.5383 | 5753925.2117 | 0 | 438094.0433 | 0 | 6782028.2152 | 17645446.2307 | 12043379.6301 | 53860670.0124 | 961560.8286 | 13584081.2916 | 13584081.2916 | 1478867.319 | 6315353.5865 | 0 | 68406312.1326 | 89784614.3298 | 316227.766 | 12.174 | 5619.0328 | 7375.0897 | 114.5516 | 150.3512
1 | 4000 | 707 | 0.03 | 15 | 15 | 7 | 4.217e-10 | 5spot_SharedNeighbor | Water | Porous | Wet | R245fa | MinimizeLCOE_Brownfield | IgnoreSilica | 141.6413 | 35.9019 | 3.1139 | 4 | 5546.0082 | 7262.3419 | 113.0629 | 148.0527 | 129.6929 | 0 | 123.1559 | 5183066.1109 | 220338.9433 | 5935557.6085 | 5853163.9557 | 0 | 415182.6768 | 0 | 6866850.6252 | 17866136.742 | 12194005.4388 | 54534302.1013 | 961560.8286 | 13584081.2916 | 13584081.2916 | 1478867.319 | 6315353.5865 | 0 | 69079944.2216 | 90458246.4187 | 421696.5034 | 12.4558 | 5546.0082 | 7262.3419 | 113.0629 | 148.0527
1 | 4000 | 707 | 0.03 | 15 | 15 | 7 | 5.6234e-10 | 5spot_SharedNeighbor | Water | Porous | Wet | R245fa | MinimizeLCOE_Brownfield | IgnoreSilica | 143.5346 | 36.3554 | 3.1682 | 4 | 5490.976 | 7177.9022 | 111.941 | 146.3312 | 129.6405 | 0 | 108.353 | 5228100.8509 | 222144.31 | 5995671.3442 | 5928754.7716 | 0 | 396274.8388 | 0 | 6930668.9851 | 18032179.0234 | 12307332.7077 | 55041126.8318 | 961560.8286 | 13584081.2916 | 13584081.2916 | 1478867.319 | 6315353.5865 | 0 | 69586768.952 | 90965071.1492 | 562341.3252 | 12.6729 | 5490.976 | 7177.9022 | 111.941 | 146.3312
1 | 4000 | 707 | 0.03 | 15 | 15 | 7 | 7.4989e-10 | 5spot_SharedNeighbor | Water | Porous | Wet | R245fa | MinimizeLCOE_Brownfield | IgnoreSilica | 144.9593 | 36.6959 | 3.2096 | 4 | 5449.5411 | 7114.7319 | 111.0963 | 145.0434 | 129.6006 | 0 | 114.406 | 5261775.6986 | 223491.9314 | 6040717.6328 | 5985572.9768 | 0 | 380897.2809 | 0 | 6978057.653 | 18155474.6166 | 12391484.4835 | 55417472.2735 | 961560.8286 | 13584081.2916 | 13584081.2916 | 1478867.319 | 6315353.5865 | 0 | 69963114.3937 | 91341416.5909 | 749894.2093 | 12.8383 | 5449.5411 | 7114.7319 | 111.0963 | 145.0434
1 | 4000 | 707 | 0.03 | 15 | 15 | 7 | 1e-09 | 5spot_SharedNeighbor | Water | Porous | Wet | R245fa | MinimizeLCOE_Brownfield | IgnoreSilica | 146.0413 | 36.954 | 3.2411 | 4 | 5418.3683 | 7067.3523 | 110.4608 | 144.0775 | 129.57 | 0 | 101.1481 | 5287229.8755 | 224509.2286 | 6074822.1355 | 6028689.2171 | 0 | 368731.8142 | 0 | 7013753.0857 | 18248346.8103 | 12454871.664 | 55700953.8309 | 961560.8286 | 13584081.2916 | 13584081.2916 | 1478867.319 | 6315353.5865 | 0 | 70246595.9511 | 91624898.1483 | 1000000 | 12.9645 | 5418.3683 | 7067.3523 | 110.4608 | 144.0775
1 | 4000 | 707 | 0.03 | 15 | 15 | 7 | 1.3335e-09 | 5spot_SharedNeighbor | Water | Porous | Wet | R245fa | MinimizeLCOE_Brownfield | IgnoreSilica | 146.8501 | 37.1468 | 3.2649 | 4 | 5394.9314 | 7031.8922 | 109.983 | 143.3546 | 129.5469 | 0 | 106.508 | 5306188.8525 | 225266.1748 | 6100255.1406 | 6060898.4371 | 0 | 359134.1962 | 0 | 7040179.6925 | 18317103.4204 | 12501799.4633 | 55910825.3774 | 961560.8286 | 13584081.2916 | 13584081.2916 | 1478867.319 | 6315353.5865 | 0 | 70456467.4976 | 91834769.6948 | 1333521.4322 | 13.0598 | 5394.9314 | 7031.8922 | 109.983 | 143.3546
1 | 4000 | 707 | 0.03 | 15 | 15 | 7 | 1.7783e-09 | 5spot_SharedNeighbor | Water | Porous | Wet | R245fa | MinimizeLCOE_Brownfield | IgnoreSilica | 147.4567 | 37.2912 | 3.2829 | 4 | 5377.3202 | 7005.3256 | 109.6239 | 142.813 | 129.5295 | 0 | 102.817 | 5320369.1612 | 225831.9012 | 6119295.0527 | 6085042.4471 | 0 | 351670.0914 | 0 | 7059861.3749 | 18368311.1208 | 12536749.771 | 56067130.9204 | 961560.8286 | 13584081.2916 | 13584081.2916 | 1478867.319 | 6315353.5865 | 0 | 70612773.0406 | 91991075.2378 | 1778279.41 | 13.1316 | 5377.3202 | 7005.3256 | 109.6239 | 142.813
1 | 4000 | 707 | 0.03 | 15 | 15 | 7 | 2.3714e-09 | 5spot_SharedNeighbor | Water | Porous | Wet | R245fa | MinimizeLCOE_Brownfield | IgnoreSilica | 146.887 | 37.1555 | 3.2822 | 4 | 5361.6154 | 6989.9484 | 109.3038 | 142.4996 | 129.5457 | 0 | 147.7127 | 5307036.4754 | 225299.6689 | 6101400.9644 | 6062357.4368 | 0 | 334956.4687 | 0 | 7032109.8956 | 18296107.4642 | 12487469.2917 | 55846737.6657 | 961560.8286 | 13584081.2916 | 13584081.2916 | 1478867.319 | 6315353.5865 | 0 | 70392379.786 | 91770681.9831 | 2371373.7057 | 13.1289 | 5361.6154 | 6989.9484 | 109.3038 | 142.4996
1 | 4000 | 707 | 0.03 | 15 | 15 | 7 | 3.1623e-09 | 5spot_SharedNeighbor | Water | Porous | Wet | R245fa | MinimizeLCOE_Brownfield | IgnoreSilica | 148.6601 | 37.5775 | 3.314 | 4 | 5351.6216 | 6964.3293 | 109.1 | 141.9773 | 129.4949 | 0 | 103.1889 | 5348417.4761 | 226950.1171 | 6156991.8937 | 6132917.3502 | 0 | 343202.1814 | 0 | 7101306.8172 | 18476143.6601 | 12610347.6948 | 56396277.1907 | 961560.8286 | 13584081.2916 | 13584081.2916 | 1478867.319 | 6315353.5865 | 0 | 70941919.3109 | 92320221.508 | 3162277.6602 | 13.2562 | 5351.6216 | 6964.3293 | 109.1 | 141.9773
1 | 4000 | 707 | 0.03 | 15 | 15 | 7 | 4.217e-09 | 5spot_SharedNeighbor | Water | Porous | Wet | R245fa | MinimizeLCOE_Brownfield | IgnoreSilica | 148.9159 | 37.6382 | 3.3216 | 4 | 5344.2758 | 6953.2907 | 108.9503 | 141.7522 | 129.4875 | 0 | 106.8195 | 5354359.5917 | 227186.7569 | 6164987.3357 | 6143086.4679 | 0 | 339915.475 | 0 | 7109518.8946 | 18497509.8009 | 12624930.5249 | 56461494.8477 | 961560.8286 | 13584081.2916 | 13584081.2916 | 1478867.319 | 6315353.5865 | 0 | 71007136.9679 | 92385439.1651 | 4216965.0343 | 13.2866 | 5344.2758 | 6953.2907 | 108.9503 | 141.7522
1 | 4000 | 707 | 0.03 | 15 | 15 | 7 | 5.6234e-09 | 5spot_SharedNeighbor | Water | Porous | Wet | R245fa | MinimizeLCOE_Brownfield | IgnoreSilica | 149.1035 | 37.6828 | 3.3273 | 4 | 5338.7633 | 6945.0452 | 108.8379 | 141.5841 | 129.482 | 0 | 84.6626 | 5358715.1368 | 227360.1692 | 6170849.6901 | 6150545.6314 | 0 | 337385.0769 | 0 | 7115493.7247 | 18513055.0831 | 12635540.4995 | 56508945.0115 | 961560.8286 | 13584081.2916 | 13584081.2916 | 1478867.319 | 6315353.5865 | 0 | 71054587.1318 | 92432889.3289 | 5623413.2519 | 13.3092 | 5338.7633 | 6945.0452 | 108.8379 | 141.5841
1 | 4000 | 707 | 0.03 | 15 | 15 | 7 | 7.4989e-09 | 5spot_SharedNeighbor | Water | Porous | Wet | R245fa | MinimizeLCOE_Brownfield | IgnoreSilica | 149.2324 | 37.7134 | 3.3314 | 4 | 5334.6274 | 6938.9488 | 108.7536 | 141.4599 | 129.4783 | 0 | 98.1125 | 5361705.1053 | 227479.1857 | 6174875.0133 | 6155668.9791 | 0 | 335366.8697 | 0 | 7119487.1097 | 18523445.0518 | 12642631.8666 | 56540659.1811 | 961560.8286 | 13584081.2916 | 13584081.2916 | 1478867.319 | 6315353.5865 | 0 | 71086301.3013 | 92464603.4985 | 7498942.0933 | 13.3254 | 5334.6274 | 6938.9488 | 108.7536 | 141.4599
1 | 4000 | 707 | 0.03 | 15 | 15 | 7 | 1e-08 | 5spot_SharedNeighbor | Water | Porous | Wet | R245fa | MinimizeLCOE_Brownfield | IgnoreSilica | 149.3398 | 37.7389 | 3.3346 | 4 | 5331.5246 | 6934.2993 | 108.6903 | 141.3651 | 129.4751 | 0 | 86.8051 | 5364196.0653 | 227578.3322 | 6178228.9014 | 6159938.5329 | 0 | 333938.8139 | 0 | 7122913.4518 | 18532359.6912 | 12648716.2912 | 56567870.0799 | 961560.8286 | 13584081.2916 | 13584081.2916 | 1478867.319 | 6315353.5865 | 0 | 71113512.2002 | 92491814.3973 | 10000000 | 13.3383 | 5331.5246 | 6934.2993 | 108.6903 | 141.3651
1 | 4100 | 707 | 0.03 | 15 | 15 | 7 | 1e-13 | 5spot_SharedNeighbor | Water | Porous | Wet | R245fa | MinimizeLCOE_Brownfield | IgnoreSilica | 0 | 0 | 0 | 0 | [6 empty] | 10.6453 | [19 empty] | 100 | 0
1 | 4100 | 707 | 0.03 | 15 | 15 | 7 | 1.3335e-13 | 5spot_SharedNeighbor | Water | Porous | Wet | R245fa | MinimizeLCOE_Brownfield | IgnoreSilica | 0 | 0 | 0 | 0 | [6 empty] | 10.8946 | [19 empty] | 133.3521 | 0
1 | 4100 | 707 | 0.03 | 15 | 15 | 7 | 1.7783e-13 | 5spot_SharedNeighbor | Water | Porous | Wet | R245fa | MinimizeLCOE_Brownfield | IgnoreSilica | 0 | 0 | 0 | 0 | [6 empty] | 10.6307 | [19 empty] | 177.8279 | 0
1 | 4100 | 707 | 0.03 | 15 | 15 | 7 | 2.3714e-13 | 5spot_SharedNeighbor | Water | Porous | Wet | R245fa | MinimizeLCOE_Brownfield | IgnoreSilica | 0 | 0 | 0 | 0 | [6 empty] | 11.2461 | [19 empty] | 237.1374 | 0
1 | 4100 | 707 | 0.03 | 15 | 15 | 7 | 3.1623e-13 | 5spot_SharedNeighbor | Water | Porous | Wet | R245fa | MinimizeLCOE_Brownfield | IgnoreSilica | 1.5297 | 0.26938 | 0.0048998 | 4 | 832722.9329 | 1954962.7298 | 16976.1833 | 39854.5595 | 105.7663 | 0 | 29.7755 | 146597.2278 | 5329.2012 | 120505.7949 | 76754.2824 | 0 | 81699.1844 | 0 | 168045.4194 | 437219.7103 | 298411.4363 | 1334562.2567 | 961560.8286 | 14024609.4364 | 14024609.4364 | 1478867.319 | 6491564.8444 | 0 | 16320732.5217 | 38315774.1216 | 316.2278 | 0.019599 | 832722.9329 | 1954962.7298 | 16976.1833 | 39854.5595
1 | 4100 | 707 | 0.03 | 15 | 15 | 7 | 4.217e-13 | 5spot_SharedNeighbor | Water | Porous | Wet | R245fa | MinimizeLCOE_Brownfield | IgnoreSilica | 2.0209 | 0.39285 | 0.011659 | 4 | 358455.6628 | 830075.1325 | 7307.6035 | 16922.2043 | 111.8132 | 0 | 167.9554 | 197647.8921 | 7507.0063 | 162250.6848 | 96944.245 | 0 | 94603.7638 | 0 | 217991.9009 | 567170.2098 | 387105.3224 | 1731221.0251 | 961560.8286 | 14024609.4364 | 14024609.4364 | 1478867.319 | 6491564.8444 | 0 | 16717391.2901 | 38712432.89 | 421.6965 | 0.046637 | 358455.6628 | 830075.1325 | 7307.6035 | 16922.2043
1 | 4100 | 707 | 0.03 | 15 | 15 | 7 | 5.6234e-13 | 5spot_SharedNeighbor | Water | Porous | Wet | R245fa | MinimizeLCOE_Brownfield | IgnoreSilica | 2.6627 | 0.55875 | 0.021549 | 4 | 199633.0967 | 454804.0566 | 4069.7907 | 9271.7959 | 116.7204 | 0 | 227.2668 | 259662.3116 | 10218.377 | 214313.3714 | 123671.1479 | 0 | 109434.4114 | 0 | 279746.8515 | 727843.9237 | 496768.4336 | 2221658.8281 | 961560.8286 | 14024609.4364 | 14024609.4364 | 1478867.319 | 6491564.8444 | 0 | 17207829.0931 | 39202870.693 | 562.3413 | 0.086197 | 199633.0967 | 454804.0566 | 4069.7907 | 9271.7959
1 | 4100 | 707 | 0.03 | 15 | 15 | 7 | 7.4989e-13 | 5spot_SharedNeighbor | Water | Porous | Wet | R245fa | MinimizeLCOE_Brownfield | IgnoreSilica | 3.5184 | 0.78393 | 0.035542 | 4 | 125384.1654 | 280097.4385 | 2556.1258 | 5710.1651 | 120.709 | 0 | 300.665 | 335884.1671 | 13602.3766 | 280210.3019 | 159577.5161 | 0 | 127426.5804 | 0 | 357513.3674 | 930176.4459 | 634864.5375 | 2839255.2929 | 961560.8286 | 14024609.4364 | 14024609.4364 | 1478867.319 | 6491564.8444 | 0 | 17825425.5579 | 39820467.1578 | 749.8942 | 0.14217 | 125384.1654 | 280097.4385 | 2556.1258 | 5710.1651
1 | 4100 | 707 | 0.03 | 15 | 15 | 7 | 1e-12 | 5spot_SharedNeighbor | Water | Porous | Wet | R245fa | MinimizeLCOE_Brownfield | IgnoreSilica | 4.6574 | 1.0871 | 0.054897 | 4 | 84705.1652 | 184870.8053 | 1726.8294 | 3768.8414 | 123.8845 | 0 | 39.4742 | 428965.4492 | 17772.2674 | 363169.4445 | 207695.1372 | 0 | 149223.9559 | 0 | 455062.2392 | 1183978.6002 | 808089.723 | 3613956.8166 | 961560.8286 | 14024609.4364 | 14024609.4364 | 1478867.319 | 6491564.8444 | 0 | 18600127.0816 | 40595168.6815 | 1000 | 0.21959 | 84705.1652 | 184870.8053 | 1726.8294 | 3768.8414
1 | 4100 | 707 | 0.03 | 15 | 15 | 7 | 1.3335e-12 | 5spot_SharedNeighbor | Water | Porous | Wet | R245fa | MinimizeLCOE_Brownfield | IgnoreSilica | 6.1849 | 1.4958 | 0.081221 | 4 | 60255.086 | 127956.2412 | 1228.3814 | 2608.5611 | 126.3759 | 0 | 34.3873 | 542840.2106 | 22886.6773 | 468015.6331 | 272005.0754 | 0 | 176133.1393 | 0 | 577933.4869 | 1503664.3825 | 1026281.8383 | 4589760.4434 | 961560.8286 | 14024609.4364 | 14024609.4364 | 1478867.319 | 6491564.8444 | 0 | 19575930.7085 | 41570972.3083 | 1333.5214 | 0.32488 | 60255.086 | 127956.2412 | 1228.3814 | 2608.5611
1 | 4100 | 707 | 0.03 | 15 | 15 | 7 | 1.7783e-12 | 5spot_SharedNeighbor | Water | Porous | Wet | R245fa | MinimizeLCOE_Brownfield | IgnoreSilica | 8.2117 | 2.0379 | 0.1163 | 4 | 44698.2939 | 91979.5993 | 911.2352 | 1875.1285 | 128.1768 | 0 | 36.613 | 680184.3783 | 29048.4746 | 598637.1856 | 358348.2345 | 0 | 208754.6106 | 0 | 731239.4246 | 1902534.9849 | 1298519.2204 | 5807266.5134 | 961560.8286 | 14024609.4364 | 14024609.4364 | 1478867.319 | 6491564.8444 | 0 | 20793436.7784 | 42788478.3783 | 1778.2794 | 0.4652 | 44698.2939 | 91979.5993 | 911.2352 | 1875.1285
1 | 4100 | 707 | 0.03 | 15 | 15 | 7 | 2.3714e-12 | 5spot_SharedNeighbor | Water | Porous | Wet | R245fa | MinimizeLCOE_Brownfield | IgnoreSilica | 10.93 | 2.776 | 0.16514 | 4 | 33834.1379 | 67132.6805 | 689.7547 | 1368.5905 | 129.8371 | 0 | 49.4815 | 851614.5817 | 36783.2469 | 765701.8088 | 474378.8049 | 0 | 248677.205 | 0 | 927090.7024 | 2412099.8353 | 1646307.7013 | 7362653.8862 | 961560.8286 | 14024609.4364 | 14024609.4364 | 1478867.319 | 6491564.8444 | 0 | 22348824.1512 | 44343865.7511 | 2371.3737 | 0.66054 | 33834.1379 | 67132.6805 | 689.7547 | 1368.5905
1 | 4100 | 707 | 0.03 | 15 | 15 | 7 | 3.1623e-12 | 5spot_SharedNeighbor | Water | Porous | Wet | R245fa | MinimizeLCOE_Brownfield | IgnoreSilica | 14.5453 | 3.7538 | 0.22946 | 4 | 26466.8558 | 50430.489 | 539.5627 | 1028.0937 | 130.9825 | 0 | 44.527 | 1058440.1087 | 46059.3866 | 974006.6291 | 628813.4478 | 0 | 297425.1073 | 0 | 1171850.425 | 3048914.4263 | 2080946.7449 | 9306456.2758 | 961560.8286 | 14024609.4364 | 14024609.4364 | 1478867.319 | 6491564.8444 | 0 | 24292626.5409 | 46287668.1407 | 3162.2777 | 0.91785 | 26466.8558 | 50430.489 | 539.5627 | 1028.0937
1 | 4100 | 707 | 0.03 | 15 | 15 | 7 | 4.217e-12 | 5spot_SharedNeighbor | Water | Porous | Wet | R245fa | MinimizeLCOE_Brownfield | IgnoreSilica | 19.33 | 5.0479 | 0.31482 | 4 | 21217.61 | 38683.7138 | 432.5497 | 788.6198 | 131.8505 | 0 | 46.461 | 1308836.0484 | 57244.8362 | 1233740.4998 | 832242.6934 | 0 | 356175.3042 | 0 | 1477413.359 | 3843926.5009 | 2623558.8216 | 11733138.0635 | 961560.8286 | 14024609.4364 | 14024609.4364 | 1478867.319 | 6491564.8444 | 0 | 26719308.3285 | 48714349.9284 | 4216.965 | 1.2593 | 21217.61 | 38683.7138 | 432.5497 | 788.6198
1 | 4100 | 707 | 0.03 | 15 | 15 | 7 | 5.6234e-12 | 5spot_SharedNeighbor | Water | Porous | Wet | R245fa | MinimizeLCOE_Brownfield | IgnoreSilica | 25.6636 | 6.7625 | 0.42814 | 4 | 17380.8037 | 30224.1388 | 354.3312 | 616.16 | 132.5088 | 0 | 52.0197 | 1613145.764 | 70797.7682 | 1558195.8188 | 1102303.128 | 0 | 427391.4102 | 0 | 1861015.2168 | 4841979.8473 | 3304750.7385 | 14779579.6917 | 961560.8286 | 14024609.4364 | 14024609.4364 | 1478867.319 | 6491564.8444 | 0 | 29765749.9567 | 51760791.5566 | 5623.4133 | 1.7126 | 17380.8037 | 30224.1388 | 354.3312 | 616.16
1 | 4100 | 707 | 0.03 | 15 | 15 | 7 | 7.4989e-12 | 5spot_SharedNeighbor | Water | Porous | Wet | R245fa | MinimizeLCOE_Brownfield | IgnoreSilica | 33.1808 | 8.7984 | 0.57089 | 4 | 14528.3579 | 24160.1987 | 296.1802 | 492.5383 | 132.9688 | 0 | 57.0277 | 1946372.0857 | 85587.0714 | 1922760.6384 | 1423110.2797 | 0 | 495257.2171 | 0 | 2290504.044 | 5959421.6755 | 4067427.7474 | 18190440.7591 | 961560.8286 | 14024609.4364 | 14024609.4364 | 1478867.319 | 6491564.8444 | 0 | 33176611.0242 | 55171652.624 | 7498.9421 | 2.2836 | 14528.3579 | 24160.1987 | 296.1802 | 492.5383
1 | 4100 | 707 | 0.03 | 15 | 15 | 7 | 1e-11 | 5spot_SharedNeighbor | Water | Porous | Wet | R245fa | MinimizeLCOE_Brownfield | IgnoreSilica | 41.4512 | 11.0391 | 0.74313 | 4 | 12353.3775 | 19752.8183 | 251.8403 | 402.6879 | 133.2841 | 0 | 51.8677 | 2287915.2798 | 100695.4696 | 2304918.211 | 1776263.7032 | 0 | 547580.7053 | 0 | 2736775.6138 | 7120528.7573 | 4859907.1891 | 21734584.9291 | 961560.8286 | 14024609.4364 | 14024609.4364 | 1478867.319 | 6491564.8444 | 0 | 36720755.1941 | 58715796.794 | 10000 | 2.9725 | 12353.3775 | 19752.8183 | 251.8403 | 402.6879
1 | 4100 | 707 | 0.03 | 15 | 15 | 7 | 1.3335e-11 | 5spot_SharedNeighbor | Water | Porous | Wet | R245fa | MinimizeLCOE_Brownfield | IgnoreSilica | 51.154 | 13.6668 | 0.95313 | 4 | 10675.2881 | 16444.4235 | 217.6302 | 335.2418 | 133.5172 | 0 | 60.1074 | 2663534.3985 | 117253.5355 | 2733830.2798 | 2190492.5749 | 0 | 597005.4264 | 0 | 3237825.3239 | 8424157.3235 | 5749660.4724 | 25713759.3349 | 961560.8286 | 14024609.4364 | 14024609.4364 | 1478867.319 | 6491564.8444 | 0 | 40699929.5999 | 62694971.1998 | 13335.2143 | 3.8125 | 10675.2881 | 16444.4235 | 217.6302 | 335.2418
1 | 4100 | 707 | 0.03 | 15 | 15 | 7 | 1.7783e-11 | 5spot_SharedNeighbor | Water | Porous | Wet | R245fa | MinimizeLCOE_Brownfield | IgnoreSilica | 62.0307 | 16.6059 | 1.199 | 4 | 9375.8499 | 13961.7969 | 191.1394 | 284.6301 | 133.6629 | 0 | 72.9761 | 3059165.5635 | 134615.2097 | 3194513.5557 | 2654236.7375 | 0 | 637697.4675 | 0 | 3775289.1283 | 9822527.8934 | 6704077.12 | 29982122.6758 | 961560.8286 | 14024609.4364 | 14024609.4364 | 1478867.319 | 6491564.8444 | 0 | 44968292.9408 | 66963334.5407 | 17782.7941 | 4.7962 | 9375.8499 | 13961.7969 | 191.1394 | 284.6301
1 | 4100 | 707 | 0.03 | 15 | 15 | 7 | 2.3714e-11 | 5spot_SharedNeighbor | Water | Porous | Wet | R245fa | MinimizeLCOE_Brownfield | IgnoreSilica | 73.5381 | 19.6996 | 1.4719 | 4 | 8371.1652 | 12107.0429 | 170.6575 | 246.8184 | 133.7116 | 0 | 87.4023 | 3453300.2351 | 151803.5083 | 3662239.9956 | 3143392.7077 | 0 | 663333.466 | 0 | 4318887.266 | 11236858.7404 | 7669386.9847 | 34299202.9038 | 961560.8286 | 14024609.4364 | 14024609.4364 | 1478867.319 | 6491564.8444 | 0 | 49285373.1689 | 71280414.7687 | 23713.7371 | 5.8875 | 8371.1652 | 12107.0429 | 170.6575 | 246.8184
1 | 4100 | 707 | 0.03 | 15 | 15 | 7 | 3.1623e-11 | 5spot_SharedNeighbor | Water | Porous | Wet | R245fa | MinimizeLCOE_Brownfield | IgnoreSilica | 85.0922 | 22.7806 | 1.7582 | 4 | 7597.4802 | 10725.0563 | 154.8849 | 218.6448 | 133.6663 | 0 | 80.7948 | 3826950.8251 | 167966.9882 | 4113831.816 | 3632167.4811 | 0 | 671366.7497 | 0 | 4840790.7055 | 12594744.4329 | 8596171.8716 | 38443990.87 | 961560.8286 | 14024609.4364 | 14024609.4364 | 1478867.319 | 6491564.8444 | 0 | 53430161.135 | 75425202.7349 | 31622.7766 | 7.0326 | 7597.4802 | 10725.0563 | 154.8849 | 218.6448
1 | 4100 | 707 | 0.03 | 15 | 15 | 7 | 4.217e-11 | 5spot_SharedNeighbor | Water | Porous | Wet | R245fa | MinimizeLCOE_Brownfield | IgnoreSilica | 96.1003 | 25.6852 | 2.042 | 4 | 7004.229 | 9697.1021 | 142.7907 | 197.6885 | 133.546 | 0 | 86.3276 | 4164379.5582 | 182425.6695 | 4528729.5313 | 4094957.2296 | 0 | 662060.4412 | 0 | 5316695.4476 | 13832950.9504 | 9441273.2624 | 42223472.0901 | 961560.8286 | 14024609.4364 | 14024609.4364 | 1478867.319 | 6491564.8444 | 0 | 57209642.3552 | 79204683.9551 | 42169.6503 | 8.1679 | 7004.229 | 9697.1021 | 142.7907 | 197.6885
1 | 4100 | 707 | 0.03 | 15 | 15 | 7 | 5.6234e-11 | 5spot_SharedNeighbor | Water | Porous | Wet | R245fa | MinimizeLCOE_Brownfield | IgnoreSilica | 106.1003 | 28.293 | 2.3089 | 4 | 6551.0327 | 8932.5874 | 133.5517 | 182.1029 | 133.3788 | 0 | 88.0822 | 4456433.6114 | 194813.9672 | 4893532.0591 | 4512483.8454 | 0 | 638473.1588 | 0 | 5731337.2904 | 14911763.9706 | 10177585.3161 | 45516423.2191 | 961560.8286 | 14024609.4364 | 14024609.4364 | 1478867.319 | 6491564.8444 | 0 | 60502593.4841 | 82497635.084 | 56234.1325 | 9.2356 | 6551.0327 | 8932.5874 | 133.5517 | 182.1029
1 | 4100 | 707 | 0.03 | 15 | 15 | 7 | 7.4989e-11 | 5spot_SharedNeighbor | Water | Porous | Wet | R245fa | MinimizeLCOE_Brownfield | IgnoreSilica | 114.824 | 30.541 | 2.5486 | 4 | 6205.8983 | 8363.4288 | 126.5156 | 170.4998 | 133.1926 | 0 | 98.4766 | 4700646.4528 | 205069.5974 | 5202859.2549 | 4874213.9883 | 0 | 605259.1678 | 0 | 6079338.8999 | 15817192.7736 | 10795559.0788 | 48280139.2135 | 961560.8286 | 14024609.4364 | 14024609.4364 | 1478867.319 | 6491564.8444 | 0 | 63266309.4785 | 85261351.0784 | 74989.4209 | 10.1945 | 6205.8983 | 8363.4288 | 126.5156 | 170.4998
1 | 4100 | 707 | 0.03 | 15 | 15 | 7 | 1e-10 | 5spot_SharedNeighbor | Water | Porous | Wet | R245fa | MinimizeLCOE_Brownfield | IgnoreSilica | 122.1561 | 32.4096 | 2.7554 | 4 | 5943.7192 | 7939.384 | 121.1708 | 161.8551 | 133.0092 | 0 | 98.4866 | 4898646.7781 | 213307.158 | 5456675.8779 | 5176292.6159 | 0 | 566947.9766 | 0 | 6361629.4585 | 16551654.9015 | 11296844.5728 | 50521999.3394 | 961560.8286 | 14024609.4364 | 14024609.4364 | 1478867.319 | 6491564.8444 | 0 | 65508169.6044 | 87503211.2043 | 100000 | 11.0214 | 5943.7192 | 7939.384 | 121.1708 | 161.8551
1 | 4100 | 707 | 0.03 | 15 | 15 | 7 | 1.3335e-10 | 5spot_SharedNeighbor | Water | Porous | Wet | R245fa | MinimizeLCOE_Brownfield | IgnoreSilica | 128.1607 | 33.9251 | 2.9282 | 4 | 5744.9519 | 7622.8433 | 117.1186 | 155.402 | 132.8421 | 0 | 102.2669 | 5056086.7297 | 219803.8763 | 5660513.3751 | 5422522.7136 | 0 | 527746.4343 | 0 | 6585802.5203 | 17134907.224 | 11694926.2675 | 52302309.141 | 961560.8286 | 14024609.4364 | 14024609.4364 | 1478867.319 | 6491564.8444 | 0 | 67288479.406 | 89283521.0059 | 133352.1432 | 11.7126 | 5744.9519 | 7622.8433 | 117.1186 | 155.402
1 | 4100 | 707 | 0.03 | 15 | 15 | 7 | 1.7783e-10 | 5spot_SharedNeighbor | Water | Porous | Wet | R245fa | MinimizeLCOE_Brownfield | IgnoreSilica | 132.9324 | 35.1194 | 3.0683 | 4 | 5594.5063 | 7386.6136 | 114.0516 | 150.5861 | 132.6989 | 0 | 110.9281 | 5178227.3108 | 224808.5139 | 5819944.1846 | 5617298.6222 | 0 | 490169.2938 | 0 | 6758874.6909 | 17585205.5099 | 12002264.1004 | 53676792.2266 | 961560.8286 | 14024609.4364 | 14024609.4364 | 1478867.319 | 6491564.8444 | 0 | 68662962.4916 | 90658004.0915 | 177827.941 | 12.2733 | 5594.5063 | 7386.6136 | 114.0516 | 150.5861
1 | 4100 | 707 | 0.03 | 15 | 15 | 7 | 2.3714e-10 | 5spot_SharedNeighbor | Water | Porous | Wet | R245fa | MinimizeLCOE_Brownfield | IgnoreSilica | 138.6749 | 36.5566 | 3.2122 | 4 | 5479.0258 | 7190.8368 | 111.6974 | 146.5949 | 132.5393 | 0 | 100.8681 | 5323707.6544 | 230770.5761 | 6010377.662 | 5851709.0821 | 0 | 474695.5362 | 0 | 6977591.5992 | 18154262.0403 | 12390656.8753 | 55413771.0256 | 961560.8286 | 14024609.4364 | 14024609.4364 | 1478867.319 | 6491564.8444 | 0 | 70399941.2907 | 92394982.8905 | 237137.3706 | 12.849 | 5479.0258 | 7190.8368 | 111.6974 | 146.5949
1 | 4100 | 707 | 0.03 | 15 | 15 | 7 | 3.1623e-10 | 5spot_SharedNeighbor | Water | Porous | Wet | R245fa | MinimizeLCOE_Brownfield | IgnoreSilica | 141.7876 | 37.3324 | 3.3048 | 4 | 5391.7278 | 7055.6132 | 109.9177 | 143.8382 | 132.4517 | 0 | 114.7089 | 5401398.1083 | 233943.4013 | 6112570.7972 | 5978478.6582 | 0 | 446977.6742 | 0 | 7087613.7693 | 18440517.1581 | 12586031.8752 | 56287531.4417 | 961560.8286 | 14024609.4364 | 14024609.4364 | 1478867.319 | 6491564.8444 | 0 | 71273701.7067 | 93268743.3066 | 316227.766 | 13.2191 | 5391.7278 | 7055.6132 | 109.9177 | 143.8382
1 | 4100 | 707 | 0.03 | 15 | 15 | 7 | 4.217e-10 | 5spot_SharedNeighbor | Water | Porous | Wet | R245fa | MinimizeLCOE_Brownfield | IgnoreSilica | 144.1628 | 37.9223 | 3.3764 | 4 | 5325.8616 | 6954.45 | 108.5749 | 141.7759 | 132.3833 | 0 | 120.8791 | 5460059.3931 | 236331.9301 | 6190008.5765 | 6075026.1681 | 0 | 423479.87 | 0 | 7170113.3158 | 18655164.0552 | 12732532.793 | 56942716.1019 | 961560.8286 | 14024609.4364 | 14024609.4364 | 1478867.319 | 6491564.8444 | 0 | 71928886.3669 | 93923927.9668 | 421696.5034 | 13.5056 | 5325.8616 | 6954.45 | 108.5749 | 141.7759
1 | 4100 | 707 | 0.03 | 15 | 15 | 7 | 5.6234e-10 | 5spot_SharedNeighbor | Water | Porous | Wet | R245fa | MinimizeLCOE_Brownfield | IgnoreSilica | 145.9681 | 38.3694 | 3.4314 | 4 | 5276.22 | 6878.6913 | 107.5629 | 140.2314 | 132.3304 | 0 | 107.3516 | 5504289.1134 | 238128.6839 | 6248554.3015 | 6148298.4344 | 0 | 404140.4261 | 0 | 7231930.2741 | 18815999.1004 | 12842306.0162 | 57433646.35 | 961560.8286 | 14024609.4364 | 14024609.4364 | 1478867.319 | 6491564.8444 | 0 | 72419816.6151 | 94414858.215 | 562341.3252 | 13.7257 | 5276.22 | 6878.6913 | 107.5629 | 140.2314
1 | 4100 | 707 | 0.03 | 15 | 15 | 7 | 7.4989e-10 | 5spot_SharedNeighbor | Water | Porous | Wet | R245fa | MinimizeLCOE_Brownfield | IgnoreSilica | 147.3371 | 38.7078 | 3.4735 | 4 | 5238.8409 | 6821.9136 | 106.8009 | 139.0739 | 132.2898 | 0 | 106.3745 | 5537623.8194 | 239480.4313 | 6292770.0611 | 6203795.7816 | 0 | 388579.0937 | 0 | 7278277.183 | 18936584.2501 | 12924607.8586 | 57801718.4787 | 961560.8286 | 14024609.4364 | 14024609.4364 | 1478867.319 | 6491564.8444 | 0 | 72787888.7438 | 94782930.3436 | 749894.2093 | 13.8939 | 5238.8409 | 6821.9136 | 106.8009 | 139.0739
1 | 4100 | 707 | 0.03 | 15 | 15 | 7 | 1e-09 | 5spot_SharedNeighbor | Water | Porous | Wet | R245fa | MinimizeLCOE_Brownfield | IgnoreSilica | 148.3628 | 38.9609 | 3.5053 | 4 | 5210.7176 | 6779.4152 | 106.2275 | 138.2075 | 132.2591 | 0 | 118.2385 | 5562485.9704 | 240487.2414 | 6325799.2868 | 6245342.0782 | 0 | 376175.9536 | 0 | 7312613.3069 | 19025919.8012 | 12985581.2079 | 58074404.8463 | 961560.8286 | 14024609.4364 | 14024609.4364 | 1478867.319 | 6491564.8444 | 0 | 73060575.1114 | 95055616.7113 | 1000000 | 14.0212 | 5210.7176 | 6779.4152 | 106.2275 | 138.2075
1 | 4100 | 707 | 0.03 | 15 | 15 | 7 | 1.3335e-09 | 5spot_SharedNeighbor | Water | Porous | Wet | R245fa | MinimizeLCOE_Brownfield | IgnoreSilica | 149.1204 | 39.1476 | 3.5292 | 4 | 5189.5726 | 6747.6638 | 105.7965 | 137.5603 | 132.2362 | 0 | 103.2171 | 5580785.0628 | 241227.5172 | 6350137.9783 | 6276006.0749 | 0 | 366334.8247 | 0 | 7337651.6686 | 19091064.4823 | 13030043.7913 | 58273251.4002 | 961560.8286 | 14024609.4364 | 14024609.4364 | 1478867.319 | 6491564.8444 | 0 | 73259421.6652 | 95254463.2651 | 1333521.4322 | 14.1167 | 5189.5726 | 6747.6638 | 105.7965 | 137.5603
1 | 4100 | 707 | 0.03 | 15 | 15 | 7 | 1.7783e-09 | 5spot_SharedNeighbor | Water | Porous | Wet | R245fa | MinimizeLCOE_Brownfield | IgnoreSilica | 149.705 | 39.2915 | 3.5474 | 4 | 5173.683 | 6723.7548 | 105.4725 | 137.0728 | 132.2185 | 0 | 120.9002 | 5594871.3939 | 241796.9391 | 6368889.7418 | 6299659.4738 | 0 | 358848.6979 | 0 | 7356985.8361 | 19141368.0204 | 13064376.9897 | 58426797.0927 | 961560.8286 | 14024609.4364 | 14024609.4364 | 1478867.319 | 6491564.8444 | 0 | 73412967.3577 | 95408008.9576 | 1778279.41 | 14.1897 | 5173.683 | 6723.7548 | 105.4725 | 137.0728
1 | 4100 | 707 | 0.03 | 15 | 15 | 7 | 2.3714e-09 | 5spot_SharedNeighbor | Water | Porous | Wet | R245fa | MinimizeLCOE_Brownfield | IgnoreSilica | 150.1286 | 39.3958 | 3.5609 | 4 | 5161.7482 | 6705.9381 | 105.2292 | 136.7096 | 132.2056 | 0 | 124.1791 | 5605057.0963 | 242208.4363 | 6382458.1049 | 6316790.1438 | 0 | 352949.6313 | 0 | 7370790.7309 | 19177285.5247 | 13088891.4244 | 58536431.0926 | 961560.8286 | 14024609.4364 | 14024609.4364 | 1478867.319 | 6491564.8444 | 0 | 73522601.3577 | 95517642.9575 | 2371373.7057 | 14.2437 | 5161.7482 | 6705.9381 | 105.2292 | 136.7096
1 | 4100 | 707 | 0.03 | 15 | 15 | 7 | 3.1623e-09 | 5spot_SharedNeighbor | Water | Porous | Wet | R245fa | MinimizeLCOE_Brownfield | IgnoreSilica | 150.4575 | 39.4767 | 3.5713 | 4 | 5152.787 | 6692.5036 | 105.0465 | 136.4357 | 132.1956 | 0 | 125.1874 | 5612955.9192 | 242527.4125 | 6392985.1539 | 6330089.8433 | 0 | 348541.6448 | 0 | 7381568.9898 | 19205328.3434 | 13108031.2244 | 58622028.5314 | 961560.8286 | 14024609.4364 | 14024609.4364 | 1478867.319 | 6491564.8444 | 0 | 73608198.7965 | 95603240.3963 | 3162277.6602 | 14.2851 | 5152.787 | 6692.5036 | 105.0465 | 136.4357
1 | 4100 | 707 | 0.03 | 15 | 15 | 7 | 4.217e-09 | 5spot_SharedNeighbor | Water | Porous | Wet | R245fa | MinimizeLCOE_Brownfield | IgnoreSilica | 150.6841 | 39.5324 | 3.5787 | 4 | 5146.0606 | 6682.5702 | 104.9094 | 136.2332 | 132.1887 | 0 | 103.1092 | 5618389.6064 | 242746.7583 | 6400229.7146 | 6339247.2387 | 0 | 345002.5042 | 0 | 7388790.1706 | 19224116.3748 | 13120854.4419 | 58679376.8095 | 961560.8286 | 14024609.4364 | 14024609.4364 | 1478867.319 | 6491564.8444 | 0 | 73665547.0745 | 95660588.6744 | 4216965.0343 | 14.3149 | 5146.0606 | 6682.5702 | 104.9094 | 136.2332
1 | 4100 | 707 | 0.03 | 15 | 15 | 7 | 5.6234e-09 | 5spot_SharedNeighbor | Water | Porous | Wet | R245fa | MinimizeLCOE_Brownfield | IgnoreSilica | 149.705 | 39.2914 | 3.5671 | 4 | 5138.8183 | 6680.3302 | 104.7618 | 136.1876 | 132.2183 | 0 | 175.1011 | 5594849.7777 | 241795.5652 | 6368872.4961 | 6299646.6933 | 0 | 329905.7645 | 0 | 7345677.4158 | 19111945.8303 | 13044295.7404 | 58336989.2833 | 961560.8286 | 14024609.4364 | 14024609.4364 | 1478867.319 | 6491564.8444 | 0 | 73323159.5484 | 95318201.1482 | 5623413.2519 | 14.2685 | 5138.8183 | 6680.3302 | 104.7618 | 136.1876
1 | 4100 | 707 | 0.03 | 15 | 15 | 7 | 7.4989e-09 | 5spot_SharedNeighbor | Water | Porous | Wet | R245fa | MinimizeLCOE_Brownfield | IgnoreSilica | 150.587 | 39.5085 | 3.5835 | 4 | 5134.9206 | 6669.3765 | 104.6823 | 135.9643 | 132.1916 | 0 | 111.1622 | 5616058.2179 | 242652.5639 | 6397123.1296 | 6335321.538 | 0 | 334736.8951 | 0 | 7381098.0143 | 19204102.9619 | 13107194.8764 | 58618288.1971 | 961560.8286 | 14024609.4364 | 14024609.4364 | 1478867.319 | 6491564.8444 | 0 | 73604458.4621 | 95599500.062 | 7498942.0933 | 14.3341 | 5134.9206 | 6669.3765 | 104.6823 | 135.9643
1 | 4100 | 707 | 0.03 | 15 | 15 | 7 | 1e-08 | 5spot_SharedNeighbor | Water | Porous | Wet | R245fa | MinimizeLCOE_Brownfield | IgnoreSilica | 151.471 | 39.7258 | 3.5994 | 4 | 5132.0575 | 6659.764 | 104.6239 | 135.7683 | 132.1647 | 0 | 126.2617 | 5637245.0649 | 243507.8506 | 6425376.837 | 6371055.8936 | 0 | 340387.3559 | 0 | 7416853.4708 | 19297131.3252 | 13170688.6459 | 58902246.444 | 961560.8286 | 14024609.4364 | 14024609.4364 | 1478867.319 | 6491564.8444 | 0 | 73888416.709 | 95883458.3089 | 10000000 | 14.3974 | 5132.0575 | 6659.764 | 104.6239 | 135.7683
1 | 4200 | 707 | 0.03 | 15 | 15 | 7 | 1e-13 | 5spot_SharedNeighbor | Water | Porous | Wet | R245fa | MinimizeLCOE_Brownfield | IgnoreSilica | 0 | 0 | 0 | 0 | [6 empty] | 11.0863 | [19 empty] | 100 | 0
1 | 4200 | 707 | 0.03 | 15 | 15 | 7 | 1.3335e-13 | 5spot_SharedNeighbor | Water | Porous | Wet | R245fa | MinimizeLCOE_Brownfield | IgnoreSilica | 0 | 0 | 0 | 0 | [6 empty] | 11.0332 | [19 empty] | 133.3521 | 0
1 | 4200 | 707 | 0.03 | 15 | 15 | 7 | 1.7783e-13 | 5spot_SharedNeighbor | Water | Porous | Wet | R245fa | MinimizeLCOE_Brownfield | IgnoreSilica | 0 | 0 | 0 | 0 | [6 empty] | 10.9726 | [19 empty] | 177.8279 | 0
1 | 4200 | 707 | 0.03 | 15 | 15 | 7 | 2.3714e-13 | 5spot_SharedNeighbor | Water | Porous | Wet | R245fa | MinimizeLCOE_Brownfield | IgnoreSilica | 0 | 0 | 0 | 0 | [6 empty] | 11.1733 | [19 empty] | 237.1374 | 0
1 | 4200 | 707 | 0.03 | 15 | 15 | 7 | 3.1623e-13 | 5spot_SharedNeighbor | Water | Porous | Wet | R245fa | MinimizeLCOE_Brownfield | IgnoreSilica | 1.5686 | 0.28659 | 0.0064457 | 4 | 652490.0531 | 1529818.1585 | 13301.8923 | 31187.4124 | 107.9716 | 0 | 33.787 | 155187.2897 | 5729.6376 | 126423.2234 | 79055.6494 | 0 | 82540.4828 | 0 | 175085.1503 | 455535.6462 | 310912.4389 | 1390469.5182 | 961560.8286 | 14470997.6721 | 14470997.6721 | 1478867.319 | 6670120.1387 | 0 | 16823028.0189 | 39443013.1487 | 316.2278 | 0.025783 | 652490.0531 | 1529818.1585 | 13301.8923 | 31187.4124
1 | 4200 | 707 | 0.03 | 15 | 15 | 7 | 4.217e-13 | 5spot_SharedNeighbor | Water | Porous | Wet | R245fa | MinimizeLCOE_Brownfield | IgnoreSilica | 2.0598 | 0.41466 | 0.014058 | 4 | 306359.0718 | 708615.4326 | 6245.5441 | 14446.0841 | 114.0335 | 0 | 170.79 | 207885.6226 | 8018.4453 | 169147.7578 | 99578.6359 | 0 | 94869.2134 | 0 | 226004.8733 | 588018.3203 | 401334.5862 | 1794857.4548 | 961560.8286 | 14470997.6721 | 14470997.6721 | 1478867.319 | 6670120.1387 | 0 | 17227415.9555 | 39847401.0853 | 421.6965 | 0.056233 | 306359.0718 | 708615.4326 | 6245.5441 | 14446.0841
1 | 4200 | 707 | 0.03 | 15 | 15 | 7 | 5.6234e-13 | 5spot_SharedNeighbor | Water | Porous | Wet | R245fa | MinimizeLCOE_Brownfield | IgnoreSilica | 2.7211 | 0.5921 | 0.02523 | 4 | 175835.9868 | 399971.2413 | 3584.6544 | 8153.9548 | 119.1163 | 0 | 231.5209 | 273944.2169 | 10960.8274 | 224111.1443 | 127680.1262 | 0 | 110097.4035 | 0 | 291249.5501 | 757771.5859 | 517194.6781 | 2313009.5324 | 961560.8286 | 14470997.6721 | 14470997.6721 | 1478867.319 | 6670120.1387 | 0 | 17745568.0331 | 40365553.1629 | 562.3413 | 0.10092 | 175835.9868 | 399971.2413 | 3584.6544 | 8153.9548
1 | 4200 | 707 | 0.03 | 15 | 15 | 7 | 7.4989e-13 | 5spot_SharedNeighbor | Water | Porous | Wet | R245fa | MinimizeLCOE_Brownfield | IgnoreSilica | 3.5962 | 0.83116 | 0.040959 | 4 | 112260.4851 | 250326.6756 | 2288.5818 | 5103.2479 | 123.2073 | 0 | 305.8027 | 354490.4037 | 14606.0647 | 293124.8832 | 165095.3665 | 0 | 128228.3969 | 0 | 372662.5949 | 969591.6282 | 661766.2094 | 2959565.5475 | 961560.8286 | 14470997.6721 | 14470997.6721 | 1478867.319 | 6670120.1387 | 0 | 18392124.0482 | 41012109.178 | 749.8942 | 0.16383 | 112260.4851 | 250326.6756 | 2288.5818 | 5103.2479
1 | 4200 | 707 | 0.03 | 15 | 15 | 7 | 1e-12 | 5spot_SharedNeighbor | Water | Porous | Wet | R245fa | MinimizeLCOE_Brownfield | IgnoreSilica | 4.7622 | 1.1532 | 0.062662 | 4 | 76614.0378 | 166860.3288 | 1561.8808 | 3401.6735 | 126.4655 | 0 | 37.8968 | 452872.0442 | 19097.4228 | 380066.6108 | 215108.6675 | 0 | 150236.9275 | 0 | 474778.8524 | 1235277.1834 | 843102.0601 | 3770539.7687 | 961560.8286 | 14470997.6721 | 14470997.6721 | 1478867.319 | 6670120.1387 | 0 | 19203098.2694 | 41823083.3992 | 1000 | 0.25065 | 76614.0378 | 166860.3288 | 1561.8808 | 3401.6735
1 | 4200 | 707 | 0.03 | 15 | 15 | 7 | 1.3335e-12 | 5spot_SharedNeighbor | Water | Porous | Wet | R245fa | MinimizeLCOE_Brownfield | IgnoreSilica | 6.3164 | 1.5858 | 0.09227 | 4 | 54794.7136 | 116082.0492 | 1117.0644 | 2366.4896 | 129.0046 | 0 | 37.2993 | 573018.635 | 24609.1082 | 489512.9931 | 282681.1818 | 0 | 177072.3526 | 0 | 603288.7656 | 1569633.6165 | 1071307.196 | 4791123.8489 | 961560.8286 | 14470997.6721 | 14470997.6721 | 1478867.319 | 6670120.1387 | 0 | 20223682.3496 | 42843667.4794 | 1333.5214 | 0.36908 | 54794.7136 | 116082.0492 | 1117.0644 | 2366.4896
1 | 4200 | 707 | 0.03 | 15 | 15 | 7 | 1.7783e-12 | 5spot_SharedNeighbor | Water | Porous | Wet | R245fa | MinimizeLCOE_Brownfield | IgnoreSilica | 8.3775 | 2.1574 | 0.13139 | 4 | 40886.5411 | 83925.7101 | 833.5274 | 1710.9391 | 130.8277 | 0 | 33.1915 | 717162.3622 | 31198.4827 | 625414.0622 | 371944.565 | 0 | 209585.5514 | 0 | 762568.9592 | 1984048.0073 | 1354153.5331 | 6056075.5231 | 961560.8286 | 14470997.6721 | 14470997.6721 | 1478867.319 | 6670120.1387 | 0 | 21488634.0238 | 44108619.1536 | 1778.2794 | 0.52557 | 40886.5411 | 83925.7101 | 833.5274 | 1710.9391
1 | 4200 | 707 | 0.03 | 15 | 15 | 7 | 2.3714e-12 | 5spot_SharedNeighbor | Water | Porous | Wet | R245fa | MinimizeLCOE_Brownfield | IgnoreSilica | 11.1541 | 2.941 | 0.1862 | 4 | 31037.3412 | 61407.0843 | 632.7382 | 1251.8665 | 132.5548 | 0 | 50.6258 | 898533.8531 | 39548.7189 | 800426.9636 | 492871.8422 | 0 | 249741.5201 | 0 | 967637.9302 | 2517595.4045 | 1718310.595 | 7684666.8276 | 961560.8286 | 14470997.6721 | 14470997.6721 | 1478867.319 | 6670120.1387 | 0 | 23117225.3283 | 45737210.4581 | 2371.3737 | 0.74482 | 31037.3412 | 61407.0843 | 632.7382 | 1251.8665
1 | 4200 | 707 | 0.03 | 15 | 15 | 7 | 3.1623e-12 | 5spot_SharedNeighbor | Water | Porous | Wet | R245fa | MinimizeLCOE_Brownfield | IgnoreSilica | 14.8205 | 3.9709 | 0.25807 | 4 | 24349.9717 | 46262.6391 | 496.4071 | 943.1265 | 133.7249 | 0 | 48.953 | 1115644.8692 | 49482.5896 | 1016922.33 | 652798.1359 | 0 | 298058.1215 | 0 | 1221833.358 | 3178959.7651 | 2169705.3608 | 9703404.5302 | 961560.8286 | 14470997.6721 | 14470997.6721 | 1478867.319 | 6670120.1387 | 0 | 25135963.0309 | 47755948.1607 | 3162.2777 | 1.0323 | 24349.9717 | 46262.6391 | 496.4071 | 943.1265
1 | 4200 | 707 | 0.03 | 15 | 15 | 7 | 4.217e-12 | 5spot_SharedNeighbor | Water | Porous | Wet | R245fa | MinimizeLCOE_Brownfield | IgnoreSilica | 19.681 | 5.3371 | 0.3536 | 4 | 19559.2747 | 35551.7374 | 398.7423 | 724.7703 | 134.615 | 0 | 40.581 | 1379280.7668 | 61500.6992 | 1287546.1829 | 864514.0653 | 0 | 356586.4384 | 0 | 1540276.9795 | 4007484.7465 | 2735190.685 | 12232380.5637 | 961560.8286 | 14470997.6721 | 14470997.6721 | 1478867.319 | 6670120.1387 | 0 | 27664939.0644 | 50284924.1942 | 4216.965 | 1.4144 | 19559.2747 | 35551.7374 | 398.7423 | 724.7703
1 | 4200 | 707 | 0.03 | 15 | 15 | 7 | 5.6234e-12 | 5spot_SharedNeighbor | Water | Porous | Wet | R245fa | MinimizeLCOE_Brownfield | IgnoreSilica | 26.1311 | 7.1502 | 0.48025 | 4 | 16054.7073 | 27829.743 | 327.2969 | 567.347 | 135.2924 | 0 | 45.2792 | 1700035.3349 | 76062.1568 | 1626224.7064 | 1144683.4452 | 0 | 427958.9871 | 0 | 1940236.2059 | 5048096.6105 | 3445429.6647 | 15408727.1114 | 961560.8286 | 14470997.6721 | 14470997.6721 | 1478867.319 | 6670120.1387 | 0 | 30841285.6121 | 53461270.7419 | 5623.4133 | 1.921 | 16054.7073 | 27829.743 | 327.2969 | 567.347
1 | 4200 | 707 | 0.03 | 15 | 15 | 7 | 7.4989e-12 | 5spot_SharedNeighbor | Water | Porous | Wet | R245fa | MinimizeLCOE_Brownfield | IgnoreSilica | 34.6379 | 9.5415 | 0.6471 | 4 | 13450.0134 | 22188.9389 | 274.1967 | 452.3515 | 135.8058 | 0 | 46.4399 | 2088494.5644 | 93623.7585 | 2047733.4461 | 1513403.7394 | 0 | 514445.7504 | 0 | 2440503.4909 | 6349689.4673 | 4333793.5345 | 19381687.7515 | 961560.8286 | 14470997.6721 | 14470997.6721 | 1478867.319 | 6670120.1387 | 0 | 34814246.2522 | 57434231.382 | 7498.9421 | 2.5884 | 13450.0134 | 22188.9389 | 274.1967 | 452.3515
1 | 4200 | 707 | 0.03 | 15 | 15 | 7 | 1e-11 | 5spot_SharedNeighbor | Water | Porous | Wet | R245fa | MinimizeLCOE_Brownfield | IgnoreSilica | 44.1165 | 12.2072 | 0.84885 | 4 | 11482.389 | 18144.3433 | 234.084 | 369.897 | 136.1459 | 0 | 54.9679 | 2489308.2286 | 111681.9567 | 2493300.3819 | 1925049.0617 | 0 | 585694.8128 | 0 | 2965963.4322 | 7716828.4479 | 5266893.9807 | 23554720.3024 | 961560.8286 | 14470997.6721 | 14470997.6721 | 1478867.319 | 6670120.1387 | 0 | 38987278.8031 | 61607263.9329 | 10000 | 3.3954 | 11482.389 | 18144.3433 | 234.084 | 369.897
1 | 4200 | 707 | 0.03 | 15 | 15 | 7 | 1.3335e-11 | 5spot_SharedNeighbor | Water | Porous | Wet | R245fa | MinimizeLCOE_Brownfield | IgnoreSilica | 54.248 | 15.0549 | 1.0843 | 4 | 9962.974 | 15178.089 | 203.1087 | 309.4259 | 136.3654 | 0 | 61.228 | 2890110.3289 | 129674.784 | 2948223.3546 | 2365676.483 | 0 | 635790.4741 | 0 | 3498095.4156 | 9101326.7134 | 6211842.4954 | 27780740.049 | 961560.8286 | 14470997.6721 | 14470997.6721 | 1478867.319 | 6670120.1387 | 0 | 43213298.5497 | 65833283.6795 | 13335.2143 | 4.3374 | 9962.974 | 15178.089 | 203.1087 | 309.4259
1 | 4200 | 707 | 0.03 | 15 | 15 | 7 | 1.7783e-11 | 5spot_SharedNeighbor | Water | Porous | Wet | R245fa | MinimizeLCOE_Brownfield | IgnoreSilica | 65.4413 | 18.1915 | 1.3566 | 4 | 8786.0936 | 12954.5815 | 179.1164 | 264.0967 | 136.4895 | 0 | 61.5185 | 3306270.4468 | 148260.9474 | 3429865.9701 | 2851610.099 | 0 | 674672.4468 | 0 | 4060165.1649 | 10563716.9047 | 7209953.8501 | 32244515.8296 | 961560.8286 | 14470997.6721 | 14470997.6721 | 1478867.319 | 6670120.1387 | 0 | 47677074.3303 | 70297059.4601 | 17782.7941 | 5.4264 | 8786.0936 | 12954.5815 | 179.1164 | 264.0967
1 | 4200 | 707 | 0.03 | 15 | 15 | 7 | 2.3714e-11 | 5spot_SharedNeighbor | Water | Porous | Wet | R245fa | MinimizeLCOE_Brownfield | IgnoreSilica | 77.1534 | 21.4533 | 1.6549 | 4 | 7876.7171 | 11293.9073 | 160.5775 | 230.2416 | 136.5103 | 0 | 74.9645 | 3716343.7709 | 166445.0412 | 3913547.3641 | 3358206.2083 | 0 | 696966.0196 | 0 | 4622088.2776 | 12025725.5777 | 8207804.8107 | 36707127.0702 | 961560.8286 | 14470997.6721 | 14470997.6721 | 1478867.319 | 6670120.1387 | 0 | 52139685.5709 | 74759670.7007 | 23713.7371 | 6.6195 | 7876.7171 | 11293.9073 | 160.5775 | 230.2416
1 | 4200 | 707 | 0.03 | 15 | 15 | 7 | 3.1623e-11 | 5spot_SharedNeighbor | Water | Porous | Wet | R245fa | MinimizeLCOE_Brownfield | IgnoreSilica | 88.7534 | 24.654 | 1.9633 | 4 | 7176.9448 | 10057.2644 | 146.3117 | 205.0309 | 136.4355 | 0 | 87.0095 | 4099903.3537 | 183299.9693 | 4374289.4844 | 3857217.2003 | 0 | 700246.659 | 0 | 5153833.1 | 13409216.5297 | 9152065.8133 | 40930072.1097 | 961560.8286 | 14470997.6721 | 14470997.6721 | 1478867.319 | 6670120.1387 | 0 | 56362630.6104 | 78982615.7402 | 31622.7766 | 7.8533 | 7176.9448 | 10057.2644 | 146.3117 | 205.0309
1 | 4200 | 707 | 0.03 | 15 | 15 | 7 | 4.217e-11 | 5spot_SharedNeighbor | Water | Porous | Wet | R245fa | MinimizeLCOE_Brownfield | IgnoreSilica | 99.6935 | 27.6383 | 2.2653 | 4 | 6640.659 | 9136.9749 | 135.3788 | 186.2696 | 136.2884 | 0 | 87.7819 | 4442936.8504 | 198218.3719 | 4793473.0458 | 4324695.5652 | 0 | 685976.1808 | 0 | 5633667.0055 | 14657645.9242 | 10004144.5278 | 44740757.4715 | 961560.8286 | 14470997.6721 | 14470997.6721 | 1478867.319 | 6670120.1387 | 0 | 60173315.9722 | 82793301.102 | 42169.6503 | 9.0613 | 6640.659 | 9136.9749 | 135.3788 | 186.2696
1 | 4200 | 707 | 0.03 | 15 | 15 | 7 | 5.6234e-11 | 5spot_SharedNeighbor | Water | Porous | Wet | R245fa | MinimizeLCOE_Brownfield | IgnoreSilica | 109.5427 | 30.292 | 2.5462 | 4 | 6231.1094 | 8452.0469 | 127.0296 | 172.3064 | 136.0996 | 0 | 95.5037 | 4737358.923 | 210883.9834 | 5158912.4997 | 4742526.4973 | 0 | 657783.5716 | 0 | 6047911.5353 | 15735425.2175 | 10739751.0416 | 48030553.2694 | 961560.8286 | 14470997.6721 | 14470997.6721 | 1478867.319 | 6670120.1387 | 0 | 63463111.7701 | 86083096.8998 | 56234.1325 | 10.1849 | 6231.1094 | 8452.0469 | 127.0296 | 172.3064
1 | 4200 | 707 | 0.03 | 15 | 15 | 7 | 7.4989e-11 | 5spot_SharedNeighbor | Water | Porous | Wet | R245fa | MinimizeLCOE_Brownfield | IgnoreSilica | 118.105 | 32.572 | 2.7969 | 4 | 5919.1995 | 7941.0735 | 120.6709 | 161.8895 | 135.8962 | 0 | 109.9284 | 4983131.1524 | 221353.5319 | 5468020.2124 | 5104609.6033 | 0 | 621050.4009 | 0 | 6395284.3114 | 16639217.925 | 11356608.1356 | 50789275.273 | 961560.8286 | 14470997.6721 | 14470997.6721 | 1478867.319 | 6670120.1387 | 0 | 66221833.7737 | 88841818.9034 | 74989.4209 | 11.1876 | 5919.1995 | 7941.0735 | 120.6709 | 161.8895
1 | 4200 | 707 | 0.03 | 15 | 15 | 7 | 1e-10 | 5spot_SharedNeighbor | Water | Porous | Wet | R245fa | MinimizeLCOE_Brownfield | IgnoreSilica | 125.2176 | 34.4462 | 3.0111 | 4 | 5682.231 | 7560.2866 | 115.84 | 154.1267 | 135.7016 | 0 | 107.5373 | 5180543.9181 | 229691.4491 | 5719031.7354 | 5405171.3694 | 0 | 579529.7899 | 0 | 6674447.6221 | 17365543.5953 | 11852340.33 | 53006299.8092 | 961560.8286 | 14470997.6721 | 14470997.6721 | 1478867.319 | 6670120.1387 | 0 | 68438858.3099 | 91058843.4396 | 100000 | 12.0444 | 5682.231 | 7560.2866 | 115.84 | 154.1267
1 | 4200 | 707 | 0.03 | 15 | 15 | 7 | 1.3335e-10 | 5spot_SharedNeighbor | Water | Porous | Wet | R245fa | MinimizeLCOE_Brownfield | IgnoreSilica | 130.9964 | 35.9543 | 3.1888 | 4 | 5502.5999 | 7276.0163 | 112.1779 | 148.3314 | 135.5275 | 0 | 114.5127 | 5336436.2856 | 236221.9718 | 5919142.8458 | 5648475.0946 | 0 | 537735.5657 | 0 | 6894424.5878 | 17937878.5365 | 12242970.6877 | 54753285.5756 | 961560.8286 | 14470997.6721 | 14470997.6721 | 1478867.319 | 6670120.1387 | 0 | 70185844.0763 | 92805829.2061 | 133352.1432 | 12.755 | 5502.5999 | 7276.0163 | 112.1779 | 148.3314
1 | 4200 | 707 | 0.03 | 15 | 15 | 7 | 1.7783e-10 | 5spot_SharedNeighbor | Water | Porous | Wet | R245fa | MinimizeLCOE_Brownfield | IgnoreSilica | 137.5345 | 37.6532 | 3.3652 | 4 | 5365.4742 | 7045.8991 | 109.3824 | 143.6402 | 135.3326 | 0 | 108.4141 | 5509499.9026 | 243445.8752 | 6142625.0055 | 5923310.2937 | 0 | 517172.3824 | 0 | 7151060.8492 | 18605593.4453 | 12698699.8331 | 56791407.5871 | 961560.8286 | 14470997.6721 | 14470997.6721 | 1478867.319 | 6670120.1387 | 0 | 72223966.0878 | 94843951.2176 | 177827.941 | 13.4609 | 5365.4742 | 7045.8991 | 109.3824 | 143.6402
1 | 4200 | 707 | 0.03 | 15 | 15 | 7 | 2.3714e-10 | 5spot_SharedNeighbor | Water | Porous | Wet | R245fa | MinimizeLCOE_Brownfield | IgnoreSilica | 141.3855 | 38.6512 | 3.4856 | 4 | 5260.9527 | 6883.338 | 107.2516 | 140.3262 | 135.2209 | 0 | 120.6206 | 5610018.0207 | 247632.7137 | 6272986.4381 | 6085035.7011 | 0 | 484080.7404 | 0 | 7292903.9094 | 18974639.9921 | 12950581.6845 | 57917879.2 | 961560.8286 | 14470997.6721 | 14470997.6721 | 1478867.319 | 6670120.1387 | 0 | 73350437.7007 | 95970422.8305 | 237137.3706 | 13.9424 | 5260.9527 | 6883.338 | 107.2516 | 140.3262
1 | 4200 | 707 | 0.03 | 15 | 15 | 7 | 3.1623e-10 | 5spot_SharedNeighbor | Water | Porous | Wet | R245fa | MinimizeLCOE_Brownfield | IgnoreSilica | 144.348 | 39.4157 | 3.5797 | 4 | 5181.9967 | 6761.7315 | 105.642 | 137.847 | 135.1324 | 0 | 123.3097 | 5686351.9891 | 250800.5732 | 6372411.5946 | 6209252.5029 | 0 | 455307.4226 | 0 | 7399908.3922 | 19253043.7065 | 13140597.9402 | 58767674.1212 | 961560.8286 | 14470997.6721 | 14470997.6721 | 1478867.319 | 6670120.1387 | 0 | 74200232.6219 | 96820217.7517 | 316227.766 | 14.3188 | 5181.9967 | 6761.7315 | 105.642 | 137.847
1 | 4200 | 707 | 0.03 | 15 | 15 | 7 | 4.217e-10 | 5spot_SharedNeighbor | Water | Porous | Wet | R245fa | MinimizeLCOE_Brownfield | IgnoreSilica | 146.6138 | 39.9984 | 3.6526 | 4 | 5122.4279 | 6670.6596 | 104.4276 | 135.9904 | 135.0633 | 0 | 118.4699 | 5744155.9579 | 253192.5458 | 6447951.705 | 6304135.5974 | 0 | 431161.7743 | 0 | 7480433.0563 | 19462552.3648 | 13283591.9044 | 59407174.9058 | 961560.8286 | 14470997.6721 | 14470997.6721 | 1478867.319 | 6670120.1387 | 0 | 74839733.4065 | 97459718.5363 | 421696.5034 | 14.6102 | 5122.4279 | 6670.6596 | 104.4276 | 135.9904
1 | 4200 | 707 | 0.03 | 15 | 15 | 7 | 5.6234e-10 | 5spot_SharedNeighbor | Water | Porous | Wet | R245fa | MinimizeLCOE_Brownfield | IgnoreSilica | 148.3239 | 40.437 | 3.7083 | 4 | 5077.534 | 6602.5099 | 103.5124 | 134.6011 | 135.0103 | 0 | 139.0151 | 5787456.2363 | 254980.3653 | 6504681.2419 | 6375680.8508 | 0 | 411286.4424 | 0 | 7540293.2033 | 19618296.1881 | 13389890.2641 | 59882564.7922 | 961560.8286 | 14470997.6721 | 14470997.6721 | 1478867.319 | 6670120.1387 | 0 | 75315123.2929 | 97935108.4226 | 562341.3252 | 14.833 | 5077.534 | 6602.5099 | 103.5124 | 134.6011
1 | 4200 | 707 | 0.03 | 15 | 15 | 7 | 7.4989e-10 | 5spot_SharedNeighbor | Water | Porous | Wet | R245fa | MinimizeLCOE_Brownfield | IgnoreSilica | 149.6681 | 40.7805 | 3.7515 | 4 | 5043.7228 | 6551.1177 | 102.8231 | 133.5534 | 134.9682 | 0 | 126.2073 | 5821215.9464 | 256370.1169 | 6549035.092 | 6431453.0218 | 0 | 395806.9838 | 0 | 7587013.6528 | 19739853.2141 | 13472855.432 | 60253603.46 | 961560.8286 | 14470997.6721 | 14470997.6721 | 1478867.319 | 6670120.1387 | 0 | 75686161.9607 | 98306147.0905 | 749894.2093 | 15.006 | 5043.7228 | 6551.1177 | 102.8231 | 133.5534
1 | 4200 | 707 | 0.03 | 15 | 15 | 7 | 1e-09 | 5spot_SharedNeighbor | Water | Porous | Wet | R245fa | MinimizeLCOE_Brownfield | IgnoreSilica | 150.6427 | 41.0291 | 3.7836 | 4 | 5018.2815 | 6512.8693 | 102.3045 | 132.7736 | 134.9374 | 0 | 129.0272 | 5845564.1054 | 257370.6288 | 6581081.6353 | 6471757.3805 | 0 | 383186.706 | 0 | 7620194.5778 | 19826183.1747 | 13531777.4041 | 60517115.6127 | 961560.8286 | 14470997.6721 | 14470997.6721 | 1478867.319 | 6670120.1387 | 0 | 75949674.1134 | 98569659.2431 | 1000000 | 15.1346 | 5018.2815 | 6512.8693 | 102.3045 | 132.7736
1 | 4200 | 707 | 0.03 | 15 | 15 | 7 | 1.3335e-09 | 5spot_SharedNeighbor | Water | Porous | Wet | R245fa | MinimizeLCOE_Brownfield | IgnoreSilica | 151.364 | 41.2128 | 3.8078 | 4 | 4999.1524 | 6484.2759 | 101.9145 | 132.1907 | 134.9145 | 0 | 124.8788 | 5863523.8477 | 258107.8802 | 6604746.1123 | 6501566.4528 | 0 | 373214.7508 | 0 | 7644452.0271 | 19889296.0817 | 13574853.2599 | 60709760.4125 | 961560.8286 | 14470997.6721 | 14470997.6721 | 1478867.319 | 6670120.1387 | 0 | 76142318.9132 | 98762304.043 | 1333521.4322 | 15.231 | 4999.1524 | 6484.2759 | 101.9145 | 132.1907
1 | 4200 | 707 | 0.03 | 15 | 15 | 7 | 1.7783e-09 | 5spot_SharedNeighbor | Water | Porous | Wet | R245fa | MinimizeLCOE_Brownfield | IgnoreSilica | 151.8996 | 41.3491 | 3.8258 | 4 | 4984.7774 | 6462.8798 | 101.6214 | 131.7545 | 134.8973 | 0 | 120.9089 | 5876829.1955 | 258653.6558 | 6622292.1864 | 6523694.0698 | 0 | 365440.6794 | 0 | 7662294.8169 | 19935719.3608 | 13606538.1018 | 60851462.0664 | 961560.8286 | 14470997.6721 | 14470997.6721 | 1478867.319 | 6670120.1387 | 0 | 76284020.5671 | 98904005.6969 | 1778279.41 | 15.3034 | 4984.7774 | 6462.8798 | 101.6214 | 131.7545
1 | 4200 | 707 | 0.03 | 15 | 15 | 7 | 2.3714e-09 | 5spot_SharedNeighbor | Water | Porous | Wet | R245fa | MinimizeLCOE_Brownfield | IgnoreSilica | 152.3166 | 41.4551 | 3.8397 | 4 | 4973.98 | 6446.7407 | 101.4013 | 131.4255 | 134.884 | 0 | 121.2064 | 5887166.9805 | 259077.4717 | 6635933.1333 | 6540911.7573 | 0 | 359609.1584 | 0 | 7676252.4155 | 19972034.1691 | 13631323.7047 | 60962308.7905 | 961560.8286 | 14470997.6721 | 14470997.6721 | 1478867.319 | 6670120.1387 | 0 | 76394867.2912 | 99014852.421 | 2371373.7057 | 15.3589 | 4973.98 | 6446.7407 | 101.4013 | 131.4255
1 | 4200 | 707 | 0.03 | 15 | 15 | 7 | 3.1623e-09 | 5spot_SharedNeighbor | Water | Porous | Wet | R245fa | MinimizeLCOE_Brownfield | IgnoreSilica | 152.6159 | 41.5312 | 3.8499 | 4 | 4965.8728 | 6434.7279 | 101.236 | 131.1806 | 134.8743 | 0 | 129.69 | 5894577.8574 | 259381.1547 | 6645716.7108 | 6553268.9279 | 0 | 355027.2081 | 0 | 7686109.025 | 19997679.0452 | 13648826.8596 | 61040586.7887 | 961560.8286 | 14470997.6721 | 14470997.6721 | 1478867.319 | 6670120.1387 | 0 | 76473145.2894 | 99093130.4192 | 3162277.6602 | 15.3997 | 4965.8728 | 6434.7279 | 101.236 | 131.1806
1 | 4200 | 707 | 0.03 | 15 | 15 | 7 | 4.217e-09 | 5spot_SharedNeighbor | Water | Porous | Wet | R245fa | MinimizeLCOE_Brownfield | IgnoreSilica | 152.8398 | 41.5881 | 3.8576 | 4 | 4959.7874 | 6425.7241 | 101.112 | 130.9971 | 134.8671 | 0 | 119.7287 | 5900117.0877 | 259608.0696 | 6653031.9117 | 6562512.8497 | 0 | 351538.1065 | 0 | 7693455.1298 | 20016792.1032 | 13661871.9144 | 61098927.1727 | 961560.8286 | 14470997.6721 | 14470997.6721 | 1478867.319 | 6670120.1387 | 0 | 76531485.6734 | 99151470.8032 | 4216965.0343 | 15.4304 | 4959.7874 | 6425.7241 | 101.112 | 130.9971
1 | 4200 | 707 | 0.03 | 15 | 15 | 7 | 5.6234e-09 | 5spot_SharedNeighbor | Water | Porous | Wet | R245fa | MinimizeLCOE_Brownfield | IgnoreSilica | 153.023 | 41.6346 | 3.8636 | 4 | 4955.2205 | 6418.8742 | 101.0189 | 130.8574 | 134.8612 | 0 | 115.5831 | 5904645.2258 | 259793.5298 | 6659013.212 | 6570073.7995 | 0 | 349037.2462 | 0 | 7699599.5752 | 20032778.6896 | 13672783.0881 | 61147724.3662 | 961560.8286 | 14470997.6721 | 14470997.6721 | 1478867.319 | 6670120.1387 | 0 | 76580282.8669 | 99200267.9967 | 5623413.2519 | 15.4545 | 4955.2205 | 6418.8742 | 101.0189 | 130.8574
1 | 4200 | 707 | 0.03 | 15 | 15 | 7 | 7.4989e-09 | 5spot_SharedNeighbor | Water | Porous | Wet | R245fa | MinimizeLCOE_Brownfield | IgnoreSilica | 153.1519 | 41.6674 | 3.868 | 4 | 4951.7939 | 6413.7927 | 100.949 | 130.7538 | 134.857 | 0 | 109.122 | 5907829.3577 | 259923.9134 | 6663220.1609 | 6575393.4147 | 0 | 347066.5728 | 0 | 7703839.0336 | 20043808.8907 | 13680311.427 | 61181392.7708 | 961560.8286 | 14470997.6721 | 14470997.6721 | 1478867.319 | 6670120.1387 | 0 | 76613951.2715 | 99233936.4013 | 7498942.0933 | 15.472 | 4951.7939 | 6413.7927 | 100.949 | 130.7538
1 | 4200 | 707 | 0.03 | 15 | 15 | 7 | 1e-08 | 5spot_SharedNeighbor | Water | Porous | Wet | R245fa | MinimizeLCOE_Brownfield | IgnoreSilica | 153.2445 | 41.6909 | 3.8712 | 4 | 4949.2232 | 6410.0083 | 100.8966 | 130.6767 | 134.854 | 0 | 107.6204 | 5910115.8768 | 260017.5264 | 6666241.6587 | 6579214.8729 | 0 | 345541.6953 | 0 | 7706841.3357 | 20051620.265 | 13685642.8505 | 61205236.0813 | 961560.8286 | 14470997.6721 | 14470997.6721 | 1478867.319 | 6670120.1387 | 0 | 76637794.5819 | 99257779.7117 | 10000000 | 15.4848 | 4949.2232 | 6410.0083 | 100.8966 | 130.6767
1 | 4300 | 707 | 0.03 | 15 | 15 | 7 | 1e-13 | 5spot_SharedNeighbor | Water | Porous | Wet | R245fa | MinimizeLCOE_Brownfield | IgnoreSilica | 0 | 0 | 0 | 0 | [6 empty] | 11.3348 | [19 empty] | 100 | 0
1 | 4300 | 707 | 0.03 | 15 | 15 | 7 | 1.3335e-13 | 5spot_SharedNeighbor | Water | Porous | Wet | R245fa | MinimizeLCOE_Brownfield | IgnoreSilica | 0 | 0 | 0 | 0 | [6 empty] | 11.2855 | [19 empty] | 133.3521 | 0
1 | 4300 | 707 | 0.03 | 15 | 15 | 7 | 1.7783e-13 | 5spot_SharedNeighbor | Water | Porous | Wet | R245fa | MinimizeLCOE_Brownfield | IgnoreSilica | 0 | 0 | 0 | 0 | [6 empty] | 12.5803 | [19 empty] | 177.8279 | 0
1 | 4300 | 707 | 0.03 | 15 | 15 | 7 | 2.3714e-13 | 5spot_SharedNeighbor | Water | Porous | Wet | R245fa | MinimizeLCOE_Brownfield | IgnoreSilica | 1.2304 | 0.20659 | 0.002487 | 4 | 1709003.9509 | 4046514.2123 | 34840.3571 | 82493.6655 | 102.9606 | 0 | 23.6082 | 119811.5728 | 4263.5751 | 97659.3254 | 65572.8128 | 0 | 73030.6347 | 0 | 140531.7891 | 365634.8883 | 249553.3243 | 1116057.9225 | 961560.8286 | 14923245.9986 | 14923245.9986 | 1478867.319 | 6851019.4693 | 0 | 17000864.7497 | 40253997.5367 | 237.1374 | 0.0099478 | 1709003.9509 | 4046514.2123 | 34840.3571 | 82493.6655
1 | 4300 | 707 | 0.03 | 15 | 15 | 7 | 3.1623e-13 | 5spot_SharedNeighbor | Water | Porous | Wet | R245fa | MinimizeLCOE_Brownfield | IgnoreSilica | 1.6125 | 0.30569 | 0.0081235 | 4 | 533536.54 | 1249150.4587 | 10876.864 | 25465.6217 | 110.2532 | 0 | 135.4513 | 164555.3112 | 6172.665 | 132898.0127 | 81501.0601 | 0 | 83646.383 | 0 | 182821.6385 | 475664.4015 | 324650.7279 | 1451910.1999 | 961560.8286 | 14923245.9986 | 14923245.9986 | 1478867.319 | 6851019.4693 | 0 | 17336717.0272 | 40589849.8141 | 316.2278 | 0.032494 | 533536.54 | 1249150.4587 | 10876.864 | 25465.6217
1 | 4300 | 707 | 0.03 | 15 | 15 | 7 | 4.217e-13 | 5spot_SharedNeighbor | Water | Porous | Wet | R245fa | MinimizeLCOE_Brownfield | IgnoreSilica | 2.1182 | 0.44257 | 0.016738 | 4 | 265313.5888 | 612631.6158 | 5408.7764 | 12489.3241 | 116.4421 | 0 | 181.1891 | 220514.3748 | 8649.875 | 177890.4223 | 103126.9168 | 0 | 96189.0857 | 0 | 236484.5631 | 615284.3235 | 419944.1936 | 1878083.7549 | 961560.8286 | 14923245.9986 | 14923245.9986 | 1478867.319 | 6851019.4693 | 0 | 17762890.5821 | 41016023.369 | 421.6965 | 0.066951 | 265313.5888 | 612631.6158 | 5408.7764 | 12489.3241
1 | 4300 | 707 | 0.03 | 15 | 15 | 7 | 5.6234e-13 | 5spot_SharedNeighbor | Water | Porous | Wet | R245fa | MinimizeLCOE_Brownfield | IgnoreSilica | 2.7794 | 0.6267 | 0.029166 | 4 | 156787.622 | 356104.2726 | 3196.3277 | 7259.6673 | 121.5102 | 0 | 236.6163 | 288677.222 | 11744.3418 | 234134.9629 | 131796.9788 | 0 | 110692.2026 | 0 | 303047.8262 | 788468.28 | 538145.8025 | 2406707.6169 | 961560.8286 | 14923245.9986 | 14923245.9986 | 1478867.319 | 6851019.4693 | 0 | 18291514.4441 | 41544647.231 | 562.3413 | 0.11666 | 156787.622 | 356104.2726 | 3196.3277 | 7259.6673
1 | 4300 | 707 | 0.03 | 15 | 15 | 7 | 7.4989e-13 | 5spot_SharedNeighbor | Water | Porous | Wet | R245fa | MinimizeLCOE_Brownfield | IgnoreSilica | 3.674 | 0.88007 | 0.046723 | 4 | 101487.6138 | 225908.4107 | 2068.9623 | 4605.4485 | 125.7032 | 0 | 309.6297 | 373623.8275 | 15661.554 | 306322.5494 | 170625.4744 | 0 | 128944.8392 | 0 | 388119.5153 | 1009807.3647 | 689214.2759 | 3082319.4003 | 961560.8286 | 14923245.9986 | 14923245.9986 | 1478867.319 | 6851019.4693 | 0 | 18967126.2276 | 42220259.0145 | 749.8942 | 0.18689 | 101487.6138 | 225908.4107 | 2068.9623 | 4605.4485
1 | 4300 | 707 | 0.03 | 15 | 15 | 7 | 1e-12 | 5spot_SharedNeighbor | Water | Porous | Wet | R245fa | MinimizeLCOE_Brownfield | IgnoreSilica | 4.8548 | 1.219 | 0.070947 | 4 | 69807.1657 | 151745.0994 | 1423.1135 | 3093.5291 | 129.0173 | 0 | 36.7842 | 476864.4002 | 20474.3229 | 396629.99 | 222860.9317 | 0 | 150661.0949 | 0 | 494321.3885 | 1286122.8535 | 877805.2747 | 3925740.2564 | 961560.8286 | 14923245.9986 | 14923245.9986 | 1478867.319 | 6851019.4693 | 0 | 19810547.0836 | 43063679.8705 | 1000 | 0.28379 | 69807.1657 | 151745.0994 | 1423.1135 | 3093.5291
1 | 4300 | 707 | 0.03 | 15 | 15 | 7 | 1.3335e-12 | 5spot_SharedNeighbor | Water | Porous | Wet | R245fa | MinimizeLCOE_Brownfield | IgnoreSilica | 6.4406 | 1.6767 | 0.1039 | 4 | 50228.469 | 106177.6624 | 1023.9753 | 2164.5753 | 131.6206 | 0 | 37.8044 | 603445.2424 | 26394.8503 | 510929.7472 | 292955.0346 | 0 | 177614.4869 | 0 | 628422.3509 | 1635026.0499 | 1115938.8755 | 4990726.6377 | 961560.8286 | 14923245.9986 | 14923245.9986 | 1478867.319 | 6851019.4693 | 0 | 20875533.4649 | 44128666.2518 | 1333.5214 | 0.41561 | 50228.469 | 106177.6624 | 1023.9753 | 2164.5753
1 | 4300 | 707 | 0.03 | 15 | 15 | 7 | 1.7783e-12 | 5spot_SharedNeighbor | Water | Porous | Wet | R245fa | MinimizeLCOE_Brownfield | IgnoreSilica | 8.5406 | 2.2805 | 0.14739 | 4 | 37644.092 | 77084.604 | 767.4257 | 1571.4739 | 133.4745 | 0 | 37.4408 | 755089.9472 | 33462.1972 | 652633.0785 | 385655.2505 | 0 | 210190.6397 | 0 | 794442.1341 | 2066975.4705 | 1410753.2307 | 6309201.9486 | 961560.8286 | 14923245.9986 | 14923245.9986 | 1478867.319 | 6851019.4693 | 0 | 22194008.7758 | 45447141.5627 | 1778.2794 | 0.58957 | 37644.092 | 77084.604 | 767.4257 | 1571.4739
1 | 4300 | 707 | 0.03 | 15 | 15 | 7 | 2.3714e-12 | 5spot_SharedNeighbor | Water | Porous | Wet | R245fa | MinimizeLCOE_Brownfield | IgnoreSilica | 11.371 | 3.1104 | 0.20856 | 4 | 28644.549 | 56518.1115 | 583.9579 | 1152.1981 | 135.2662 | 0 | 51.7975 | 946553.7902 | 42460.5345 | 835569.161 | 511646.4001 | 0 | 250420.0484 | 0 | 1008793.4743 | 2624673.6882 | 1791393.7239 | 8011510.8207 | 961560.8286 | 14923245.9986 | 14923245.9986 | 1478867.319 | 6851019.4693 | 0 | 23896317.6479 | 47149450.4348 | 2371.3737 | 0.83424 | 28644.549 | 56518.1115 | 583.9579 | 1152.1981
1 | 4300 | 707 | 0.03 | 15 | 15 | 7 | 3.1623e-12 | 5spot_SharedNeighbor | Water | Porous | Wet | R245fa | MinimizeLCOE_Brownfield | IgnoreSilica | 15.0984 | 4.1957 | 0.28823 | 4 | 22543.7744 | 42712.4213 | 459.5853 | 870.7505 | 136.4644 | 0 | 46.0855 | 1174382.6444 | 53082.3341 | 1060790.9732 | 676304.7434 | 0 | 298553.7419 | 0 | 1272614.6305 | 3311082.2193 | 2259881.6506 | 10106692.9374 | 961560.8286 | 14923245.9986 | 14923245.9986 | 1478867.319 | 6851019.4693 | 0 | 25991499.7646 | 49244632.5515 | 3162.2777 | 1.1529 | 22543.7744 | 42712.4213 | 459.5853 | 870.7505
1 | 4300 | 707 | 0.03 | 15 | 15 | 7 | 4.217e-12 | 5spot_SharedNeighbor | Water | Porous | Wet | R245fa | MinimizeLCOE_Brownfield | IgnoreSilica | 20.048 | 5.6396 | 0.39452 | 4 | 18141.7886 | 32876.9138 | 369.8449 | 670.2404 | 137.3781 | 0 | 47.246 | 1452131.9395 | 65998.1485 | 1343140.586 | 896283.396 | 0 | 357154.6206 | 0 | 1604736.3893 | 4175194.9082 | 2849656.3165 | 12744296.3045 | 961560.8286 | 14923245.9986 | 14923245.9986 | 1478867.319 | 6851019.4693 | 0 | 28629103.1317 | 51882235.9186 | 4216.965 | 1.5781 | 18141.7886 | 32876.9138 | 369.8449 | 670.2404
1 | 4300 | 707 | 0.03 | 15 | 15 | 7 | 5.6234e-12 | 5spot_SharedNeighbor | Water | Porous | Wet | R245fa | MinimizeLCOE_Brownfield | IgnoreSilica | 26.6259 | 7.5595 | 0.53564 | 4 | 14911.966 | 25764.8389 | 304.0006 | 525.2511 | 138.0744 | 0 | 42.2142 | 1790755.8557 | 81682.6695 | 1697129.0312 | 1188473.2134 | 0 | 428893.8924 | 0 | 2022904.5182 | 5263182.6017 | 3592230.2732 | 16065252.0553 | 961560.8286 | 14923245.9986 | 14923245.9986 | 1478867.319 | 6851019.4693 | 0 | 31950058.8825 | 55203191.6694 | 5623.4133 | 2.1426 | 14911.966 | 25764.8389 | 304.0006 | 525.2511
1 | 4300 | 707 | 0.03 | 15 | 15 | 7 | 7.4989e-12 | 5spot_SharedNeighbor | Water | Porous | Wet | R245fa | MinimizeLCOE_Brownfield | IgnoreSilica | 35.2615 | 10.0802 | 0.72115 | 4 | 12509.6465 | 20570.8221 | 255.0261 | 419.364 | 138.6 | 0 | 55.6645 | 2199128.0109 | 100521.6589 | 2135722.7335 | 1571607.9689 | 0 | 515027.0491 | 0 | 2543582.8943 | 6617880.9305 | 4516839.7189 | 20200310.9651 | 961560.8286 | 14923245.9986 | 14923245.9986 | 1478867.319 | 6851019.4693 | 0 | 36085117.7923 | 59338250.5792 | 7498.9421 | 2.8846 | 12509.6465 | 20570.8221 | 255.0261 | 419.364
1 | 4300 | 707 | 0.03 | 15 | 15 | 7 | 1e-11 | 5spot_SharedNeighbor | Water | Porous | Wet | R245fa | MinimizeLCOE_Brownfield | IgnoreSilica | 46.5332 | 13.3708 | 0.96295 | 4 | 10701.4175 | 16738.3896 | 218.1629 | 341.2347 | 138.9929 | 0 | 47.7872 | 2689727.5985 | 123059.0542 | 2676597.2333 | 2071755.6553 | 0 | 618616.4028 | 0 | 3190104.8182 | 8299998.3564 | 5664919.4262 | 25334778.5449 | 961560.8286 | 14923245.9986 | 14923245.9986 | 1478867.319 | 6851019.4693 | 0 | 41219585.3721 | 64472718.159 | 10000 | 3.8518 | 10701.4175 | 16738.3896 | 218.1629 | 341.2347
1 | 4300 | 707 | 0.03 | 15 | 15 | 7 | 1.3335e-11 | 5spot_SharedNeighbor | Water | Porous | Wet | R245fa | MinimizeLCOE_Brownfield | IgnoreSilica | 57.3903 | 16.5367 | 1.2295 | 4 | 9322.4658 | 14050.8018 | 190.0511 | 286.4446 | 139.2046 | 0 | 63.1564 | 3129127.8928 | 143155.3452 | 3172156.6257 | 2553857.8281 | 0 | 675258.2764 | 0 | 3772686.8276 | 9815757.2409 | 6699456.0106 | 29961456.0472 | 961560.8286 | 14923245.9986 | 14923245.9986 | 1478867.319 | 6851019.4693 | 0 | 45846262.8744 | 69099395.6613 | 13335.2143 | 4.9178 | 9322.4658 | 14050.8018 | 190.0511 | 286.4446
1 | 4300 | 707 | 0.03 | 15 | 15 | 7 | 1.7783e-11 | 5spot_SharedNeighbor | Water | Porous | Wet | R245fa | MinimizeLCOE_Brownfield | IgnoreSilica | 68.8862 | 19.8754 | 1.5297 | 4 | 8254.6509 | 12054.9461 | 168.2822 | 245.7564 | 139.3043 | 0 | 56.8364 | 3565970.2317 | 163014.901 | 3674672.6626 | 3063071.758 | 0 | 712046.398 | 0 | 4359722.621 | 11343103.9579 | 7741901.5287 | 34623504.059 | 961560.8286 | 14923245.9986 | 14923245.9986 | 1478867.319 | 6851019.4693 | 0 | 50508310.8862 | 73761443.6731 | 17782.7941 | 6.1188 | 8254.6509 | 12054.9461 | 168.2822 | 245.7564
1 | 4300 | 707 | 0.03 | 15 | 15 | 7 | 2.3714e-11 | 5spot_SharedNeighbor | Water | Porous | Wet | R245fa | MinimizeLCOE_Brownfield | IgnoreSilica | 80.7413 | 23.2931 | 1.8538 | 4 | 7430.1288 | 10565.9386 | 151.4732 | 215.4009 | 139.2951 | 0 | 78.2175 | 3990214.2089 | 182145.2713 | 4172056.2156 | 3585807.9102 | 0 | 730093.5519 | 0 | 4937523.6916 | 12846423.8201 | 8767948.2248 | 39212212.8942 | 961560.8286 | 14923245.9986 | 14923245.9986 | 1478867.319 | 6851019.4693 | 0 | 55097019.7215 | 78350152.5084 | 23713.7371 | 7.4154 | 7430.1288 | 10565.9386 | 151.4732 | 215.4009
1 | 4300 | 707 | 0.03 | 15 | 15 | 7 | 3.1623e-11 | 5spot_SharedNeighbor | Water | Porous | Wet | R245fa | MinimizeLCOE_Brownfield | IgnoreSilica | 92.366 | 26.6097 | 2.1848 | 4 | 6796.082 | 9456.8068 | 138.5473 | 192.7898 | 139.1899 | 0 | 89.5684 | 4383128.2043 | 199684.5763 | 4641199.7877 | 4095107.761 | 0 | 728439.7906 | 0 | 5478548.4468 | 14254059.2536 | 9728688.3322 | 43508856.1525 | 961560.8286 | 14923245.9986 | 14923245.9986 | 1478867.319 | 6851019.4693 | 0 | 59393662.9797 | 82646795.7666 | 31622.7766 | 8.7394 | 6796.082 | 9456.8068 | 138.5473 | 192.7898
1 | 4300 | 707 | 0.03 | 15 | 15 | 7 | 4.217e-11 | 5spot_SharedNeighbor | Water | Porous | Wet | R245fa | MinimizeLCOE_Brownfield | IgnoreSilica | 103.2233 | 29.6691 | 2.505 | 4 | 6310.3851 | 8631.012 | 128.6457 | 175.9549 | 139.016 | 0 | 101.3376 | 4731221.1242 | 215047.4908 | 5063999.0929 | 4567193.0911 | 0 | 709140.0472 | 0 | 5961774.33 | 15511313.8786 | 10586790.4478 | 47346479.5025 | 961560.8286 | 14923245.9986 | 14923245.9986 | 1478867.319 | 6851019.4693 | 0 | 63231286.3298 | 86484419.1167 | 42169.6503 | 10.0202 | 6310.3851 | 8631.012 | 128.6457 | 175.9549
1 | 4300 | 707 | 0.03 | 15 | 15 | 7 | 5.6234e-11 | 5spot_SharedNeighbor | Water | Porous | Wet | R245fa | MinimizeLCOE_Brownfield | IgnoreSilica | 112.9138 | 32.3655 | 2.7999 | 4 | 5939.4651 | 8015.708 | 121.084 | 163.411 | 138.8059 | 0 | 102.3422 | 5027806.7818 | 227993.4099 | 5429699.0042 | 4986482.3527 | 0 | 676356.4252 | 0 | 6375851.8098 | 16588658.5422 | 11322100.3179 | 50634948.6438 | 961560.8286 | 14923245.9986 | 14923245.9986 | 1478867.319 | 6851019.4693 | 0 | 66519755.471 | 89772888.258 | 56234.1325 | 11.1996 | 5939.4651 | 8015.708 | 121.084 | 163.411
1 | 4300 | 707 | 0.03 | 15 | 15 | 7 | 7.4989e-11 | 5spot_SharedNeighbor | Water | Porous | Wet | R245fa | MinimizeLCOE_Brownfield | IgnoreSilica | 121.2398 | 34.6533 | 3.0599 | 4 | 5657.0483 | 7556.8963 | 115.3266 | 154.0576 | 138.5879 | 0 | 109.109 | 5272479.7997 | 238556.5347 | 5735463.9337 | 5344518.1056 | 0 | 635360.2534 | 0 | 6718287.6646 | 17479606.393 | 11930190.5332 | 53354463.218 | 961560.8286 | 14923245.9986 | 14923245.9986 | 1478867.319 | 6851019.4693 | 0 | 69239270.0453 | 92492402.8322 | 74989.4209 | 12.2395 | 5657.0483 | 7556.8963 | 115.3266 | 154.0576
1 | 4300 | 707 | 0.03 | 15 | 15 | 7 | 1e-10 | 5spot_SharedNeighbor | Water | Porous | Wet | R245fa | MinimizeLCOE_Brownfield | IgnoreSilica | 128.1413 | 36.5281 | 3.2804 | 4 | 5442.5111 | 7214.6157 | 110.953 | 147.0797 | 138.3829 | 0 | 105.3196 | 5468454.6057 | 246932.1807 | 5983194.3854 | 5639585.1792 | 0 | 590789.0978 | 0 | 6992292.625 | 18192511.0939 | 12416762.6403 | 55530521.8081 | 961560.8286 | 14923245.9986 | 14923245.9986 | 1478867.319 | 6851019.4693 | 0 | 71415328.6353 | 94668461.4222 | 100000 | 13.1218 | 5442.5111 | 7214.6157 | 110.953 | 147.0797
1 | 4300 | 707 | 0.03 | 15 | 15 | 7 | 1.3335e-10 | 5spot_SharedNeighbor | Water | Porous | Wet | R245fa | MinimizeLCOE_Brownfield | IgnoreSilica | 135.566 | 38.526 | 3.4939 | 4 | 5279.6092 | 6943.4428 | 107.632 | 141.5515 | 138.1474 | 0 | 114.0584 | 5673236.9741 | 255611.9373 | 6244574.419 | 5955534.3923 | 0 | 565375.0775 | 0 | 7290789.7921 | 18969139.4924 | 12946827.4804 | 57901089.5651 | 961560.8286 | 14923245.9986 | 14923245.9986 | 1478867.319 | 6851019.4693 | 0 | 73785896.3923 | 97039029.1792 | 133352.1432 | 13.9756 | 5279.6092 | 6943.4428 | 107.632 | 141.5515
1 | 4300 | 707 | 0.03 | 15 | 15 | 7 | 1.7783e-10 | 5spot_SharedNeighbor | Water | Porous | Wet | R245fa | MinimizeLCOE_Brownfield | IgnoreSilica | 140.3191 | 39.8035 | 3.6486 | 4 | 5154.3278 | 6747.6194 | 105.0779 | 137.5593 | 138.0065 | 0 | 111.4842 | 5802548.6242 | 261088.1571 | 6410280.5254 | 6157681.3707 | 0 | 527150.4877 | 0 | 7471912.1744 | 19440382.7778 | 13268460.7057 | 59339504.8229 | 961560.8286 | 14923245.9986 | 14923245.9986 | 1478867.319 | 6851019.4693 | 0 | 75224311.6501 | 98477444.4371 | 177827.941 | 14.5944 | 5154.3278 | 6747.6194 | 105.0779 | 137.5593
1 | 4300 | 707 | 0.03 | 15 | 15 | 7 | 2.3714e-10 | 5spot_SharedNeighbor | Water | Porous | Wet | R245fa | MinimizeLCOE_Brownfield | IgnoreSilica | 144.0339 | 40.7953 | 3.7712 | 4 | 5059.5159 | 6601.0123 | 103.1451 | 134.5706 | 137.8922 | 0 | 108.5855 | 5901845.0895 | 265271.756 | 6538244.5123 | 6314664.9085 | 0 | 493025.5669 | 0 | 7610090.2149 | 19799893.6951 | 13513834.294 | 60436870.0372 | 961560.8286 | 14923245.9986 | 14923245.9986 | 1478867.319 | 6851019.4693 | 0 | 76321676.8645 | 99574809.6514 | 237137.3706 | 15.0848 | 5059.5159 | 6601.0123 | 103.1451 | 134.5706
1 | 4300 | 707 | 0.03 | 15 | 15 | 7 | 3.1623e-10 | 5spot_SharedNeighbor | Water | Porous | Wet | R245fa | MinimizeLCOE_Brownfield | IgnoreSilica | 146.889 | 41.5541 | 3.8668 | 4 | 4987.8775 | 6491.2642 | 101.6846 | 132.3332 | 137.8019 | 0 | 120.7703 | 5977184.2702 | 268433.4802 | 6635753.5766 | 6434996.5646 | 0 | 463583.8911 | 0 | 7714181.1952 | 20070717.0739 | 13698676.8149 | 61263526.8668 | 961560.8286 | 14923245.9986 | 14923245.9986 | 1478867.319 | 6851019.4693 | 0 | 77148333.694 | 100401466.4809 | 316227.766 | 15.4672 | 4987.8775 | 6491.2642 | 101.6846 | 132.3332
1 | 4300 | 707 | 0.03 | 15 | 15 | 7 | 4.217e-10 | 5spot_SharedNeighbor | Water | Porous | Wet | R245fa | MinimizeLCOE_Brownfield | IgnoreSilica | 149.0614 | 42.1294 | 3.9405 | 4 | 4933.8189 | 6409.0923 | 100.5826 | 130.658 | 137.7319 | 0 | 128.7849 | 6033947.283 | 270808.3309 | 6709462.7435 | 6526376.6682 | 0 | 438919.2458 | 0 | 7792010.5659 | 20273213.1313 | 13836884.535 | 61881622.5037 | 961560.8286 | 14923245.9986 | 14923245.9986 | 1478867.319 | 6851019.4693 | 0 | 77766429.3309 | 101019562.1178 | 421696.5034 | 15.7619 | 4933.8189 | 6409.0923 | 100.5826 | 130.658
1 | 4300 | 707 | 0.03 | 15 | 15 | 7 | 5.6234e-10 | 5spot_SharedNeighbor | Water | Porous | Wet | R245fa | MinimizeLCOE_Brownfield | IgnoreSilica | 150.7009 | 42.5625 | 3.9968 | 4 | 4893.0711 | 6347.5683 | 99.7519 | 129.4038 | 137.6783 | 0 | 122.7659 | 6076471.6385 | 272583.2672 | 6764821.0222 | 6595244.2562 | 0 | 418715.8626 | 0 | 7849856.0582 | 20423715.2365 | 13939605.3143 | 62341012.6557 | 961560.8286 | 14923245.9986 | 14923245.9986 | 1478867.319 | 6851019.4693 | 0 | 78225819.4829 | 101478952.2698 | 562341.3252 | 15.9871 | 4893.0711 | 6347.5683 | 99.7519 | 129.4038
1 | 4300 | 707 | 0.03 | 15 | 15 | 7 | 7.4989e-10 | 5spot_SharedNeighbor | Water | Porous | Wet | R245fa | MinimizeLCOE_Brownfield | IgnoreSilica | 151.9339 | 42.8875 | 4.0395 | 4 | 4862.3859 | 6301.4879 | 99.1263 | 128.4644 | 137.6376 | 0 | 115.8931 | 6108272.6717 | 273908.2311 | 6806298.1284 | 6646977.1687 | 0 | 402485.7365 | 0 | 7892797.3552 | 20535439.6828 | 14015859.5446 | 62682038.5189 | 961560.8286 | 14923245.9986 | 14923245.9986 | 1478867.319 | 6851019.4693 | 0 | 78566845.3461 | 101819978.133 | 749894.2093 | 16.1581 | 4862.3859 | 6301.4879 | 99.1263 | 128.4644
1 | 4300 | 707 | 0.03 | 15 | 15 | 7 | 1e-09 | 5spot_SharedNeighbor | Water | Porous | Wet | R245fa | MinimizeLCOE_Brownfield | IgnoreSilica | 152.8593 | 43.131 | 4.0719 | 4 | 4839.2971 | 6266.9646 | 98.6556 | 127.7606 | 137.6067 | 0 | 125.3314 | 6132038.9267 | 274897.0813 | 6837339.9446 | 6685769.75 | 0 | 389647.1683 | 0 | 7924680.2197 | 20618392.3561 | 14072476.4486 | 62935241.8953 | 961560.8286 | 14923245.9986 | 14923245.9986 | 1478867.319 | 6851019.4693 | 0 | 78820048.7225 | 102073181.5094 | 1000000 | 16.2875 | 4839.2971 | 6266.9646 | 98.6556 | 127.7606
1 | 4300 | 707 | 0.03 | 15 | 15 | 7 | 1.3335e-09 | 5spot_SharedNeighbor | Water | Porous | Wet | R245fa | MinimizeLCOE_Brownfield | IgnoreSilica | 153.5586 | 43.3148 | 4.0964 | 4 | 4821.9362 | 6241.0588 | 98.3017 | 127.2324 | 137.5833 | 0 | 118.9404 | 6149944.8259 | 275641.3313 | 6860752.4401 | 6715070.6648 | 0 | 379668.8508 | 0 | 7948620.464 | 20680679.9611 | 14114989.0189 | 63125367.5569 | 961560.8286 | 14923245.9986 | 14923245.9986 | 1478867.319 | 6851019.4693 | 0 | 79010174.3841 | 102263307.1711 | 1333521.4322 | 16.3856 | 4821.9362 | 6241.0588 | 98.3017 | 127.2324
1 | 4300 | 707 | 0.03 | 15 | 15 | 7 | 1.7783e-09 | 5spot_SharedNeighbor | Water | Porous | Wet | R245fa | MinimizeLCOE_Brownfield | IgnoreSilica | 154.0682 | 43.4486 | 4.1146 | 4 | 4808.8896 | 6221.7324 | 98.0357 | 126.8384 | 137.5662 | 0 | 117.486 | 6162958.9149 | 276181.8257 | 6877782.6117 | 6736407.3149 | 0 | 371804.0952 | 0 | 7965802.5573 | 20725384.2433 | 14145500.6101 | 63261822.1729 | 961560.8286 | 14923245.9986 | 14923245.9986 | 1478867.319 | 6851019.4693 | 0 | 79146629.0002 | 102399761.7871 | 1778279.41 | 16.4584 | 4808.8896 | 6221.7324 | 98.0357 | 126.8384
1 | 4300 | 707 | 0.03 | 15 | 15 | 7 | 2.3714e-09 | 5spot_SharedNeighbor | Water | Porous | Wet | R245fa | MinimizeLCOE_Brownfield | IgnoreSilica | 154.4601 | 43.5515 | 4.1285 | 4 | 4799.0897 | 6207.1823 | 97.8359 | 126.5418 | 137.5529 | 0 | 120.9123 | 6172951.7405 | 276596.6111 | 6890866.8071 | 6752813.226 | 0 | 365861.7223 | 0 | 7979045.1417 | 20759838.7315 | 14169016.5063 | 63366990.4865 | 961560.8286 | 14923245.9986 | 14923245.9986 | 1478867.319 | 6851019.4693 | 0 | 79251797.3137 | 102504930.1006 | 2371373.7057 | 16.5139 | 4799.0897 | 6207.1823 | 97.8359 | 126.5418
1 | 4300 | 707 | 0.03 | 15 | 15 | 7 | 3.1623e-09 | 5spot_SharedNeighbor | Water | Porous | Wet | R245fa | MinimizeLCOE_Brownfield | IgnoreSilica | 154.7501 | 43.6276 | 4.1388 | 4 | 4791.7314 | 6196.2965 | 97.6859 | 126.3199 | 137.5431 | 0 | 121.3597 | 6180337.1466 | 276903.0284 | 6900541.4081 | 6764951.3916 | 0 | 361287.6124 | 0 | 7988768.029 | 20785135.6897 | 14186282.2001 | 63444206.5058 | 961560.8286 | 14923245.9986 | 14923245.9986 | 1478867.319 | 6851019.4693 | 0 | 79329013.333 | 102582146.1199 | 3162277.6602 | 16.5554 | 4791.7314 | 6196.2965 | 97.6859 | 126.3199
1 | 4300 | 707 | 0.03 | 15 | 15 | 7 | 4.217e-09 | 5spot_SharedNeighbor | Water | Porous | Wet | R245fa | MinimizeLCOE_Brownfield | IgnoreSilica | 154.9593 | 43.6824 | 4.1465 | 4 | 4786.208 | 6188.185 | 97.5733 | 126.1545 | 137.536 | 0 | 118.1912 | 6185656.6123 | 277123.6529 | 6907512.1517 | 6773701.1867 | 0 | 357730.0292 | 0 | 7995672.2168 | 20803098.9701 | 14198542.5081 | 63499037.3277 | 961560.8286 | 14923245.9986 | 14923245.9986 | 1478867.319 | 6851019.4693 | 0 | 79383844.155 | 102636976.9419 | 4216965.0343 | 16.586 | 4786.208 | 6188.185 | 97.5733 | 126.1545
1 | 4300 | 707 | 0.03 | 15 | 15 | 7 | 5.6234e-09 | 5spot_SharedNeighbor | Water | Porous | Wet | R245fa | MinimizeLCOE_Brownfield | IgnoreSilica | 155.123 | 43.7254 | 4.1524 | 4 | 4782.0628 | 6182.0603 | 97.4888 | 126.0297 | 137.5305 | 0 | 112.0733 | 6189818.926 | 277296.2487 | 6912967.7707 | 6780551.3556 | 0 | 355102.4057 | 0 | 8001137.3156 | 20817318.0362 | 14208247.3128 | 63542439.3713 | 961560.8286 | 14923245.9986 | 14923245.9986 | 1478867.319 | 6851019.4693 | 0 | 79427246.1985 | 102680378.9855 | 5623413.2519 | 16.6094 | 4782.0628 | 6182.0603 | 97.4888 | 126.0297
1 | 4300 | 707 | 0.03 | 15 | 15 | 7 | 7.4989e-09 | 5spot_SharedNeighbor | Water | Porous | Wet | R245fa | MinimizeLCOE_Brownfield | IgnoreSilica | 155.2519 | 43.7591 | 4.1569 | 4 | 4778.9527 | 6177.4304 | 97.4254 | 125.9353 | 137.5261 | 0 | 104.1779 | 6193093.9643 | 277432.0316 | 6917261.1557 | 6785943.5302 | 0 | 353175.9042 | 0 | 8005493.5686 | 20828652.1129 | 14215983.0531 | 63577035.3206 | 961560.8286 | 14923245.9986 | 14923245.9986 | 1478867.319 | 6851019.4693 | 0 | 79461842.1478 | 102714974.9348 | 7498942.0933 | 16.6275 | 4778.9527 | 6177.4304 | 97.4254 | 125.9353
1 | 4300 | 707 | 0.03 | 15 | 15 | 7 | 1e-08 | 5spot_SharedNeighbor | Water | Porous | Wet | R245fa | MinimizeLCOE_Brownfield | IgnoreSilica | 155.3445 | 43.7834 | 4.1602 | 4 | 4776.6193 | 6173.9833 | 97.3778 | 125.865 | 137.5229 | 0 | 102.5195 | 6195445.7446 | 277529.5193 | 6920344.7199 | 6789817.0735 | 0 | 351683.4071 | 0 | 8008579.9811 | 20836682.3252 | 14221463.838 | 63601546.6087 | 961560.8286 | 14923245.9986 | 14923245.9986 | 1478867.319 | 6851019.4693 | 0 | 79486353.4359 | 102739486.2228 | 10000000 | 16.6407 | 4776.6193 | 6173.9833 | 97.3778 | 125.865
1 | 4400 | 707 | 0.03 | 15 | 15 | 7 | 1e-13 | 5spot_SharedNeighbor | Water | Porous | Wet | R245fa | MinimizeLCOE_Brownfield | IgnoreSilica | 0 | 0 | 0 | 0 | [6 empty] | 10.9181 | [19 empty] | 100 | 0
1 | 4400 | 707 | 0.03 | 15 | 15 | 7 | 1.3335e-13 | 5spot_SharedNeighbor | Water | Porous | Wet | R245fa | MinimizeLCOE_Brownfield | IgnoreSilica | 0 | 0 | 0 | 0 | [6 empty] | 10.5922 | [19 empty] | 133.3521 | 0
1 | 4400 | 707 | 0.03 | 15 | 15 | 7 | 1.7783e-13 | 5spot_SharedNeighbor | Water | Porous | Wet | R245fa | MinimizeLCOE_Brownfield | IgnoreSilica | 0 | 0 | 0 | 0 | [6 empty] | 10.6782 | [19 empty] | 177.8279 | 0
1 | 4400 | 707 | 0.03 | 15 | 15 | 7 | 2.3714e-13 | 5spot_SharedNeighbor | Water | Porous | Wet | R245fa | MinimizeLCOE_Brownfield | IgnoreSilica | 1.2545 | 0.21762 | 0.0035608 | 4 | 1228351.9078 | 2905936.6789 | 25041.6151 | 59241.4498 | 104.8717 | 0 | 23.5646 | 125773.5975 | 4536.2403 | 101664.1597 | 67005.5562 | 0 | 73277.0224 | 0 | 145180.0647 | 377728.7477 | 257807.6319 | 1152973.0204 | 961560.8286 | 15381354.416 | 15381354.416 | 1478867.319 | 7034262.8363 | 0 | 17495888.265 | 41390372.8362 | 237.1374 | 0.014243 | 1228351.9078 | 2905936.6789 | 25041.6151 | 59241.4498
1 | 4400 | 707 | 0.03 | 15 | 15 | 7 | 3.1623e-13 | 5spot_SharedNeighbor | Water | Porous | Wet | R245fa | MinimizeLCOE_Brownfield | IgnoreSilica | 1.6514 | 0.32431 | 0.0099344 | 4 | 449287.7063 | 1050597.175 | 9159.3376 | 21417.8444 | 112.4559 | 0 | 133.3148 | 173716.4909 | 6617.7532 | 139112.7655 | 83900.589 | 0 | 84380.3999 | 0 | 190213.9194 | 494897.6 | 337777.7811 | 1510617.2988 | 961560.8286 | 15381354.416 | 15381354.416 | 1478867.319 | 7034262.8363 | 0 | 17853532.5434 | 41748017.1147 | 316.2278 | 0.039737 | 449287.7063 | 1050597.175 | 9159.3376 | 21417.8444
1 | 4400 | 707 | 0.03 | 15 | 15 | 7 | 4.217e-13 | 5spot_SharedNeighbor | Water | Porous | Wet | R245fa | MinimizeLCOE_Brownfield | IgnoreSilica | 2.1571 | 0.46616 | 0.019484 | 4 | 234651.0422 | 541234.8625 | 4783.6789 | 11033.8047 | 118.6596 | 0 | 181.043 | 231434.9145 | 9219.2433 | 185146.123 | 105922.9742 | 0 | 96343.8413 | 0 | 244946.1675 | 637299.6826 | 434970.1285 | 1945283.0749 | 961560.8286 | 15381354.416 | 15381354.416 | 1478867.319 | 7034262.8363 | 0 | 18288198.3195 | 42182682.8907 | 421.6965 | 0.077938 | 234651.0422 | 541234.8625 | 4783.6789 | 11033.8047
1 | 4400 | 707 | 0.03 | 15 | 15 | 7 | 5.6234e-13 | 5spot_SharedNeighbor | Water | Porous | Wet | R245fa | MinimizeLCOE_Brownfield | IgnoreSilica | 2.8377 | 0.66253 | 0.033357 | 4 | 141240.7976 | 320322.8726 | 2879.3847 | 6530.215 | 123.9021 | 0 | 239.3935 | 303839.8471 | 12568.9017 | 244376.5657 | 135971.843 | 0 | 111216.7081 | 0 | 315109.8076 | 819851.0814 | 559565.2093 | 2502499.964 | 961560.8286 | 15381354.416 | 15381354.416 | 1478867.319 | 7034262.8363 | 0 | 18845415.2086 | 42739899.7798 | 562.3413 | 0.13343 | 141240.7976 | 320322.8726 | 2879.3847 | 6530.215
1 | 4400 | 707 | 0.03 | 15 | 15 | 7 | 7.4989e-13 | 5spot_SharedNeighbor | Water | Porous | Wet | R245fa | MinimizeLCOE_Brownfield | IgnoreSilica | 3.7559 | 0.93257 | 0.053001 | 4 | 92251.8114 | 204960.4311 | 1880.678 | 4178.3956 | 128.2118 | 0 | 34.0419 | 394020.3306 | 16813.2065 | 320295.0433 | 177005.2503 | 0 | 129779.0079 | 0 | 404786.007 | 1053170.1572 | 718810.2728 | 3214679.2754 | 961560.8286 | 15381354.416 | 15381354.416 | 1478867.319 | 7034262.8363 | 0 | 19557594.52 | 43452079.0912 | 749.8942 | 0.212 | 92251.8114 | 204960.4311 | 1880.678 | 4178.3956
1 | 4400 | 707 | 0.03 | 15 | 15 | 7 | 1e-12 | 5spot_SharedNeighbor | Water | Porous | Wet | R245fa | MinimizeLCOE_Brownfield | IgnoreSilica | 4.9669 | 1.2928 | 0.079928 | 4 | 63937.4091 | 138674.918 | 1303.4506 | 2827.0758 | 131.6084 | 0 | 38.8929 | 503137.9928 | 21999.5831 | 414982.0863 | 231412.7634 | 0 | 151784.1135 | 0 | 516093.4503 | 1342769.2923 | 916467.6331 | 4098646.9149 | 961560.8286 | 15381354.416 | 15381354.416 | 1478867.319 | 7034262.8363 | 0 | 20441562.1595 | 44336046.7308 | 1000 | 0.31971 | 63937.4091 | 138674.918 | 1303.4506 | 2827.0758
1 | 4400 | 707 | 0.03 | 15 | 15 | 7 | 1.3335e-12 | 5spot_SharedNeighbor | Water | Porous | Wet | R245fa | MinimizeLCOE_Brownfield | IgnoreSilica | 6.5721 | 1.7733 | 0.11637 | 4 | 46285.2935 | 97618.774 | 943.5883 | 1990.0907 | 134.2417 | 0 | 41.8927 | 635457.5356 | 28315.355 | 533399.2561 | 303984.4094 | 0 | 178318.8459 | 0 | 654995.4068 | 1704163.6904 | 1163126.7358 | 5201761.235 | 961560.8286 | 15381354.416 | 15381354.416 | 1478867.319 | 7034262.8363 | 0 | 21544676.4796 | 45439161.0509 | 1333.5214 | 0.46548 | 46285.2935 | 97618.774 | 943.5883 | 1990.0907
1 | 4400 | 707 | 0.03 | 15 | 15 | 7 | 1.7783e-12 | 5spot_SharedNeighbor | Water | Porous | Wet | R245fa | MinimizeLCOE_Brownfield | IgnoreSilica | 8.7064 | 2.4085 | 0.16433 | 4 | 34854.991 | 71206.4698 | 710.5661 | 1451.6402 | 136.1288 | 0 | 34.3003 | 794200.8702 | 35850.2059 | 680597.1191 | 399183.8081 | 0 | 210724.3408 | 0 | 827016.9742 | 2151728.5223 | 1468598.9301 | 6567900.7706 | 961560.8286 | 15381354.416 | 15381354.416 | 1478867.319 | 7034262.8363 | 0 | 22910816.0152 | 46805300.5865 | 1778.2794 | 0.65732 | 34854.991 | 71206.4698 | 710.5661 | 1451.6402
1 | 4400 | 707 | 0.03 | 15 | 15 | 7 | 2.3714e-12 | 5spot_SharedNeighbor | Water | Porous | Wet | R245fa | MinimizeLCOE_Brownfield | IgnoreSilica | 11.5757 | 3.282 | 0.23204 | 4 | 26590.1614 | 52333.9969 | 542.0764 | 1066.8993 | 137.9688 | 0 | 51.816 | 995116.7975 | 45493.167 | 870680.4584 | 529930.6971 | 0 | 250550.0487 | 0 | 1049790.7558 | 2731340.2049 | 1864195.8133 | 8337097.9428 | 961560.8286 | 15381354.416 | 15381354.416 | 1478867.319 | 7034262.8363 | 0 | 24680013.1874 | 48574497.7586 | 2371.3737 | 0.92816 | 26590.1614 | 52333.9969 | 542.0764 | 1066.8993
1 | 4400 | 707 | 0.03 | 15 | 15 | 7 | 3.1623e-12 | 5spot_SharedNeighbor | Water | Porous | Wet | R245fa | MinimizeLCOE_Brownfield | IgnoreSilica | 15.3884 | 4.434 | 0.32063 | 4 | 20957.2384 | 39587.9547 | 427.2417 | 807.054 | 139.2032 | 0 | 43.2224 | 1236229.162 | 56969.6062 | 1106706.7848 | 702394.3494 | 0 | 299232.2185 | 0 | 1326597.5272 | 3451534.6431 | 2355743.3158 | 10535407.607 | 961560.8286 | 15381354.416 | 15381354.416 | 1478867.319 | 7034262.8363 | 0 | 26878322.8516 | 50772807.4228 | 3162.2777 | 1.2825 | 20957.2384 | 39587.9547 | 427.2417 | 807.054
1 | 4400 | 707 | 0.03 | 15 | 15 | 7 | 4.217e-12 | 5spot_SharedNeighbor | Water | Porous | Wet | R245fa | MinimizeLCOE_Brownfield | IgnoreSilica | 20.4379 | 5.9626 | 0.43859 | 4 | 16892.9714 | 30512.8978 | 344.3861 | 622.0467 | 140.1407 | 0 | 47.1292 | 1529288.4023 | 70880.5835 | 1401739.484 | 932068.5575 | 0 | 358123.6045 | 0 | 1673919.2464 | 4355194.5111 | 2972509.7441 | 13293724.1334 | 961560.8286 | 15381354.416 | 15381354.416 | 1478867.319 | 7034262.8363 | 0 | 29636639.378 | 53531123.9493 | 4216.965 | 1.7544 | 16892.9714 | 30512.8978 | 344.3861 | 622.0467
1 | 4400 | 707 | 0.03 | 15 | 15 | 7 | 5.6234e-12 | 5spot_SharedNeighbor | Water | Porous | Wet | R245fa | MinimizeLCOE_Brownfield | IgnoreSilica | 27.1252 | 7.9888 | 0.59513 | 4 | 13905.2799 | 23942.8437 | 283.4779 | 488.1073 | 140.853 | 0 | 51.4223 | 1885707.9091 | 87744.9935 | 1770479.8341 | 1237172.3372 | 0 | 429718.2419 | 0 | 2110221.0931 | 5490362.4185 | 3747285.1663 | 16758691.9937 | 961560.8286 | 15381354.416 | 15381354.416 | 1478867.319 | 7034262.8363 | 0 | 33101607.2383 | 56996091.8096 | 5623.4133 | 2.3805 | 13905.2799 | 23942.8437 | 283.4779 | 488.1073
1 | 4400 | 707 | 0.03 | 15 | 15 | 7 | 7.4989e-12 | 5spot_SharedNeighbor | Water | Porous | Wet | R245fa | MinimizeLCOE_Brownfield | IgnoreSilica | 35.907 | 10.65 | 0.80074 | 4 | 11681.7748 | 19141.9166 | 238.1488 | 390.2339 | 141.3914 | 0 | 46.5511 | 2315602.1708 | 107991.2812 | 2227551.2883 | 1636873.2349 | 0 | 515836.1149 | 0 | 2653503.0951 | 6903870.7453 | 4712033.644 | 21073261.5745 | 961560.8286 | 15381354.416 | 15381354.416 | 1478867.319 | 7034262.8363 | 0 | 37416176.8191 | 61310661.3904 | 7498.9421 | 3.203 | 11681.7748 | 19141.9166 | 238.1488 | 390.2339
1 | 4400 | 707 | 0.03 | 15 | 15 | 7 | 1e-11 | 5spot_SharedNeighbor | Water | Porous | Wet | R245fa | MinimizeLCOE_Brownfield | IgnoreSilica | 47.3421 | 14.1151 | 1.0682 | 4 | 10007.4753 | 15599.8697 | 204.0159 | 318.0244 | 141.7924 | 0 | 55.6972 | 2830781.8439 | 132145.0059 | 2789842.2108 | 2156964.5985 | 0 | 619040.342 | 0 | 3326221.8604 | 8654146.979 | 5906633.1381 | 26415775.9786 | 961560.8286 | 15381354.416 | 15381354.416 | 1478867.319 | 7034262.8363 | 0 | 42758691.2232 | 66653175.7945 | 10000 | 4.2727 | 10007.4753 | 15599.8697 | 204.0159 | 318.0244
1 | 4400 | 707 | 0.03 | 15 | 15 | 7 | 1.3335e-11 | 5spot_SharedNeighbor | Water | Porous | Wet | R245fa | MinimizeLCOE_Brownfield | IgnoreSilica | 60.5692 | 18.1155 | 1.3898 | 4 | 8744.0673 | 13042.298 | 178.2596 | 265.8849 | 142.0338 | 0 | 51.1903 | 3381178.1836 | 157808.0946 | 3405685.4757 | 2757899.44 | 0 | 715244.4051 | 0 | 4062948.0836 | 10570957.4883 | 7214895.6972 | 32266616.8682 | 961560.8286 | 15381354.416 | 15381354.416 | 1478867.319 | 7034262.8363 | 0 | 48609532.1128 | 72504016.684 | 13335.2143 | 5.5591 | 8744.0673 | 13042.298 | 178.2596 | 265.8849
1 | 4400 | 707 | 0.03 | 15 | 15 | 7 | 1.7783e-11 | 5spot_SharedNeighbor | Water | Porous | Wet | R245fa | MinimizeLCOE_Brownfield | IgnoreSilica | 72.3324 | 21.654 | 1.7193 | 4 | 7773.935 | 11248.3636 | 158.4822 | 229.3131 | 142.1062 | 0 | 70.1578 | 3838006.9525 | 178953.189 | 3928010.1079 | 3290616.9983 | 0 | 749324.933 | 0 | 4674115.7504 | 12161090.3897 | 8300194.0764 | 37120312.3971 | 961560.8286 | 15381354.416 | 15381354.416 | 1478867.319 | 7034262.8363 | 0 | 53463227.6417 | 77357712.2129 | 17782.7941 | 6.8772 | 7773.935 | 11248.3636 | 158.4822 | 229.3131
1 | 4400 | 707 | 0.03 | 15 | 15 | 7 | 2.3714e-11 | 5spot_SharedNeighbor | Water | Porous | Wet | R245fa | MinimizeLCOE_Brownfield | IgnoreSilica | 84.3151 | 25.2279 | 2.0704 | 4 | 7025.2762 | 9910.5866 | 143.2198 | 202.0407 | 142.0653 | 0 | 78.3003 | 4276270.6059 | 199053.6975 | 4438729.9605 | 3830579.9669 | 0 | 762942.5555 | 0 | 5267954.9466 | 13706138.1649 | 9354720.9305 | 41836390.8283 | 961560.8286 | 15381354.416 | 15381354.416 | 1478867.319 | 7034262.8363 | 0 | 58179306.0729 | 82073790.6441 | 23713.7371 | 8.2814 | 7025.2762 | 9910.5866 | 143.2198 | 202.0407
1 | 4400 | 707 | 0.03 | 15 | 15 | 7 | 3.1623e-11 | 5spot_SharedNeighbor | Water | Porous | Wet | R245fa | MinimizeLCOE_Brownfield | IgnoreSilica | 95.9345 | 28.6539 | 2.4243 | 4 | 6449.8494 | 8913.9498 | 131.4889 | 181.7229 | 141.929 | 0 | 95.3811 | 4677769.7807 | 217265.5408 | 4915191.1233 | 4350683.6166 | 0 | 756029.3879 | 0 | 5817606.3853 | 15136218.4593 | 10330780.1166 | 46201544.4105 | 961560.8286 | 15381354.416 | 15381354.416 | 1478867.319 | 7034262.8363 | 0 | 62544459.6551 | 86438944.2264 | 31622.7766 | 9.697 | 6449.8494 | 8913.9498 | 131.4889 | 181.7229
1 | 4400 | 707 | 0.03 | 15 | 15 | 7 | 4.217e-11 | 5spot_SharedNeighbor | Water | Porous | Wet | R245fa | MinimizeLCOE_Brownfield | IgnoreSilica | 106.6728 | 31.7783 | 2.7625 | 4 | 6009.1774 | 8171.5843 | 122.5052 | 166.5888 | 141.7288 | 0 | 97.6789 | 5029900.8481 | 233046.3927 | 5340174.7789 | 4827649.4673 | 0 | 731348.1287 | 0 | 6303226.6501 | 16399702.774 | 11193134.1235 | 50058183.1633 | 961560.8286 | 15381354.416 | 15381354.416 | 1478867.319 | 7034262.8363 | 0 | 66401098.4079 | 90295582.9791 | 42169.6503 | 11.0499 | 6009.1774 | 8171.5843 | 122.5052 | 166.5888
1 | 4400 | 707 | 0.03 | 15 | 15 | 7 | 5.6234e-11 | 5spot_SharedNeighbor | Water | Porous | Wet | R245fa | MinimizeLCOE_Brownfield | IgnoreSilica | 116.1929 | 34.5106 | 3.0708 | 4 | 5672.7552 | 7618.0613 | 115.6468 | 155.3045 | 141.4981 | 0 | 91.5475 | 5327860.4265 | 246235.5403 | 5705310.9429 | 5247198.3513 | 0 | 693936.0169 | 0 | 6716011.0984 | 17473683.2346 | 11926147.8559 | 53336383.4668 | 961560.8286 | 15381354.416 | 15381354.416 | 1478867.319 | 7034262.8363 | 0 | 69679298.7114 | 93573783.2826 | 56234.1325 | 12.2831 | 5672.7552 | 7618.0613 | 115.6468 | 155.3045
1 | 4400 | 707 | 0.03 | 15 | 15 | 7 | 7.4989e-11 | 5spot_SharedNeighbor | Water | Porous | Wet | R245fa | MinimizeLCOE_Brownfield | IgnoreSilica | 124.2897 | 36.8041 | 3.3397 | 4 | 5416.5915 | 7205.2485 | 110.4245 | 146.8887 | 141.266 | 0 | 115.635 | 5571268.6677 | 256883.5249 | 6007606.2298 | 5601374.0833 | 0 | 648816.2679 | 0 | 7053520.0217 | 18351812.2206 | 12525488.9326 | 56016769.9485 | 961560.8286 | 15381354.416 | 15381354.416 | 1478867.319 | 7034262.8363 | 0 | 72359685.1931 | 96254169.7643 | 74989.4209 | 13.3589 | 5416.5915 | 7205.2485 | 110.4245 | 146.8887
1 | 4400 | 707 | 0.03 | 15 | 15 | 7 | 1e-10 | 5spot_SharedNeighbor | Water | Porous | Wet | R245fa | MinimizeLCOE_Brownfield | IgnoreSilica | 130.9964 | 38.6816 | 3.5668 | 4 | 5221.9542 | 6896.7171 | 106.4566 | 140.5989 | 141.0507 | 0 | 122.8268 | 5766192.0317 | 265319.8849 | 6252445.0605 | 5892801.8544 | 0 | 601395.1126 | 0 | 7323480.0382 | 19054192.807 | 13004878.1153 | 58160704.9046 | 961560.8286 | 15381354.416 | 15381354.416 | 1478867.319 | 7034262.8363 | 0 | 74503620.1492 | 98398104.7204 | 100000 | 14.2674 | 5221.9542 | 6896.7171 | 106.4566 | 140.5989
1 | 4400 | 707 | 0.03 | 15 | 15 | 7 | 1.3335e-10 | 5spot_SharedNeighbor | Water | Porous | Wet | R245fa | MinimizeLCOE_Brownfield | IgnoreSilica | 138.436 | 40.7501 | 3.791 | 4 | 5072.9107 | 6648.6443 | 103.4181 | 135.5416 | 140.8132 | 0 | 118.895 | 5977113.6766 | 274388.0195 | 6519585.3282 | 6212922.2007 | 0 | 576190.1495 | 0 | 7628477.7561 | 19847734.3054 | 13546486.4936 | 60582897.9297 | 961560.8286 | 15381354.416 | 15381354.416 | 1478867.319 | 7034262.8363 | 0 | 76925813.1743 | 100820297.7456 | 133352.1432 | 15.164 | 5072.9107 | 6648.6443 | 103.4181 | 135.5416
1 | 4400 | 707 | 0.03 | 15 | 15 | 7 | 1.7783e-10 | 5spot_SharedNeighbor | Water | Porous | Wet | R245fa | MinimizeLCOE_Brownfield | IgnoreSilica | 143.0445 | 42.0255 | 3.9491 | 4 | 4959.0747 | 6471.74 | 101.0974 | 131.9352 | 140.6681 | 0 | 120.4613 | 6105362.4373 | 279878.3548 | 6682996.3007 | 6410301.7458 | 0 | 536618.1849 | 0 | 7805911.2392 | 20309379.8317 | 13861569.0512 | 61992017.1456 | 961560.8286 | 15381354.416 | 15381354.416 | 1478867.319 | 7034262.8363 | 0 | 78334932.3902 | 102229416.9614 | 177827.941 | 15.7963 | 4959.0747 | 6471.74 | 101.0974 | 131.9352
1 | 4400 | 707 | 0.03 | 15 | 15 | 7 | 2.3714e-10 | 5spot_SharedNeighbor | Water | Porous | Wet | R245fa | MinimizeLCOE_Brownfield | IgnoreSilica | 146.6092 | 43.0064 | 4.0735 | 4 | 4872.9152 | 6339.3803 | 99.341 | 129.2368 | 140.552 | 0 | 115.5336 | 6202957.9842 | 284034.1922 | 6808039.7453 | 6562376.2683 | 0 | 501285.6954 | 0 | 7939890.6153 | 20657966.6855 | 14099486.7416 | 63056037.9278 | 961560.8286 | 15381354.416 | 15381354.416 | 1478867.319 | 7034262.8363 | 0 | 79398953.1724 | 103293437.7436 | 237137.3706 | 16.2939 | 4872.9152 | 6339.3803 | 99.341 | 129.2368
1 | 4400 | 707 | 0.03 | 15 | 15 | 7 | 3.1623e-10 | 5spot_SharedNeighbor | Water | Porous | Wet | R245fa | MinimizeLCOE_Brownfield | IgnoreSilica | 149.3392 | 43.7542 | 4.1702 | 4 | 4807.8035 | 6240.2734 | 98.0136 | 127.2164 | 140.4609 | 0 | 123.5652 | 6276769.7989 | 287164.0645 | 6903015.7681 | 6678484.3907 | 0 | 470966.362 | 0 | 8040396.1498 | 20919461.4698 | 14277962.3051 | 63854220.309 | 961560.8286 | 15381354.416 | 15381354.416 | 1478867.319 | 7034262.8363 | 0 | 80197135.5536 | 104091620.1248 | 316227.766 | 16.6806 | 4807.8035 | 6240.2734 | 98.0136 | 127.2164
1 | 4400 | 707 | 0.03 | 15 | 15 | 7 | 4.217e-10 | 5spot_SharedNeighbor | Water | Porous | Wet | R245fa | MinimizeLCOE_Brownfield | IgnoreSilica | 151.4197 | 44.3221 | 4.2446 | 4 | 4758.6623 | 6165.9972 | 97.0118 | 125.7022 | 140.3902 | 0 | 119.0383 | 6332485.5773 | 289518.875 | 6974942.4998 | 6766759.8476 | 0 | 445761.828 | 0 | 8115692.7648 | 21115367.8165 | 14411672.4122 | 64452201.6213 | 961560.8286 | 15381354.416 | 15381354.416 | 1478867.319 | 7034262.8363 | 0 | 80795116.8659 | 104689601.4371 | 421696.5034 | 16.9785 | 4758.6623 | 6165.9972 | 97.0118 | 125.7022
1 | 4400 | 707 | 0.03 | 15 | 15 | 7 | 5.6234e-10 | 5spot_SharedNeighbor | Water | Porous | Wet | R245fa | MinimizeLCOE_Brownfield | IgnoreSilica | 152.9861 | 44.7485 | 4.3014 | 4 | 4721.6163 | 6110.3801 | 96.2565 | 124.5684 | 140.3362 | 0 | 115.7606 | 6374128.082 | 291274.4292 | 7028835.89 | 6833098.2152 | 0 | 425170.6307 | 0 | 8171477.8264 | 21260509.1037 | 14510734.323 | 64895228.5002 | 961560.8286 | 15381354.416 | 15381354.416 | 1478867.319 | 7034262.8363 | 0 | 81238143.7448 | 105132628.316 | 562341.3252 | 17.2056 | 4721.6163 | 6110.3801 | 96.2565 | 124.5684
1 | 4400 | 707 | 0.03 | 15 | 15 | 7 | 7.4989e-10 | 5spot_SharedNeighbor | Water | Porous | Wet | R245fa | MinimizeLCOE_Brownfield | IgnoreSilica | 154.1628 | 45.0682 | 4.3445 | 4 | 4693.7158 | 6068.715 | 95.6877 | 123.719 | 140.2953 | 0 | 130.7975 | 6405239.3461 | 292583.4908 | 7069175.7606 | 6882862.7083 | 0 | 408672.4786 | 0 | 8212828.1759 | 21368094.2311 | 14584163.3831 | 65223619.5746 | 961560.8286 | 15381354.416 | 15381354.416 | 1478867.319 | 7034262.8363 | 0 | 81566534.8192 | 105461019.3905 | 749894.2093 | 17.3778 | 4693.7158 | 6068.715 | 95.6877 | 123.719
1 | 4400 | 707 | 0.03 | 15 | 15 | 7 | 1e-09 | 5spot_SharedNeighbor | Water | Porous | Wet | R245fa | MinimizeLCOE_Brownfield | IgnoreSilica | 155.0519 | 45.3093 | 4.3771 | 4 | 4672.7207 | 6037.4551 | 95.2597 | 123.0817 | 140.2642 | 0 | 123.6183 | 6428649.5138 | 293567.0832 | 7099573.2253 | 6920423.8042 | 0 | 395714.1094 | 0 | 8243791.817 | 21448655.2735 | 14639147.95 | 65469522.7762 | 961560.8286 | 15381354.416 | 15381354.416 | 1478867.319 | 7034262.8363 | 0 | 81812438.0208 | 105706922.5921 | 1000000 | 17.5085 | 4672.7207 | 6037.4551 | 95.2597 | 123.0817
1 | 4400 | 707 | 0.03 | 15 | 15 | 7 | 1.3335e-09 | 5spot_SharedNeighbor | Water | Porous | Wet | R245fa | MinimizeLCOE_Brownfield | IgnoreSilica | 155.7124 | 45.4883 | 4.4017 | 4 | 4656.9329 | 6014.0602 | 94.9379 | 122.6048 | 140.2409 | 0 | 113.7361 | 6445987.1097 | 294294.7237 | 7122109.8071 | 6948305.8979 | 0 | 385545.4146 | 0 | 8266534.7517 | 21507827.7244 | 14679534.3636 | 65650139.7926 | 961560.8286 | 15381354.416 | 15381354.416 | 1478867.319 | 7034262.8363 | 0 | 81993055.0372 | 105887539.6085 | 1333521.4322 | 17.6067 | 4656.9329 | 6014.0602 | 94.9379 | 122.6048
1 | 4400 | 707 | 0.03 | 15 | 15 | 7 | 1.7783e-09 | 5spot_SharedNeighbor | Water | Porous | Wet | R245fa | MinimizeLCOE_Brownfield | IgnoreSilica | 156.1922 | 45.6182 | 4.4199 | 4 | 4645.068 | 5996.6095 | 94.696 | 122.249 | 140.2239 | 0 | 118.7944 | 6458555.0645 | 294821.7422 | 7138459.649 | 6968552.2646 | 0 | 377537.1539 | 0 | 8282791.0909 | 21550123.3845 | 14708402.0207 | 65779242.3702 | 961560.8286 | 15381354.416 | 15381354.416 | 1478867.319 | 7034262.8363 | 0 | 82122157.6148 | 106016642.186 | 1778279.41 | 17.6794 | 4645.068 | 5996.6095 | 94.696 | 122.249
1 | 4400 | 707 | 0.03 | 15 | 15 | 7 | 2.3714e-09 | 5spot_SharedNeighbor | Water | Porous | Wet | R245fa | MinimizeLCOE_Brownfield | IgnoreSilica | 156.5555 | 45.7164 | 4.4336 | 4 | 4636.1554 | 5983.5048 | 94.5143 | 121.9818 | 140.211 | 0 | 111.6212 | 6468051.1859 | 295219.7102 | 7150820.4372 | 6983869.0975 | 0 | 371430.0695 | 0 | 8295062.2951 | 21582050.5406 | 14730192.9607 | 65876696.2966 | 961560.8286 | 15381354.416 | 15381354.416 | 1478867.319 | 7034262.8363 | 0 | 82219611.5412 | 106114096.1125 | 2371373.7057 | 17.7344 | 4636.1554 | 5983.5048 | 94.5143 | 121.9818
1 | 4400 | 707 | 0.03 | 15 | 15 | 7 | 3.1623e-09 | 5spot_SharedNeighbor | Water | Porous | Wet | R245fa | MinimizeLCOE_Brownfield | IgnoreSilica | 156.8371 | 45.7926 | 4.4441 | 4 | 4629.4631 | 5973.6247 | 94.3779 | 121.7804 | 140.201 | 0 | 133.4373 | 6475405.367 | 295527.7802 | 7160397.2009 | 6995742.0725 | 0 | 366864.3088 | 0 | 8304635.3245 | 21606957.5993 | 14747192.5401 | 65952722.1932 | 961560.8286 | 15381354.416 | 15381354.416 | 1478867.319 | 7034262.8363 | 0 | 82295637.4378 | 106190122.009 | 3162277.6602 | 17.7765 | 4629.4631 | 5973.6247 | 94.3779 | 121.7804
1 | 4400 | 707 | 0.03 | 15 | 15 | 7 | 4.217e-09 | 5spot_SharedNeighbor | Water | Porous | Wet | R245fa | MinimizeLCOE_Brownfield | IgnoreSilica | 157.0493 | 45.8499 | 4.452 | 4 | 4624.4396 | 5966.2099 | 94.2755 | 121.6293 | 140.1934 | 0 | 136.9818 | 6480942.4477 | 295759.6485 | 7167610.1632 | 7004687.9703 | 0 | 363406.0922 | 0 | 8311838.4656 | 21625698.695 | 14759983.723 | 66009927.2056 | 961560.8286 | 15381354.416 | 15381354.416 | 1478867.319 | 7034262.8363 | 0 | 82352842.4502 | 106247327.0215 | 4216965.0343 | 17.8082 | 4624.4396 | 5966.2099 | 94.2755 | 121.6293
1 | 4400 | 707 | 0.03 | 15 | 15 | 7 | 5.6234e-09 | 5spot_SharedNeighbor | Water | Porous | Wet | R245fa | MinimizeLCOE_Brownfield | IgnoreSilica | 157.2003 | 45.8907 | 4.4578 | 4 | 4620.6695 | 5960.6965 | 94.1986 | 121.5169 | 140.1881 | 0 | 128.2696 | 6484877.2612 | 295924.3697 | 7172737.3528 | 7011048.8828 | 0 | 360705.4429 | 0 | 8316864.3907 | 21638775.121 | 14768908.6525 | 66049841.4735 | 961560.8286 | 15381354.416 | 15381354.416 | 1478867.319 | 7034262.8363 | 0 | 82392756.7181 | 106287241.2893 | 5623413.2519 | 17.8313 | 4620.6695 | 5960.6965 | 94.1986 | 121.5169
1 | 4400 | 707 | 0.03 | 15 | 15 | 7 | 7.4989e-09 | 5spot_SharedNeighbor | Water | Porous | Wet | R245fa | MinimizeLCOE_Brownfield | IgnoreSilica | 157.3124 | 45.921 | 4.4622 | 4 | 4617.8407 | 5956.5684 | 94.1409 | 121.4327 | 140.184 | 0 | 129.1935 | 6487796.6174 | 296046.5568 | 7176542.0852 | 7015770.115 | 0 | 358654.1742 | 0 | 8320575.7239 | 21648431.2489 | 14775499.1582 | 66079315.6795 | 961560.8286 | 15381354.416 | 15381354.416 | 1478867.319 | 7034262.8363 | 0 | 82422230.9241 | 106316715.4954 | 7498942.0933 | 17.8487 | 4617.8407 | 5956.5684 | 94.1409 | 121.4327
1 | 4400 | 707 | 0.03 | 15 | 15 | 7 | 1e-08 | 5spot_SharedNeighbor | Water | Porous | Wet | R245fa | MinimizeLCOE_Brownfield | IgnoreSilica | 157.3977 | 45.9441 | 4.4654 | 4 | 4615.7184 | 5953.465 | 94.0977 | 121.3694 | 140.181 | 0 | 138.0948 | 6490020.0626 | 296139.6053 | 7179440.2215 | 7019366.9136 | 0 | 357120.9674 | 0 | 8323414.2305 | 21655816.4606 | 14780539.7169 | 66101858.1784 | 961560.8286 | 15381354.416 | 15381354.416 | 1478867.319 | 7034262.8363 | 0 | 82444773.423 | 106339257.9942 | 10000000 | 17.8617 | 4615.7184 | 5953.465 | 94.0977 | 121.3694
1 | 4500 | 707 | 0.03 | 15 | 15 | 7 | 1e-13 | 5spot_SharedNeighbor | Water | Porous | Wet | R245fa | MinimizeLCOE_Brownfield | IgnoreSilica | 0 | 0 | 0 | 0 | [6 empty] | 11.3454 | [19 empty] | 100 | 0
1 | 4500 | 707 | 0.03 | 15 | 15 | 7 | 1.3335e-13 | 5spot_SharedNeighbor | Water | Porous | Wet | R245fa | MinimizeLCOE_Brownfield | IgnoreSilica | 0 | 0 | 0 | 0 | [6 empty] | 11.3112 | [19 empty] | 133.3521 | 0
1 | 4500 | 707 | 0.03 | 15 | 15 | 7 | 1.7783e-13 | 5spot_SharedNeighbor | Water | Porous | Wet | R245fa | MinimizeLCOE_Brownfield | IgnoreSilica | 0 | 0 | 0 | 0 | [6 empty] | 10.86 | [19 empty] | 177.8279 | 0
1 | 4500 | 707 | 0.03 | 15 | 15 | 7 | 2.3714e-13 | 5spot_SharedNeighbor | Water | Porous | Wet | R245fa | MinimizeLCOE_Brownfield | IgnoreSilica | 1.2934 | 0.23303 | 0.004764 | 4 | 945276.6539 | 2233261.4821 | 19270.7432 | 45528.056 | 107.1317 | 0 | 28.1272 | 133787.3854 | 4902.6587 | 107204.6495 | 69101.3062 | 0 | 74528.4869 | 0 | 151914.5498 | 395250.4967 | 269766.5856 | 1206456.1189 | 961560.8286 | 15845322.9242 | 15845322.9242 | 1478867.319 | 7219850.2396 | 0 | 18013339.8718 | 42557380.3546 | 237.1374 | 0.019056 | 945276.6539 | 2233261.4821 | 19270.7432 | 45528.056
1 | 4500 | 707 | 0.03 | 15 | 15 | 7 | 3.1623e-13 | 5spot_SharedNeighbor | Water | Porous | Wet | R245fa | MinimizeLCOE_Brownfield | IgnoreSilica | 1.6709 | 0.33806 | 0.011736 | 4 | 391049.4445 | 913880.856 | 7972.0719 | 18630.6974 | 114.357 | 0 | 141.0897 | 180776.9457 | 6978.2908 | 143615.7198 | 85461.4011 | 0 | 83844.4018 | 0 | 195263.9361 | 508036.7076 | 346745.492 | 1550722.8948 | 961560.8286 | 15845322.9242 | 15845322.9242 | 1478867.319 | 7219850.2396 | 0 | 18357606.6477 | 42901647.1305 | 316.2278 | 0.046944 | 391049.4445 | 913880.856 | 7972.0719 | 18630.6974
1 | 4500 | 707 | 0.03 | 15 | 15 | 7 | 4.217e-13 | 5spot_SharedNeighbor | Water | Porous | Wet | R245fa | MinimizeLCOE_Brownfield | IgnoreSilica | 2.196 | 0.49049 | 0.022392 | 4 | 210128.5687 | 484156.6457 | 4283.7551 | 9870.1881 | 120.8749 | 0 | 183.7509 | 242644.3525 | 9816.1308 | 192537.1632 | 108755.8624 | 0 | 96445.2255 | 0 | 253577.5064 | 659756.6558 | 450297.4742 | 2013830.3709 | 961560.8286 | 15845322.9242 | 15845322.9242 | 1478867.319 | 7219850.2396 | 0 | 18820714.1237 | 43364754.6066 | 421.6965 | 0.089568 | 210128.5687 | 484156.6457 | 4283.7551 | 9870.1881
1 | 4500 | 707 | 0.03 | 15 | 15 | 7 | 5.6234e-13 | 5spot_SharedNeighbor | Water | Porous | Wet | R245fa | MinimizeLCOE_Brownfield | IgnoreSilica | 2.8961 | 0.69957 | 0.037791 | 4 | 128380.6483 | 290745.8325 | 2617.2132 | 5927.2471 | 126.2921 | 0 | 242.243 | 319380.6497 | 13431.2827 | 254832.896 | 140094.9972 | 0 | 111668.9604 | 0 | 327369.4265 | 851748.0951 | 581335.5766 | 2599861.8842 | 961560.8286 | 15845322.9242 | 15845322.9242 | 1478867.319 | 7219850.2396 | 0 | 19406745.6371 | 43950786.1199 | 562.3413 | 0.15117 | 128380.6483 | 290745.8325 | 2617.2132 | 5927.2471
1 | 4500 | 707 | 0.03 | 15 | 15 | 7 | 7.4989e-13 | 5spot_SharedNeighbor | Water | Porous | Wet | R245fa | MinimizeLCOE_Brownfield | IgnoreSilica | 3.8265 | 0.98331 | 0.059504 | 4 | 84643.1641 | 187763.2826 | 1725.5654 | 3827.8085 | 130.6768 | 0 | 39.0282 | 413823.7216 | 17967.7123 | 333601.8592 | 182775.4854 | 0 | 130006.2195 | 0 | 420488.2493 | 1094024.1706 | 746693.9764 | 3339381.3944 | 961560.8286 | 15845322.9242 | 15845322.9242 | 1478867.319 | 7219850.2396 | 0 | 20146265.1473 | 44690305.6301 | 749.8942 | 0.23801 | 84643.1641 | 187763.2826 | 1725.5654 | 3827.8085
1 | 4500 | 707 | 0.03 | 15 | 15 | 7 | 1e-12 | 5spot_SharedNeighbor | Water | Porous | Wet | R245fa | MinimizeLCOE_Brownfield | IgnoreSilica | 5.0595 | 1.3636 | 0.089262 | 4 | 59006.5889 | 127747.8266 | 1202.9291 | 2604.3122 | 134.1546 | 0 | 37.7348 | 528591.2997 | 23534.3398 | 432303.2295 | 239426.8901 | 0 | 152009.2855 | 0 | 536587.3674 | 1396090.2608 | 952860.2898 | 4261402.9627 | 961560.8286 | 15845322.9242 | 15845322.9242 | 1478867.319 | 7219850.2396 | 0 | 21068286.7155 | 45612327.1983 | 1000 | 0.35705 | 59006.5889 | 127747.8266 | 1202.9291 | 2604.3122
1 | 4500 | 707 | 0.03 | 15 | 15 | 7 | 1.3335e-12 | 5spot_SharedNeighbor | Water | Porous | Wet | R245fa | MinimizeLCOE_Brownfield | IgnoreSilica | 6.699 | 1.8713 | 0.1294 | 4 | 42923.8394 | 90341.6967 | 875.0605 | 1841.7377 | 136.8531 | 0 | 33.6096 | 667755.8239 | 30303.0939 | 555896.9851 | 314360.6698 | 0 | 178715.1112 | 0 | 681342.3568 | 1772713.0497 | 1209913.0821 | 5411000.1725 | 961560.8286 | 15845322.9242 | 15845322.9242 | 1478867.319 | 7219850.2396 | 0 | 22217883.9254 | 46761924.4082 | 1333.5214 | 0.51761 | 42923.8394 | 90341.6967 | 875.0605 | 1841.7377
1 | 4500 | 707 | 0.03 | 15 | 15 | 7 | 1.7783e-12 | 5spot_SharedNeighbor | Water | Porous | Wet | R245fa | MinimizeLCOE_Brownfield | IgnoreSilica | 8.889 | 2.5486 | 0.18289 | 4 | 32339.9542 | 65889.8281 | 659.2937 | 1343.2533 | 138.8264 | 0 | 41.1257 | 836537.3933 | 38492.9892 | 710802.0282 | 414792.0505 | 0 | 211663.6473 | 0 | 862792.3623 | 2244808.7437 | 1532128.0938 | 6852017.3085 | 961560.8286 | 15845322.9242 | 15845322.9242 | 1478867.319 | 7219850.2396 | 0 | 23658901.0613 | 48202941.5441 | 1778.2794 | 0.73157 | 32339.9542 | 65889.8281 | 659.2937 | 1343.2533
1 | 4500 | 707 | 0.03 | 15 | 15 | 7 | 2.3714e-12 | 5spot_SharedNeighbor | Water | Porous | Wet | R245fa | MinimizeLCOE_Brownfield | IgnoreSilica | 11.7996 | 3.467 | 0.25744 | 4 | 24761.2255 | 48596.4033 | 504.7911 | 990.7034 | 140.6761 | 0 | 41.9445 | 1047013.7372 | 48811.5394 | 908079.7812 | 550911.691 | 0 | 251135.327 | 0 | 1094321.3095 | 2847199.5713 | 1943272.2115 | 8690745.1681 | 961560.8286 | 15845322.9242 | 15845322.9242 | 1478867.319 | 7219850.2396 | 0 | 25497628.9209 | 50041669.4037 | 2371.3737 | 1.0297 | 24761.2255 | 48596.4033 | 504.7911 | 990.7034
1 | 4500 | 707 | 0.03 | 15 | 15 | 7 | 3.1623e-12 | 5spot_SharedNeighbor | Water | Porous | Wet | R245fa | MinimizeLCOE_Brownfield | IgnoreSilica | 15.6831 | 4.6849 | 0.35545 | 4 | 19549.955 | 36812.8308 | 398.5523 | 750.4793 | 141.9395 | 0 | 51.852 | 1301078.2357 | 61165.2606 | 1154383.4318 | 731434.1474 | 0 | 299883.4748 | 0 | 1383698.3746 | 3600099.3352 | 2457141.7709 | 10988884.031 | 961560.8286 | 15845322.9242 | 15845322.9242 | 1478867.319 | 7219850.2396 | 0 | 27795767.7838 | 52339808.2666 | 3162.2777 | 1.4218 | 19549.955 | 36812.8308 | 398.5523 | 750.4793
1 | 4500 | 707 | 0.03 | 15 | 15 | 7 | 4.217e-12 | 5spot_SharedNeighbor | Water | Porous | Wet | R245fa | MinimizeLCOE_Brownfield | IgnoreSilica | 20.8252 | 6.2985 | 0.48559 | 4 | 15790.5055 | 28426.6417 | 321.9108 | 579.5155 | 142.8992 | 0 | 54.4813 | 1609284.9099 | 76096.5441 | 1461846.2312 | 970217.1993 | 0 | 358813.1321 | 0 | 1745740.6264 | 4542059.0094 | 3100048.6039 | 13864106.2562 | 961560.8286 | 15845322.9242 | 15845322.9242 | 1478867.319 | 7219850.2396 | 0 | 30670990.0091 | 55215030.4919 | 4216.965 | 1.9424 | 15790.5055 | 28426.6417 | 321.9108 | 579.5155
1 | 4500 | 707 | 0.03 | 15 | 15 | 7 | 5.6234e-12 | 5spot_SharedNeighbor | Water | Porous | Wet | R245fa | MinimizeLCOE_Brownfield | IgnoreSilica | 27.6199 | 8.4323 | 0.65794 | 4 | 13022.7095 | 22348.8576 | 265.4855 | 455.6117 | 143.6274 | 0 | 49.1383 | 1983241.2076 | 94147.6586 | 1845258.4086 | 1286256.0508 | 0 | 430144.9625 | 0 | 2199228.8323 | 5721942.2979 | 3905343.1925 | 17465562.6108 | 961560.8286 | 15845322.9242 | 15845322.9242 | 1478867.319 | 7219850.2396 | 0 | 34272446.3637 | 58816486.8465 | 5623.4133 | 2.6317 | 13022.7095 | 22348.8576 | 265.4855 | 455.6117
1 | 4500 | 707 | 0.03 | 15 | 15 | 7 | 7.4989e-12 | 5spot_SharedNeighbor | Water | Porous | Wet | R245fa | MinimizeLCOE_Brownfield | IgnoreSilica | 36.5527 | 11.2388 | 0.88461 | 4 | 10956.1081 | 17892.5022 | 223.3551 | 364.7629 | 144.1789 | 0 | 49.3631 | 2435197.7682 | 115872.7359 | 2321226.6231 | 1701791.7431 | 0 | 516285.7674 | 0 | 2765246.1087 | 7194603.1448 | 4910464.4807 | 21960688.3719 | 961560.8286 | 15845322.9242 | 15845322.9242 | 1478867.319 | 7219850.2396 | 0 | 38767572.1247 | 63311612.6075 | 7498.9421 | 3.5384 | 10956.1081 | 17892.5022 | 223.3551 | 364.7629
1 | 4500 | 707 | 0.03 | 15 | 15 | 7 | 1e-11 | 5spot_SharedNeighbor | Water | Porous | Wet | R245fa | MinimizeLCOE_Brownfield | IgnoreSilica | 48.1922 | 14.8953 | 1.1794 | 4 | 9398.359 | 14600.9818 | 191.5983 | 297.6608 | 144.5887 | 0 | 45.7774 | 2977197.6252 | 141807.2066 | 2907118.0579 | 2242894.5067 | 0 | 619851.3206 | 0 | 3466658.7997 | 9019535.0872 | 6156018.0299 | 27531080.6339 | 961560.8286 | 15845322.9242 | 15845322.9242 | 1478867.319 | 7219850.2396 | 0 | 44337964.3867 | 68882004.8696 | 10000 | 4.7176 | 9398.359 | 14600.9818 | 191.5983 | 297.6608
1 | 4500 | 707 | 0.03 | 15 | 15 | 7 | 1.3335e-11 | 5spot_SharedNeighbor | Water | Porous | Wet | R245fa | MinimizeLCOE_Brownfield | IgnoreSilica | 63.0495 | 19.5513 | 1.5532 | 4 | 8225.5611 | 12176.1036 | 167.6892 | 248.2263 | 144.8454 | 0 | 63.1224 | 3613516.1882 | 172064.569 | 3613189.5417 | 2932606.1356 | 0 | 742018.1003 | 0 | 4318623.8686 | 11236173.4344 | 7668919.2493 | 34297111.087 | 961560.8286 | 15845322.9242 | 15845322.9242 | 1478867.319 | 7219850.2396 | 0 | 51103994.8399 | 75648035.3227 | 13335.2143 | 6.2128 | 8225.5611 | 12176.1036 | 167.6892 | 248.2263
1 | 4500 | 707 | 0.03 | 15 | 15 | 7 | 1.7783e-11 | 5spot_SharedNeighbor | Water | Porous | Wet | R245fa | MinimizeLCOE_Brownfield | IgnoreSilica | 75.7554 | 23.5062 | 1.9232 | 4 | 7341.1681 | 10531.7169 | 149.6596 | 214.7033 | 144.8948 | 0 | 75.6633 | 4118431.8993 | 195860.6787 | 4186796.3573 | 3520061.2191 | 0 | 785925.9177 | 0 | 4994759.6681 | 12995340.0904 | 8869586.6392 | 39666762.4699 | 961560.8286 | 15845322.9242 | 15845322.9242 | 1478867.319 | 7219850.2396 | 0 | 56473646.2228 | 81017686.7056 | 17782.7941 | 7.6927 | 7341.1681 | 10531.7169 | 149.6596 | 214.7033
1 | 4500 | 707 | 0.03 | 15 | 15 | 7 | 2.3714e-11 | 5spot_SharedNeighbor | Water | Porous | Wet | R245fa | MinimizeLCOE_Brownfield | IgnoreSilica | 87.8307 | 27.2274 | 2.3012 | 4 | 6659.5075 | 9325.9133 | 135.7631 | 190.1214 | 144.8209 | 0 | 81.8695 | 4569454.6704 | 216893.8431 | 4709349.0227 | 4075029.0351 | 0 | 794683.7971 | 0 | 5602510.0437 | 14576581.9008 | 9948816.6661 | 44493318.9789 | 961560.8286 | 15845322.9242 | 15845322.9242 | 1478867.319 | 7219850.2396 | 0 | 61300202.7317 | 85844243.2145 | 23713.7371 | 9.2049 | 6659.5075 | 9325.9133 | 135.7631 | 190.1214
1 | 4500 | 707 | 0.03 | 15 | 15 | 7 | 3.1623e-11 | 5spot_SharedNeighbor | Water | Porous | Wet | R245fa | MinimizeLCOE_Brownfield | IgnoreSilica | 99.4307 | 30.7575 | 2.6779 | 4 | 6135.8547 | 8427.2431 | 125.0877 | 171.8007 | 144.6533 | 0 | 96.4719 | 4978830.2168 | 235753.3427 | 5192365.5468 | 4604207.5651 | 0 | 782473.6503 | 0 | 6159515.8255 | 16025796.6874 | 10937935.5364 | 48916878.3709 | 961560.8286 | 15845322.9242 | 15845322.9242 | 1478867.319 | 7219850.2396 | 0 | 65723762.1238 | 90267802.6066 | 31622.7766 | 10.7114 | 6135.8547 | 8427.2431 | 125.0877 | 171.8007
1 | 4500 | 707 | 0.03 | 15 | 15 | 7 | 4.217e-11 | 5spot_SharedNeighbor | Water | Porous | Wet | R245fa | MinimizeLCOE_Brownfield | IgnoreSilica | 110.0413 | 33.9416 | 3.0336 | 4 | 5734.9583 | 7757.6458 | 116.9149 | 158.1501 | 144.4273 | 0 | 119.2477 | 5334324.5435 | 251915.6789 | 5618958.8928 | 5084288.0976 | 0 | 752458.0496 | 0 | 6646358.6523 | 17292461.8577 | 11802460.5424 | 52783226.3148 | 961560.8286 | 15845322.9242 | 15845322.9242 | 1478867.319 | 7219850.2396 | 0 | 69590110.0677 | 94134150.5505 | 42169.6503 | 12.1344 | 5734.9583 | 7757.6458 | 116.9149 | 158.1501
1 | 4500 | 707 | 0.03 | 15 | 15 | 7 | 5.6234e-11 | 5spot_SharedNeighbor | Water | Porous | Wet | R245fa | MinimizeLCOE_Brownfield | IgnoreSilica | 119.3593 | 36.6985 | 3.3544 | 4 | 5428.938 | 7258.1602 | 110.6762 | 147.9674 | 144.1774 | 0 | 100.5472 | 5632459.0928 | 265291.5397 | 5982196.9172 | 5502429.3619 | 0 | 710177.7285 | 0 | 7056096.3096 | 18358515.1933 | 12530063.8492 | 56037229.9922 | 961560.8286 | 15845322.9242 | 15845322.9242 | 1478867.319 | 7219850.2396 | 0 | 72844113.745 | 97388154.2278 | 56234.1325 | 13.4177 | 5428.938 | 7258.1602 | 110.6762 | 147.9674
1 | 4500 | 707 | 0.03 | 15 | 15 | 7 | 7.4989e-11 | 5spot_SharedNeighbor | Water | Porous | Wet | R245fa | MinimizeLCOE_Brownfield | IgnoreSilica | 127.2593 | 39.0044 | 3.6325 | 4 | 5195.9134 | 6885.1184 | 105.9257 | 140.3625 | 143.9312 | 0 | 103.9731 | 5875347.5945 | 276051.8463 | 6282088.2134 | 5853965.3469 | 0 | 661401.2949 | 0 | 7390053.1755 | 19227402.4543 | 13123097.2587 | 58689407.1847 | 961560.8286 | 15845322.9242 | 15845322.9242 | 1478867.319 | 7219850.2396 | 0 | 75496290.9375 | 100040331.4203 | 74989.4209 | 14.5299 | 5195.9134 | 6885.1184 | 105.9257 | 140.3625
1 | 4500 | 707 | 0.03 | 15 | 15 | 7 | 1e-10 | 5spot_SharedNeighbor | Water | Porous | Wet | R245fa | MinimizeLCOE_Brownfield | IgnoreSilica | 135.9 | 41.4956 | 3.9061 | 4 | 5018.7004 | 6589.5963 | 102.313 | 134.3378 | 143.6381 | 0 | 101.973 | 6131685.8128 | 287279.5235 | 6602368.4693 | 6234994.7555 | 0 | 634342.9342 | 0 | 7757361.8832 | 20183064.3663 | 13775356.1505 | 61606453.8954 | 961560.8286 | 15845322.9242 | 15845322.9242 | 1478867.319 | 7219850.2396 | 0 | 78413337.6482 | 102957378.131 | 100000 | 15.6242 | 5018.7004 | 6589.5963 | 102.313 | 134.3378
1 | 4500 | 707 | 0.03 | 15 | 15 | 7 | 1.3335e-10 | 5spot_SharedNeighbor | Water | Porous | Wet | R245fa | MinimizeLCOE_Brownfield | IgnoreSilica | 141.254 | 43.0351 | 4.1022 | 4 | 4881.9148 | 6377.6855 | 99.5244 | 130.0177 | 143.4666 | 0 | 123.6358 | 6287757.9451 | 294100.8092 | 6798397.9485 | 6470726.0023 | 0 | 586561.15 | 0 | 7970642.1035 | 20737975.7497 | 14154094.572 | 63300256.2802 | 961560.8286 | 15845322.9242 | 15845322.9242 | 1478867.319 | 7219850.2396 | 0 | 80107140.0331 | 104651180.5159 | 133352.1432 | 16.409 | 4881.9148 | 6377.6855 | 99.5244 | 130.0177
1 | 4500 | 707 | 0.03 | 15 | 15 | 7 | 1.7783e-10 | 5spot_SharedNeighbor | Water | Porous | Wet | R245fa | MinimizeLCOE_Brownfield | IgnoreSilica | 145.6781 | 44.2986 | 4.2633 | 4 | 4778.2054 | 6217.4647 | 97.4102 | 126.7514 | 143.319 | 0 | 118.213 | 6414236.3774 | 299593.1827 | 6958302.2776 | 6664713.0414 | 0 | 545211.2489 | 0 | 8144001.8899 | 21189022.353 | 14461943.1468 | 64677023.5176 | 961560.8286 | 15845322.9242 | 15845322.9242 | 1478867.319 | 7219850.2396 | 0 | 81483907.2704 | 106027947.7532 | 177827.941 | 17.0532 | 4778.2054 | 6217.4647 | 97.4102 | 126.7514
1 | 4500 | 707 | 0.03 | 15 | 15 | 7 | 2.3714e-10 | 5spot_SharedNeighbor | Water | Porous | Wet | R245fa | MinimizeLCOE_Brownfield | IgnoreSilica | 149.1003 | 45.2704 | 4.3899 | 4 | 4699.7105 | 6097.4776 | 95.81 | 124.3053 | 143.2011 | 0 | 134.1488 | 6510553.0748 | 303753.4607 | 7080720.5905 | 6814258.1983 | 0 | 508709.0944 | 0 | 8275017.8233 | 21529898.9367 | 14694598.4195 | 65717509.5984 | 961560.8286 | 15845322.9242 | 15845322.9242 | 1478867.319 | 7219850.2396 | 0 | 82524393.3512 | 107068433.834 | 237137.3706 | 17.5595 | 4699.7105 | 6097.4776 | 95.81 | 124.3053
1 | 4500 | 707 | 0.03 | 15 | 15 | 7 | 3.1623e-10 | 5spot_SharedNeighbor | Water | Porous | Wet | R245fa | MinimizeLCOE_Brownfield | IgnoreSilica | 151.7144 | 46.0095 | 4.4879 | 4 | 4640.3897 | 6007.6146 | 94.6006 | 122.4734 | 143.1091 | 0 | 129.8382 | 6583249.185 | 306880.2653 | 7173496.3739 | 6928191.3187 | 0 | 477556.6054 | 0 | 8373055.7618 | 21784973.5424 | 14868692.0791 | 66496095.1317 | 961560.8286 | 15845322.9242 | 15845322.9242 | 1478867.319 | 7219850.2396 | 0 | 83302978.8845 | 107847019.3673 | 316227.766 | 17.9517 | 4640.3897 | 6007.6146 | 94.6006 | 122.4734
1 | 4500 | 707 | 0.03 | 15 | 15 | 7 | 4.217e-10 | 5spot_SharedNeighbor | Water | Porous | Wet | R245fa | MinimizeLCOE_Brownfield | IgnoreSilica | 153.6977 | 46.5684 | 4.5632 | 4 | 4595.6176 | 5940.2832 | 93.6879 | 121.1007 | 143.038 | 0 | 126.6884 | 6637899.5122 | 309223.206 | 7243460.6645 | 7014453.3511 | 0 | 451710.365 | 0 | 8446131.3685 | 21975101.2811 | 14998458.1675 | 67076437.9159 | 961560.8286 | 15845322.9242 | 15845322.9242 | 1478867.319 | 7219850.2396 | 0 | 83883321.6688 | 108427362.1516 | 421696.5034 | 18.2529 | 4595.6176 | 5940.2832 | 93.6879 | 121.1007
1 | 4500 | 707 | 0.03 | 15 | 15 | 7 | 5.6234e-10 | 5spot_SharedNeighbor | Water | Porous | Wet | R245fa | MinimizeLCOE_Brownfield | IgnoreSilica | 155.1982 | 46.99 | 4.6207 | 4 | 4561.8633 | 5889.7995 | 92.9998 | 120.0715 | 142.9836 | 0 | 114.6179 | 6678966.1895 | 310980.0773 | 7296147.5827 | 7079656.9813 | 0 | 430761.922 | 0 | 8500639.9736 | 22116921.4902 | 15095253.3744 | 67509327.591 | 961560.8286 | 15845322.9242 | 15845322.9242 | 1478867.319 | 7219850.2396 | 0 | 84316211.3438 | 108860251.8266 | 562341.3252 | 18.4828 | 4561.8633 | 5889.7995 | 92.9998 | 120.0715
1 | 4500 | 707 | 0.03 | 15 | 15 | 7 | 7.4989e-10 | 5spot_SharedNeighbor | Water | Porous | Wet | R245fa | MinimizeLCOE_Brownfield | IgnoreSilica | 156.3165 | 47.3036 | 4.6641 | 4 | 4536.4397 | 5852.0128 | 92.4815 | 119.3012 | 142.9427 | 0 | 122.9609 | 6709427.2798 | 312281.9745 | 7335275.9316 | 7128276.4604 | 0 | 413937.7119 | 0 | 8540687.7497 | 22221117.5888 | 15166369.3527 | 67827374.0494 | 961560.8286 | 15845322.9242 | 15845322.9242 | 1478867.319 | 7219850.2396 | 0 | 84634257.8023 | 109178298.2851 | 749894.2093 | 18.6565 | 4536.4397 | 5852.0128 | 92.4815 | 119.3012
1 | 4500 | 707 | 0.03 | 15 | 15 | 7 | 1e-09 | 5spot_SharedNeighbor | Water | Porous | Wet | R245fa | MinimizeLCOE_Brownfield | IgnoreSilica | 157.164 | 47.5409 | 4.6971 | 4 | 4517.308 | 5823.6421 | 92.0914 | 118.7228 | 142.9114 | 0 | 135.4193 | 6732421.0136 | 313263.3308 | 7364851.5332 | 7165089.4789 | 0 | 400777.8464 | 0 | 8570797.2492 | 22299456.3301 | 15219837.1533 | 68066493.9355 | 961560.8286 | 15845322.9242 | 15845322.9242 | 1478867.319 | 7219850.2396 | 0 | 84873377.6883 | 109417418.1711 | 1000000 | 18.7885 | 4517.308 | 5823.6421 | 92.0914 | 118.7228
1 | 4500 | 707 | 0.03 | 15 | 15 | 7 | 1.3335e-09 | 5spot_SharedNeighbor | Water | Porous | Wet | R245fa | MinimizeLCOE_Brownfield | IgnoreSilica | 157.7728 | 47.7112 | 4.7215 | 4 | 4502.9212 | 5802.5203 | 91.7981 | 118.2922 | 142.8889 | 0 | 132.202 | 6748890.0805 | 313965.4441 | 7386056.3641 | 7191517.4489 | 0 | 390259.5116 | 0 | 8591968.6512 | 22354539.9753 | 15257432.873 | 68234630.3487 | 961560.8286 | 15845322.9242 | 15845322.9242 | 1478867.319 | 7219850.2396 | 0 | 85041514.1015 | 109585554.5843 | 1333521.4322 | 18.8859 | 4502.9212 | 5802.5203 | 91.7981 | 118.2922
1 | 4500 | 707 | 0.03 | 15 | 15 | 7 | 1.7783e-09 | 5spot_SharedNeighbor | Water | Porous | Wet | R245fa | MinimizeLCOE_Brownfield | IgnoreSilica | 158.2527 | 47.8453 | 4.7403 | 4 | 4492.1089 | 5786.5534 | 91.5777 | 117.9667 | 142.871 | 0 | 140.2398 | 6761844.8925 | 314517.3237 | 7402748.3024 | 7212340.4055 | 0 | 382385.8208 | 0 | 8608796.3305 | 22398322.145 | 15287315.1034 | 68368270.3237 | 961560.8286 | 15845322.9242 | 15845322.9242 | 1478867.319 | 7219850.2396 | 0 | 85175154.0765 | 109719194.5594 | 1778279.41 | 18.9611 | 4492.1089 | 5786.5534 | 91.5777 | 117.9667
1 | 4500 | 707 | 0.03 | 15 | 15 | 7 | 2.3714e-09 | 5spot_SharedNeighbor | Water | Porous | Wet | R245fa | MinimizeLCOE_Brownfield | IgnoreSilica | 158.5841 | 47.9378 | 4.7538 | 4 | 4483.987 | 5774.736 | 91.4121 | 117.7258 | 142.8587 | 0 | 115.879 | 6770774.6479 | 314897.4761 | 7414261.0097 | 7226712.9588 | 0 | 376060.4774 | 0 | 8620055.5623 | 22427616.3565 | 15307309.0047 | 68457687.4934 | 961560.8286 | 15845322.9242 | 15845322.9242 | 1478867.319 | 7219850.2396 | 0 | 85264571.2462 | 109808611.729 | 2371373.7057 | 19.0153 | 4483.987 | 5774.736 | 91.4121 | 117.7258
1 | 4500 | 707 | 0.03 | 15 | 15 | 7 | 3.1623e-09 | 5spot_SharedNeighbor | Water | Porous | Wet | R245fa | MinimizeLCOE_Brownfield | IgnoreSilica | 158.8593 | 48.0147 | 4.7646 | 4 | 4477.8883 | 5765.7277 | 91.2878 | 117.5422 | 142.8484 | 0 | 124.9384 | 6778183.6843 | 315212.7807 | 7423816.4999 | 7238648.0038 | 0 | 371513.8325 | 0 | 8629676.1725 | 22452647.2109 | 15324393.0772 | 68534091.2618 | 961560.8286 | 15845322.9242 | 15845322.9242 | 1478867.319 | 7219850.2396 | 0 | 85340975.0147 | 109885015.4975 | 3162277.6602 | 19.0583 | 4477.8883 | 5765.7277 | 91.2878 | 117.5422
1 | 4500 | 707 | 0.03 | 15 | 15 | 7 | 4.217e-09 | 5spot_SharedNeighbor | Water | Porous | Wet | R245fa | MinimizeLCOE_Brownfield | IgnoreSilica | 159.0419 | 48.0656 | 4.7722 | 4 | 4473.3103 | 5759.1015 | 91.1945 | 117.4071 | 142.8416 | 0 | 134.5598 | 6783094.2836 | 315421.6632 | 7430152.1945 | 7246564.9553 | 0 | 367818.1401 | 0 | 8635789.9823 | 22468554.0899 | 15335249.849 | 68582645.1579 | 961560.8286 | 15845322.9242 | 15845322.9242 | 1478867.319 | 7219850.2396 | 0 | 85389528.9107 | 109933569.3935 | 4216965.0343 | 19.0887 | 4473.3103 | 5759.1015 | 91.1945 | 117.4071
1 | 4500 | 707 | 0.03 | 15 | 15 | 7 | 5.6234e-09 | 5spot_SharedNeighbor | Water | Porous | Wet | R245fa | MinimizeLCOE_Brownfield | IgnoreSilica | 159.1929 | 48.1077 | 4.7781 | 4 | 4469.8745 | 5754.0561 | 91.1244 | 117.3042 | 142.8359 | 0 | 137.4009 | 6787151.3609 | 315594.2142 | 7435387.5462 | 7253108.6154 | 0 | 365164.7788 | 0 | 8640998.5411 | 22482105.6914 | 15344499.0954 | 68624009.8435 | 961560.8286 | 15845322.9242 | 15845322.9242 | 1478867.319 | 7219850.2396 | 0 | 85430893.5963 | 109974934.0791 | 5623413.2519 | 19.1126 | 4469.8745 | 5754.0561 | 91.1244 | 117.3042
1 | 4500 | 707 | 0.03 | 15 | 15 | 7 | 7.4989e-09 | 5spot_SharedNeighbor | Water | Porous | Wet | R245fa | MinimizeLCOE_Brownfield | IgnoreSilica | 159.3003 | 48.1377 | 4.7825 | 4 | 4467.2966 | 5750.3038 | 91.0719 | 117.2277 | 142.8319 | 0 | 123.9079 | 6790036.9338 | 315716.9115 | 7439111.9133 | 7257764.8165 | 0 | 363101.8791 | 0 | 8644635.6572 | 22491568.7213 | 15350957.8078 | 68652894.6405 | 961560.8286 | 15845322.9242 | 15845322.9242 | 1478867.319 | 7219850.2396 | 0 | 85459778.3934 | 110003818.8762 | 7498942.0933 | 19.1301 | 4467.2966 | 5750.3038 | 91.0719 | 117.2277
1 | 4500 | 707 | 0.03 | 15 | 15 | 7 | 1e-08 | 5spot_SharedNeighbor | Water | Porous | Wet | R245fa | MinimizeLCOE_Brownfield | IgnoreSilica | 159.3781 | 48.1594 | 4.7857 | 4 | 4465.3625 | 5747.5047 | 91.0325 | 117.1707 | 142.829 | 0 | 130.2394 | 6792125.5623 | 315805.7054 | 7441808.096 | 7261136.1841 | 0 | 361518.4561 | 0 | 8647233.6615 | 22498328.1958 | 15355571.288 | 68673527.1493 | 961560.8286 | 15845322.9242 | 15845322.9242 | 1478867.319 | 7219850.2396 | 0 | 85480410.9021 | 110024451.385 | 10000000 | 19.143 | 4465.3625 | 5747.5047 | 91.0325 | 117.1707
1 | 4600 | 707 | 0.03 | 15 | 15 | 7 | 1e-13 | 5spot_SharedNeighbor | Water | Porous | Wet | R245fa | MinimizeLCOE_Brownfield | IgnoreSilica | 0 | 0 | 0 | 0 | [6 empty] | 11.0467 | [19 empty] | 100 | 0
1 | 4600 | 707 | 0.03 | 15 | 15 | 7 | 1.3335e-13 | 5spot_SharedNeighbor | Water | Porous | Wet | R245fa | MinimizeLCOE_Brownfield | IgnoreSilica | 0 | 0 | 0 | 0 | [6 empty] | 10.8032 | [19 empty] | 133.3521 | 0
1 | 4600 | 707 | 0.03 | 15 | 15 | 7 | 1.7783e-13 | 5spot_SharedNeighbor | Water | Porous | Wet | R245fa | MinimizeLCOE_Brownfield | IgnoreSilica | 0 | 0 | 0 | 0 | [6 empty] | 10.7146 | [19 empty] | 177.8279 | 0
1 | 4600 | 707 | 0.03 | 15 | 15 | 7 | 2.3714e-13 | 5spot_SharedNeighbor | Water | Porous | Wet | R245fa | MinimizeLCOE_Brownfield | IgnoreSilica | 1.323 | 0.24647 | 0.0060338 | 4 | 767665.7758 | 1811852.2817 | 15649.9052 | 36937.0595 | 109.1726 | 0 | 27.7554 | 140855.7412 | 5236.1124 | 111955.9708 | 70832.6207 | 0 | 75079.1223 | 0 | 157544.2313 | 409897.7731 | 279763.6527 | 1251165.2244 | 961560.8286 | 16315151.5233 | 16315151.5233 | 1478867.319 | 7407781.6792 | 0 | 18527877.5764 | 43729678.0979 | 237.1374 | 0.024135 | 767665.7758 | 1811852.2817 | 15649.9052 | 36937.0595
1 | 4600 | 707 | 0.03 | 15 | 15 | 7 | 3.1623e-13 | 5spot_SharedNeighbor | Water | Porous | Wet | R245fa | MinimizeLCOE_Brownfield | IgnoreSilica | 1.7292 | 0.36363 | 0.013965 | 4 | 338498.6938 | 789653.0418 | 6900.7537 | 16098.1453 | 116.8579 | 0 | 141.1473 | 192876.4391 | 7577.6845 | 151970.7782 | 88826.1897 | 0 | 85687.9233 | 0 | 205506.2157 | 534685.0182 | 364933.5116 | 1632063.7603 | 961560.8286 | 16315151.5233 | 16315151.5233 | 1478867.319 | 7407781.6792 | 0 | 18908776.1123 | 44110576.6338 | 316.2278 | 0.055861 | 338498.6938 | 789653.0418 | 6900.7537 | 16098.1453
1 | 4600 | 707 | 0.03 | 15 | 15 | 7 | 4.217e-13 | 5spot_SharedNeighbor | Water | Porous | Wet | R245fa | MinimizeLCOE_Brownfield | IgnoreSilica | 2.2543 | 0.52156 | 0.025691 | 4 | 188587.8746 | 433831.7932 | 3844.6189 | 8844.2479 | 123.2797 | 0 | 189.3208 | 256442.1858 | 10550.1087 | 201897.2149 | 112525.843 | 0 | 97569.8603 | 0 | 264804.2329 | 688966.2953 | 470233.6534 | 2102989.3942 | 961560.8286 | 16315151.5233 | 16315151.5233 | 1478867.319 | 7407781.6792 | 0 | 19379701.7461 | 44581502.2677 | 421.6965 | 0.10276 | 188587.8746 | 433831.7932 | 3844.6189 | 8844.2479
1 | 4600 | 707 | 0.03 | 15 | 15 | 7 | 5.6234e-13 | 5spot_SharedNeighbor | Water | Porous | Wet | R245fa | MinimizeLCOE_Brownfield | IgnoreSilica | 2.9739 | 0.74446 | 0.042839 | 4 | 116697.3844 | 263769.2692 | 2379.034 | 5377.2933 | 128.7975 | 0 | 252.2154 | 337751.6602 | 14459.7396 | 267366.3702 | 145657.4883 | 0 | 113028.0462 | 0 | 342522.6887 | 891173.7751 | 608244.4133 | 2720204.1816 | 961560.8286 | 16315151.5233 | 16315151.5233 | 1478867.319 | 7407781.6792 | 0 | 19996916.5335 | 45198717.0551 | 562.3413 | 0.17136 | 116697.3844 | 263769.2692 | 2379.034 | 5377.2933
1 | 4600 | 707 | 0.03 | 15 | 15 | 7 | 7.4989e-13 | 5spot_SharedNeighbor | Water | Porous | Wet | R245fa | MinimizeLCOE_Brownfield | IgnoreSilica | 3.9191 | 1.0428 | 0.066704 | 4 | 77816.5217 | 172270.152 | 1586.395 | 3511.9601 | 133.2198 | 0 | 38.9881 | 436390.0715 | 19291.3491 | 349048.5846 | 189654.8108 | 0 | 131138.3598 | 0 | 438954.0386 | 1142068.3666 | 779485.1273 | 3486030.7083 | 961560.8286 | 16315151.5233 | 16315151.5233 | 1478867.319 | 7407781.6792 | 0 | 20762743.0603 | 45964543.5819 | 749.8942 | 0.26682 | 77816.5217 | 172270.152 | 1586.395 | 3511.9601
1 | 4600 | 707 | 0.03 | 15 | 15 | 7 | 1e-12 | 5spot_SharedNeighbor | Water | Porous | Wet | R245fa | MinimizeLCOE_Brownfield | IgnoreSilica | 5.1689 | 1.4416 | 0.099298 | 4 | 54672.7509 | 118122.856 | 1114.578 | 2408.0942 | 136.7344 | 0 | 46.8797 | 556063.4867 | 25209.6488 | 451218.2148 | 247846.6595 | 0 | 152803.7515 | 0 | 558925.2869 | 1454208.9452 | 992527.4861 | 4438803.4794 | 961560.8286 | 16315151.5233 | 16315151.5233 | 1478867.319 | 7407781.6792 | 0 | 21715515.8313 | 46917316.3529 | 1000 | 0.39719 | 54672.7509 | 118122.856 | 1114.578 | 2408.0942
1 | 4600 | 707 | 0.03 | 15 | 15 | 7 | 1.3335e-12 | 5spot_SharedNeighbor | Water | Porous | Wet | R245fa | MinimizeLCOE_Brownfield | IgnoreSilica | 6.8474 | 1.9804 | 0.14366 | 4 | 39888.9899 | 83745.2501 | 813.191 | 1707.2602 | 139.4868 | 0 | 48.3354 | 703107.5369 | 32514.3779 | 580655.7119 | 326608.7892 | 0 | 179797.5068 | 0 | 710846.7299 | 1849477.3764 | 1262306.3123 | 5645314.3413 | 961560.8286 | 16315151.5233 | 16315151.5233 | 1478867.319 | 7407781.6792 | 0 | 22922026.6932 | 48123827.2148 | 1333.5214 | 0.57465 | 39888.9899 | 83745.2501 | 813.191 | 1707.2602
1 | 4600 | 707 | 0.03 | 15 | 15 | 7 | 1.7783e-12 | 5spot_SharedNeighbor | Water | Porous | Wet | R245fa | MinimizeLCOE_Brownfield | IgnoreSilica | 9.0742 | 2.6988 | 0.20337 | 4 | 30036.1228 | 61016.5598 | 612.327 | 1243.9051 | 141.601 | 0 | 44.6555 | 881843.986 | 41411.4491 | 742711.0885 | 432302.3599 | 0 | 212459.7121 | 0 | 901184.1523 | 2344696.306 | 1600303.4075 | 7156912.4614 | 961560.8286 | 16315151.5233 | 16315151.5233 | 1478867.319 | 7407781.6792 | 0 | 24433624.8133 | 49635425.3349 | 1778.2794 | 0.81347 | 30036.1228 | 61016.5598 | 612.327 | 1243.9051
1 | 4600 | 707 | 0.03 | 15 | 15 | 7 | 2.3714e-12 | 5spot_SharedNeighbor | Water | Porous | Wet | R245fa | MinimizeLCOE_Brownfield | IgnoreSilica | 12.0432 | 3.6654 | 0.28467 | 4 | 23135.4994 | 45267.8641 | 471.6484 | 922.8466 | 143.3885 | 0 | 54.264 | 1101931.1537 | 52396.9852 | 947703.6409 | 573366.3863 | 0 | 252144.8345 | 0 | 1141741.7702 | 2970577.8827 | 2027480.4442 | 9067343.0977 | 961560.8286 | 16315151.5233 | 16315151.5233 | 1478867.319 | 7407781.6792 | 0 | 26344055.4497 | 51545855.9713 | 2371.3737 | 1.1387 | 23135.4994 | 45267.8641 | 471.6484 | 922.8466
1 | 4600 | 707 | 0.03 | 15 | 15 | 7 | 3.1623e-12 | 5spot_SharedNeighbor | Water | Porous | Wet | R245fa | MinimizeLCOE_Brownfield | IgnoreSilica | 15.9802 | 4.9445 | 0.39215 | 4 | 18313.9411 | 34380.2459 | 373.3545 | 700.8878 | 144.6728 | 0 | 48.5557 | 1367732.8294 | 65595.6605 | 1203081.5845 | 760290.0607 | 0 | 300368.0173 | 0 | 1441856.5794 | 3751415.0542 | 2560417.8584 | 11450757.6444 | 961560.8286 | 16315151.5233 | 16315151.5233 | 1478867.319 | 7407781.6792 | 0 | 28727469.9964 | 53929270.5179 | 3162.2777 | 1.5686 | 18313.9411 | 34380.2459 | 373.3545 | 700.8878
1 | 4600 | 707 | 0.03 | 15 | 15 | 7 | 4.217e-12 | 5spot_SharedNeighbor | Water | Porous | Wet | R245fa | MinimizeLCOE_Brownfield | IgnoreSilica | 21.2273 | 6.6485 | 0.53507 | 4 | 14821.587 | 26596.5458 | 302.1581 | 542.2066 | 145.6561 | 0 | 60.2973 | 1691770.6204 | 81601.7414 | 1523732.9207 | 1007373.6084 | 0 | 359572.3257 | 0 | 1818979.9745 | 4732612.7695 | 3230105.4607 | 14445749.4213 | 961560.8286 | 16315151.5233 | 16315151.5233 | 1478867.319 | 7407781.6792 | 0 | 31722461.7733 | 56924262.2948 | 4216.965 | 2.1403 | 14821.587 | 26596.5458 | 302.1581 | 542.2066
1 | 4600 | 707 | 0.03 | 15 | 15 | 7 | 5.6234e-12 | 5spot_SharedNeighbor | Water | Porous | Wet | R245fa | MinimizeLCOE_Brownfield | IgnoreSilica | 28.1385 | 8.8954 | 0.72402 | 4 | 12245.403 | 20947.4269 | 249.6391 | 427.0416 | 146.3998 | 0 | 47.8307 | 2083940.8612 | 100909.2508 | 1922428.4487 | 1333942.1588 | 0 | 430760.4747 | 0 | 2290072.6657 | 5958299.3177 | 4066661.7151 | 18187014.8927 | 961560.8286 | 16315151.5233 | 16315151.5233 | 1478867.319 | 7407781.6792 | 0 | 35463727.2446 | 60665527.7662 | 5623.4133 | 2.8961 | 12245.403 | 20947.4269 | 249.6391 | 427.0416
1 | 4600 | 707 | 0.03 | 15 | 15 | 7 | 7.4989e-12 | 5spot_SharedNeighbor | Water | Porous | Wet | R245fa | MinimizeLCOE_Brownfield | IgnoreSilica | 37.23 | 11.8543 | 0.97294 | 4 | 10315.3891 | 16791.0715 | 210.2932 | 342.3087 | 146.9639 | 0 | 54.2893 | 2558832.9821 | 124210.566 | 2417981.8049 | 1765400.4523 | 0 | 516987.912 | 0 | 2879531.3497 | 7491949.8989 | 5113409.7502 | 22868304.716 | 961560.8286 | 16315151.5233 | 16315151.5233 | 1478867.319 | 7407781.6792 | 0 | 40145017.068 | 65346817.5896 | 7498.9421 | 3.8918 | 10315.3891 | 16791.0715 | 210.2932 | 342.3087
1 | 4600 | 707 | 0.03 | 15 | 15 | 7 | 1e-11 | 5spot_SharedNeighbor | Water | Porous | Wet | R245fa | MinimizeLCOE_Brownfield | IgnoreSilica | 49.04 | 15.6968 | 1.2958 | 4 | 8860.5264 | 13722.73 | 180.6338 | 279.7564 | 147.3808 | 0 | 57.8797 | 3126561.0625 | 151931.0392 | 3026101.6329 | 2325151.2415 | 0 | 620132.8321 | 0 | 3607452.3452 | 9385851.0121 | 6406036.1757 | 28649217.3414 | 961560.8286 | 16315151.5233 | 16315151.5233 | 1478867.319 | 7407781.6792 | 0 | 45925929.6934 | 71127730.2149 | 10000 | 5.1832 | 8860.5264 | 13722.73 | 180.6338 | 279.7564
1 | 4600 | 707 | 0.03 | 15 | 15 | 7 | 1.3335e-11 | 5spot_SharedNeighbor | Water | Porous | Wet | R245fa | MinimizeLCOE_Brownfield | IgnoreSilica | 64.1043 | 20.5848 | 1.7045 | 4 | 7765.0782 | 11461.4849 | 158.3016 | 233.6579 | 147.6361 | 0 | 55.7064 | 3792506.199 | 184230.6254 | 3758352.7236 | 3037908.1901 | 0 | 742029.6143 | 0 | 4490860.6675 | 11684298.2545 | 7974773.647 | 35664959.9215 | 961560.8286 | 16315151.5233 | 16315151.5233 | 1478867.319 | 7407781.6792 | 0 | 52941672.2734 | 78143472.795 | 13335.2143 | 6.8179 | 7765.0782 | 11461.4849 | 158.3016 | 233.6579
1 | 4600 | 707 | 0.03 | 15 | 15 | 7 | 1.7783e-11 | 5spot_SharedNeighbor | Water | Porous | Wet | R245fa | MinimizeLCOE_Brownfield | IgnoreSilica | 79.166 | 25.432 | 2.1409 | 4 | 6950.7091 | 9893.562 | 141.6996 | 201.6936 | 147.6695 | 0 | 65.2045 | 4406613.8616 | 213705.5602 | 4450977.9518 | 3746983.785 | 0 | 821961.1603 | 0 | 5319694.5043 | 13840753.8809 | 9446598.9228 | 42247289.6269 | 961560.8286 | 16315151.5233 | 16315151.5233 | 1478867.319 | 7407781.6792 | 0 | 59524001.9789 | 84725802.5004 | 17782.7941 | 8.5637 | 6950.7091 | 9893.562 | 141.6996 | 201.6936
1 | 4600 | 707 | 0.03 | 15 | 15 | 7 | 2.3714e-11 | 5spot_SharedNeighbor | Water | Porous | Wet | R245fa | MinimizeLCOE_Brownfield | IgnoreSilica | 91.3191 | 29.2962 | 2.5461 | 4 | 6328.2325 | 8802.7659 | 129.0096 | 179.4563 | 147.5614 | 0 | 81.4007 | 4869664.9528 | 235649.4692 | 4984608.4042 | 4314928.7613 | 0 | 825723.9029 | 0 | 5939924.4413 | 15454464.9501 | 10547989.886 | 47172954.7678 | 961560.8286 | 16315151.5233 | 16315151.5233 | 1478867.319 | 7407781.6792 | 0 | 64449667.1198 | 89651467.6413 | 23713.7371 | 10.1845 | 6328.2325 | 8802.7659 | 129.0096 | 179.4563
1 | 4600 | 707 | 0.03 | 15 | 15 | 7 | 3.1623e-11 | 5spot_SharedNeighbor | Water | Porous | Wet | R245fa | MinimizeLCOE_Brownfield | IgnoreSilica | 102.8413 | 32.9104 | 2.9443 | 4 | 5850.2782 | 7990.1422 | 119.2658 | 162.8899 | 147.3633 | 0 | 86.1641 | 5284520.6988 | 255048.2512 | 5471491.9179 | 4848992.0776 | 0 | 807524.5257 | 0 | 6500355.2138 | 16912590.86 | 11543190.781 | 51623714.3259 | 961560.8286 | 16315151.5233 | 16315151.5233 | 1478867.319 | 7407781.6792 | 0 | 68900426.6779 | 94102227.1994 | 31622.7766 | 11.7773 | 5850.2782 | 7990.1422 | 119.2658 | 162.8899
1 | 4600 | 707 | 0.03 | 15 | 15 | 7 | 4.217e-11 | 5spot_SharedNeighbor | Water | Porous | Wet | R245fa | MinimizeLCOE_Brownfield | IgnoreSilica | 113.3204 | 36.1493 | 3.317 | 4 | 5484.4627 | 7383.8991 | 111.8082 | 150.5308 | 147.112 | 0 | 107.6484 | 5642841.6336 | 271566.3684 | 5899172.4115 | 5330435.1229 | 0 | 772296.9815 | 0 | 6987361.882 | 18179682.3119 | 12408006.733 | 55491363.4449 | 961560.8286 | 16315151.5233 | 16315151.5233 | 1478867.319 | 7407781.6792 | 0 | 72768075.7968 | 97969876.3184 | 42169.6503 | 13.268 | 5484.4627 | 7383.8991 | 111.8082 | 150.5308
1 | 4600 | 707 | 0.03 | 15 | 15 | 7 | 5.6234e-11 | 5spot_SharedNeighbor | Water | Porous | Wet | R245fa | MinimizeLCOE_Brownfield | IgnoreSilica | 122.4339 | 38.9241 | 3.6495 | 4 | 5205.2579 | 6931.6463 | 106.1162 | 141.311 | 146.8439 | 0 | 100.6108 | 5940428.2784 | 285086.8119 | 6259847.8883 | 5744757.4716 | 0 | 725249.6623 | 0 | 7392594.3439 | 19234014.0531 | 13127609.8107 | 58709588.3202 | 961560.8286 | 16315151.5233 | 16315151.5233 | 1478867.319 | 7407781.6792 | 0 | 75986300.6722 | 101188101.1937 | 56234.1325 | 14.598 | 5205.2579 | 6931.6463 | 106.1162 | 141.311
1 | 4600 | 707 | 0.03 | 15 | 15 | 7 | 7.4989e-11 | 5spot_SharedNeighbor | Water | Porous | Wet | R245fa | MinimizeLCOE_Brownfield | IgnoreSilica | 130.1339 | 41.2357 | 3.9357 | 4 | 4992.6522 | 6593.491 | 101.782 | 134.4172 | 146.5845 | 0 | 119.0168 | 6182071.3421 | 295915.639 | 6556670.8392 | 6091273.1873 | 0 | 672891.6224 | 0 | 7721540.8257 | 20089865.3227 | 13711745.8882 | 61321974.6667 | 961560.8286 | 16315151.5233 | 16315151.5233 | 1478867.319 | 7407781.6792 | 0 | 78598687.0186 | 103800487.5402 | 74989.4209 | 15.7429 | 4992.6522 | 6593.491 | 101.782 | 134.4172
1 | 4600 | 707 | 0.03 | 15 | 15 | 7 | 1e-10 | 5spot_SharedNeighbor | Water | Porous | Wet | R245fa | MinimizeLCOE_Brownfield | IgnoreSilica | 138.548 | 43.7403 | 4.218 | 4 | 4829.7218 | 6323.421 | 98.4604 | 128.9115 | 146.2944 | 0 | 119.7001 | 6438534.7453 | 307315.0141 | 6874710.3811 | 6467881.9917 | 0 | 643055.5931 | 0 | 8085284.1129 | 21036250.7418 | 14357673.383 | 64210705.963 | 961560.8286 | 16315151.5233 | 16315151.5233 | 1478867.319 | 7407781.6792 | 0 | 81487418.315 | 106689218.8365 | 100000 | 16.8721 | 4829.7218 | 6323.421 | 98.4604 | 128.9115
1 | 4600 | 707 | 0.03 | 15 | 15 | 7 | 1.3335e-10 | 5spot_SharedNeighbor | Water | Porous | Wet | R245fa | MinimizeLCOE_Brownfield | IgnoreSilica | 143.9802 | 45.3489 | 4.4234 | 4 | 4704.7571 | 6129.1083 | 95.9128 | 124.9502 | 146.1101 | 0 | 120.1203 | 6600670.2091 | 314487.0918 | 7077117.499 | 6710235.9126 | 0 | 596052.0235 | 0 | 8306439.467 | 21611651.6082 | 14750396.2976 | 65967050.1089 | 961560.8286 | 16315151.5233 | 16315151.5233 | 1478867.319 | 7407781.6792 | 0 | 83243762.4608 | 108445562.9824 | 133352.1432 | 17.6935 | 4704.7571 | 6129.1083 | 95.9128 | 124.9502
1 | 4600 | 707 | 0.03 | 15 | 15 | 7 | 1.7783e-10 | 5spot_SharedNeighbor | Water | Porous | Wet | R245fa | MinimizeLCOE_Brownfield | IgnoreSilica | 148.2339 | 46.6005 | 4.5872 | 4 | 4609.9923 | 5983.4893 | 93.9809 | 121.9815 | 145.9599 | 0 | 110.5857 | 6725368.5906 | 319973.9328 | 7233676.0053 | 6900188.5467 | 0 | 553070.7817 | 0 | 8475588.3643 | 22051742.3416 | 15050767.2661 | 67310375.829 | 961560.8286 | 16315151.5233 | 16315151.5233 | 1478867.319 | 7407781.6792 | 0 | 84587088.181 | 109788888.7025 | 177827.941 | 18.3486 | 4609.9923 | 5983.4893 | 93.9809 | 121.9815
1 | 4600 | 707 | 0.03 | 15 | 15 | 7 | 2.3714e-10 | 5spot_SharedNeighbor | Water | Porous | Wet | R245fa | MinimizeLCOE_Brownfield | IgnoreSilica | 151.5124 | 47.5619 | 4.7159 | 4 | 4538.2718 | 5874.2821 | 92.5188 | 119.7552 | 145.8408 | 0 | 126.3628 | 6820473.2913 | 324155.9689 | 7353355.647 | 7048409.437 | 0 | 515369.5105 | 0 | 8604087.9033 | 22386071.7834 | 15278953.9799 | 68330877.5213 | 961560.8286 | 16315151.5233 | 16315151.5233 | 1478867.319 | 7407781.6792 | 0 | 85607589.8733 | 110809390.3948 | 237137.3706 | 18.8635 | 4538.2718 | 5874.2821 | 92.5188 | 119.7552
1 | 4600 | 707 | 0.03 | 15 | 15 | 7 | 3.1623e-10 | 5spot_SharedNeighbor | Water | Porous | Wet | R245fa | MinimizeLCOE_Brownfield | IgnoreSilica | 154.0191 | 48.2938 | 4.8155 | 4 | 4484.0763 | 5792.4347 | 91.414 | 118.0866 | 145.7477 | 0 | 129.6832 | 6892373.6573 | 327305.1064 | 7444177.7774 | 7161576.7876 | 0 | 483445.5885 | 0 | 8700462.7777 | 22636819.4372 | 15450094.406 | 69096255.538 | 961560.8286 | 16315151.5233 | 16315151.5233 | 1478867.319 | 7407781.6792 | 0 | 86372967.8899 | 111574768.4115 | 316227.766 | 19.2622 | 4484.0763 | 5792.4347 | 91.414 | 118.0866
1 | 4600 | 707 | 0.03 | 15 | 15 | 7 | 4.217e-10 | 5spot_SharedNeighbor | Water | Porous | Wet | R245fa | MinimizeLCOE_Brownfield | IgnoreSilica | 155.895 | 48.8398 | 4.8914 | 4 | 4443.1751 | 5731.2291 | 90.5801 | 116.8389 | 145.6769 | 0 | 124.7368 | 6945719.3028 | 329634.3932 | 7511756.7928 | 7246170.3798 | 0 | 456819.4894 | 0 | 8771139.1396 | 22820704.8332 | 15575599.9673 | 69657544.298 | 961560.8286 | 16315151.5233 | 16315151.5233 | 1478867.319 | 7407781.6792 | 0 | 86934256.65 | 112136057.1715 | 421696.5034 | 19.5658 | 4443.1751 | 5731.2291 | 90.5801 | 116.8389
1 | 4600 | 707 | 0.03 | 15 | 15 | 7 | 5.6234e-10 | 5spot_SharedNeighbor | Water | Porous | Wet | R245fa | MinimizeLCOE_Brownfield | IgnoreSilica | 157.3124 | 49.2513 | 4.9493 | 4 | 4412.3409 | 5685.3339 | 89.9515 | 115.9032 | 145.6228 | 0 | 125.5127 | 6985767.4094 | 331378.9768 | 7562600.4332 | 7310034.4044 | 0 | 435309.2235 | 0 | 8823785.2745 | 22957679.2769 | 15669087.8396 | 70075642.8383 | 961560.8286 | 16315151.5233 | 16315151.5233 | 1478867.319 | 7407781.6792 | 0 | 87352355.1903 | 112554155.7118 | 562341.3252 | 19.7973 | 4412.3409 | 5685.3339 | 89.9515 | 115.9032
1 | 4600 | 707 | 0.03 | 15 | 15 | 7 | 7.4989e-10 | 5spot_SharedNeighbor | Water | Porous | Wet | R245fa | MinimizeLCOE_Brownfield | IgnoreSilica | 158.3723 | 49.5584 | 4.9931 | 4 | 4389.1183 | 5650.9572 | 89.4781 | 115.2024 | 145.582 | 0 | 139.0741 | 7015572.1304 | 332675.023 | 7600501.5485 | 7357764.8578 | 0 | 418130.7915 | 0 | 8862611.2969 | 23058696.6231 | 15738034.2541 | 70383986.5252 | 961560.8286 | 16315151.5233 | 16315151.5233 | 1478867.319 | 7407781.6792 | 0 | 87660698.8772 | 112862499.3987 | 749894.2093 | 19.9723 | 4389.1183 | 5650.9572 | 89.4781 | 115.2024
1 | 4600 | 707 | 0.03 | 15 | 15 | 7 | 1e-09 | 5spot_SharedNeighbor | Water | Porous | Wet | R245fa | MinimizeLCOE_Brownfield | IgnoreSilica | 159.154 | 49.7846 | 5.0258 | 4 | 4371.6427 | 5625.2563 | 89.1218 | 114.6785 | 145.5518 | 0 | 132.0098 | 7037470.2092 | 333625.9663 | 7628382.4878 | 7392944.3248 | 0 | 404494.0793 | 0 | 8890797.6563 | 23132031.7485 | 15788086.984 | 70607833.4564 | 961560.8286 | 16315151.5233 | 16315151.5233 | 1478867.319 | 7407781.6792 | 0 | 87884545.8084 | 113086346.3299 | 1000000 | 20.1033 | 4371.6427 | 5625.2563 | 89.1218 | 114.6785
1 | 4600 | 707 | 0.03 | 15 | 15 | 7 | 1.3335e-09 | 5spot_SharedNeighbor | Water | Porous | Wet | R245fa | MinimizeLCOE_Brownfield | IgnoreSilica | 159.7413 | 49.9544 | 5.0506 | 4 | 4358.5012 | 5605.9777 | 88.8539 | 114.2854 | 145.5289 | 0 | 125.463 | 7053880.5211 | 334337.8894 | 7649295.3006 | 7419369.2254 | 0 | 393911.2984 | 0 | 8911809.7516 | 23186700.9101 | 15825399.8102 | 70774704.7069 | 961560.8286 | 16315151.5233 | 16315151.5233 | 1478867.319 | 7407781.6792 | 0 | 88051417.0588 | 113253217.5804 | 1333521.4322 | 20.2022 | 4358.5012 | 5605.9777 | 88.8539 | 114.2854
1 | 4600 | 707 | 0.03 | 15 | 15 | 7 | 1.7783e-09 | 5spot_SharedNeighbor | Water | Porous | Wet | R245fa | MinimizeLCOE_Brownfield | IgnoreSilica | 160.1823 | 50.0818 | 5.0692 | 4 | 4348.6247 | 5591.5169 | 88.6526 | 113.9906 | 145.5117 | 0 | 127.5668 | 7066177.6045 | 334870.969 | 7664977.0412 | 7439205.4938 | 0 | 385763.2873 | 0 | 8927487.8143 | 23227492.0133 | 15853240.5763 | 70899214.7997 | 961560.8286 | 16315151.5233 | 16315151.5233 | 1478867.319 | 7407781.6792 | 0 | 88175927.1517 | 113377727.6733 | 1778279.41 | 20.2767 | 4348.6247 | 5591.5169 | 88.6526 | 113.9906
1 | 4600 | 707 | 0.03 | 15 | 15 | 7 | 2.3714e-09 | 5spot_SharedNeighbor | Water | Porous | Wet | R245fa | MinimizeLCOE_Brownfield | IgnoreSilica | 160.4964 | 50.1725 | 5.0828 | 4 | 4341.2056 | 5580.7583 | 88.5013 | 113.7713 | 145.4994 | 0 | 140.7906 | 7074923.1061 | 335249.8555 | 7676135.6319 | 7453331.8536 | 0 | 379352.3555 | 0 | 8938407.193 | 23255901.9968 | 15872630.9738 | 70985932.9664 | 961560.8286 | 16315151.5233 | 16315151.5233 | 1478867.319 | 7407781.6792 | 0 | 88262645.3183 | 113464445.8399 | 2371373.7057 | 20.3314 | 4341.2056 | 5580.7583 | 88.5013 | 113.7713
1 | 4600 | 707 | 0.03 | 15 | 15 | 7 | 3.1623e-09 | 5spot_SharedNeighbor | Water | Porous | Wet | R245fa | MinimizeLCOE_Brownfield | IgnoreSilica | 160.7398 | 50.2427 | 5.0933 | 4 | 4335.6346 | 5572.6483 | 88.3878 | 113.606 | 145.4898 | 0 | 126.4831 | 7081692.2482 | 335543.0093 | 7684775.5656 | 7464275.8155 | 0 | 374552.5567 | 0 | 8946927.2862 | 23278069.5315 | 15887760.7718 | 71053596.7848 | 961560.8286 | 16315151.5233 | 16315151.5233 | 1478867.319 | 7407781.6792 | 0 | 88330309.1368 | 113532109.6583 | 3162277.6602 | 20.3731 | 4335.6346 | 5572.6483 | 88.3878 | 113.606
1 | 4600 | 707 | 0.03 | 15 | 15 | 7 | 4.217e-09 | 5spot_SharedNeighbor | Water | Porous | Wet | R245fa | MinimizeLCOE_Brownfield | IgnoreSilica | 160.925 | 50.2961 | 5.1012 | 4 | 4331.4527 | 5566.5519 | 88.3025 | 113.4817 | 145.4826 | 0 | 123.6101 | 7086839.3586 | 335765.8502 | 7691347.0012 | 7472603.3074 | 0 | 370938.9002 | 0 | 8953422.8228 | 23294969.5855 | 15899295.4058 | 71105182.2317 | 961560.8286 | 16315151.5233 | 16315151.5233 | 1478867.319 | 7407781.6792 | 0 | 88381894.5837 | 113583695.1052 | 4216965.0343 | 20.4047 | 4331.4527 | 5566.5519 | 88.3025 | 113.4817
1 | 4600 | 707 | 0.03 | 15 | 15 | 7 | 5.6234e-09 | 5spot_SharedNeighbor | Water | Porous | Wet | R245fa | MinimizeLCOE_Brownfield | IgnoreSilica | 161.0519 | 50.3327 | 5.1068 | 4 | 4328.3146 | 5562.0424 | 88.2385 | 113.3898 | 145.4776 | 0 | 112.7179 | 7090363.2416 | 335918.3874 | 7695846.824 | 7478307.2831 | 0 | 368079.7471 | 0 | 8957721.0384 | 23306152.6608 | 15906928.0845 | 71139317.267 | 961560.8286 | 16315151.5233 | 16315151.5233 | 1478867.319 | 7407781.6792 | 0 | 88416029.6189 | 113617830.1405 | 5623413.2519 | 20.4274 | 4328.3146 | 5562.0424 | 88.2385 | 113.3898
1 | 4600 | 707 | 0.03 | 15 | 15 | 7 | 7.4989e-09 | 5spot_SharedNeighbor | Water | Porous | Wet | R245fa | MinimizeLCOE_Brownfield | IgnoreSilica | 161.1419 | 50.3586 | 5.111 | 4 | 4325.9599 | 5558.6871 | 88.1905 | 113.3214 | 145.474 | 0 | 125.8201 | 7092861.8629 | 336026.5205 | 7699038.0127 | 7482353.4849 | 0 | 365867.7884 | 0 | 8960697.5911 | 23313897.0401 | 15912213.7826 | 71162956.0832 | 961560.8286 | 16315151.5233 | 16315151.5233 | 1478867.319 | 7407781.6792 | 0 | 88439668.4351 | 113641468.9567 | 7498942.0933 | 20.4439 | 4325.9599 | 5558.6871 | 88.1905 | 113.3214
1 | 4600 | 707 | 0.03 | 15 | 15 | 7 | 1e-08 | 5spot_SharedNeighbor | Water | Porous | Wet | R245fa | MinimizeLCOE_Brownfield | IgnoreSilica | 161.2151 | 50.3797 | 5.1142 | 4 | 4324.1934 | 5556.1413 | 88.1545 | 113.2695 | 145.4712 | 0 | 120.7695 | 7094892.4784 | 336114.3976 | 7701631.6087 | 7485642.3587 | 0 | 364260.5531 | 0 | 8963191.1447 | 23320384.7551 | 15916641.7814 | 71182759.0777 | 961560.8286 | 16315151.5233 | 16315151.5233 | 1478867.319 | 7407781.6792 | 0 | 88459471.4297 | 113661271.9513 | 10000000 | 20.4569 | 4324.1934 | 5556.1413 | 88.1545 | 113.2695
1 | 4700 | 707 | 0.03 | 15 | 15 | 7 | 1e-13 | 5spot_SharedNeighbor | Water | Porous | Wet | R245fa | MinimizeLCOE_Brownfield | IgnoreSilica | 0 | 0 | 0 | 0 | [6 empty] | 10.5867 | [19 empty] | 100 | 0
1 | 4700 | 707 | 0.03 | 15 | 15 | 7 | 1.3335e-13 | 5spot_SharedNeighbor | Water | Porous | Wet | R245fa | MinimizeLCOE_Brownfield | IgnoreSilica | 0 | 0 | 0 | 0 | [6 empty] | 10.2561 | [19 empty] | 133.3521 | 0
1 | 4700 | 707 | 0.03 | 15 | 15 | 7 | 1.7783e-13 | 5spot_SharedNeighbor | Water | Porous | Wet | R245fa | MinimizeLCOE_Brownfield | IgnoreSilica | 0 | 0 | 0 | 0 | [6 empty] | 10.5553 | [19 empty] | 177.8279 | 0
1 | 4700 | 707 | 0.03 | 15 | 15 | 7 | 2.3714e-13 | 5spot_SharedNeighbor | Water | Porous | Wet | R245fa | MinimizeLCOE_Brownfield | IgnoreSilica | 1.3445 | 0.25805 | 0.0073423 | 4 | 648314.0069 | 1529096.564 | 13216.7579 | 31172.7017 | 111.0215 | 0 | 30.1533 | 147044.0268 | 5537.2951 | 115990.2546 | 72251.8207 | 0 | 75021.9486 | 0 | 162179.6849 | 421958.2724 | 287995.1913 | 1287978.4945 | 961560.8286 | 16790840.2133 | 16790840.2133 | 1478867.319 | 7598057.1552 | 0 | 19040379.5364 | 44908144.2239 | 237.1374 | 0.029369 | 648314.0069 | 1529096.564 | 13216.7579 | 31172.7017
1 | 4700 | 707 | 0.03 | 15 | 15 | 7 | 3.1623e-13 | 5spot_SharedNeighbor | Water | Porous | Wet | R245fa | MinimizeLCOE_Brownfield | IgnoreSilica | 1.7681 | 0.3844 | 0.016196 | 4 | 300184.864 | 699473.0626 | 6119.6745 | 14259.7045 | 119.0572 | 0 | 139.0676 | 202894.8715 | 8094.716 | 158632.8422 | 91370.1053 | 0 | 86261.3979 | 0 | 213429.0338 | 555298.5657 | 379002.6813 | 1694984.2137 | 961560.8286 | 16790840.2133 | 16790840.2133 | 1478867.319 | 7598057.1552 | 0 | 19447385.2556 | 45315149.9432 | 316.2278 | 0.064785 | 300184.864 | 699473.0626 | 6119.6745 | 14259.7045
1 | 4700 | 707 | 0.03 | 15 | 15 | 7 | 4.217e-13 | 5spot_SharedNeighbor | Water | Porous | Wet | R245fa | MinimizeLCOE_Brownfield | IgnoreSilica | 2.3126 | 0.5538 | 0.029219 | 4 | 170660.9864 | 391985.1427 | 3479.155 | 7991.1473 | 125.6822 | 0 | 185.8803 | 270639.7339 | 11321.7356 | 211473.535 | 116310.1416 | 0 | 98621.2297 | 0 | 276262.8865 | 718779.3614 | 490581.6836 | 2193990.3072 | 961560.8286 | 16790840.2133 | 16790840.2133 | 1478867.319 | 7598057.1552 | 0 | 19946391.3491 | 45814156.0366 | 421.6965 | 0.11688 | 170660.9864 | 391985.1427 | 3479.155 | 7991.1473
1 | 4700 | 707 | 0.03 | 15 | 15 | 7 | 5.6234e-13 | 5spot_SharedNeighbor | Water | Porous | Wet | R245fa | MinimizeLCOE_Brownfield | IgnoreSilica | 3.0322 | 0.7847 | 0.047931 | 4 | 107326.1024 | 242248.0295 | 2187.9878 | 4938.5537 | 131.1839 | 0 | 243.8383 | 354469.428 | 15434.6952 | 278412.8115 | 150310.6277 | 0 | 113336.2309 | 0 | 355665.8794 | 925369.6611 | 631583.8081 | 2824583.142 | 961560.8286 | 16790840.2133 | 16790840.2133 | 1478867.319 | 7598057.1552 | 0 | 20576984.1839 | 46444748.8714 | 562.3413 | 0.19172 | 107326.1024 | 242248.0295 | 2187.9878 | 4938.5537
1 | 4700 | 707 | 0.03 | 15 | 15 | 7 | 7.4989e-13 | 5spot_SharedNeighbor | Water | Porous | Wet | R245fa | MinimizeLCOE_Brownfield | IgnoreSilica | 3.9922 | 1.0981 | 0.07403 | 4 | 72169.1979 | 159524.3983 | 1471.2667 | 3252.1206 | 135.6896 | 0 | 33.7894 | 457589.3532 | 20583.7854 | 363172.7783 | 195629.081 | 0 | 131305.0994 | 0 | 455629.238 | 1185453.8148 | 809096.5872 | 3618459.7374 | 961560.8286 | 16790840.2133 | 16790840.2133 | 1478867.319 | 7598057.1552 | 0 | 21370860.7793 | 47238625.4668 | 749.8942 | 0.29612 | 72169.1979 | 159524.3983 | 1471.2667 | 3252.1206
1 | 4700 | 707 | 0.03 | 15 | 15 | 7 | 1e-12 | 5spot_SharedNeighbor | Water | Porous | Wet | R245fa | MinimizeLCOE_Brownfield | IgnoreSilica | 5.281 | 1.524 | 0.11009 | 4 | 50817.5889 | 109559.7387 | 1035.9853 | 2233.5235 | 139.317 | 0 | 45.6756 | 584874.6894 | 27011.7293 | 470912.1301 | 257078.1857 | 0 | 153605.8672 | 0 | 582458.2146 | 1515436.7958 | 1034316.7523 | 4625694.3643 | 961560.8286 | 16790840.2133 | 16790840.2133 | 1478867.319 | 7598057.1552 | 0 | 22378095.4063 | 48245860.0938 | 1000 | 0.44036 | 50817.5889 | 109559.7387 | 1035.9853 | 2233.5235
1 | 4700 | 707 | 0.03 | 15 | 15 | 7 | 1.3335e-12 | 5spot_SharedNeighbor | Water | Porous | Wet | R245fa | MinimizeLCOE_Brownfield | IgnoreSilica | 6.9742 | 2.0874 | 0.15858 | 4 | 37245.4109 | 78024.5445 | 759.2981 | 1590.6359 | 142.09 | 0 | 37.6271 | 738116.3859 | 34794.2651 | 604555.1877 | 338996.2549 | 0 | 179988.3983 | 0 | 739615.6918 | 1924328.3141 | 1313393.6153 | 5873788.1131 | 961560.8286 | 16790840.2133 | 16790840.2133 | 1478867.319 | 7598057.1552 | 0 | 23626189.155 | 49493953.8425 | 1333.5214 | 0.63434 | 37245.4109 | 78024.5445 | 759.2981 | 1590.6359
1 | 4700 | 707 | 0.03 | 15 | 15 | 7 | 1.7783e-12 | 5spot_SharedNeighbor | Water | Porous | Wet | R245fa | MinimizeLCOE_Brownfield | IgnoreSilica | 9.2595 | 2.8533 | 0.22488 | 4 | 28035.2647 | 56792.587 | 571.5368 | 1157.7937 | 144.3536 | 0 | 37.1377 | 928139.9454 | 44474.9562 | 775130.4653 | 449633.4905 | 0 | 213098.2712 | 0 | 940086.0801 | 2445911.1423 | 1669384.6131 | 7465858.9641 | 961560.8286 | 16790840.2133 | 16790840.2133 | 1478867.319 | 7598057.1552 | 0 | 25218260.0061 | 51086024.6936 | 1778.2794 | 0.89952 | 28035.2647 | 56792.587 | 571.5368 | 1157.7937
1 | 4700 | 707 | 0.03 | 15 | 15 | 7 | 2.3714e-12 | 5spot_SharedNeighbor | Water | Porous | Wet | R245fa | MinimizeLCOE_Brownfield | IgnoreSilica | 12.2795 | 3.8669 | 0.31304 | 4 | 21716.1773 | 42374.6256 | 442.7136 | 863.8641 | 146.0942 | 0 | 47.7502 | 1157337.3023 | 56114.3736 | 987402.6767 | 594239.2232 | 0 | 252707.8165 | 0 | 1188642.543 | 3092604.0728 | 2110765.8263 | 9439813.8345 | 961560.8286 | 16790840.2133 | 16790840.2133 | 1478867.319 | 7598057.1552 | 0 | 27192214.8764 | 53059979.5639 | 2371.3737 | 1.2522 | 21716.1773 | 42374.6256 | 442.7136 | 863.8641
1 | 4700 | 707 | 0.03 | 15 | 15 | 7 | 3.1623e-12 | 5spot_SharedNeighbor | Water | Porous | Wet | R245fa | MinimizeLCOE_Brownfield | IgnoreSilica | 16.2969 | 5.2181 | 0.43097 | 4 | 17217.2728 | 32222.7138 | 350.9974 | 656.9036 | 147.4073 | 0 | 39.7226 | 1437074.3669 | 70302.6514 | 1253822.2289 | 788922.8923 | 0 | 301136.0788 | 0 | 1501990.7052 | 3907871.7141 | 2667202.7436 | 11928323.3813 | 961560.8286 | 16790840.2133 | 16790840.2133 | 1478867.319 | 7598057.1552 | 0 | 29680724.4232 | 55548489.1107 | 3162.2777 | 1.7239 | 17217.2728 | 32222.7138 | 350.9974 | 656.9036
1 | 4700 | 707 | 0.03 | 15 | 15 | 7 | 4.217e-12 | 5spot_SharedNeighbor | Water | Porous | Wet | R245fa | MinimizeLCOE_Brownfield | IgnoreSilica | 21.617 | 7.009 | 0.58752 | 4 | 13955.0703 | 24962.2777 | 284.493 | 508.8898 | 148.4074 | 0 | 37.848 | 1776637.5397 | 87455.0818 | 1586584.0898 | 1046433.1238 | 0 | 359793.9597 | 0 | 1894192.48 | 4928300.2806 | 3363666.208 | 15043062.7634 | 961560.8286 | 16790840.2133 | 16790840.2133 | 1478867.319 | 7598057.1552 | 0 | 32795463.8054 | 58663228.4929 | 4216.965 | 2.3501 | 13955.0703 | 24962.2777 | 284.493 | 508.8898
1 | 4700 | 707 | 0.03 | 15 | 15 | 7 | 5.6234e-12 | 5spot_SharedNeighbor | Water | Porous | Wet | R245fa | MinimizeLCOE_Brownfield | IgnoreSilica | 28.6721 | 9.3853 | 0.79515 | 4 | 11542.0038 | 19675.0066 | 235.2994 | 401.1016 | 149.1697 | 0 | 49.2229 | 2190090.2936 | 108257.3585 | 2002989.3304 | 1388074.9235 | 0 | 431496.5142 | 0 | 2387154.2839 | 6210885.774 | 4239057.1617 | 18958005.6398 | 961560.8286 | 16790840.2133 | 16790840.2133 | 1478867.319 | 7598057.1552 | 0 | 36710406.6817 | 62578171.3693 | 5623.4133 | 3.1806 | 11542.0038 | 19675.0066 | 235.2994 | 401.1016
1 | 4700 | 707 | 0.03 | 15 | 15 | 7 | 7.4989e-12 | 5spot_SharedNeighbor | Water | Porous | Wet | R245fa | MinimizeLCOE_Brownfield | IgnoreSilica | 37.917 | 12.5003 | 1.0675 | 4 | 9737.5721 | 15795.5381 | 198.5136 | 322.0134 | 149.7454 | 0 | 38.263 | 2688249.9625 | 133215.7245 | 2518202.765 | 1835804.0627 | 0 | 517612.0284 | 0 | 3000302.9718 | 7806172.8859 | 5327873.3954 | 23827433.7963 | 961560.8286 | 16790840.2133 | 16790840.2133 | 1478867.319 | 7598057.1552 | 0 | 41579834.8382 | 67447599.5257 | 7498.9421 | 4.27 | 9737.5721 | 15795.5381 | 198.5136 | 322.0134
1 | 4700 | 707 | 0.03 | 15 | 15 | 7 | 1e-11 | 5spot_SharedNeighbor | Water | Porous | Wet | R245fa | MinimizeLCOE_Brownfield | IgnoreSilica | 49.9025 | 16.5369 | 1.42 | 4 | 8376.4391 | 12930.5323 | 170.765 | 263.6064 | 150.1688 | 0 | 59.2954 | 3282598.4568 | 162836.9975 | 3149203.136 | 2415045.602 | 0 | 620370.455 | 0 | 3755721.3124 | 9771616.4505 | 6669329.0141 | 29826721.4242 | 961560.8286 | 16790840.2133 | 16790840.2133 | 1478867.319 | 7598057.1552 | 0 | 47579122.4662 | 73446887.1537 | 10000 | 5.6801 | 8376.4391 | 12930.5323 | 170.765 | 263.6064
1 | 4700 | 707 | 0.03 | 15 | 15 | 7 | 1.3335e-11 | 5spot_SharedNeighbor | Water | Porous | Wet | R245fa | MinimizeLCOE_Brownfield | IgnoreSilica | 65.1884 | 21.6678 | 1.8654 | 4 | 7351.3769 | 10818.18 | 149.8678 | 220.5432 | 150.422 | 0 | 65.566 | 3979226.1581 | 197298.2006 | 3908595.3892 | 3151161.1673 | 0 | 742185.6011 | 0 | 4671601.9413 | 12154549.974 | 8295730.1083 | 37100348.54 | 961560.8286 | 16790840.2133 | 16790840.2133 | 1478867.319 | 7598057.1552 | 0 | 54852749.5819 | 80720514.2694 | 13335.2143 | 7.4616 | 7351.3769 | 10818.18 | 149.8678 | 220.5432
1 | 4700 | 707 | 0.03 | 15 | 15 | 7 | 1.7783e-11 | 5spot_SharedNeighbor | Water | Porous | Wet | R245fa | MinimizeLCOE_Brownfield | IgnoreSilica | 82.587 | 27.4534 | 2.3763 | 4 | 6594.7217 | 9316.1873 | 134.4423 | 189.9231 | 150.4295 | 0 | 69.3205 | 4706708.5066 | 232865.7725 | 4723273.962 | 3985913.8701 | 0 | 857959.5634 | 0 | 5657621.4531 | 14719970.4832 | 10046682.3199 | 44930995.9307 | 961560.8286 | 16790840.2133 | 16790840.2133 | 1478867.319 | 7598057.1552 | 0 | 62683396.9726 | 88551161.6601 | 17782.7941 | 9.5051 | 6594.7217 | 9316.1873 | 134.4423 | 189.9231
1 | 4700 | 707 | 0.03 | 15 | 15 | 7 | 2.3714e-11 | 5spot_SharedNeighbor | Water | Porous | Wet | R245fa | MinimizeLCOE_Brownfield | IgnoreSilica | 94.7808 | 31.4529 | 2.8091 | 4 | 6025.268 | 8327.3957 | 122.8332 | 169.7652 | 150.2861 | 0 | 78.2573 | 5180898.6381 | 255718.1046 | 5266640.7423 | 4567791.6171 | 0 | 856231.0634 | 0 | 6289639.2645 | 16364351.1839 | 11169005.9368 | 49950276.5508 | 961560.8286 | 16790840.2133 | 16790840.2133 | 1478867.319 | 7598057.1552 | 0 | 67702677.5927 | 93570442.2802 | 23713.7371 | 11.2365 | 6025.268 | 8327.3957 | 122.8332 | 169.7652
1 | 4700 | 707 | 0.03 | 15 | 15 | 7 | 3.1623e-11 | 5spot_SharedNeighbor | Water | Porous | Wet | R245fa | MinimizeLCOE_Brownfield | IgnoreSilica | 106.2512 | 35.1629 | 3.2304 | 4 | 5588.1931 | 7590.0828 | 113.9229 | 154.7341 | 150.0564 | 0 | 90.6884 | 5602840.4791 | 275772.983 | 5758826.0431 | 5112191.116 | 0 | 832527.2523 | 0 | 6857041.5707 | 17840615.5943 | 12176586.7311 | 54456401.7698 | 961560.8286 | 16790840.2133 | 16790840.2133 | 1478867.319 | 7598057.1552 | 0 | 72208802.8117 | 98076567.4992 | 31622.7766 | 12.9217 | 5588.1931 | 7590.0828 | 113.9229 | 154.7341
1 | 4700 | 707 | 0.03 | 15 | 15 | 7 | 4.217e-11 | 5spot_SharedNeighbor | Water | Porous | Wet | R245fa | MinimizeLCOE_Brownfield | IgnoreSilica | 116.5265 | 38.4332 | 3.6189 | 4 | 5253.9039 | 7040.9094 | 107.1079 | 143.5385 | 149.7817 | 0 | 107.259 | 5961526.327 | 292545.0923 | 6184565.8195 | 5593423.1307 | 0 | 791192.7272 | 0 | 7341068.7077 | 19099954.9173 | 13036111.6959 | 58300388.4176 | 961560.8286 | 16790840.2133 | 16790840.2133 | 1478867.319 | 7598057.1552 | 0 | 76052789.4595 | 101920554.147 | 42169.6503 | 14.4755 | 5253.9039 | 7040.9094 | 107.1079 | 143.5385
1 | 4700 | 707 | 0.03 | 15 | 15 | 7 | 5.6234e-11 | 5spot_SharedNeighbor | Water | Porous | Wet | R245fa | MinimizeLCOE_Brownfield | IgnoreSilica | 125.4493 | 41.2295 | 3.9634 | 4 | 4998.8111 | 6630.4894 | 101.9075 | 135.1715 | 149.4955 | 0 | 115.3085 | 6259134.7891 | 306246.2379 | 6543249.3188 | 6006777.1129 | 0 | 739636.3785 | 0 | 7743467.0965 | 20146912.9816 | 13750682.0876 | 61496106.0029 | 961560.8286 | 16790840.2133 | 16790840.2133 | 1478867.319 | 7598057.1552 | 0 | 79248507.0449 | 105116271.7324 | 56234.1325 | 15.8535 | 4998.8111 | 6630.4894 | 101.9075 | 135.1715
1 | 4700 | 707 | 0.03 | 15 | 15 | 7 | 7.4989e-11 | 5spot_SharedNeighbor | Water | Porous | Wet | R245fa | MinimizeLCOE_Brownfield | IgnoreSilica | 132.913 | 43.5362 | 4.2573 | 4 | 4804.5556 | 6323.5827 | 97.9474 | 128.9148 | 149.2247 | 0 | 117.8618 | 6498674.6663 | 317119.8462 | 6835733.2735 | 6349679.4616 | 0 | 683302.8347 | 0 | 8066958.9321 | 20988572.3805 | 14325131.9218 | 64065173.3167 | 961560.8286 | 16790840.2133 | 16790840.2133 | 1478867.319 | 7598057.1552 | 0 | 81817574.3587 | 107685339.0462 | 74989.4209 | 17.0292 | 4804.5556 | 6323.5827 | 97.9474 | 128.9148
1 | 4700 | 707 | 0.03 | 15 | 15 | 7 | 1e-10 | 5spot_SharedNeighbor | Water | Porous | Wet | R245fa | MinimizeLCOE_Brownfield | IgnoreSilica | 141.4197 | 46.1528 | 4.5556 | 4 | 4654.3987 | 6073.9451 | 94.8862 | 123.8256 | 148.9286 | 0 | 120.3492 | 6765571.8833 | 329185.427 | 7163879.7531 | 6739380.2079 | 0 | 654276.5824 | 0 | 8444394.6029 | 21970582.5733 | 14995374.0566 | 67062645.0866 | 961560.8286 | 16790840.2133 | 16790840.2133 | 1478867.319 | 7598057.1552 | 0 | 84815046.1285 | 110682810.816 | 100000 | 18.2226 | 4654.3987 | 6073.9451 | 94.8862 | 123.8256
1 | 4700 | 707 | 0.03 | 15 | 15 | 7 | 1.3335e-10 | 5spot_SharedNeighbor | Water | Porous | Wet | R245fa | MinimizeLCOE_Brownfield | IgnoreSilica | 146.6797 | 47.7566 | 4.7656 | 4 | 4540.0572 | 5897.0751 | 92.5552 | 120.2199 | 148.74 | 0 | 123.4745 | 6926435.5156 | 336401.69 | 7363270.7146 | 6978970.1321 | 0 | 605288.3862 | 0 | 8662042.9111 | 22536858.8253 | 15381869.2344 | 68791137.4093 | 961560.8286 | 16790840.2133 | 16790840.2133 | 1478867.319 | 7598057.1552 | 0 | 86543538.4512 | 112411303.1387 | 133352.1432 | 19.0622 | 4540.0572 | 5897.0751 | 92.5552 | 120.2199
1 | 4700 | 707 | 0.03 | 15 | 15 | 7 | 1.7783e-10 | 5spot_SharedNeighbor | Water | Porous | Wet | R245fa | MinimizeLCOE_Brownfield | IgnoreSilica | 150.7741 | 48.9963 | 4.9318 | 4 | 4453.3543 | 5764.6151 | 90.7877 | 117.5195 | 148.5876 | 0 | 118.3395 | 7049301.3952 | 341874.7105 | 7516543.6884 | 7164694.9141 | 0 | 560765.4551 | 0 | 8826940.2637 | 22965887.9117 | 15674690.4016 | 70100698.7404 | 961560.8286 | 16790840.2133 | 16790840.2133 | 1478867.319 | 7598057.1552 | 0 | 87853099.7823 | 113720864.4698 | 177827.941 | 19.7274 | 4453.3543 | 5764.6151 | 90.7877 | 117.5195
1 | 4700 | 707 | 0.03 | 15 | 15 | 7 | 2.3714e-10 | 5spot_SharedNeighbor | Water | Porous | Wet | R245fa | MinimizeLCOE_Brownfield | IgnoreSilica | 153.9413 | 49.9499 | 5.0621 | 4 | 4387.7237 | 5665.254 | 89.4497 | 115.4939 | 148.4665 | 0 | 114.9647 | 7142959.5982 | 346023.2906 | 7633967.2129 | 7307896.0434 | 0 | 522187.4108 | 0 | 8951683.0868 | 23290443.1492 | 15896206.02 | 71091365.8119 | 961560.8286 | 16790840.2133 | 16790840.2133 | 1478867.319 | 7598057.1552 | 0 | 88843766.8538 | 114711531.5413 | 237137.3706 | 20.2483 | 4387.7237 | 5665.254 | 89.4497 | 115.4939
1 | 4700 | 707 | 0.03 | 15 | 15 | 7 | 3.1623e-10 | 5spot_SharedNeighbor | Water | Porous | Wet | R245fa | MinimizeLCOE_Brownfield | IgnoreSilica | 156.336 | 50.6678 | 5.1622 | 4 | 4338.1183 | 5590.8777 | 88.4384 | 113.9776 | 148.3732 | 0 | 122.4872 | 7212981.805 | 349111.3268 | 7722095.7524 | 7415895.0723 | 0 | 489426.6956 | 0 | 9043909.1543 | 23530396.4587 | 16059979.0843 | 71823795.3494 | 961560.8286 | 16790840.2133 | 16790840.2133 | 1478867.319 | 7598057.1552 | 0 | 89576196.3913 | 115443961.0788 | 316227.766 | 20.6486 | 4338.1183 | 5590.8777 | 88.4384 | 113.9776
1 | 4700 | 707 | 0.03 | 15 | 15 | 7 | 4.217e-10 | 5spot_SharedNeighbor | Water | Porous | Wet | R245fa | MinimizeLCOE_Brownfield | IgnoreSilica | 158.1406 | 51.2071 | 5.2386 | 4 | 4300.6741 | 5535.1567 | 87.6751 | 112.8417 | 148.3018 | 0 | 135.5208 | 7265304.7497 | 351411.0066 | 7788141.4035 | 7497128.1221 | 0 | 462384.8546 | 0 | 9112104.3532 | 23707826.3775 | 16181078.6498 | 72365379.517 | 961560.8286 | 16790840.2133 | 16790840.2133 | 1478867.319 | 7598057.1552 | 0 | 90117780.5589 | 115985545.2464 | 421696.5034 | 20.9543 | 4300.6741 | 5535.1567 | 87.6751 | 112.8417
1 | 4700 | 707 | 0.03 | 15 | 15 | 7 | 5.6234e-10 | 5spot_SharedNeighbor | Water | Porous | Wet | R245fa | MinimizeLCOE_Brownfield | IgnoreSilica | 159.5024 | 51.6129 | 5.2968 | 4 | 4272.4419 | 5493.3662 | 87.0995 | 111.9897 | 148.2474 | 0 | 134.3307 | 7304532.5126 | 353130.6672 | 7837767.3413 | 7558333.1518 | 0 | 440589.1294 | 0 | 9162797.5929 | 23839719.7884 | 16271098.6129 | 72767968.7964 | 961560.8286 | 16790840.2133 | 16790840.2133 | 1478867.319 | 7598057.1552 | 0 | 90520369.8383 | 116388134.5258 | 562341.3252 | 21.187 | 4272.4419 | 5493.3662 | 87.0995 | 111.9897
1 | 4700 | 707 | 0.03 | 15 | 15 | 7 | 7.4989e-10 | 5spot_SharedNeighbor | Water | Porous | Wet | R245fa | MinimizeLCOE_Brownfield | IgnoreSilica | 160.5159 | 51.9144 | 5.3406 | 4 | 4251.1763 | 5462.0778 | 86.666 | 111.3518 | 148.2066 | 0 | 141.1712 | 7333587.9993 | 354401.8772 | 7874586.3212 | 7603836.3068 | 0 | 423175.0159 | 0 | 9199939.133 | 23936354.457 | 16337053.7598 | 73062934.8704 | 961560.8286 | 16790840.2133 | 16790840.2133 | 1478867.319 | 7598057.1552 | 0 | 90815335.9123 | 116683100.5998 | 749894.2093 | 21.3624 | 4251.1763 | 5462.0778 | 86.666 | 111.3518
1 | 4700 | 707 | 0.03 | 15 | 15 | 7 | 1e-09 | 5spot_SharedNeighbor | Water | Porous | Wet | R245fa | MinimizeLCOE_Brownfield | IgnoreSilica | 161.2734 | 52.1394 | 5.3736 | 4 | 4235.172 | 5438.6279 | 86.3397 | 110.8738 | 148.1759 | 0 | 132.1847 | 7355227.4472 | 355347.2218 | 7902042.0941 | 7637819.6477 | 0 | 409491.1638 | 0 | 9227371.754 | 24007728.5098 | 16385768.0174 | 73280795.8557 | 961560.8286 | 16790840.2133 | 16790840.2133 | 1478867.319 | 7598057.1552 | 0 | 91033196.8976 | 116900961.5851 | 1000000 | 21.4946 | 4235.172 | 5438.6279 | 86.3397 | 110.8738
1 | 4700 | 707 | 0.03 | 15 | 15 | 7 | 1.3335e-09 | 5spot_SharedNeighbor | Water | Porous | Wet | R245fa | MinimizeLCOE_Brownfield | IgnoreSilica | 161.8413 | 52.3079 | 5.3985 | 4 | 4223.1361 | 5421.0416 | 86.0943 | 110.5153 | 148.1528 | 0 | 123.0772 | 7371405.0613 | 356053.1715 | 7922587.2385 | 7663278.3506 | 0 | 398869.6475 | 0 | 9247755.4531 | 24060762.7134 | 16421964.9511 | 73442676.587 | 961560.8286 | 16790840.2133 | 16790840.2133 | 1478867.319 | 7598057.1552 | 0 | 91195077.6289 | 117062842.3164 | 1333521.4322 | 21.5942 | 4223.1361 | 5421.0416 | 86.0943 | 110.5153
1 | 4700 | 707 | 0.03 | 15 | 15 | 7 | 1.7783e-09 | 5spot_SharedNeighbor | Water | Porous | Wet | R245fa | MinimizeLCOE_Brownfield | IgnoreSilica | 162.248 | 52.4285 | 5.4169 | 4 | 4214.09 | 5407.9453 | 85.9099 | 110.2483 | 148.1361 | 0 | 133.2733 | 7382968.1137 | 356557.3067 | 7937282.6561 | 7681503.8837 | 0 | 390488.389 | 0 | 9262032.1362 | 24097907.7143 | 16447317.1775 | 73556057.3772 | 961560.8286 | 16790840.2133 | 16790840.2133 | 1478867.319 | 7598057.1552 | 0 | 91308458.4191 | 117176223.1066 | 1778279.41 | 21.6674 | 4214.09 | 5407.9453 | 85.9099 | 110.2483
1 | 4700 | 707 | 0.03 | 15 | 15 | 7 | 2.3714e-09 | 5spot_SharedNeighbor | Water | Porous | Wet | R245fa | MinimizeLCOE_Brownfield | IgnoreSilica | 162.5575 | 52.5202 | 5.4307 | 4 | 4207.2944 | 5398.0998 | 85.7714 | 110.0476 | 148.1235 | 0 | 132.9261 | 7391754.1135 | 356940.1405 | 7948454.2864 | 7695367.5799 | 0 | 384127.4712 | 0 | 9272891.0007 | 24126160.2523 | 16466600.1152 | 73642294.9598 | 961560.8286 | 16790840.2133 | 16790840.2133 | 1478867.319 | 7598057.1552 | 0 | 91394696.0017 | 117262460.6892 | 2371373.7057 | 21.7229 | 4207.2944 | 5398.0998 | 85.7714 | 110.0476
1 | 4700 | 707 | 0.03 | 15 | 15 | 7 | 3.1623e-09 | 5spot_SharedNeighbor | Water | Porous | Wet | R245fa | MinimizeLCOE_Brownfield | IgnoreSilica | 162.8035 | 52.5931 | 5.4415 | 4 | 4202.1914 | 5390.6472 | 85.6674 | 109.8956 | 148.1134 | 0 | 111.0956 | 7398730.2421 | 357243.9927 | 7957327.7346 | 7706384.2805 | 0 | 379435.134 | 0 | 9281657.3397 | 24148968.4682 | 16482167.1913 | 73711914.3831 | 961560.8286 | 16790840.2133 | 16790840.2133 | 1478867.319 | 7598057.1552 | 0 | 91464315.425 | 117332080.1126 | 3162277.6602 | 21.7659 | 4202.1914 | 5390.6472 | 85.6674 | 109.8956
1 | 4700 | 707 | 0.03 | 15 | 15 | 7 | 4.217e-09 | 5spot_SharedNeighbor | Water | Porous | Wet | R245fa | MinimizeLCOE_Brownfield | IgnoreSilica | 162.9667 | 52.6414 | 5.4491 | 4 | 4198.3607 | 5385.1616 | 85.5893 | 109.7838 | 148.1067 | 0 | 119.4171 | 7403352.6684 | 357445.2224 | 7963209.5995 | 7713689.7534 | 0 | 375646.0286 | 0 | 9287203.8762 | 24163399.4184 | 16492016.6113 | 73755963.1781 | 961560.8286 | 16790840.2133 | 16790840.2133 | 1478867.319 | 7598057.1552 | 0 | 91508364.22 | 117376128.9076 | 4216965.0343 | 21.7962 | 4198.3607 | 5385.1616 | 85.5893 | 109.7838
1 | 4700 | 707 | 0.03 | 15 | 15 | 7 | 5.6234e-09 | 5spot_SharedNeighbor | Water | Porous | Wet | R245fa | MinimizeLCOE_Brownfield | IgnoreSilica | 163.0982 | 52.6803 | 5.455 | 4 | 4195.4858 | 5381.0027 | 85.5307 | 109.699 | 148.1013 | 0 | 120.9672 | 7407076.3791 | 357607.304 | 7967948.6062 | 7719577.0637 | 0 | 372879.2776 | 0 | 9291784.5659 | 24175317.4335 | 16500150.9014 | 73792341.5315 | 961560.8286 | 16790840.2133 | 16790840.2133 | 1478867.319 | 7598057.1552 | 0 | 91544742.5734 | 117412507.2609 | 5623413.2519 | 21.8198 | 4195.4858 | 5381.0027 | 85.5307 | 109.699
1 | 4700 | 707 | 0.03 | 15 | 15 | 7 | 7.4989e-09 | 5spot_SharedNeighbor | Water | Porous | Wet | R245fa | MinimizeLCOE_Brownfield | IgnoreSilica | 163.1908 | 52.7077 | 5.4593 | 4 | 4193.3286 | 5377.9127 | 85.4867 | 109.636 | 148.0975 | 0 | 120.289 | 7409697.1889 | 357721.3476 | 7971284.6955 | 7723722.4225 | 0 | 370726.2705 | 0 | 9294929.2508 | 24183499.2584 | 16505735.1651 | 73817315.5993 | 961560.8286 | 16790840.2133 | 16790840.2133 | 1478867.319 | 7598057.1552 | 0 | 91569716.6412 | 117437481.3287 | 7498942.0933 | 21.837 | 4193.3286 | 5377.9127 | 85.4867 | 109.636
1 | 4700 | 707 | 0.03 | 15 | 15 | 7 | 1e-08 | 5spot_SharedNeighbor | Water | Porous | Wet | R245fa | MinimizeLCOE_Brownfield | IgnoreSilica | 163.2614 | 52.7286 | 5.4625 | 4 | 4191.7101 | 5375.59 | 85.4537 | 109.5887 | 148.0946 | 0 | 130.5027 | 7411693.3946 | 357808.2016 | 7973825.9742 | 7726880.5849 | 0 | 369116.0127 | 0 | 9297336.4255 | 24189762.2333 | 16510009.7741 | 73836432.6009 | 961560.8286 | 16790840.2133 | 16790840.2133 | 1478867.319 | 7598057.1552 | 0 | 91588833.6428 | 117456598.3304 | 10000000 | 21.85 | 4191.7101 | 5375.59 | 85.4537 | 109.5887
1 | 4800 | 707 | 0.03 | 15 | 15 | 7 | 1e-13 | 5spot_SharedNeighbor | Water | Porous | Wet | R245fa | MinimizeLCOE_Brownfield | IgnoreSilica | 0 | 0 | 0 | 0 | [6 empty] | 11.2093 | [19 empty] | 100 | 0
1 | 4800 | 707 | 0.03 | 15 | 15 | 7 | 1.3335e-13 | 5spot_SharedNeighbor | Water | Porous | Wet | R245fa | MinimizeLCOE_Brownfield | IgnoreSilica | 0 | 0 | 0 | 0 | [6 empty] | 11.3013 | [19 empty] | 133.3521 | 0
1 | 4800 | 707 | 0.03 | 15 | 15 | 7 | 1.7783e-13 | 5spot_SharedNeighbor | Water | Porous | Wet | R245fa | MinimizeLCOE_Brownfield | IgnoreSilica | 0 | 0 | 0 | 0 | [6 empty] | 10.9167 | [19 empty] | 177.8279 | 0
1 | 4800 | 707 | 0.03 | 15 | 15 | 7 | 2.3714e-13 | 5spot_SharedNeighbor | Water | Porous | Wet | R245fa | MinimizeLCOE_Brownfield | IgnoreSilica | 1.3834 | 0.2752 | 0.0088707 | 4 | 551790.4664 | 1299812.6422 | 11248.995 | 26498.4388 | 113.2779 | 0 | 36.0395 | 155802.4974 | 5960.8359 | 121918.7546 | 74490.9014 | 0 | 76124.5392 | 0 | 169376.0361 | 440681.7022 | 300774.3168 | 1345129.5837 | 961560.8286 | 17272388.9941 | 17272388.9941 | 1478867.319 | 7790676.6675 | 0 | 19579079.4064 | 46121012.3871 | 237.1374 | 0.035483 | 551790.4664 | 1299812.6422 | 11248.995 | 26498.4388
1 | 4800 | 707 | 0.03 | 15 | 15 | 7 | 3.1623e-13 | 5spot_SharedNeighbor | Water | Porous | Wet | R245fa | MinimizeLCOE_Brownfield | IgnoreSilica | 1.807 | 0.40591 | 0.018577 | 4 | 269056.9213 | 626241.4841 | 5485.0893 | 12766.7797 | 121.2555 | 0 | 152.4543 | 213206.4607 | 8638.2054 | 165437.3853 | 93967.2755 | 0 | 86779.5913 | 0 | 221531.2781 | 576378.9433 | 393390.4722 | 1759329.6118 | 961560.8286 | 17272388.9941 | 17272388.9941 | 1478867.319 | 7790676.6675 | 0 | 19993279.4346 | 46535212.4153 | 316.2278 | 0.074309 | 269056.9213 | 626241.4841 | 5485.0893 | 12766.7797
1 | 4800 | 707 | 0.03 | 15 | 15 | 7 | 4.217e-13 | 5spot_SharedNeighbor | Water | Porous | Wet | R245fa | MinimizeLCOE_Brownfield | IgnoreSilica | 2.3515 | 0.58126 | 0.032761 | 4 | 156462.1735 | 359005.1081 | 3189.693 | 7318.8047 | 127.894 | 0 | 195.3672 | 283067.0409 | 12030.3797 | 219480.1279 | 119589.5523 | 0 | 98546.3633 | 0 | 285758.251 | 743484.352 | 507443.3473 | 2269399.4143 | 961560.8286 | 17272388.9941 | 17272388.9941 | 1478867.319 | 7790676.6675 | 0 | 20503349.2371 | 47045282.2178 | 421.6965 | 0.13104 | 156462.1735 | 359005.1081 | 3189.693 | 7318.8047
1 | 4800 | 707 | 0.03 | 15 | 15 | 7 | 5.6234e-13 | 5spot_SharedNeighbor | Water | Porous | Wet | R245fa | MinimizeLCOE_Brownfield | IgnoreSilica | 3.0906 | 0.82628 | 0.053314 | 4 | 99248.3037 | 223709.7837 | 2023.3109 | 4560.6265 | 133.5683 | 0 | 257.6889 | 371641.7097 | 16459.3961 | 289685.9351 | 155019.6548 | 0 | 113569.6254 | 0 | 369086.7652 | 960288.053 | 655416.3281 | 2931167.4673 | 961560.8286 | 17272388.9941 | 17272388.9941 | 1478867.319 | 7790676.6675 | 0 | 21165117.29 | 47707050.2707 | 562.3413 | 0.21325 | 99248.3037 | 223709.7837 | 2023.3109 | 4560.6265
1 | 4800 | 707 | 0.03 | 15 | 15 | 7 | 7.4989e-13 | 5spot_SharedNeighbor | Water | Porous | Wet | R245fa | MinimizeLCOE_Brownfield | IgnoreSilica | 4.0849 | 1.1621 | 0.082178 | 4 | 66949.3231 | 147695.0235 | 1364.8525 | 3010.9628 | 138.228 | 0 | 34.5187 | 481585.8268 | 22060.976 | 379372.3742 | 202899.9274 | 0 | 132248.3807 | 0 | 475085.3192 | 1236074.5471 | 843646.2772 | 3772973.6286 | 961560.8286 | 17272388.9941 | 17272388.9941 | 1478867.319 | 7790676.6675 | 0 | 22006923.4513 | 48548856.432 | 749.8942 | 0.32871 | 66949.3231 | 147695.0235 | 1364.8525 | 3010.9628
1 | 4800 | 707 | 0.03 | 15 | 15 | 7 | 1e-12 | 5spot_SharedNeighbor | Water | Porous | Wet | R245fa | MinimizeLCOE_Brownfield | IgnoreSilica | 5.3884 | 1.6085 | 0.12159 | 4 | 47395.8839 | 101968.622 | 966.2292 | 2078.7683 | 141.8867 | 0 | 38.7672 | 614478.8164 | 28923.4254 | 490851.0834 | 267013.7253 | 0 | 154129.2491 | 0 | 606604.5568 | 1578260.6252 | 1077195.3067 | 4817456.7884 | 961560.8286 | 17272388.9941 | 17272388.9941 | 1478867.319 | 7790676.6675 | 0 | 23051406.6112 | 49593339.5918 | 1000 | 0.48636 | 47395.8839 | 101968.622 | 966.2292 | 2078.7683
1 | 4800 | 707 | 0.03 | 15 | 15 | 7 | 1.3335e-12 | 5spot_SharedNeighbor | Water | Porous | Wet | R245fa | MinimizeLCOE_Brownfield | IgnoreSilica | 7.1252 | 2.2059 | 0.17475 | 4 | 34848.4329 | 72820.1103 | 710.4324 | 1484.5364 | 144.718 | 0 | 44.9563 | 776099.1779 | 37301.884 | 630746.3183 | 352450.413 | 0 | 180914.604 | 0 | 771229.8349 | 2006581.8293 | 1369533.3297 | 6124857.391 | 961560.8286 | 17272388.9941 | 17272388.9941 | 1478867.319 | 7790676.6675 | 0 | 24358807.2137 | 50900740.1944 | 1333.5214 | 0.69899 | 34848.4329 | 72820.1103 | 710.4324 | 1484.5364
1 | 4800 | 707 | 0.03 | 15 | 15 | 7 | 1.7783e-12 | 5spot_SharedNeighbor | Water | Porous | Wet | R245fa | MinimizeLCOE_Brownfield | IgnoreSilica | 9.4421 | 3.0096 | 0.24702 | 4 | 26318.8834 | 53180.6684 | 536.546 | 1084.1599 | 147.0471 | 0 | 45.2164 | 974532.8709 | 47624.2456 | 807484.1882 | 465995.3376 | 0 | 213536.6928 | 0 | 978577.6007 | 2546058.1832 | 1737737.0263 | 7771546.1454 | 961560.8286 | 17272388.9941 | 17272388.9941 | 1478867.319 | 7790676.6675 | 0 | 26005495.9681 | 52547428.9488 | 1778.2794 | 0.98809 | 26318.8834 | 53180.6684 | 536.546 | 1084.1599
1 | 4800 | 707 | 0.03 | 15 | 15 | 7 | 2.3714e-12 | 5spot_SharedNeighbor | Water | Porous | Wet | R245fa | MinimizeLCOE_Brownfield | IgnoreSilica | 12.5185 | 4.0788 | 0.34356 | 4 | 20425.1348 | 39739.0791 | 416.394 | 810.1349 | 148.7976 | 0 | 42.6495 | 1215528.3744 | 60145.0006 | 1028606.9017 | 617911.4246 | 0 | 253209.2712 | 0 | 1238406.3793 | 3222079.3668 | 2199135.375 | 9835022.0936 | 961560.8286 | 17272388.9941 | 17272388.9941 | 1478867.319 | 7790676.6675 | 0 | 28068971.9164 | 54610904.8971 | 2371.3737 | 1.3742 | 20425.1348 | 39739.0791 | 416.394 | 810.1349
1 | 4800 | 707 | 0.03 | 15 | 15 | 7 | 3.1623e-12 | 5spot_SharedNeighbor | Water | Porous | Wet | R245fa | MinimizeLCOE_Brownfield | IgnoreSilica | 16.6064 | 5.501 | 0.47226 | 4 | 16228.6651 | 30279.2996 | 330.8433 | 617.2845 | 150.1363 | 0 | 39.5008 | 1508731.5501 | 75333.0119 | 1305560.306 | 819614.7122 | 0 | 301515.9983 | 0 | 1564194.6756 | 4069713.6855 | 2777663.2146 | 12422327.1542 | 961560.8286 | 17272388.9941 | 17272388.9941 | 1478867.319 | 7790676.6675 | 0 | 30656276.9769 | 57198209.9576 | 3162.2777 | 1.889 | 16228.6651 | 30279.2996 | 330.8433 | 617.2845
1 | 4800 | 707 | 0.03 | 15 | 15 | 7 | 4.217e-12 | 5spot_SharedNeighbor | Water | Porous | Wet | R245fa | MinimizeLCOE_Brownfield | IgnoreSilica | 22.0238 | 7.3855 | 0.64275 | 4 | 13181.0726 | 23504.6127 | 268.714 | 479.1733 | 151.1572 | 0 | 48.0396 | 1864345.9941 | 93650.7119 | 1651470.4602 | 1084796.7345 | 0 | 360126.9003 | 0 | 1971212.4124 | 5128690.3458 | 3500436.5451 | 15654730.1043 | 961560.8286 | 17272388.9941 | 17272388.9941 | 1478867.319 | 7790676.6675 | 0 | 33888679.927 | 60430612.9077 | 4216.965 | 2.571 | 13181.0726 | 23504.6127 | 268.714 | 479.1733
1 | 4800 | 707 | 0.03 | 15 | 15 | 7 | 5.6234e-12 | 5spot_SharedNeighbor | Water | Porous | Wet | R245fa | MinimizeLCOE_Brownfield | IgnoreSilica | 29.2058 | 9.8884 | 0.86945 | 4 | 10916.061 | 18547.8544 | 222.5387 | 378.1231 | 151.9356 | 0 | 49.3845 | 2298260.851 | 115951.4899 | 2084701.776 | 1439421.0805 | 0 | 431838.9056 | 0 | 2484367.9002 | 6463815.6623 | 4411687.0076 | 19730044.673 | 961560.8286 | 17272388.9941 | 17272388.9941 | 1478867.319 | 7790676.6675 | 0 | 37963994.4958 | 64505927.4764 | 5623.4133 | 3.4778 | 10916.061 | 18547.8544 | 222.5387 | 378.1231
1 | 4800 | 707 | 0.03 | 15 | 15 | 7 | 7.4989e-12 | 5spot_SharedNeighbor | Water | Porous | Wet | R245fa | MinimizeLCOE_Brownfield | IgnoreSilica | 38.6092 | 13.1732 | 1.168 | 4 | 9216.2735 | 14897.3605 | 187.8862 | 303.7028 | 152.523 | 0 | 41.7388 | 2822608.8588 | 142867.9347 | 2621233.8898 | 1910226.6618 | 0 | 518004.8124 | 0 | 3125827.4414 | 8132761.8073 | 5550777.045 | 24824308.4513 | 961560.8286 | 17272388.9941 | 17272388.9941 | 1478867.319 | 7790676.6675 | 0 | 43058258.274 | 69600191.2547 | 7498.9421 | 4.672 | 9216.2735 | 14897.3605 | 187.8862 | 303.7028
1 | 4800 | 707 | 0.03 | 15 | 15 | 7 | 1e-11 | 5spot_SharedNeighbor | Water | Porous | Wet | R245fa | MinimizeLCOE_Brownfield | IgnoreSilica | 50.7863 | 17.4269 | 1.5543 | 4 | 7935.3325 | 12204.3676 | 161.7725 | 248.8025 | 152.953 | 0 | 58.169 | 3447922.1078 | 174810.9834 | 3277836.214 | 2520612.0969 | 0 | 620782.168 | 0 | 3916365.7923 | 10189580.4346 | 6954598.0215 | 31102507.8186 | 961560.8286 | 17272388.9941 | 17272388.9941 | 1478867.319 | 7790676.6675 | 0 | 49336457.6413 | 75878390.622 | 10000 | 6.2173 | 7935.3325 | 12204.3676 | 161.7725 | 248.8025
1 | 4800 | 707 | 0.03 | 15 | 15 | 7 | 1.3335e-11 | 5spot_SharedNeighbor | Water | Porous | Wet | R245fa | MinimizeLCOE_Brownfield | IgnoreSilica | 66.2775 | 22.8129 | 2.04 | 4 | 6973.8143 | 10226.4532 | 142.1706 | 208.4801 | 153.2024 | 0 | 49.1253 | 4177498.77 | 211733.115 | 4065191.5144 | 3289609.9574 | 0 | 742265.0122 | 0 | 4869656.3639 | 12669846.955 | 8647430.8861 | 38673232.574 | 961560.8286 | 17272388.9941 | 17272388.9941 | 1478867.319 | 7790676.6675 | 0 | 56907182.3967 | 83449115.3774 | 13335.2143 | 8.1601 | 6973.8143 | 10226.4532 | 142.1706 | 208.4801
1 | 4800 | 707 | 0.03 | 15 | 15 | 7 | 1.7783e-11 | 5spot_SharedNeighbor | Water | Porous | Wet | R245fa | MinimizeLCOE_Brownfield | IgnoreSilica | 85.3541 | 29.3711 | 2.6225 | 4 | 6266.6853 | 8796.8659 | 127.7549 | 179.336 | 153.18 | 0 | 65.7867 | 4997411.504 | 252631.8054 | 4975988.4279 | 4228774.9111 | 0 | 882787.3679 | 0 | 5981661.6664 | 15563056.6483 | 10622105.9513 | 47504418.2824 | 961560.8286 | 17272388.9941 | 17272388.9941 | 1478867.319 | 7790676.6675 | 0 | 65738368.1051 | 92280301.0858 | 17782.7941 | 10.4901 | 6266.6853 | 8796.8659 | 127.7549 | 179.336
1 | 4800 | 707 | 0.03 | 15 | 15 | 7 | 2.3714e-11 | 5spot_SharedNeighbor | Water | Porous | Wet | R245fa | MinimizeLCOE_Brownfield | IgnoreSilica | 98.0601 | 33.6682 | 3.0926 | 4 | 5745.9876 | 7891.6206 | 117.1397 | 160.8814 | 152.9973 | 0 | 76.614 | 5502073.5679 | 277352.6983 | 5551023.3218 | 4847580.9546 | 0 | 883901.9417 | 0 | 6654153.6689 | 17312742.8918 | 11816302.7649 | 52845131.8099 | 961560.8286 | 17272388.9941 | 17272388.9941 | 1478867.319 | 7790676.6675 | 0 | 71079081.6326 | 97621014.6133 | 23713.7371 | 12.3702 | 5745.9876 | 7891.6206 | 117.1397 | 160.8814
1 | 4800 | 707 | 0.03 | 15 | 15 | 7 | 3.1623e-11 | 5spot_SharedNeighbor | Water | Porous | Wet | R245fa | MinimizeLCOE_Brownfield | IgnoreSilica | 109.3964 | 37.4322 | 3.5323 | 4 | 5346.9091 | 7225.4083 | 109.004 | 147.2997 | 152.7391 | 0 | 103.6407 | 5925117.7034 | 297653.9475 | 6043351.8754 | 5385077.9296 | 0 | 853672.7534 | 0 | 7216900.9416 | 18776895.8601 | 12815617.2511 | 57314288.262 | 961560.8286 | 17272388.9941 | 17272388.9941 | 1478867.319 | 7790676.6675 | 0 | 75548238.0848 | 102090171.0655 | 31622.7766 | 14.1293 | 5346.9091 | 7225.4083 | 109.004 | 147.2997
1 | 4800 | 707 | 0.03 | 15 | 15 | 7 | 4.217e-11 | 5spot_SharedNeighbor | Water | Porous | Wet | R245fa | MinimizeLCOE_Brownfield | IgnoreSilica | 119.5614 | 40.7489 | 3.9353 | 4 | 5041.4007 | 6727.5641 | 102.7758 | 137.1505 | 152.4403 | 0 | 111.9049 | 6284731.2901 | 314585.2296 | 6469539.021 | 5857962.2464 | 0 | 807712.1158 | 0 | 7696466.6621 | 20024627.4924 | 13667219.7285 | 61122843.7859 | 961560.8286 | 17272388.9941 | 17272388.9941 | 1478867.319 | 7790676.6675 | 0 | 79356793.6087 | 105898726.5893 | 42169.6503 | 15.741 | 5041.4007 | 6727.5641 | 102.7758 | 137.1505
1 | 4800 | 707 | 0.03 | 15 | 15 | 7 | 5.6234e-11 | 5spot_SharedNeighbor | Water | Porous | Wet | R245fa | MinimizeLCOE_Brownfield | IgnoreSilica | 128.2682 | 43.5425 | 4.2877 | 4 | 4808.0915 | 6355.6435 | 98.0194 | 129.5684 | 152.1384 | 0 | 109.8692 | 6578600.6622 | 328164.3235 | 6823556.3784 | 6255671.9469 | 0 | 751481.4873 | 0 | 8087615.1713 | 21042315.6778 | 14361812.8264 | 64229218.4738 | 961560.8286 | 17272388.9941 | 17272388.9941 | 1478867.319 | 7790676.6675 | 0 | 82463168.2965 | 109005101.2772 | 56234.1325 | 17.1509 | 4808.0915 | 6355.6435 | 98.0194 | 129.5684
1 | 4800 | 707 | 0.03 | 15 | 15 | 7 | 7.4989e-11 | 5spot_SharedNeighbor | Water | Porous | Wet | R245fa | MinimizeLCOE_Brownfield | IgnoreSilica | 137.8124 | 46.5724 | 4.6391 | 4 | 4629.3365 | 6059.6649 | 94.3753 | 123.5345 | 151.7835 | 0 | 107.7389 | 6890172.2157 | 342445.0221 | 7202626.3028 | 6694505.7229 | 0 | 718792.3843 | 0 | 8520931.2427 | 22169715.2101 | 15131286.173 | 67670474.2735 | 961560.8286 | 17272388.9941 | 17272388.9941 | 1478867.319 | 7790676.6675 | 0 | 85904424.0963 | 112446357.077 | 74989.4209 | 18.5565 | 4629.3365 | 6059.6649 | 94.3753 | 123.5345
1 | 4800 | 707 | 0.03 | 15 | 15 | 7 | 1e-10 | 5spot_SharedNeighbor | Water | Porous | Wet | R245fa | MinimizeLCOE_Brownfield | IgnoreSilica | 144.1971 | 48.5915 | 4.9033 | 4 | 4491.3031 | 5844.5613 | 91.5613 | 119.1493 | 151.5529 | 0 | 120.8405 | 7094519.4196 | 351800.3127 | 7452516.2074 | 6990735.2166 | 0 | 664466.1491 | 0 | 8796074.5491 | 22885581.6538 | 15619879.7304 | 69855573.2386 | 961560.8286 | 17272388.9941 | 17272388.9941 | 1478867.319 | 7790676.6675 | 0 | 88089523.0614 | 114631456.0421 | 100000 | 19.6134 | 4491.3031 | 5844.5613 | 91.5613 | 119.1493
1 | 4800 | 707 | 0.03 | 15 | 15 | 7 | 1.3335e-10 | 5spot_SharedNeighbor | Water | Porous | Wet | R245fa | MinimizeLCOE_Brownfield | IgnoreSilica | 149.266 | 50.1807 | 5.1166 | 4 | 4386.418 | 5683.2781 | 89.4231 | 115.8613 | 151.3609 | 0 | 125.8929 | 7252989.4377 | 358990.1166 | 7647854.4701 | 7224671.8987 | 0 | 613318.0666 | 0 | 9008151.356 | 23437362.0024 | 15996481.1562 | 71539818.5043 | 961560.8286 | 17272388.9941 | 17272388.9941 | 1478867.319 | 7790676.6675 | 0 | 89773768.327 | 116315701.3077 | 133352.1432 | 20.4663 | 4386.418 | 5683.2781 | 89.4231 | 115.8613
1 | 4800 | 707 | 0.03 | 15 | 15 | 7 | 1.7783e-10 | 5spot_SharedNeighbor | Water | Porous | Wet | R245fa | MinimizeLCOE_Brownfield | IgnoreSilica | 153.2251 | 51.4133 | 5.2855 | 4 | 4306.8819 | 5562.3036 | 87.8016 | 113.3951 | 151.2057 | 0 | 104.4863 | 7374483.2617 | 364461.4908 | 7798569.1346 | 7406601.2785 | 0 | 567516.1416 | 0 | 9169536.2098 | 23857252.2874 | 16283064.9037 | 72821484.7082 | 961560.8286 | 17272388.9941 | 17272388.9941 | 1478867.319 | 7790676.6675 | 0 | 91055434.5309 | 117597367.5116 | 177827.941 | 21.1418 | 4306.8819 | 5562.3036 | 87.8016 | 113.3951
1 | 4800 | 707 | 0.03 | 15 | 15 | 7 | 2.3714e-10 | 5spot_SharedNeighbor | Water | Porous | Wet | R245fa | MinimizeLCOE_Brownfield | IgnoreSilica | 156.2628 | 52.3537 | 5.4169 | 4 | 4246.6681 | 5471.6206 | 86.5741 | 111.5464 | 151.0835 | 0 | 127.491 | 7466376.5622 | 368575.5119 | 7913128.9594 | 7545726.141 | 0 | 527839.9762 | 0 | 9290442.3888 | 24171825.3639 | 16497767.4922 | 73781682.3958 | 961560.8286 | 17272388.9941 | 17272388.9941 | 1478867.319 | 7790676.6675 | 0 | 92015632.2185 | 118557565.1992 | 237137.3706 | 21.6677 | 4246.6681 | 5471.6206 | 86.5741 | 111.5464
1 | 4800 | 707 | 0.03 | 15 | 15 | 7 | 3.1623e-10 | 5spot_SharedNeighbor | Water | Porous | Wet | R245fa | MinimizeLCOE_Brownfield | IgnoreSilica | 158.5233 | 53.0507 | 5.5171 | 4 | 4201.1522 | 5403.8695 | 85.6462 | 110.1652 | 150.9909 | 0 | 129.6847 | 7534054.5961 | 371593.7819 | 7997786.7216 | 7649193.0311 | 0 | 493952.703 | 0 | 9378166.5251 | 24400065.5719 | 16653546.124 | 74478359.0547 | 961560.8286 | 17272388.9941 | 17272388.9941 | 1478867.319 | 7790676.6675 | 0 | 92712308.8774 | 119254241.8581 | 316227.766 | 22.0683 | 4201.1522 | 5403.8695 | 85.6462 | 110.1652
1 | 4800 | 707 | 0.03 | 15 | 15 | 7 | 4.217e-10 | 5spot_SharedNeighbor | Water | Porous | Wet | R245fa | MinimizeLCOE_Brownfield | IgnoreSilica | 160.2601 | 53.5857 | 5.5946 | 4 | 4166.8021 | 5352.8552 | 84.9459 | 109.1252 | 150.9188 | 0 | 134.0516 | 7585918.4881 | 373915.1258 | 8062601.2388 | 7730045.0329 | 0 | 466487.4314 | 0 | 9445397.2536 | 24574986.1365 | 16772933.0037 | 75012283.7108 | 961560.8286 | 17272388.9941 | 17272388.9941 | 1478867.319 | 7790676.6675 | 0 | 93246233.5335 | 119788166.5142 | 421696.5034 | 22.3784 | 4166.8021 | 5352.8552 | 84.9459 | 109.1252
1 | 4800 | 707 | 0.03 | 15 | 15 | 7 | 5.6234e-10 | 5spot_SharedNeighbor | Water | Porous | Wet | R245fa | MinimizeLCOE_Brownfield | IgnoreSilica | 161.5318 | 53.9765 | 5.6526 | 4 | 4140.9027 | 5314.7742 | 84.4179 | 108.3489 | 150.8655 | 0 | 120.9033 | 7623664.169 | 375600.3811 | 8109869.426 | 7789194.4314 | 0 | 443987.7876 | 0 | 9493503.3161 | 24700148.2432 | 16858358.7132 | 75394326.4676 | 961560.8286 | 17272388.9941 | 17272388.9941 | 1478867.319 | 7790676.6675 | 0 | 93628276.2903 | 120170209.271 | 562341.3252 | 22.6106 | 4140.9027 | 5314.7742 | 84.4179 | 108.3489
1 | 4800 | 707 | 0.03 | 15 | 15 | 7 | 7.4989e-10 | 5spot_SharedNeighbor | Water | Porous | Wet | R245fa | MinimizeLCOE_Brownfield | IgnoreSilica | 162.5038 | 54.2746 | 5.697 | 4 | 4121.3942 | 5286.1303 | 84.0202 | 107.7649 | 150.8244 | 0 | 137.1839 | 7652385.5995 | 376880.3951 | 8145891.2618 | 7834375.0756 | 0 | 426349.8097 | 0 | 9529994.0353 | 24795089.6093 | 16923158.1465 | 75684123.9328 | 961560.8286 | 17272388.9941 | 17272388.9941 | 1478867.319 | 7790676.6675 | 0 | 93918073.7556 | 120460006.7363 | 749894.2093 | 22.7879 | 4121.3942 | 5286.1303 | 84.0202 | 107.7649
1 | 4800 | 707 | 0.03 | 15 | 15 | 7 | 1e-09 | 5spot_SharedNeighbor | Water | Porous | Wet | R245fa | MinimizeLCOE_Brownfield | IgnoreSilica | 163.2102 | 54.491 | 5.7299 | 4 | 4106.712 | 5264.7548 | 83.7209 | 107.3291 | 150.7944 | 0 | 117.6227 | 7673188.376 | 377806.1756 | 8172012.2013 | 7867195.181 | 0 | 412292.3073 | 0 | 9555972.7541 | 24862680.9067 | 16969290.5958 | 75890438.498 | 961560.8286 | 17272388.9941 | 17272388.9941 | 1478867.319 | 7790676.6675 | 0 | 94124388.3208 | 120666321.3014 | 1000000 | 22.9196 | 4106.712 | 5264.7548 | 83.7209 | 107.3291
1 | 4800 | 707 | 0.03 | 15 | 15 | 7 | 1.3335e-09 | 5spot_SharedNeighbor | Water | Porous | Wet | R245fa | MinimizeLCOE_Brownfield | IgnoreSilica | 163.7413 | 54.6535 | 5.7548 | 4 | 4095.67 | 5248.7144 | 83.4958 | 107.0021 | 150.7717 | 0 | 133.8389 | 7688786.3493 | 378499.6152 | 8191614.3082 | 7891856.1475 | 0 | 401413.8126 | 0 | 9575346.3908 | 24913087.1352 | 17003693.8825 | 76044297.6413 | 961560.8286 | 17272388.9941 | 17272388.9941 | 1478867.319 | 7790676.6675 | 0 | 94278247.4641 | 120820180.4448 | 1333521.4322 | 23.019 | 4095.67 | 5248.7144 | 83.4958 | 107.0021
1 | 4800 | 707 | 0.03 | 15 | 15 | 7 | 1.7783e-09 | 5spot_SharedNeighbor | Water | Porous | Wet | R245fa | MinimizeLCOE_Brownfield | IgnoreSilica | 164.1381 | 54.7748 | 5.7734 | 4 | 4087.3709 | 5236.6883 | 83.3266 | 106.757 | 150.7548 | 0 | 147.3779 | 7700420.7538 | 379016.4425 | 8206244.7039 | 7910280.0605 | 0 | 393033.7702 | 0 | 9589708.335 | 24950453.9681 | 17029197.5138 | 76158355.5477 | 961560.8286 | 17272388.9941 | 17272388.9941 | 1478867.319 | 7790676.6675 | 0 | 94392305.3705 | 120934238.3512 | 1778279.41 | 23.0936 | 4087.3709 | 5236.6883 | 83.3266 | 106.757
1 | 4800 | 707 | 0.03 | 15 | 15 | 7 | 2.3714e-09 | 5spot_SharedNeighbor | Water | Porous | Wet | R245fa | MinimizeLCOE_Brownfield | IgnoreSilica | 164.4204 | 54.8611 | 5.7871 | 4 | 4081.1363 | 5227.7391 | 83.1995 | 106.5745 | 150.7426 | 0 | 143.8054 | 7708684.9939 | 379383.3215 | 8216642.3557 | 7923383.4356 | 0 | 386460.2622 | 0 | 9599676.2039 | 24976388.3182 | 17046898.2406 | 76237517.1317 | 961560.8286 | 17272388.9941 | 17272388.9941 | 1478867.319 | 7790676.6675 | 0 | 94471466.9545 | 121013399.9351 | 2371373.7057 | 23.1483 | 4081.1363 | 5227.7391 | 83.1995 | 106.5745
1 | 4800 | 707 | 0.03 | 15 | 15 | 7 | 3.1623e-09 | 5spot_SharedNeighbor | Water | Porous | Wet | R245fa | MinimizeLCOE_Brownfield | IgnoreSilica | 164.6445 | 54.9295 | 5.7976 | 4 | 4076.4545 | 5220.9677 | 83.104 | 106.4365 | 150.733 | 0 | 143.5609 | 7715240.306 | 379674.2356 | 8224892.4199 | 7933785.3931 | 0 | 381597.12 | 0 | 9607723.8951 | 24997326.7599 | 17061189.1573 | 76301429.2868 | 961560.8286 | 17272388.9941 | 17272388.9941 | 1478867.319 | 7790676.6675 | 0 | 94535379.1096 | 121077312.0903 | 3162277.6602 | 23.1906 | 4076.4545 | 5220.9677 | 83.104 | 106.4365
1 | 4800 | 707 | 0.03 | 15 | 15 | 7 | 4.217e-09 | 5spot_SharedNeighbor | Water | Porous | Wet | R245fa | MinimizeLCOE_Brownfield | IgnoreSilica | 164.8102 | 54.9801 | 5.8055 | 4 | 4072.94 | 5215.8995 | 83.0324 | 106.3332 | 150.7259 | 0 | 138.3754 | 7720085.132 | 379889.1661 | 8230991.4827 | 7941478.4763 | 0 | 377884.5428 | 0 | 9613628.2319 | 25012688.6331 | 17071673.9515 | 76348319.6163 | 961560.8286 | 17272388.9941 | 17272388.9941 | 1478867.319 | 7790676.6675 | 0 | 94582269.4391 | 121124202.4198 | 4216965.0343 | 23.2221 | 4072.94 | 5215.8995 | 83.0324 | 106.3332
1 | 4800 | 707 | 0.03 | 15 | 15 | 7 | 5.6234e-09 | 5spot_SharedNeighbor | Water | Porous | Wet | R245fa | MinimizeLCOE_Brownfield | IgnoreSilica | 164.9151 | 55.0121 | 5.811 | 4 | 4070.3023 | 5212.1891 | 82.9786 | 106.2575 | 150.7214 | 0 | 139.854 | 7723145.9422 | 380024.8845 | 8234845.9591 | 7946342.3548 | 0 | 374862.17 | 0 | 9617096.3111 | 25021711.8639 | 17077832.4919 | 76375861.9776 | 961560.8286 | 17272388.9941 | 17272388.9941 | 1478867.319 | 7790676.6675 | 0 | 94609811.8003 | 121151744.781 | 5623413.2519 | 23.2439 | 4070.3023 | 5212.1891 | 82.9786 | 106.2575
1 | 4800 | 707 | 0.03 | 15 | 15 | 7 | 7.4989e-09 | 5spot_SharedNeighbor | Water | Porous | Wet | R245fa | MinimizeLCOE_Brownfield | IgnoreSilica | 165.0077 | 55.0404 | 5.8154 | 4 | 4068.3231 | 5209.3408 | 82.9383 | 106.1995 | 150.7174 | 0 | 136.7712 | 7725849.9601 | 380144.794 | 8238251.1121 | 7950639.565 | 0 | 372736.9012 | 0 | 9620372.7096 | 25030236.3806 | 17083650.6497 | 76401882.0723 | 961560.8286 | 17272388.9941 | 17272388.9941 | 1478867.319 | 7790676.6675 | 0 | 94635831.8951 | 121177764.8758 | 7498942.0933 | 23.2616 | 4068.3231 | 5209.3408 | 82.9383 | 106.1995
1 | 4800 | 707 | 0.03 | 15 | 15 | 7 | 1e-08 | 5spot_SharedNeighbor | Water | Porous | Wet | R245fa | MinimizeLCOE_Brownfield | IgnoreSilica | 165.0855 | 55.0642 | 5.8189 | 4 | 4066.8382 | 5207.1658 | 82.908 | 106.1551 | 150.714 | 0 | 143.4207 | 7728121.0485 | 380245.5067 | 8241111.1719 | 7954249.237 | 0 | 371227.8803 | 0 | 9623232.3893 | 25037676.6807 | 17088728.8074 | 76424592.7219 | 961560.8286 | 17272388.9941 | 17272388.9941 | 1478867.319 | 7790676.6675 | 0 | 94658542.5447 | 121200475.5254 | 10000000 | 23.2757 | 4066.8382 | 5207.1658 | 82.908 | 106.1551
1 | 4900 | 707 | 0.03 | 15 | 15 | 7 | 1e-13 | 5spot_SharedNeighbor | Water | Porous | Wet | R245fa | MinimizeLCOE_Brownfield | IgnoreSilica | 0 | 0 | 0 | 0 | [6 empty] | 10.8959 | [19 empty] | 100 | 0
1 | 4900 | 707 | 0.03 | 15 | 15 | 7 | 1.3335e-13 | 5spot_SharedNeighbor | Water | Porous | Wet | R245fa | MinimizeLCOE_Brownfield | IgnoreSilica | 0 | 0 | 0 | 0 | [6 empty] | 11.0972 | [19 empty] | 133.3521 | 0
1 | 4900 | 707 | 0.03 | 15 | 15 | 7 | 1.7783e-13 | 5spot_SharedNeighbor | Water | Porous | Wet | R245fa | MinimizeLCOE_Brownfield | IgnoreSilica | 1.0887 | 0.19302 | 0.0036292 | 4 | 1362728.503 | 3238076.638 | 27781.0638 | 66012.5721 | 106.17 | 0 | 27.5854 | 116743.7639 | 4242.6327 | 92271.9786 | 61681.071 | 0 | 67712.915 | 0 | 133634.4209 | 347689.351 | 237305.1264 | 1061281.2595 | 961560.8286 | 17759797.8658 | 17759797.8658 | 1478867.319 | 7985640.2162 | 0 | 19782639.954 | 47006945.355 | 177.8279 | 0.014517 | 1362728.503 | 3238076.638 | 27781.0638 | 66012.5721
1 | 4900 | 707 | 0.03 | 15 | 15 | 7 | 2.3714e-13 | 5spot_SharedNeighbor | Water | Porous | Wet | R245fa | MinimizeLCOE_Brownfield | IgnoreSilica | 1.4176 | 0.29159 | 0.010481 | 4 | 479910.5925 | 1129285.5001 | 9783.6266 | 23022.0124 | 115.4239 | 0 | 28.6305 | 164183.0748 | 6376.7971 | 127498.2327 | 76565.0537 | 0 | 76856.7532 | 0 | 176077.1655 | 458116.6662 | 312674.0381 | 1398347.7813 | 961560.8286 | 17759797.8658 | 17759797.8658 | 1478867.319 | 7985640.2162 | 0 | 20119706.4757 | 47344011.8768 | 237.1374 | 0.041924 | 479910.5925 | 1129285.5001 | 9783.6266 | 23022.0124
1 | 4900 | 707 | 0.03 | 15 | 15 | 7 | 3.1623e-13 | 5spot_SharedNeighbor | Water | Porous | Wet | R245fa | MinimizeLCOE_Brownfield | IgnoreSilica | 1.8459 | 0.42815 | 0.02111 | 4 | 243325.9168 | 565736.5258 | 4960.5279 | 11533.3043 | 123.4527 | 0 | 151.5964 | 223806.1135 | 9208.3364 | 172388.7684 | 96601.5454 | 0 | 87242.0081 | 0 | 229806.241 | 597908.6994 | 408084.9731 | 1825046.6854 | 961560.8286 | 17759797.8658 | 17759797.8658 | 1478867.319 | 7985640.2162 | 0 | 20546405.3798 | 47770710.7809 | 316.2278 | 0.08444 | 243325.9168 | 565736.5258 | 4960.5279 | 11533.3043
1 | 4900 | 707 | 0.03 | 15 | 15 | 7 | 4.217e-13 | 5spot_SharedNeighbor | Water | Porous | Wet | R245fa | MinimizeLCOE_Brownfield | IgnoreSilica | 2.4099 | 0.61597 | 0.036796 | 4 | 143268.8057 | 328234.8605 | 2920.7284 | 6691.5116 | 130.2934 | 0 | 201.3612 | 298211.5407 | 12891.8872 | 229529.0114 | 123716.9977 | 0 | 99462.6788 | 0 | 297886.7251 | 775040.1538 | 528980.8305 | 2365719.8251 | 961560.8286 | 17759797.8658 | 17759797.8658 | 1478867.319 | 7985640.2162 | 0 | 21087078.5195 | 48311383.9206 | 421.6965 | 0.14719 | 143268.8057 | 328234.8605 | 2920.7284 | 6691.5116
1 | 4900 | 707 | 0.03 | 15 | 15 | 7 | 5.6234e-13 | 5spot_SharedNeighbor | Water | Porous | Wet | R245fa | MinimizeLCOE_Brownfield | IgnoreSilica | 3.1684 | 0.87577 | 0.059329 | 4 | 91773.2129 | 206491.0708 | 1870.9211 | 4209.5998 | 136.0676 | 0 | 287.0331 | 391459.9876 | 17645.1254 | 302983.9982 | 160516.9074 | 0 | 114665.7009 | 0 | 385035.9706 | 1001784.6138 | 683738.5836 | 3057830.8876 | 961560.8286 | 17759797.8658 | 17759797.8658 | 1478867.319 | 7985640.2162 | 0 | 21779189.5821 | 49003494.9831 | 562.3413 | 0.23732 | 91773.2129 | 206491.0708 | 1870.9211 | 4209.5998
1 | 4900 | 707 | 0.03 | 15 | 15 | 7 | 7.4989e-13 | 5spot_SharedNeighbor | Water | Porous | Wet | R245fa | MinimizeLCOE_Brownfield | IgnoreSilica | 4.1775 | 1.2289 | 0.090916 | 4 | 62296.877 | 137158.2116 | 1270.0061 | 2796.1557 | 140.7638 | 0 | 43.6525 | 506539.6995 | 23641.2153 | 396038.9699 | 210746.6367 | 0 | 133099.6494 | 0 | 495325.8066 | 1288736.1435 | 879588.8988 | 3933717.0196 | 961560.8286 | 17759797.8658 | 17759797.8658 | 1478867.319 | 7985640.2162 | 0 | 22655075.7141 | 49879381.1151 | 749.8942 | 0.36366 | 62296.877 | 137158.2116 | 1270.0061 | 2796.1557
1 | 4900 | 707 | 0.03 | 15 | 15 | 7 | 1e-12 | 5spot_SharedNeighbor | Water | Porous | Wet | R245fa | MinimizeLCOE_Brownfield | IgnoreSilica | 5.5005 | 1.6974 | 0.1338 | 4 | 44353.9328 | 95222.89 | 904.2149 | 1941.2474 | 144.4634 | 0 | 41.6524 | 645268.9948 | 30957.781 | 511541.4227 | 277083.3912 | 0 | 154713.2729 | 0 | 631630.2964 | 1643372.466 | 1121635.476 | 5016203.1009 | 961560.8286 | 17759797.8658 | 17759797.8658 | 1478867.319 | 7985640.2162 | 0 | 23737561.7954 | 50961867.1964 | 1000 | 0.53519 | 44353.9328 | 95222.89 | 904.2149 | 1941.2474
1 | 4900 | 707 | 0.03 | 15 | 15 | 7 | 1.3335e-12 | 5spot_SharedNeighbor | Water | Porous | Wet | R245fa | MinimizeLCOE_Brownfield | IgnoreSilica | 7.2689 | 2.3252 | 0.19153 | 4 | 32753.0142 | 68287.4137 | 667.7145 | 1392.1313 | 147.3324 | 0 | 48.3912 | 814190.5868 | 39889.5265 | 656782.8921 | 365026.3702 | 0 | 181422.8293 | 0 | 802351.76 | 2087554.6944 | 1424798.9739 | 6372017.6333 | 961560.8286 | 17759797.8658 | 17759797.8658 | 1478867.319 | 7985640.2162 | 0 | 25093376.3277 | 52317681.7288 | 1333.5214 | 0.76614 | 32753.0142 | 68287.4137 | 667.7145 | 1392.1313
1 | 4900 | 707 | 0.03 | 15 | 15 | 7 | 1.7783e-12 | 5spot_SharedNeighbor | Water | Porous | Wet | R245fa | MinimizeLCOE_Brownfield | IgnoreSilica | 9.6273 | 3.1729 | 0.27061 | 4 | 24771.5597 | 49922.7348 | 505.0018 | 1017.7425 | 149.7198 | 0 | 44.9805 | 1022838.414 | 51003.1606 | 840861.399 | 483992.8453 | 0 | 213954.5652 | 0 | 1018933.6497 | 2651056.3446 | 1809400.4289 | 8092040.8072 | 961560.8286 | 17759797.8658 | 17759797.8658 | 1478867.319 | 7985640.2162 | 0 | 26813399.5017 | 54037704.9028 | 1778.2794 | 1.0824 | 24771.5597 | 49922.7348 | 505.0018 | 1017.7425
1 | 4900 | 707 | 0.03 | 15 | 15 | 7 | 2.3714e-12 | 5spot_SharedNeighbor | Water | Porous | Wet | R245fa | MinimizeLCOE_Brownfield | IgnoreSilica | 12.7548 | 4.2951 | 0.37533 | 4 | 19283.0694 | 37416.7855 | 393.1115 | 762.7918 | 151.4963 | 0 | 44.7437 | 1274505.1946 | 64341.6351 | 1070164.3827 | 640028.7185 | 0 | 253395.7858 | 0 | 1287949.9295 | 3350981.5218 | 2287113.7444 | 10228480.9124 | 961560.8286 | 17759797.8658 | 17759797.8658 | 1478867.319 | 7985640.2162 | 0 | 28949839.6068 | 56174145.0079 | 2371.3737 | 1.5013 | 19283.0694 | 37416.7855 | 393.1115 | 762.7918
1 | 4900 | 707 | 0.03 | 15 | 15 | 7 | 3.1623e-12 | 5spot_SharedNeighbor | Water | Porous | Wet | R245fa | MinimizeLCOE_Brownfield | IgnoreSilica | 16.9205 | 5.7992 | 0.51674 | 4 | 15322.4676 | 28493.5622 | 312.3692 | 580.8798 | 152.8627 | 0 | 50.0906 | 1584243.5335 | 80822.8371 | 1359361.553 | 854760.3197 | 0 | 301863.5983 | 0 | 1630610.2182 | 4242513.3036 | 2895602.5047 | 12949777.868 | 961560.8286 | 17759797.8658 | 17759797.8658 | 1478867.319 | 7985640.2162 | 0 | 31671136.5625 | 58895441.9635 | 3162.2777 | 2.067 | 15322.4676 | 28493.5622 | 312.3692 | 580.8798
1 | 4900 | 707 | 0.03 | 15 | 15 | 7 | 4.217e-12 | 5spot_SharedNeighbor | Water | Porous | Wet | R245fa | MinimizeLCOE_Brownfield | IgnoreSilica | 22.4453 | 7.7923 | 0.70398 | 4 | 12453.734 | 22121.7984 | 253.8862 | 450.9828 | 153.9054 | 0 | 48.0052 | 1959706.3805 | 100676.65 | 1720542.5565 | 1136250.4707 | 0 | 360762.5337 | 0 | 2058396.0506 | 5355524.2886 | 3655255.372 | 16347114.3026 | 961560.8286 | 17759797.8658 | 17759797.8658 | 1478867.319 | 7985640.2162 | 0 | 35068472.997 | 62292778.3981 | 4216.965 | 2.8159 | 12453.734 | 22121.7984 | 253.8862 | 450.9828
1 | 4900 | 707 | 0.03 | 15 | 15 | 7 | 5.6234e-12 | 5spot_SharedNeighbor | Water | Porous | Wet | R245fa | MinimizeLCOE_Brownfield | IgnoreSilica | 29.7394 | 10.4245 | 0.95126 | 4 | 10332.1366 | 17486.9422 | 210.6346 | 356.495 | 154.6975 | 0 | 50.4413 | 2414605.0358 | 124611.707 | 2170444.8439 | 1506958.8494 | 0 | 432112.0537 | 0 | 2593005.671 | 6746468.8575 | 4604603.6213 | 20592810.6397 | 961560.8286 | 17759797.8658 | 17759797.8658 | 1478867.319 | 7985640.2162 | 0 | 39314169.3341 | 66538474.7352 | 5623.4133 | 3.805 | 10332.1366 | 17486.9422 | 210.6346 | 356.495
1 | 4900 | 707 | 0.03 | 15 | 15 | 7 | 7.4989e-12 | 5spot_SharedNeighbor | Water | Porous | Wet | R245fa | MinimizeLCOE_Brownfield | IgnoreSilica | 39.3178 | 13.8807 | 1.2756 | 4 | 8741.3053 | 14077.0231 | 178.2033 | 286.9792 | 155.2973 | 0 | 51.9433 | 2963516.8069 | 153339.4993 | 2728148.7775 | 1992088.4904 | 0 | 518436.0099 | 0 | 3258656.5377 | 8478355.8689 | 5786652.0933 | 25879194.0838 | 961560.8286 | 17759797.8658 | 17759797.8658 | 1478867.319 | 7985640.2162 | 0 | 44600552.7783 | 71824858.1794 | 7498.9421 | 5.1023 | 8741.3053 | 14077.0231 | 178.2033 | 286.9792
1 | 4900 | 707 | 0.03 | 15 | 15 | 7 | 1e-11 | 5spot_SharedNeighbor | Water | Porous | Wet | R245fa | MinimizeLCOE_Brownfield | IgnoreSilica | 51.6948 | 18.3431 | 1.6938 | 4 | 7540.6863 | 11558.9961 | 153.7271 | 235.6458 | 155.7333 | 0 | 52.6299 | 3616134.0488 | 187298.8825 | 3408780.5751 | 2617052.4925 | 0 | 621047.9153 | 0 | 4075622.4266 | 10603933.5288 | 7237402.5224 | 32367272.3921 | 961560.8286 | 17759797.8658 | 17759797.8658 | 1478867.319 | 7985640.2162 | 0 | 51088631.0865 | 78312936.4876 | 10000 | 6.7751 | 7540.6863 | 11558.9961 | 153.7271 | 235.6458
1 | 4900 | 707 | 0.03 | 15 | 15 | 7 | 1.3335e-11 | 5spot_SharedNeighbor | Water | Porous | Wet | R245fa | MinimizeLCOE_Brownfield | IgnoreSilica | 67.3958 | 23.9825 | 2.2193 | 4 | 6636.8187 | 9703.5388 | 135.3005 | 197.8198 | 155.9777 | 0 | 54.8952 | 4377093.3183 | 226583.294 | 4223492.3411 | 3408653.4039 | 0 | 742098.4917 | 0 | 5061389.1311 | 13168696.2855 | 8987905.8045 | 40195912.0701 | 961560.8286 | 17759797.8658 | 17759797.8658 | 1478867.319 | 7985640.2162 | 0 | 58917270.7645 | 86141576.1656 | 13335.2143 | 8.8773 | 6636.8187 | 9703.5388 | 135.3005 | 197.8198
1 | 4900 | 707 | 0.03 | 15 | 15 | 7 | 1.7783e-11 | 5spot_SharedNeighbor | Water | Porous | Wet | R245fa | MinimizeLCOE_Brownfield | IgnoreSilica | 86.6648 | 30.8237 | 2.8477 | 4 | 5972.2595 | 8362.2995 | 121.7526 | 170.4768 | 155.9343 | 0 | 60.0351 | 5229676.0348 | 269965.4292 | 5162679.3596 | 4375398.2788 | 0 | 881884.6976 | 0 | 6208645.4821 | 16153621.976 | 11025178.9224 | 49307050.1805 | 961560.8286 | 17759797.8658 | 17759797.8658 | 1478867.319 | 7985640.2162 | 0 | 68028408.875 | 95252714.276 | 17782.7941 | 11.3907 | 5972.2595 | 8362.2995 | 121.7526 | 170.4768
1 | 4900 | 707 | 0.03 | 15 | 15 | 7 | 2.3714e-11 | 5spot_SharedNeighbor | Water | Porous | Wet | R245fa | MinimizeLCOE_Brownfield | IgnoreSilica | 101.4829 | 35.9913 | 3.3907 | 4 | 5491.9385 | 7499.1924 | 111.9606 | 152.8812 | 155.6896 | 0 | 72.5802 | 5832989.8468 | 300073.733 | 5845080.7126 | 5113304.5102 | 0 | 913401.7341 | 0 | 7021891.7093 | 18269521.8396 | 12469324.0566 | 55765588.1422 | 961560.8286 | 17759797.8658 | 17759797.8658 | 1478867.319 | 7985640.2162 | 0 | 74486946.8367 | 101711252.2377 | 23713.7371 | 13.563 | 5491.9385 | 7499.1924 | 111.9606 | 152.8812
1 | 4900 | 707 | 0.03 | 15 | 15 | 7 | 3.1623e-11 | 5spot_SharedNeighbor | Water | Porous | Wet | R245fa | MinimizeLCOE_Brownfield | IgnoreSilica | 112.7339 | 39.8468 | 3.8552 | 4 | 5125.3161 | 6890.7334 | 104.4865 | 140.4769 | 155.3996 | 0 | 99.5027 | 6263629.7091 | 321176.3058 | 6341992.2844 | 5669614.5175 | 0 | 877476.9116 | 0 | 7594816.9941 | 19760155.9074 | 13486712.4374 | 60315575.0673 | 961560.8286 | 17759797.8658 | 17759797.8658 | 1478867.319 | 7985640.2162 | 0 | 79036933.7617 | 106261239.1628 | 31622.7766 | 15.4209 | 5125.3161 | 6890.7334 | 104.4865 | 140.4769
1 | 4900 | 707 | 0.03 | 15 | 15 | 7 | 4.217e-11 | 5spot_SharedNeighbor | Water | Porous | Wet | R245fa | MinimizeLCOE_Brownfield | IgnoreSilica | 122.7286 | 43.217 | 4.2779 | 4 | 4844.8938 | 6435.8954 | 98.7697 | 131.2044 | 155.0764 | 0 | 110.464 | 6627671.5409 | 338717.8849 | 6768952.6008 | 6160685.8702 | 0 | 826099.0685 | 0 | 8081629.5165 | 21026742.2317 | 14351183.6295 | 64181682.343 | 961560.8286 | 17759797.8658 | 17759797.8658 | 1478867.319 | 7985640.2162 | 0 | 82903041.0375 | 110127346.4385 | 42169.6503 | 17.1114 | 4844.8938 | 6435.8954 | 98.7697 | 131.2044
1 | 4900 | 707 | 0.03 | 15 | 15 | 7 | 5.6234e-11 | 5spot_SharedNeighbor | Water | Porous | Wet | R245fa | MinimizeLCOE_Brownfield | IgnoreSilica | 131.2151 | 46.0285 | 4.6441 | 4 | 4630.9635 | 6096.4879 | 94.4085 | 124.2852 | 154.7579 | 0 | 119.2212 | 6922631.326 | 352659.6801 | 7120473.2042 | 6569957.7674 | 0 | 765049.5801 | 0 | 8475000.9076 | 22050213.8998 | 15049724.0732 | 67305710.4385 | 961560.8286 | 17759797.8658 | 17759797.8658 | 1478867.319 | 7985640.2162 | 0 | 86027069.133 | 113251374.5341 | 56234.1325 | 18.5765 | 4630.9635 | 6096.4879 | 94.4085 | 124.2852
1 | 4900 | 707 | 0.03 | 15 | 15 | 7 | 7.4989e-11 | 5spot_SharedNeighbor | Water | Porous | Wet | R245fa | MinimizeLCOE_Brownfield | IgnoreSilica | 140.6887 | 49.1369 | 5.0126 | 4 | 4466.0123 | 5823.8103 | 91.0457 | 118.7262 | 154.3994 | 0 | 118.929 | 7241386.4812 | 367572.4412 | 7504410.2778 | 7022591.3313 | 0 | 730649.7701 | 0 | 8917978.0176 | 23202749.4729 | 15836353.2841 | 70823691.0761 | 961560.8286 | 17759797.8658 | 17759797.8658 | 1478867.319 | 7985640.2162 | 0 | 89545049.7705 | 116769355.1716 | 74989.4209 | 20.0503 | 4466.0123 | 5823.8103 | 91.0457 | 118.7262
1 | 4900 | 707 | 0.03 | 15 | 15 | 7 | 1e-10 | 5spot_SharedNeighbor | Water | Porous | Wet | R245fa | MinimizeLCOE_Brownfield | IgnoreSilica | 146.889 | 51.1549 | 5.2831 | 4 | 4339.478 | 5627.7422 | 88.4661 | 114.7291 | 154.1624 | 0 | 128.2466 | 7444486.6589 | 376994.0214 | 7751196.5828 | 7317374.9829 | 0 | 673684.2827 | 0 | 9189857.2462 | 23910123.4556 | 16319150.5624 | 72982867.7929 | 961560.8286 | 17759797.8658 | 17759797.8658 | 1478867.319 | 7985640.2162 | 0 | 91704226.4873 | 118928531.8884 | 100000 | 21.1325 | 4339.478 | 5627.7422 | 88.4661 | 114.7291
1 | 4900 | 707 | 0.03 | 15 | 15 | 7 | 1.3335e-10 | 5spot_SharedNeighbor | Water | Porous | Wet | R245fa | MinimizeLCOE_Brownfield | IgnoreSilica | 151.807 | 52.7416 | 5.5008 | 4 | 4243.3213 | 5480.5988 | 86.5058 | 111.7294 | 153.966 | 0 | 128.9054 | 7601909.8462 | 384228.078 | 7943988.019 | 7549880.4377 | 0 | 620737.6355 | 0 | 9399290.1664 | 24455024.9535 | 16691057.0312 | 74646116.1675 | 961560.8286 | 17759797.8658 | 17759797.8658 | 1478867.319 | 7985640.2162 | 0 | 93367474.862 | 120591780.263 | 133352.1432 | 22.0034 | 4243.3213 | 5480.5988 | 86.5058 | 111.7294
1 | 4900 | 707 | 0.03 | 15 | 15 | 7 | 1.7783e-10 | 5spot_SharedNeighbor | Water | Porous | Wet | R245fa | MinimizeLCOE_Brownfield | IgnoreSilica | 155.6346 | 53.9672 | 5.6726 | 4 | 4170.3874 | 5370.2122 | 85.019 | 109.479 | 153.8083 | 0 | 115.5031 | 7722165.4512 | 389712.0211 | 8092178.0655 | 7729754.7107 | 0 | 573614.2498 | 0 | 9557895.5543 | 24867683.6384 | 16972705.063 | 75905708.754 | 961560.8286 | 17759797.8658 | 17759797.8658 | 1478867.319 | 7985640.2162 | 0 | 94627067.4485 | 121851372.8495 | 177827.941 | 22.6902 | 4170.3874 | 5370.2122 | 85.019 | 109.479
1 | 4900 | 707 | 0.03 | 15 | 15 | 7 | 2.3714e-10 | 5spot_SharedNeighbor | Water | Porous | Wet | R245fa | MinimizeLCOE_Brownfield | IgnoreSilica | 158.5427 | 54.8933 | 5.8053 | 4 | 4115.168 | 5287.5521 | 83.8933 | 107.7939 | 153.6856 | 0 | 135.3539 | 7812266.6198 | 393795.7265 | 8203748.7725 | 7865952.6685 | 0 | 532756.187 | 0 | 9675322.7899 | 25173205.2178 | 17181229.8188 | 76838277.8008 | 961560.8286 | 17759797.8658 | 17759797.8658 | 1478867.319 | 7985640.2162 | 0 | 95559636.4953 | 122783941.8963 | 237137.3706 | 23.2213 | 4115.168 | 5287.5521 | 83.8933 | 107.7939
1 | 4900 | 707 | 0.03 | 15 | 15 | 7 | 3.1623e-10 | 5spot_SharedNeighbor | Water | Porous | Wet | R245fa | MinimizeLCOE_Brownfield | IgnoreSilica | 160.7593 | 55.5961 | 5.9076 | 4 | 4073.4227 | 5225.5158 | 83.0422 | 106.5292 | 153.5904 | 0 | 135.4003 | 7880210.9379 | 396860.5694 | 8288195.8501 | 7969483.0853 | 0 | 498665.5536 | 0 | 9763032.2386 | 25401407.2116 | 17336982.3686 | 77534837.8152 | 961560.8286 | 17759797.8658 | 17759797.8658 | 1478867.319 | 7985640.2162 | 0 | 96256196.5096 | 123480501.9107 | 316227.766 | 23.6303 | 4073.4227 | 5225.5158 | 83.0422 | 106.5292
1 | 4900 | 707 | 0.03 | 15 | 15 | 7 | 4.217e-10 | 5spot_SharedNeighbor | Water | Porous | Wet | R245fa | MinimizeLCOE_Brownfield | IgnoreSilica | 162.3944 | 56.1129 | 5.9846 | 4 | 4041.9049 | 5179.162 | 82.3997 | 105.5842 | 153.5193 | 0 | 127.1835 | 7929929.4963 | 399095.0239 | 8350165.4265 | 8045701.2356 | 0 | 470349.5001 | 0 | 9826143.8662 | 25565610.7206 | 17449054.6376 | 78036049.9069 | 961560.8286 | 17759797.8658 | 17759797.8658 | 1478867.319 | 7985640.2162 | 0 | 96757408.6013 | 123981714.0024 | 421696.5034 | 23.9386 | 4041.9049 | 5179.162 | 82.3997 | 105.5842
1 | 4900 | 707 | 0.03 | 15 | 15 | 7 | 5.6234e-10 | 5spot_SharedNeighbor | Water | Porous | Wet | R245fa | MinimizeLCOE_Brownfield | IgnoreSilica | 163.6272 | 56.5017 | 6.0432 | 4 | 4018.1391 | 5144.3746 | 81.9152 | 104.875 | 153.4654 | 0 | 117.0809 | 7967214.5944 | 400766.8851 | 8396724.3033 | 8103095.3017 | 0 | 447677.5434 | 0 | 9873036.6649 | 25687616.1637 | 17532325.8595 | 78408457.3159 | 961560.8286 | 17759797.8658 | 17759797.8658 | 1478867.319 | 7985640.2162 | 0 | 97129816.0104 | 124354121.4114 | 562341.3252 | 24.1728 | 4018.1391 | 5144.3746 | 81.9152 | 104.875
1 | 4900 | 707 | 0.03 | 15 | 15 | 7 | 7.4989e-10 | 5spot_SharedNeighbor | Water | Porous | Wet | R245fa | MinimizeLCOE_Brownfield | IgnoreSilica | 164.5324 | 56.7867 | 6.087 | 4 | 4000.2361 | 5118.3694 | 81.5502 | 104.3449 | 153.4256 | 0 | 141.7289 | 7994470.0457 | 401986.4627 | 8430812.7905 | 8145191.3966 | 0 | 429520.0697 | 0 | 9906772.4984 | 25775389.8825 | 17592233.2261 | 78676376.3722 | 961560.8286 | 17759797.8658 | 17759797.8658 | 1478867.319 | 7985640.2162 | 0 | 97397735.0667 | 124622040.4678 | 749894.2093 | 24.348 | 4000.2361 | 5118.3694 | 81.5502 | 104.3449
1 | 4900 | 707 | 0.03 | 15 | 15 | 7 | 1e-09 | 5spot_SharedNeighbor | Water | Porous | Wet | R245fa | MinimizeLCOE_Brownfield | IgnoreSilica | 165.2124 | 57.0005 | 6.1201 | 4 | 3986.7613 | 5098.8549 | 81.2755 | 103.9471 | 153.3955 | 0 | 132.9611 | 8014874.2489 | 402898.0726 | 8456362.0702 | 8176783.5545 | 0 | 415345.1434 | 0 | 9931842.6049 | 25840617.157 | 17636752.1813 | 78875475.0328 | 961560.8286 | 17759797.8658 | 17759797.8658 | 1478867.319 | 7985640.2162 | 0 | 97596833.7273 | 124821139.1283 | 1000000 | 24.4802 | 3986.7613 | 5098.8549 | 81.2755 | 103.9471
1 | 4900 | 707 | 0.03 | 15 | 15 | 7 | 1.3335e-09 | 5spot_SharedNeighbor | Water | Porous | Wet | R245fa | MinimizeLCOE_Brownfield | IgnoreSilica | 165.7117 | 57.1573 | 6.1447 | 4 | 3976.6269 | 5084.2609 | 81.0689 | 103.6495 | 153.3733 | 0 | 142.452 | 8029821.6311 | 403565.0922 | 8475095.1478 | 8199970.0214 | 0 | 404255.2413 | 0 | 9949955.7822 | 25887743.9287 | 17668917.1713 | 79019324.016 | 961560.8286 | 17759797.8658 | 17759797.8658 | 1478867.319 | 7985640.2162 | 0 | 97740682.7104 | 124964988.1115 | 1333521.4322 | 24.5788 | 3976.6269 | 5084.2609 | 81.0689 | 103.6495
1 | 4900 | 707 | 0.03 | 15 | 15 | 7 | 1.7783e-09 | 5spot_SharedNeighbor | Water | Porous | Wet | R245fa | MinimizeLCOE_Brownfield | IgnoreSilica | 166.0944 | 57.2774 | 6.1634 | 4 | 3969.0095 | 5073.2755 | 80.9136 | 103.4256 | 153.3563 | 0 | 137.3889 | 8041255.5574 | 404074.9048 | 8489433.9541 | 8217730.2718 | 0 | 395829.2531 | 0 | 9963846.337 | 25923884.3031 | 17693583.7194 | 79129638.3007 | 961560.8286 | 17759797.8658 | 17759797.8658 | 1478867.319 | 7985640.2162 | 0 | 97850996.9952 | 125075302.3962 | 1778279.41 | 24.6538 | 3969.0095 | 5073.2755 | 80.9136 | 103.4256
1 | 4900 | 707 | 0.03 | 15 | 15 | 7 | 2.3714e-09 | 5spot_SharedNeighbor | Water | Porous | Wet | R245fa | MinimizeLCOE_Brownfield | IgnoreSilica | 166.365 | 57.3622 | 6.1771 | 4 | 3963.2869 | 5065.1064 | 80.797 | 103.259 | 153.3442 | 0 | 146.6491 | 8049329.0226 | 404434.6115 | 8499563.9888 | 8230284.5219 | 0 | 389207.6564 | 0 | 9973399.7224 | 25948740.2522 | 17710548.4154 | 79205508.1912 | 961560.8286 | 17759797.8658 | 17759797.8658 | 1478867.319 | 7985640.2162 | 0 | 97926866.8857 | 125151172.2867 | 2371373.7057 | 24.7085 | 3963.2869 | 5065.1064 | 80.797 | 103.259
1 | 4900 | 707 | 0.03 | 15 | 15 | 7 | 3.1623e-09 | 5spot_SharedNeighbor | Water | Porous | Wet | R245fa | MinimizeLCOE_Brownfield | IgnoreSilica | 166.5741 | 57.4278 | 6.1876 | 4 | 3958.9895 | 5058.9508 | 80.7094 | 103.1336 | 153.3348 | 0 | 135.0787 | 8055562.5833 | 404712.2273 | 8507387.9832 | 8239984.5626 | 0 | 384243.4869 | 0 | 9980837.4289 | 25968091.6387 | 17723756.1343 | 79264576.0452 | 961560.8286 | 17759797.8658 | 17759797.8658 | 1478867.319 | 7985640.2162 | 0 | 97985934.7397 | 125210240.1407 | 3162277.6602 | 24.7502 | 3958.9895 | 5058.9508 | 80.7094 | 103.1336
1 | 4900 | 707 | 0.03 | 15 | 15 | 7 | 4.217e-09 | 5spot_SharedNeighbor | Water | Porous | Wet | R245fa | MinimizeLCOE_Brownfield | IgnoreSilica | 166.723 | 57.4745 | 6.1952 | 4 | 3955.7634 | 5054.368 | 80.6436 | 103.0401 | 153.3282 | 0 | 138.678 | 8059997.8799 | 404909.6666 | 8512956.6584 | 8246890.687 | 0 | 380391.767 | 0 | 9986007.1969 | 25981542.3147 | 17732936.4971 | 79305632.6674 | 961560.8286 | 17759797.8658 | 17759797.8658 | 1478867.319 | 7985640.2162 | 0 | 98026991.3619 | 125251296.7629 | 4216965.0343 | 24.7808 | 3955.7634 | 5054.368 | 80.6436 | 103.0401
1 | 4900 | 707 | 0.03 | 15 | 15 | 7 | 5.6234e-09 | 5spot_SharedNeighbor | Water | Porous | Wet | R245fa | MinimizeLCOE_Brownfield | IgnoreSilica | 166.8371 | 57.5102 | 6.201 | 4 | 3953.3421 | 5050.92 | 80.5942 | 102.9698 | 153.3231 | 0 | 137.8713 | 8063393.9121 | 405060.8096 | 8517221.2394 | 8252180.5977 | 0 | 377507.8954 | 0 | 9989992.1371 | 25991910.3116 | 17740012.868 | 79337279.7708 | 961560.8286 | 17759797.8658 | 17759797.8658 | 1478867.319 | 7985640.2162 | 0 | 98058638.4653 | 125282943.8663 | 5623413.2519 | 24.804 | 3953.3421 | 5050.92 | 80.5942 | 102.9698
1 | 4900 | 707 | 0.03 | 15 | 15 | 7 | 7.4989e-09 | 5spot_SharedNeighbor | Water | Porous | Wet | R245fa | MinimizeLCOE_Brownfield | IgnoreSilica | 166.9297 | 57.5392 | 6.2055 | 4 | 3951.5253 | 5048.303 | 80.5572 | 102.9165 | 153.3189 | 0 | 135.9711 | 8066149.9626 | 405183.4629 | 8520682.4301 | 8256474.5399 | 0 | 375412.481 | 0 | 9993322.1218 | 26000574.2487 | 17745926.1831 | 79363725.43 | 961560.8286 | 17759797.8658 | 17759797.8658 | 1478867.319 | 7985640.2162 | 0 | 98085084.1244 | 125309389.5255 | 7498942.0933 | 24.8221 | 3951.5253 | 5048.303 | 80.5572 | 102.9165
1 | 4900 | 707 | 0.03 | 15 | 15 | 7 | 1e-08 | 5spot_SharedNeighbor | Water | Porous | Wet | R245fa | MinimizeLCOE_Brownfield | IgnoreSilica | 166.9808 | 57.5552 | 6.2085 | 4 | 3950.1622 | 5046.4204 | 80.5294 | 102.8781 | 153.3166 | 0 | 142.9659 | 8067669.3615 | 405251.0274 | 8522591.3981 | 8258843.4317 | 0 | 373625.4167 | 0 | 9994912.4478 | 26004711.9507 | 17748750.2497 | 79376355.2835 | 961560.8286 | 17759797.8658 | 17759797.8658 | 1478867.319 | 7985640.2162 | 0 | 98097713.978 | 125322019.379 | 10000000 | 24.8338 | 3950.1622 | 5046.4204 | 80.5294 | 102.8781
1 | 5000 | 707 | 0.03 | 15 | 15 | 7 | 1e-13 | 5spot_SharedNeighbor | Water | Porous | Wet | R245fa | MinimizeLCOE_Brownfield | IgnoreSilica | 0 | 0 | 0 | 0 | [6 empty] | 11.1064 | [19 empty] | 100 | 0
1 | 5000 | 707 | 0.03 | 15 | 15 | 7 | 1.3335e-13 | 5spot_SharedNeighbor | Water | Porous | Wet | R245fa | MinimizeLCOE_Brownfield | IgnoreSilica | 0 | 0 | 0 | 0 | [6 empty] | 11.0721 | [19 empty] | 133.3521 | 0
1 | 5000 | 707 | 0.03 | 15 | 15 | 7 | 1.7783e-13 | 5spot_SharedNeighbor | Water | Porous | Wet | R245fa | MinimizeLCOE_Brownfield | IgnoreSilica | 1.1081 | 0.20228 | 0.004591 | 4 | 1105812.6783 | 2625884.6944 | 22543.4872 | 53532.2113 | 107.9156 | 0 | 30.1468 | 121931.0742 | 4486.2789 | 95673.3789 | 62899.4743 | 0 | 67812.5659 | 0 | 137593.0812 | 357988.973 | 244334.83 | 1092719.6564 | 961560.8286 | 18253066.8284 | 18253066.8284 | 1478867.319 | 8182947.8012 | 0 | 20307347.3134 | 48222229.262 | 177.8279 | 0.018364 | 1105812.6783 | 2625884.6944 | 22543.4872 | 53532.2113
1 | 5000 | 707 | 0.03 | 15 | 15 | 7 | 2.3714e-13 | 5spot_SharedNeighbor | Water | Porous | Wet | R245fa | MinimizeLCOE_Brownfield | IgnoreSilica | 1.4371 | 0.3039 | 0.01204 | 4 | 428783.7119 | 1008405.2431 | 8741.3359 | 20557.7048 | 117.2257 | 0 | 31.3663 | 170679.1053 | 6713.6949 | 131614.9705 | 78033.3219 | 0 | 76538.8039 | 0 | 180796.1596 | 470394.521 | 321053.9262 | 1435824.5033 | 961560.8286 | 18253066.8284 | 18253066.8284 | 1478867.319 | 8182947.8012 | 0 | 20650452.1603 | 48565334.109 | 237.1374 | 0.048161 | 428783.7119 | 1008405.2431 | 8741.3359 | 20557.7048
1 | 5000 | 707 | 0.03 | 15 | 15 | 7 | 3.1623e-13 | 5spot_SharedNeighbor | Water | Porous | Wet | R245fa | MinimizeLCOE_Brownfield | IgnoreSilica | 1.8848 | 0.45113 | 0.023791 | 4 | 221787.507 | 515117.0942 | 4521.4383 | 10501.3587 | 125.6488 | 0 | 157.5733 | 234670.9099 | 9804.0235 | 179483.3026 | 99229.0569 | 0 | 87647.5243 | 0 | 238225.5787 | 619814.0889 | 423035.8516 | 1891910.3362 | 961560.8286 | 18253066.8284 | 18253066.8284 | 1478867.319 | 8182947.8012 | 0 | 21106537.9933 | 49021419.9419 | 316.2278 | 0.095166 | 221787.507 | 515117.0942 | 4521.4383 | 10501.3587
1 | 5000 | 707 | 0.03 | 15 | 15 | 7 | 4.217e-13 | 5spot_SharedNeighbor | Water | Porous | Wet | R245fa | MinimizeLCOE_Brownfield | IgnoreSilica | 2.4682 | 0.65201 | 0.041098 | 4 | 131874.2469 | 301681.7011 | 2688.4349 | 6150.1895 | 132.6906 | 0 | 206.1403 | 313812.8427 | 13799.5161 | 239820.3232 | 127922.9245 | 0 | 100304.7618 | 0 | 310307.5436 | 807356.5756 | 551037.4524 | 2464361.9398 | 961560.8286 | 18253066.8284 | 18253066.8284 | 1478867.319 | 8182947.8012 | 0 | 21678989.5969 | 49593871.5455 | 421.6965 | 0.16439 | 131874.2469 | 301681.7011 | 2688.4349 | 6150.1895
1 | 5000 | 707 | 0.03 | 15 | 15 | 7 | 5.6234e-13 | 5spot_SharedNeighbor | Water | Porous | Wet | R245fa | MinimizeLCOE_Brownfield | IgnoreSilica | 3.2462 | 0.92755 | 0.065808 | 4 | 85113.8044 | 191161.2615 | 1735.16 | 3897.0809 | 138.5643 | 0 | 272.7048 | 412106.4767 | 18914.1035 | 316699.6681 | 166507.334 | 0 | 115680.6513 | 0 | 401664.2111 | 1045047.8846 | 713266.6549 | 3189886.9842 | 961560.8286 | 18253066.8284 | 18253066.8284 | 1478867.319 | 8182947.8012 | 0 | 22404514.6412 | 50319396.5899 | 562.3413 | 0.26323 | 85113.8044 | 191161.2615 | 1735.16 | 3897.0809
1 | 5000 | 707 | 0.03 | 15 | 15 | 7 | 7.4989e-13 | 5spot_SharedNeighbor | Water | Porous | Wet | R245fa | MinimizeLCOE_Brownfield | IgnoreSilica | 4.248 | 1.2901 | 0.099662 | 4 | 58427.0207 | 128450.6143 | 1191.1138 | 2618.6395 | 143.2173 | 0 | 39.6975 | 529725.508 | 25174.6781 | 411066.5676 | 217561.8194 | 0 | 132890.7325 | 0 | 513403.5292 | 1335770.6695 | 911690.9293 | 4077284.4336 | 961560.8286 | 18253066.8284 | 18253066.8284 | 1478867.319 | 8182947.8012 | 0 | 23291912.0906 | 51206794.0392 | 749.8942 | 0.39865 | 58427.0207 | 128450.6143 | 1191.1138 | 2618.6395
1 | 5000 | 707 | 0.03 | 15 | 15 | 7 | 1e-12 | 5spot_SharedNeighbor | Water | Porous | Wet | R245fa | MinimizeLCOE_Brownfield | IgnoreSilica | 5.6099 | 1.7878 | 0.14652 | 4 | 41682.9402 | 89314.3338 | 849.7631 | 1820.7935 | 147.0314 | 0 | 49.9509 | 676391.638 | 33068.1921 | 532330.4249 | 286607.2451 | 0 | 155061.7743 | 0 | 656549.117 | 1708206.1257 | 1165885.7809 | 5214100.2979 | 961560.8286 | 18253066.8284 | 18253066.8284 | 1478867.319 | 8182947.8012 | 0 | 24428727.9549 | 52343609.9035 | 1000 | 0.58606 | 41682.9402 | 89314.3338 | 849.7631 | 1820.7935
1 | 5000 | 707 | 0.03 | 15 | 15 | 7 | 1.3335e-12 | 5spot_SharedNeighbor | Water | Porous | Wet | R245fa | MinimizeLCOE_Brownfield | IgnoreSilica | 7.4152 | 2.4507 | 0.20952 | 4 | 30840.2537 | 64147.7286 | 628.7203 | 1307.7382 | 149.9451 | 0 | 42.7627 | 854087.3052 | 42681.5434 | 683797.6707 | 378931.7757 | 0 | 181909.9957 | 0 | 835149.2334 | 2172886.9925 | 1483040.0208 | 6632484.5373 | 961560.8286 | 18253066.8284 | 18253066.8284 | 1478867.319 | 8182947.8012 | 0 | 25847112.1943 | 53761994.1429 | 1333.5214 | 0.8381 | 30840.2537 | 64147.7286 | 628.7203 | 1307.7382
1 | 5000 | 707 | 0.03 | 15 | 15 | 7 | 1.7783e-12 | 5spot_SharedNeighbor | Water | Porous | Wet | R245fa | MinimizeLCOE_Brownfield | IgnoreSilica | 9.8294 | 3.3482 | 0.29595 | 4 | 23356.0481 | 46936.6571 | 476.1446 | 956.8672 | 152.3977 | 0 | 53.3378 | 1074090.1615 | 54672.3009 | 876273.8917 | 503397.7601 | 0 | 214758.3753 | 0 | 1062045.0709 | 2763223.419 | 1885956.762 | 8434417.7413 | 961560.8286 | 18253066.8284 | 18253066.8284 | 1478867.319 | 8182947.8012 | 0 | 27649045.3983 | 55563927.3469 | 1778.2794 | 1.1838 | 23356.0481 | 46936.6571 | 476.1446 | 956.8672
1 | 5000 | 707 | 0.03 | 15 | 15 | 7 | 2.3714e-12 | 5spot_SharedNeighbor | Water | Porous | Wet | R245fa | MinimizeLCOE_Brownfield | IgnoreSilica | 13.0178 | 4.5358 | 0.41102 | 4 | 18186.597 | 35165.7032 | 370.7584 | 716.9004 | 154.2029 | 0 | 51.2825 | 1340097.0285 | 69180.0844 | 1115750.2058 | 670640.5251 | 0 | 254310.1276 | 0 | 1345491.4088 | 3500692.6475 | 2389294.6639 | 10685456.6916 | 961560.8286 | 18253066.8284 | 18253066.8284 | 1478867.319 | 8182947.8012 | 0 | 29900084.3486 | 57814966.2972 | 2371.3737 | 1.6441 | 18186.597 | 35165.7032 | 370.7584 | 716.9004
1 | 5000 | 707 | 0.03 | 15 | 15 | 7 | 3.1623e-12 | 5spot_SharedNeighbor | Water | Porous | Wet | R245fa | MinimizeLCOE_Brownfield | IgnoreSilica | 17.2689 | 6.1177 | 0.56399 | 4 | 14501.8276 | 26875.6866 | 295.6394 | 547.8972 | 155.5939 | 0 | 53.1328 | 1663545.1983 | 86702.4125 | 1416208.6627 | 889687.9263 | 0 | 302833.0133 | 0 | 1700001.1131 | 4423054.1782 | 3018825.3613 | 13500857.8657 | 961560.8286 | 18253066.8284 | 18253066.8284 | 1478867.319 | 8182947.8012 | 0 | 32715485.5227 | 60630367.4714 | 3162.2777 | 2.256 | 14501.8276 | 26875.6866 | 295.6394 | 547.8972
1 | 5000 | 707 | 0.03 | 15 | 15 | 7 | 4.217e-12 | 5spot_SharedNeighbor | Water | Porous | Wet | R245fa | MinimizeLCOE_Brownfield | IgnoreSilica | 22.8863 | 8.2102 | 0.76681 | 4 | 11813.5044 | 20914.4366 | 240.8343 | 426.3691 | 156.6524 | 0 | 49.9344 | 2055756.9682 | 107876.914 | 1790780.9493 | 1179508.6153 | 0 | 361398.4536 | 0 | 2143175.5412 | 5576103.1324 | 3805804.9653 | 17020405.5394 | 961560.8286 | 18253066.8284 | 18253066.8284 | 1478867.319 | 8182947.8012 | 0 | 36235033.1964 | 64149915.145 | 4216.965 | 3.0673 | 11813.5044 | 20914.4366 | 240.8343 | 426.3691
1 | 5000 | 707 | 0.03 | 15 | 15 | 7 | 5.6234e-12 | 5spot_SharedNeighbor | Water | Porous | Wet | R245fa | MinimizeLCOE_Brownfield | IgnoreSilica | 30.3064 | 10.9784 | 1.0355 | 4 | 9814.4828 | 16553.8749 | 200.0815 | 337.4731 | 157.4581 | 0 | 46.9628 | 2532450.1878 | 133538.0216 | 2258159.8378 | 1564702.4989 | 0 | 432580.0041 | 0 | 2699357.9145 | 7023175.5792 | 4793461.6446 | 21437425.6885 | 961560.8286 | 18253066.8284 | 18253066.8284 | 1478867.319 | 8182947.8012 | 0 | 40652053.3455 | 68566935.2941 | 5623.4133 | 4.142 | 9814.4828 | 16553.8749 | 200.0815 | 337.4731
1 | 5000 | 707 | 0.03 | 15 | 15 | 7 | 7.4989e-12 | 5spot_SharedNeighbor | Water | Porous | Wet | R245fa | MinimizeLCOE_Brownfield | IgnoreSilica | 40.0358 | 14.6104 | 1.388 | 4 | 8313.1157 | 13340.9539 | 169.4741 | 271.9734 | 158.0679 | 0 | 53.7455 | 3107645.0652 | 164365.9861 | 2837100.5815 | 2070446.6271 | 0 | 518575.6966 | 0 | 3392272.243 | 8825996.5255 | 6023923.9847 | 26940326.7095 | 961560.8286 | 18253066.8284 | 18253066.8284 | 1478867.319 | 8182947.8012 | 0 | 46154954.3665 | 74069836.3152 | 7498.9421 | 5.5521 | 8313.1157 | 13340.9539 | 169.4741 | 271.9734
1 | 5000 | 707 | 0.03 | 15 | 15 | 7 | 1e-11 | 5spot_SharedNeighbor | Water | Porous | Wet | R245fa | MinimizeLCOE_Brownfield | IgnoreSilica | 52.6085 | 19.3 | 1.8425 | 4 | 7179.4119 | 10966.9496 | 146.362 | 223.5761 | 158.5091 | 0 | 58.6253 | 3791775.8456 | 200829.1718 | 3543736.9643 | 2722887.4759 | 0 | 621061.0284 | 0 | 4243313.2895 | 11040230.7561 | 7535184.3451 | 33699018.8768 | 961560.8286 | 18253066.8284 | 18253066.8284 | 1478867.319 | 8182947.8012 | 0 | 52913646.5338 | 80828528.4825 | 10000 | 7.3702 | 7179.4119 | 10966.9496 | 146.362 | 223.5761
1 | 5000 | 707 | 0.03 | 15 | 15 | 7 | 1.3335e-11 | 5spot_SharedNeighbor | Water | Porous | Wet | R245fa | MinimizeLCOE_Brownfield | IgnoreSilica | 68.5212 | 25.2095 | 2.4119 | 4 | 6327.3299 | 9220.7846 | 128.9912 | 187.9782 | 158.7472 | 0 | 51.3383 | 4587059.1071 | 242839.2558 | 4387306.0995 | 3546191.4387 | 0 | 741761.1703 | 0 | 5267011.2578 | 13703682.8803 | 9353045.1483 | 41828896.3579 | 961560.8286 | 18253066.8284 | 18253066.8284 | 1478867.319 | 8182947.8012 | 0 | 61043524.0149 | 88958405.9635 | 13335.2143 | 9.6476 | 6327.3299 | 9220.7846 | 128.9912 | 187.9782
1 | 5000 | 707 | 0.03 | 15 | 15 | 7 | 1.7783e-11 | 5spot_SharedNeighbor | Water | Porous | Wet | R245fa | MinimizeLCOE_Brownfield | IgnoreSilica | 87.9948 | 32.3483 | 3.089 | 4 | 5702.3715 | 7961.6192 | 116.2506 | 162.3084 | 158.6809 | 0 | 56.2866 | 5473959.4101 | 288909.5054 | 5356079.6821 | 4544666.6368 | 0 | 881013.4782 | 0 | 6452405.1979 | 16787834.7546 | 11458042.1755 | 51242910.8406 | 961560.8286 | 18253066.8284 | 18253066.8284 | 1478867.319 | 8182947.8012 | 0 | 70457538.4976 | 98372420.4463 | 17782.7941 | 12.3558 | 5702.3715 | 7961.6192 | 116.2506 | 162.3084
1 | 5000 | 707 | 0.03 | 15 | 15 | 7 | 2.3714e-11 | 5spot_SharedNeighbor | Water | Porous | Wet | R245fa | MinimizeLCOE_Brownfield | IgnoreSilica | 104.7102 | 38.3498 | 3.7064 | 4 | 5257.3306 | 7140.1975 | 107.1778 | 145.5626 | 158.3689 | 0 | 67.8314 | 6169817.4152 | 324199.7747 | 6138568.2896 | 5389467.5944 | 0 | 939633.3992 | 0 | 7395057.7245 | 19240423.2643 | 13131984.2291 | 58729151.6911 | 961560.8286 | 18253066.8284 | 18253066.8284 | 1478867.319 | 8182947.8012 | 0 | 77943779.3481 | 105858661.2967 | 23713.7371 | 14.8257 | 5257.3306 | 7140.1975 | 107.1778 | 145.5626
1 | 5000 | 707 | 0.03 | 15 | 15 | 7 | 3.1623e-11 | 5spot_SharedNeighbor | Water | Porous | Wet | R245fa | MinimizeLCOE_Brownfield | IgnoreSilica | 115.8427 | 42.2659 | 4.1905 | 4 | 4920.7652 | 6586.1244 | 100.3165 | 134.2671 | 158.05 | 0 | 89.8276 | 6602797.2623 | 345656.2234 | 6636545.6324 | 5944334.4761 | 0 | 897674.9624 | 0 | 7966533.3371 | 20727285.5825 | 14146798.3132 | 63267625.7894 | 961560.8286 | 18253066.8284 | 18253066.8284 | 1478867.319 | 8182947.8012 | 0 | 82482253.4464 | 110397135.3951 | 31622.7766 | 16.7621 | 4920.7652 | 6586.1244 | 100.3165 | 134.2671
1 | 5000 | 707 | 0.03 | 15 | 15 | 7 | 4.217e-11 | 5spot_SharedNeighbor | Water | Porous | Wet | R245fa | MinimizeLCOE_Brownfield | IgnoreSilica | 125.6392 | 45.6493 | 4.6256 | 4 | 4663.2821 | 6172.0047 | 95.0673 | 125.8247 | 157.7059 | 0 | 108.2138 | 6964614.6143 | 363231.5852 | 7059905.7258 | 6425238.0012 | 0 | 840694.2918 | 0 | 8444936.8452 | 21971993.3764 | 14996336.9587 | 67066951.3987 | 961560.8286 | 18253066.8284 | 18253066.8284 | 1478867.319 | 8182947.8012 | 0 | 86281579.0557 | 114196461.0043 | 42169.6503 | 18.5023 | 4663.2821 | 6172.0047 | 95.0673 | 125.8247
1 | 5000 | 707 | 0.03 | 15 | 15 | 7 | 5.6234e-11 | 5spot_SharedNeighbor | Water | Porous | Wet | R245fa | MinimizeLCOE_Brownfield | IgnoreSilica | 135.9 | 49.1321 | 5.0485 | 4 | 4466.721 | 5849.0438 | 91.0601 | 119.2407 | 157.2952 | 0 | 104.2859 | 7326075.901 | 380447.8273 | 7489709.2814 | 6922454.161 | 0 | 800702.8727 | 0 | 8938562.1169 | 23256305.0769 | 15872906.0843 | 70987163.3214 | 961560.8286 | 18253066.8284 | 18253066.8284 | 1478867.319 | 8182947.8012 | 0 | 90201790.9784 | 118116672.9271 | 56234.1325 | 20.1942 | 4466.721 | 5849.0438 | 91.0601 | 119.2407
1 | 5000 | 707 | 0.03 | 15 | 15 | 7 | 7.4989e-11 | 5spot_SharedNeighbor | Water | Porous | Wet | R245fa | MinimizeLCOE_Brownfield | IgnoreSilica | 143.5003 | 51.6984 | 5.388 | 4 | 4313.8515 | 5609.0925 | 87.9437 | 114.3489 | 157.0057 | 0 | 114.4546 | 7587185.4308 | 392818.1974 | 7802623.0245 | 7289451.9931 | 0 | 741598.3361 | 0 | 9287334.0229 | 24163738.0335 | 16492247.723 | 73756996.7612 | 961560.8286 | 18253066.8284 | 18253066.8284 | 1478867.319 | 8182947.8012 | 0 | 92971624.4182 | 120886506.3668 | 74989.4209 | 21.5519 | 4313.8515 | 5609.0925 | 87.9437 | 114.3489
1 | 5000 | 707 | 0.03 | 15 | 15 | 7 | 1e-10 | 5spot_SharedNeighbor | Water | Porous | Wet | R245fa | MinimizeLCOE_Brownfield | IgnoreSilica | 149.5561 | 53.7218 | 5.6646 | 4 | 4197.3823 | 5429.3643 | 85.5693 | 110.6849 | 156.7615 | 0 | 126.9326 | 7789608.8794 | 402315.7309 | 8047294.87 | 7581134.0402 | 0 | 682586.4638 | 0 | 9556146.5939 | 24863133.2021 | 16969599.2967 | 75891819.077 | 961560.8286 | 18253066.8284 | 18253066.8284 | 1478867.319 | 8182947.8012 | 0 | 95106446.7341 | 123021328.6827 | 100000 | 22.6585 | 4197.3823 | 5429.3643 | 85.5693 | 110.6849
1 | 5000 | 707 | 0.03 | 15 | 15 | 7 | 1.3335e-10 | 5spot_SharedNeighbor | Water | Porous | Wet | R245fa | MinimizeLCOE_Brownfield | IgnoreSilica | 154.2897 | 55.2898 | 5.885 | 4 | 4108.8723 | 5294.7145 | 83.7649 | 107.9399 | 156.5627 | 0 | 120.5413 | 7944312.3599 | 409502.9913 | 8235739.8491 | 7807916.7071 | 0 | 627529.9656 | 0 | 9759750.7305 | 25392869.4005 | 17331155.1372 | 77508777.1412 | 961560.8286 | 18253066.8284 | 18253066.8284 | 1478867.319 | 8182947.8012 | 0 | 96723404.7982 | 124638286.7468 | 133352.1432 | 23.5401 | 4108.8723 | 5294.7145 | 83.7649 | 107.9399
1 | 5000 | 707 | 0.03 | 15 | 15 | 7 | 1.7783e-10 | 5spot_SharedNeighbor | Water | Porous | Wet | R245fa | MinimizeLCOE_Brownfield | IgnoreSilica | 157.9554 | 56.4956 | 6.0582 | 4 | 4041.7439 | 5193.6966 | 82.3964 | 105.8805 | 156.4041 | 0 | 138.5386 | 8062020.0691 | 414927.5186 | 8380002.9722 | 7982777.3946 | 0 | 578786.2375 | 0 | 9913220.5349 | 25792166.3506 | 17603683.5103 | 78727584.5877 | 961560.8286 | 18253066.8284 | 18253066.8284 | 1478867.319 | 8182947.8012 | 0 | 97942212.2447 | 125857094.1933 | 177827.941 | 24.2327 | 4041.7439 | 5193.6966 | 82.3964 | 105.8805
1 | 5000 | 707 | 0.03 | 15 | 15 | 7 | 2.3714e-10 | 5spot_SharedNeighbor | Water | Porous | Wet | R245fa | MinimizeLCOE_Brownfield | IgnoreSilica | 160.7546 | 57.4113 | 6.1922 | 4 | 3990.9156 | 5117.9322 | 81.3602 | 104.336 | 156.2801 | 0 | 117.3742 | 8150683.7687 | 418987.3293 | 8489191.4245 | 8115849.9668 | 0 | 536994.6466 | 0 | 10027565.783 | 26089669.2309 | 17806735.3392 | 79635677.4891 | 961560.8286 | 18253066.8284 | 18253066.8284 | 1478867.319 | 8182947.8012 | 0 | 98850305.1461 | 126765187.0948 | 237137.3706 | 24.7688 | 3990.9156 | 5117.9322 | 81.3602 | 104.336
1 | 5000 | 707 | 0.03 | 15 | 15 | 7 | 3.1623e-10 | 5spot_SharedNeighbor | Water | Porous | Wet | R245fa | MinimizeLCOE_Brownfield | IgnoreSilica | 162.8741 | 58.1017 | 6.295 | 4 | 3952.485 | 5061.1039 | 80.5768 | 103.1774 | 156.1848 | 0 | 117.9101 | 8217124.0507 | 422014.4699 | 8571311.4327 | 8216346.5366 | 0 | 502120.2105 | 0 | 10112277.5132 | 26310071.776 | 17957164.605 | 80308430.5947 | 961560.8286 | 18253066.8284 | 18253066.8284 | 1478867.319 | 8182947.8012 | 0 | 99523058.2517 | 127437940.2003 | 316227.766 | 25.1799 | 3952.485 | 5061.1039 | 80.5768 | 103.1774
1 | 5000 | 707 | 0.03 | 15 | 15 | 7 | 4.217e-10 | 5spot_SharedNeighbor | Water | Porous | Wet | R245fa | MinimizeLCOE_Brownfield | IgnoreSilica | 164.4593 | 58.6164 | 6.3729 | 4 | 3923.4663 | 5018.525 | 79.9852 | 102.3094 | 156.1126 | 0 | 144.903 | 8266427.8997 | 424252.2594 | 8632420.409 | 8291362.0267 | 0 | 473522.378 | 0 | 10174314.1394 | 26471478.3519 | 18067327.9096 | 80801105.3736 | 961560.8286 | 18253066.8284 | 18253066.8284 | 1478867.319 | 8182947.8012 | 0 | 100015733.0306 | 127930614.9793 | 421696.5034 | 25.4917 | 3923.4663 | 5018.525 | 79.9852 | 102.3094
1 | 5000 | 707 | 0.03 | 15 | 15 | 7 | 5.6234e-10 | 5spot_SharedNeighbor | Water | Porous | Wet | R245fa | MinimizeLCOE_Brownfield | IgnoreSilica | 165.6339 | 58.9969 | 6.4316 | 4 | 3901.5802 | 4986.6502 | 79.539 | 101.6596 | 156.0586 | 0 | 131.7281 | 8302748.7636 | 425895.9891 | 8677532.0051 | 8346867.2273 | 0 | 450415.4194 | 0 | 10219349.1678 | 26588650.2578 | 18147300.143 | 81158758.9731 | 961560.8286 | 18253066.8284 | 18253066.8284 | 1478867.319 | 8182947.8012 | 0 | 100373386.6301 | 128288268.5787 | 562341.3252 | 25.7263 | 3901.5802 | 4986.6502 | 79.539 | 101.6596
1 | 5000 | 707 | 0.03 | 15 | 15 | 7 | 7.4989e-10 | 5spot_SharedNeighbor | Water | Porous | Wet | R245fa | MinimizeLCOE_Brownfield | IgnoreSilica | 166.5157 | 59.282 | 6.4759 | 4 | 3885.0904 | 4962.7304 | 79.2028 | 101.172 | 156.0178 | 0 | 138.5498 | 8329896.6335 | 427121.9213 | 8711302.9399 | 8388489.8895 | 0 | 432173.617 | 0 | 10252704.1505 | 26675433.0808 | 18206531.203 | 81423653.4356 | 961560.8286 | 18253066.8284 | 18253066.8284 | 1478867.319 | 8182947.8012 | 0 | 100638281.0926 | 128553163.0412 | 749894.2093 | 25.9037 | 3885.0904 | 4962.7304 | 79.2028 | 101.172
1 | 5000 | 707 | 0.03 | 15 | 15 | 7 | 1e-09 | 5spot_SharedNeighbor | Water | Porous | Wet | R245fa | MinimizeLCOE_Brownfield | IgnoreSilica | 167.0345 | 59.4496 | 6.5057 | 4 | 3872.6802 | 4945.3843 | 78.9498 | 100.8183 | 155.9936 | 0 | 149.0781 | 8345840.323 | 427842.4084 | 8731136.3119 | 8413109.1486 | 0 | 416298.1835 | 0 | 10270348.2864 | 26721339.5031 | 18237863.2795 | 81563777.4442 | 961560.8286 | 18253066.8284 | 18253066.8284 | 1478867.319 | 8182947.8012 | 0 | 100778405.1013 | 128693287.0499 | 1000000 | 26.0229 | 3872.6802 | 4945.3843 | 78.9498 | 100.8183
1 | 5000 | 707 | 0.03 | 15 | 15 | 7 | 1.3335e-09 | 5spot_SharedNeighbor | Water | Porous | Wet | R245fa | MinimizeLCOE_Brownfield | IgnoreSilica | 167.5144 | 59.6049 | 6.5306 | 4 | 3863.3498 | 4931.9651 | 78.7596 | 100.5448 | 155.9713 | 0 | 159.844 | 8360643.8863 | 428516.123 | 8749492.5566 | 8436283.342 | 0 | 405095.2048 | 0 | 10288212.1339 | 26767817.57 | 18269585.5152 | 81705646.3318 | 961560.8286 | 18253066.8284 | 18253066.8284 | 1478867.319 | 8182947.8012 | 0 | 100920273.9888 | 128835155.9374 | 1333521.4322 | 26.1225 | 3863.3498 | 4931.9651 | 78.7596 | 100.5448
1 | 5000 | 707 | 0.03 | 15 | 15 | 7 | 1.7783e-09 | 5spot_SharedNeighbor | Water | Porous | Wet | R245fa | MinimizeLCOE_Brownfield | IgnoreSilica | 167.8628 | 59.7175 | 6.549 | 4 | 3856.3363 | 4921.9452 | 78.6166 | 100.3405 | 155.955 | 0 | 148.5044 | 8371371.5945 | 429003.9199 | 8762803.073 | 8453102.362 | 0 | 396362.0501 | 0 | 10300930.7698 | 26800908.8517 | 18292170.9949 | 81806653.6161 | 961560.8286 | 18253066.8284 | 18253066.8284 | 1478867.319 | 8182947.8012 | 0 | 101021281.2731 | 128936163.2217 | 1778279.41 | 26.1962 | 3856.3363 | 4921.9452 | 78.6166 | 100.3405
1 | 5000 | 707 | 0.03 | 15 | 15 | 7 | 2.3714e-09 | 5spot_SharedNeighbor | Water | Porous | Wet | R245fa | MinimizeLCOE_Brownfield | IgnoreSilica | 168.1212 | 59.8009 | 6.5628 | 4 | 3851.0672 | 4914.4395 | 78.5092 | 100.1875 | 155.9429 | 0 | 141.4471 | 8379317.5495 | 429365.0062 | 8772666.4889 | 8465573.6351 | 0 | 389662.5451 | 0 | 10310268.2377 | 26825203.0276 | 18308752.2692 | 81880808.7593 | 961560.8286 | 18253066.8284 | 18253066.8284 | 1478867.319 | 8182947.8012 | 0 | 101095436.4163 | 129010318.3649 | 2371373.7057 | 26.2513 | 3851.0672 | 4914.4395 | 78.5092 | 100.1875
1 | 5000 | 707 | 0.03 | 15 | 15 | 7 | 3.1623e-09 | 5spot_SharedNeighbor | Water | Porous | Wet | R245fa | MinimizeLCOE_Brownfield | IgnoreSilica | 168.3233 | 59.8662 | 6.5734 | 4 | 3847.1102 | 4908.7733 | 78.4285 | 100.072 | 155.9334 | 0 | 151.044 | 8385526.3631 | 429647.0483 | 8780375.797 | 8475325.5724 | 0 | 384666.5392 | 0 | 10317661.1148 | 26844437.7775 | 18321880.3812 | 81939520.5937 | 961560.8286 | 18253066.8284 | 18253066.8284 | 1478867.319 | 8182947.8012 | 0 | 101154148.2507 | 129069030.1993 | 3162277.6602 | 26.2935 | 3847.1102 | 4908.7733 | 78.4285 | 100.072
1 | 5000 | 707 | 0.03 | 15 | 15 | 7 | 4.217e-09 | 5spot_SharedNeighbor | Water | Porous | Wet | R245fa | MinimizeLCOE_Brownfield | IgnoreSilica | 168.465 | 59.912 | 6.5811 | 4 | 3844.1395 | 4904.5643 | 78.368 | 99.9862 | 155.9267 | 0 | 142.1762 | 8389876.2939 | 429844.5552 | 8785778.6712 | 8482162.8067 | 0 | 380766.9917 | 0 | 10322687.4343 | 26857515.2297 | 18330806.011 | 81979437.9938 | 961560.8286 | 18253066.8284 | 18253066.8284 | 1478867.319 | 8182947.8012 | 0 | 101194065.6508 | 129108947.5994 | 4216965.0343 | 26.3242 | 3844.1395 | 4904.5643 | 78.368 | 99.9862
1 | 5000 | 707 | 0.03 | 15 | 15 | 7 | 5.6234e-09 | 5spot_SharedNeighbor | Water | Porous | Wet | R245fa | MinimizeLCOE_Brownfield | IgnoreSilica | 168.5692 | 59.9456 | 6.5868 | 4 | 3841.9099 | 4901.4154 | 78.3225 | 99.922 | 155.9218 | 0 | 127.2523 | 8393076.4337 | 429989.8155 | 8789754.2143 | 8487195.1508 | 0 | 377797.4392 | 0 | 10326347.0909 | 26867036.9054 | 18337304.7503 | 82008501.8001 | 961560.8286 | 18253066.8284 | 18253066.8284 | 1478867.319 | 8182947.8012 | 0 | 101223129.4571 | 129138011.4058 | 5623413.2519 | 26.3471 | 3841.9099 | 4901.4154 | 78.3225 | 99.922
1 | 5000 | 707 | 0.03 | 15 | 15 | 7 | 7.4989e-09 | 5spot_SharedNeighbor | Water | Porous | Wet | R245fa | MinimizeLCOE_Brownfield | IgnoreSilica | 168.6398 | 59.9684 | 6.5909 | 4 | 3840.2369 | 4899.0858 | 78.2884 | 99.8745 | 155.9185 | 0 | 137.1484 | 8395239.9829 | 430087.9832 | 8792442.6403 | 8490599.1855 | 0 | 375468.8063 | 0 | 10328697.0534 | 26873151.0258 | 18341477.7631 | 82027164.4407 | 961560.8286 | 18253066.8284 | 18253066.8284 | 1478867.319 | 8182947.8012 | 0 | 101241792.0977 | 129156674.0463 | 7498942.0933 | 26.3634 | 3840.2369 | 4899.0858 | 78.2884 | 99.8745
1 | 5000 | 707 | 0.03 | 15 | 15 | 7 | 1e-08 | 5spot_SharedNeighbor | Water | Porous | Wet | R245fa | MinimizeLCOE_Brownfield | IgnoreSilica | 168.7083 | 59.9905 | 6.5943 | 4 | 3838.9817 | 4897.2726 | 78.2628 | 99.8375 | 155.9153 | 0 | 134.4411 | 8397342.1306 | 430183.4035 | 8795054.3399 | 8493905.7836 | 0 | 373896.5676 | 0 | 10331249.0679 | 26879790.844 | 18346009.5755 | 82047431.7126 | 961560.8286 | 18253066.8284 | 18253066.8284 | 1478867.319 | 8182947.8012 | 0 | 101262059.3696 | 129176941.3182 | 10000000 | 26.3773 | 3838.9817 | 4897.2726 | 78.2628 | 99.8375
1 | 5100 | 707 | 0.03 | 15 | 15 | 7 | 1e-13 | 5spot_SharedNeighbor | Water | Porous | Wet | R245fa | MinimizeLCOE_Brownfield | IgnoreSilica | 0 | 0 | 0 | 0 | [6 empty] | 11.4682 | [19 empty] | 100 | 0
1 | 5100 | 707 | 0.03 | 15 | 15 | 7 | 1.3335e-13 | 5spot_SharedNeighbor | Water | Porous | Wet | R245fa | MinimizeLCOE_Brownfield | IgnoreSilica | 0 | 0 | 0 | 0 | [6 empty] | 11.5105 | [19 empty] | 133.3521 | 0
1 | 5100 | 707 | 0.03 | 15 | 15 | 7 | 1.7783e-13 | 5spot_SharedNeighbor | Water | Porous | Wet | R245fa | MinimizeLCOE_Brownfield | IgnoreSilica | 1.1424 | 0.21626 | 0.0057224 | 4 | 911155.0255 | 2161226.7723 | 18575.1276 | 44059.531 | 110.1646 | 0 | 23.8105 | 129460.1284 | 4839.0504 | 100763.5502 | 64731.0321 | 0 | 68994.9647 | 0 | 143827.603 | 374209.92 | 255405.9596 | 1142232.2084 | 961560.8286 | 18752195.8818 | 18752195.8818 | 1478867.319 | 8382599.4226 | 0 | 20855988.9188 | 49469651.5422 | 177.8279 | 0.02289 | 911155.0255 | 2161226.7723 | 18575.1276 | 44059.531
1 | 5100 | 707 | 0.03 | 15 | 15 | 7 | 2.3714e-13 | 5spot_SharedNeighbor | Water | Porous | Wet | R245fa | MinimizeLCOE_Brownfield | IgnoreSilica | 1.4862 | 0.32625 | 0.014066 | 4 | 377188.8402 | 885741.1385 | 7689.5047 | 18057.0312 | 119.7116 | 0 | 24.714 | 181731.6589 | 7274.5768 | 139060.1886 | 80888.6499 | 0 | 78169.8165 | 0 | 189978.7074 | 494285.6266 | 337360.0967 | 1508749.3215 | 961560.8286 | 18752195.8818 | 18752195.8818 | 1478867.319 | 8382599.4226 | 0 | 21222506.032 | 49836168.6554 | 237.1374 | 0.056265 | 377188.8402 | 885741.1385 | 7689.5047 | 18057.0312
1 | 5100 | 707 | 0.03 | 15 | 15 | 7 | 3.1623e-13 | 5spot_SharedNeighbor | Water | Porous | Wet | R245fa | MinimizeLCOE_Brownfield | IgnoreSilica | 1.9237 | 0.47515 | 0.026682 | 4 | 203092.6853 | 471191.94 | 4140.3191 | 9605.885 | 127.844 | 0 | 173.0144 | 246009.3994 | 10440.9336 | 186803.3368 | 102174.9356 | 0 | 88001.3375 | 0 | 247037.6777 | 642741.363 | 438684.1873 | 1961893.1708 | 961560.8286 | 18752195.8818 | 18752195.8818 | 1478867.319 | 8382599.4226 | 0 | 21675649.8812 | 50289312.5046 | 316.2278 | 0.10673 | 203092.6853 | 471191.94 | 4140.3191 | 9605.885
1 | 5100 | 707 | 0.03 | 15 | 15 | 7 | 4.217e-13 | 5spot_SharedNeighbor | Water | Porous | Wet | R245fa | MinimizeLCOE_Brownfield | IgnoreSilica | 2.5266 | 0.68949 | 0.045694 | 4 | 121896.9946 | 278448.1968 | 2485.0351 | 5676.5431 | 135.0855 | 0 | 220.1878 | 329940.9647 | 14760.3881 | 250381.372 | 132312.6761 | 0 | 101073.8667 | 0 | 323103.0143 | 840647.7658 | 573759.3737 | 2565979.4215 | 961560.8286 | 18752195.8818 | 18752195.8818 | 1478867.319 | 8382599.4226 | 0 | 22279736.1319 | 50893398.7553 | 421.6965 | 0.18278 | 121896.9946 | 278448.1968 | 2485.0351 | 5676.5431
1 | 5100 | 707 | 0.03 | 15 | 15 | 7 | 5.6234e-13 | 5spot_SharedNeighbor | Water | Porous | Wet | R245fa | MinimizeLCOE_Brownfield | IgnoreSilica | 3.3045 | 0.9744 | 0.072311 | 4 | 79591.1994 | 178517.2802 | 1622.5743 | 3639.3162 | 140.9433 | 0 | 278.2961 | 431148.1803 | 20140.7899 | 328902.7751 | 171985.9752 | 0 | 115681.0735 | 0 | 416464.9297 | 1083556.3183 | 739549.4521 | 3307429.4939 | 961560.8286 | 18752195.8818 | 18752195.8818 | 1478867.319 | 8382599.4226 | 0 | 23021186.2044 | 51634848.8278 | 562.3413 | 0.28924 | 79591.1994 | 178517.2802 | 1622.5743 | 3639.3162
1 | 5100 | 707 | 0.03 | 15 | 15 | 7 | 7.4989e-13 | 5spot_SharedNeighbor | Water | Porous | Wet | R245fa | MinimizeLCOE_Brownfield | IgnoreSilica | 4.3406 | 1.361 | 0.10933 | 4 | 54779.6003 | 120207.9488 | 1116.7562 | 2450.6016 | 145.7483 | 0 | 38.9935 | 555868.9022 | 26911.8363 | 428353.6146 | 225229.9968 | 0 | 133529.2593 | 0 | 534258.5075 | 1390031.0451 | 948724.7506 | 4242907.9123 | 961560.8286 | 18752195.8818 | 18752195.8818 | 1478867.319 | 8382599.4226 | 0 | 23956664.6228 | 52570327.2462 | 749.8942 | 0.43733 | 54779.6003 | 120207.9488 | 1116.7562 | 2450.6016
1 | 5100 | 707 | 0.03 | 15 | 15 | 7 | 1e-12 | 5spot_SharedNeighbor | Water | Porous | Wet | R245fa | MinimizeLCOE_Brownfield | IgnoreSilica | 5.7368 | 1.8887 | 0.16055 | 4 | 39161.6855 | 83716.0888 | 798.3639 | 1706.6657 | 149.6335 | 0 | 42.8921 | 710643.0199 | 35435.8628 | 555276.6066 | 297954.5791 | 0 | 155987.8262 | 0 | 684566.1789 | 1781100.7736 | 1215637.8759 | 5436602.7229 | 961560.8286 | 18752195.8818 | 18752195.8818 | 1478867.319 | 8382599.4226 | 0 | 25150359.4334 | 53764022.0568 | 1000 | 0.64222 | 39161.6855 | 83716.0888 | 798.3639 | 1706.6657
1 | 5100 | 707 | 0.03 | 15 | 15 | 7 | 1.3335e-12 | 5spot_SharedNeighbor | Water | Porous | Wet | R245fa | MinimizeLCOE_Brownfield | IgnoreSilica | 7.5764 | 2.5866 | 0.22902 | 4 | 29067.3106 | 60301.528 | 592.5764 | 1229.3282 | 152.5698 | 0 | 36.6305 | 896842.8415 | 45744.9044 | 712726.5131 | 394452.0677 | 0 | 182793.1571 | 0 | 870698.1987 | 2265378.1083 | 1546167.1078 | 6914802.8987 | 961560.8286 | 18752195.8818 | 18752195.8818 | 1478867.319 | 8382599.4226 | 0 | 26628559.6091 | 55242222.2325 | 1333.5214 | 0.9161 | 29067.3106 | 60301.528 | 592.5764 | 1229.3282
1 | 5100 | 707 | 0.03 | 15 | 15 | 7 | 1.7783e-12 | 5spot_SharedNeighbor | Water | Porous | Wet | R245fa | MinimizeLCOE_Brownfield | IgnoreSilica | 10.0164 | 3.5264 | 0.32287 | 4 | 22067.4775 | 44222.8797 | 449.8754 | 901.5432 | 155.0602 | 0 | 45.4166 | 1126640.6909 | 58605.2401 | 911742.2522 | 524871.6627 | 0 | 214960.2539 | 0 | 1106359.8389 | 2878521.3553 | 1964649.9727 | 8786351.2668 | 961560.8286 | 18752195.8818 | 18752195.8818 | 1478867.319 | 8382599.4226 | 0 | 28500107.9773 | 57113770.6007 | 1778.2794 | 1.2915 | 22067.4775 | 44222.8797 | 449.8754 | 901.5432
1 | 5100 | 707 | 0.03 | 15 | 15 | 7 | 2.3714e-12 | 5spot_SharedNeighbor | Water | Porous | Wet | R245fa | MinimizeLCOE_Brownfield | IgnoreSilica | 13.2736 | 4.7761 | 0.44719 | 4 | 17236.6455 | 33233.0366 | 351.3923 | 677.5004 | 156.9028 | 0 | 54.7162 | 1404705.7658 | 74056.4178 | 1160774.3065 | 695553.528 | 0 | 254677.3866 | 0 | 1400009.2878 | 3642536.9855 | 2486106.3393 | 11118420.0174 | 961560.8286 | 18752195.8818 | 18752195.8818 | 1478867.319 | 8382599.4226 | 0 | 30832176.7278 | 59445839.3512 | 2371.3737 | 1.7888 | 17236.6455 | 33233.0366 | 351.3923 | 677.5004
1 | 5100 | 707 | 0.03 | 15 | 15 | 7 | 3.1623e-12 | 5spot_SharedNeighbor | Water | Porous | Wet | R245fa | MinimizeLCOE_Brownfield | IgnoreSilica | 17.6005 | 6.4421 | 0.61369 | 4 | 13758.3104 | 25414.6808 | 280.4818 | 518.1126 | 158.3171 | 0 | 44.6907 | 1744476.7429 | 92943.3705 | 1473313.4119 | 925544.9999 | 0 | 303122.6823 | 0 | 1770366.4709 | 4606130.4052 | 3143778.6481 | 14059676.7316 | 961560.8286 | 18752195.8818 | 18752195.8818 | 1478867.319 | 8382599.4226 | 0 | 33773433.442 | 62387096.0654 | 3162.2777 | 2.4548 | 13758.3104 | 25414.6808 | 280.4818 | 518.1126
1 | 5100 | 707 | 0.03 | 15 | 15 | 7 | 4.217e-12 | 5spot_SharedNeighbor | Water | Porous | Wet | R245fa | MinimizeLCOE_Brownfield | IgnoreSilica | 23.3273 | 8.6468 | 0.83407 | 4 | 11223.2495 | 19799.7566 | 228.8011 | 403.6448 | 159.3955 | 0 | 51.4543 | 2156191.9486 | 115701.0292 | 1863170.1195 | 1227616.7667 | 0 | 361807.9103 | 0 | 2232550.232 | 5808637.7446 | 3964514.6162 | 17730190.367 | 961560.8286 | 18752195.8818 | 18752195.8818 | 1478867.319 | 8382599.4226 | 0 | 37443947.0775 | 66057609.7009 | 4216.965 | 3.3363 | 11223.2495 | 19799.7566 | 228.8011 | 403.6448
1 | 5100 | 707 | 0.03 | 15 | 15 | 7 | 5.6234e-12 | 5spot_SharedNeighbor | Water | Porous | Wet | R245fa | MinimizeLCOE_Brownfield | IgnoreSilica | 30.8789 | 11.5543 | 1.1247 | 4 | 9341.0917 | 15701.3416 | 190.4308 | 320.0931 | 160.2151 | 0 | 52.1231 | 2654527.3051 | 143102.5883 | 2348214.2144 | 1624548.0441 | 0 | 432827.1231 | 0 | 2809255.5173 | 7309106.5984 | 4988615.4405 | 22310196.8313 | 961560.8286 | 18752195.8818 | 18752195.8818 | 1478867.319 | 8382599.4226 | 0 | 42023953.5417 | 70637616.1651 | 5623.4133 | 4.4988 | 9341.0917 | 15701.3416 | 190.4308 | 320.0931
1 | 5100 | 707 | 0.03 | 15 | 15 | 7 | 7.4989e-12 | 5spot_SharedNeighbor | Water | Porous | Wet | R245fa | MinimizeLCOE_Brownfield | IgnoreSilica | 40.7669 | 15.3685 | 1.5066 | 4 | 7922.2774 | 12670.2454 | 161.5063 | 258.3001 | 160.8348 | 0 | 52.9689 | 3256610.4519 | 176141.3041 | 2948913.1436 | 2149707.6975 | 0 | 518549.6355 | 0 | 3529469.6707 | 9182956.0893 | 6267556.2218 | 28029904.2143 | 961560.8286 | 18752195.8818 | 18752195.8818 | 1478867.319 | 8382599.4226 | 0 | 47743660.9248 | 76357323.5482 | 7498.9421 | 6.0265 | 7922.2774 | 12670.2454 | 161.5063 | 258.3001
1 | 5100 | 707 | 0.03 | 15 | 15 | 7 | 1e-11 | 5spot_SharedNeighbor | Water | Porous | Wet | R245fa | MinimizeLCOE_Brownfield | IgnoreSilica | 53.5442 | 20.2921 | 1.9987 | 4 | 6850.3769 | 10429.4966 | 139.6542 | 212.6194 | 161.2806 | 0 | 57.9271 | 3972530.4331 | 215185.9114 | 3682032.9222 | 2826527.9994 | 0 | 620951.8435 | 0 | 4413719.3527 | 11483592.3775 | 7837787.7619 | 35052328.6017 | 961560.8286 | 18752195.8818 | 18752195.8818 | 1478867.319 | 8382599.4226 | 0 | 54766085.3121 | 83379747.9355 | 10000 | 7.9946 | 6850.3769 | 10429.4966 | 139.6542 | 212.6194
1 | 5100 | 707 | 0.03 | 15 | 15 | 7 | 1.3335e-11 | 5spot_SharedNeighbor | Water | Porous | Wet | R245fa | MinimizeLCOE_Brownfield | IgnoreSilica | 69.681 | 26.479 | 2.613 | 4 | 6045.5871 | 8783.2307 | 123.2475 | 179.058 | 161.5112 | 0 | 52.1233 | 4802384.5286 | 260001.6544 | 4554912.0581 | 3677703.42 | 0 | 741402.9725 | 0 | 5474197.8071 | 14242739.7818 | 9720962.5601 | 43474304.7827 | 961560.8286 | 18752195.8818 | 18752195.8818 | 1478867.319 | 8382599.4226 | 0 | 63188061.4931 | 91801724.1165 | 13335.2143 | 10.4519 | 6045.5871 | 8783.2307 | 123.2475 | 179.058
1 | 5100 | 707 | 0.03 | 15 | 15 | 7 | 1.7783e-11 | 5spot_SharedNeighbor | Water | Porous | Wet | R245fa | MinimizeLCOE_Brownfield | IgnoreSilica | 89.3495 | 33.9168 | 3.3399 | 4 | 5456.4321 | 7598.2379 | 111.2367 | 154.9004 | 161.42 | 0 | 63.3322 | 5723414.714 | 308842.6374 | 5552868.0236 | 4705639.012 | 0 | 879923.8301 | 0 | 6696568.4047 | 17423097.334 | 11891621.9393 | 53181975.8952 | 961560.8286 | 18752195.8818 | 18752195.8818 | 1478867.319 | 8382599.4226 | 0 | 72895732.6056 | 101509395.229 | 17782.7941 | 13.3596 | 5456.4321 | 7598.2379 | 111.2367 | 154.9004
1 | 5100 | 707 | 0.03 | 15 | 15 | 7 | 2.3714e-11 | 5spot_SharedNeighbor | Water | Porous | Wet | R245fa | MinimizeLCOE_Brownfield | IgnoreSilica | 107.948 | 40.791 | 4.0391 | 4 | 5041.2504 | 6812.3013 | 102.7727 | 138.878 | 161.0312 | 0 | 76.8272 | 6515529.3587 | 349715.1063 | 6437986.7579 | 5663039.8319 | 0 | 965674.2731 | 0 | 7773458.6779 | 20224944.9242 | 13803940.4918 | 61734289.4218 | 961560.8286 | 18752195.8818 | 18752195.8818 | 1478867.319 | 8382599.4226 | 0 | 81448046.1322 | 110061708.7556 | 23713.7371 | 16.1563 | 5041.2504 | 6812.3013 | 102.7727 | 138.878
1 | 5100 | 707 | 0.03 | 15 | 15 | 7 | 3.1623e-11 | 5spot_SharedNeighbor | Water | Porous | Wet | R245fa | MinimizeLCOE_Brownfield | IgnoreSilica | 118.9024 | 44.7434 | 4.5414 | 4 | 4731.5151 | 6306.6751 | 96.4583 | 128.5701 | 160.6851 | 0 | 90.3654 | 6948531.0447 | 371438.9975 | 6934024.4269 | 6214783.3578 | 0 | 916897.7435 | 0 | 8340413.4724 | 21700045.0013 | 14810726.6047 | 66236860.6488 | 961560.8286 | 18752195.8818 | 18752195.8818 | 1478867.319 | 8382599.4226 | 0 | 85950617.3592 | 114564279.9826 | 31622.7766 | 18.1656 | 4731.5151 | 6306.6751 | 96.4583 | 128.5701
1 | 5100 | 707 | 0.03 | 15 | 15 | 7 | 4.217e-11 | 5spot_SharedNeighbor | Water | Porous | Wet | R245fa | MinimizeLCOE_Brownfield | IgnoreSilica | 128.5091 | 48.1464 | 4.9899 | 4 | 4494.5666 | 5928.1523 | 91.6278 | 120.8534 | 160.3203 | 0 | 110.3181 | 7309362.7314 | 389149.0218 | 7354665.2718 | 6691486.8238 | 0 | 854575.7481 | 0 | 8813703.4428 | 22931448.419 | 15651184.7401 | 69995576.1988 | 961560.8286 | 18752195.8818 | 18752195.8818 | 1478867.319 | 8382599.4226 | 0 | 89709332.9092 | 118322995.5327 | 42169.6503 | 19.9595 | 4494.5666 | 5928.1523 | 91.6278 | 120.8534
1 | 5100 | 707 | 0.03 | 15 | 15 | 7 | 5.6234e-11 | 5spot_SharedNeighbor | Water | Porous | Wet | R245fa | MinimizeLCOE_Brownfield | IgnoreSilica | 138.989 | 51.8089 | 5.438 | 4 | 4312.5627 | 5628.0216 | 87.9174 | 114.7348 | 159.8913 | 0 | 121.4629 | 7687429.4374 | 407438.1117 | 7801193.8836 | 7209871.4111 | 0 | 816053.4546 | 0 | 9329574.6564 | 24273639.4971 | 16567257.7302 | 74092458.1822 | 961560.8286 | 18752195.8818 | 18752195.8818 | 1478867.319 | 8382599.4226 | 0 | 93806214.8927 | 122419877.5161 | 56234.1325 | 21.7518 | 4312.5627 | 5628.0216 | 87.9174 | 114.7348
1 | 5100 | 707 | 0.03 | 15 | 15 | 7 | 7.4989e-11 | 5spot_SharedNeighbor | Water | Porous | Wet | R245fa | MinimizeLCOE_Brownfield | IgnoreSilica | 146.2387 | 54.3312 | 5.7837 | 4 | 4171.6867 | 5408.5097 | 85.0455 | 110.2598 | 159.5986 | 0 | 121.7769 | 7943447.2944 | 419829.3475 | 8105011.1695 | 7575394.819 | 0 | 751644.2536 | 0 | 9670177.4847 | 25159818.1891 | 17172092.8966 | 76797415.4544 | 961560.8286 | 18752195.8818 | 18752195.8818 | 1478867.319 | 8382599.4226 | 0 | 96511172.1649 | 125124834.7883 | 74989.4209 | 23.1348 | 4171.6867 | 5408.5097 | 85.0455 | 110.2598
1 | 5100 | 707 | 0.03 | 15 | 15 | 7 | 1e-10 | 5spot_SharedNeighbor | Water | Porous | Wet | R245fa | MinimizeLCOE_Brownfield | IgnoreSilica | 152.0823 | 56.344 | 6.0664 | 4 | 4064.4255 | 5243.6025 | 82.8588 | 106.8979 | 159.3502 | 0 | 133.3475 | 8144389.5929 | 429445.8905 | 8345611.1976 | 7869091.212 | 0 | 689758.341 | 0 | 9936535.5313 | 25852827.1888 | 17645085.7788 | 78912744.7331 | 961560.8286 | 18752195.8818 | 18752195.8818 | 1478867.319 | 8382599.4226 | 0 | 98626501.4435 | 127240164.0669 | 100000 | 24.2658 | 4064.4255 | 5243.6025 | 82.8588 | 106.8979
1 | 5100 | 707 | 0.03 | 15 | 15 | 7 | 1.3335e-10 | 5spot_SharedNeighbor | Water | Porous | Wet | R245fa | MinimizeLCOE_Brownfield | IgnoreSilica | 156.613 | 57.8921 | 6.2904 | 4 | 3982.9393 | 5120.1364 | 81.1976 | 104.3809 | 159.1504 | 0 | 129.3255 | 8296961.732 | 436680.6137 | 8529595.771 | 8096245.2819 | 0 | 632334.3446 | 0 | 10136808.9198 | 26373897.4639 | 18000726.9485 | 80503251.0754 | 961560.8286 | 18752195.8818 | 18752195.8818 | 1478867.319 | 8382599.4226 | 0 | 100217007.7859 | 128830670.4093 | 133352.1432 | 25.1616 | 3982.9393 | 5120.1364 | 81.1976 | 104.3809
1 | 5100 | 707 | 0.03 | 15 | 15 | 7 | 1.7783e-10 | 5spot_SharedNeighbor | Water | Porous | Wet | R245fa | MinimizeLCOE_Brownfield | IgnoreSilica | 160.2944 | 59.1411 | 6.4706 | 4 | 3921.1572 | 5026.6848 | 79.9381 | 102.4758 | 158.9837 | 0 | 123.6993 | 8418770.1397 | 442407.3269 | 8677389.022 | 8279861.0674 | 0 | 584008.7126 | 0 | 10296950.1448 | 26790552.0818 | 18285102.2866 | 81775040.7818 | 961560.8286 | 18752195.8818 | 18752195.8818 | 1478867.319 | 8382599.4226 | 0 | 101488797.4923 | 130102460.1157 | 177827.941 | 25.8824 | 3921.1572 | 5026.6848 | 79.9381 | 102.4758
1 | 5100 | 707 | 0.03 | 15 | 15 | 7 | 2.3714e-10 | 5spot_SharedNeighbor | Water | Porous | Wet | R245fa | MinimizeLCOE_Brownfield | IgnoreSilica | 162.9861 | 60.0443 | 6.6057 | 4 | 3874.3289 | 4957.2421 | 78.9834 | 101.0601 | 158.859 | 0 | 115.0881 | 8505825.8635 | 446434.8684 | 8783987.8088 | 8409711.6811 | 0 | 541262.7329 | 0 | 10408016.9524 | 27079525.1322 | 18482332.3313 | 82657097.3706 | 961560.8286 | 18752195.8818 | 18752195.8818 | 1478867.319 | 8382599.4226 | 0 | 102370854.081 | 130984516.7045 | 237137.3706 | 26.4229 | 3874.3289 | 4957.2421 | 78.9834 | 101.0601
1 | 5100 | 707 | 0.03 | 15 | 15 | 7 | 3.1623e-10 | 5spot_SharedNeighbor | Water | Porous | Wet | R245fa | MinimizeLCOE_Brownfield | IgnoreSilica | 165.0077 | 60.7199 | 6.7088 | 4 | 3838.9203 | 4905.2008 | 78.2616 | 99.9992 | 158.764 | 0 | 130.9034 | 8570547.8348 | 449413.7057 | 8863523.6729 | 8506965.4438 | 0 | 505561.55 | 0 | 10489444.7608 | 27291383.5866 | 18626930.0797 | 83303770.6342 | 961560.8286 | 18752195.8818 | 18752195.8818 | 1478867.319 | 8382599.4226 | 0 | 103017527.3446 | 131631189.9681 | 316227.766 | 26.835 | 3838.9203 | 4905.2008 | 78.2616 | 99.9992
1 | 5100 | 707 | 0.03 | 15 | 15 | 7 | 4.217e-10 | 5spot_SharedNeighbor | Water | Porous | Wet | R245fa | MinimizeLCOE_Brownfield | IgnoreSilica | 166.5204 | 61.2238 | 6.7869 | 4 | 3812.1817 | 4866.1882 | 77.7165 | 99.2038 | 158.6921 | 0 | 130.8623 | 8618610.6304 | 451617.0674 | 8922747.5547 | 8579588.3617 | 0 | 476406.7072 | 0 | 10549098.4254 | 27446590.1852 | 18732861.7724 | 83777520.7044 | 961560.8286 | 18752195.8818 | 18752195.8818 | 1478867.319 | 8382599.4226 | 0 | 103491277.4149 | 132104940.0383 | 421696.5034 | 27.1475 | 3812.1817 | 4866.1882 | 77.7165 | 99.2038
1 | 5100 | 707 | 0.03 | 15 | 15 | 7 | 5.6234e-10 | 5spot_SharedNeighbor | Water | Porous | Wet | R245fa | MinimizeLCOE_Brownfield | IgnoreSilica | 167.6413 | 61.5963 | 6.8456 | 4 | 3792.0137 | 4836.9727 | 77.3053 | 98.6082 | 158.6384 | 0 | 123.9821 | 8654023.7841 | 453235.6447 | 8966473.4554 | 8633320.4419 | 0 | 452918.1524 | 0 | 10592388.8766 | 27559223.0593 | 18809736.0233 | 84121319.4377 | 961560.8286 | 18752195.8818 | 18752195.8818 | 1478867.319 | 8382599.4226 | 0 | 103835076.1482 | 132448738.7716 | 562341.3252 | 27.3826 | 3792.0137 | 4836.9727 | 77.3053 | 98.6082
1 | 5100 | 707 | 0.03 | 15 | 15 | 7 | 7.4989e-10 | 5spot_SharedNeighbor | Water | Porous | Wet | R245fa | MinimizeLCOE_Brownfield | IgnoreSilica | 168.4696 | 61.871 | 6.8897 | 4 | 3776.8175 | 4815.097 | 76.9955 | 98.1623 | 158.5985 | 0 | 133.6843 | 8680080.5336 | 454423.8858 | 8998695.7347 | 8672978.4001 | 0 | 434254.1201 | 0 | 10623768.7429 | 27640867.0345 | 18865459.7141 | 84370528.1658 | 961560.8286 | 18752195.8818 | 18752195.8818 | 1478867.319 | 8382599.4226 | 0 | 104084284.8762 | 132697947.4997 | 749894.2093 | 27.5587 | 3776.8175 | 4815.097 | 76.9955 | 98.1623
1 | 5100 | 707 | 0.03 | 15 | 15 | 7 | 1e-09 | 5spot_SharedNeighbor | Water | Porous | Wet | R245fa | MinimizeLCOE_Brownfield | IgnoreSilica | 169.0808 | 62.0735 | 6.9226 | 4 | 3765.378 | 4798.7183 | 76.7623 | 97.8284 | 158.5689 | 0 | 131.4078 | 8699249.9234 | 455296.6285 | 9022427.0964 | 8702219.4462 | 0 | 419592.4137 | 0 | 10646526.3481 | 27700077.655 | 18905872.1792 | 84551261.6905 | 961560.8286 | 18752195.8818 | 18752195.8818 | 1478867.319 | 8382599.4226 | 0 | 104265018.4009 | 132878681.0244 | 1000000 | 27.6905 | 3765.378 | 4798.7183 | 76.7623 | 97.8284
1 | 5100 | 707 | 0.03 | 15 | 15 | 7 | 1.3335e-09 | 5spot_SharedNeighbor | Water | Porous | Wet | R245fa | MinimizeLCOE_Brownfield | IgnoreSilica | 169.5218 | 62.2194 | 6.9469 | 4 | 3756.7731 | 4786.4955 | 76.5869 | 97.5792 | 158.5474 | 0 | 133.8637 | 8713049.1045 | 455924.1084 | 9039524.248 | 8723303.7102 | 0 | 408064.204 | 0 | 10662547.4963 | 27741761.3961 | 18934322.1891 | 84678496.4566 | 961560.8286 | 18752195.8818 | 18752195.8818 | 1478867.319 | 8382599.4226 | 0 | 104392253.1671 | 133005915.7905 | 1333521.4322 | 27.7877 | 3756.7731 | 4786.4955 | 76.5869 | 97.5792
1 | 5100 | 707 | 0.03 | 15 | 15 | 7 | 1.7783e-09 | 5spot_SharedNeighbor | Water | Porous | Wet | R245fa | MinimizeLCOE_Brownfield | IgnoreSilica | 169.8682 | 62.334 | 6.9657 | 4 | 3750.3047 | 4777.2601 | 76.455 | 97.3909 | 158.5306 | 0 | 122.9963 | 8723869.95 | 456415.7639 | 9052938.7492 | 8739856.5434 | 0 | 399408.1049 | 0 | 10675270.7535 | 27774864.7014 | 18956915.8751 | 84779540.4414 | 961560.8286 | 18752195.8818 | 18752195.8818 | 1478867.319 | 8382599.4226 | 0 | 104493297.1518 | 133106959.7752 | 1778279.41 | 27.8626 | 3750.3047 | 4777.2601 | 76.455 | 97.3909
1 | 5100 | 707 | 0.03 | 15 | 15 | 7 | 2.3714e-09 | 5spot_SharedNeighbor | Water | Porous | Wet | R245fa | MinimizeLCOE_Brownfield | IgnoreSilica | 170.1091 | 62.4136 | 6.9792 | 4 | 3745.4448 | 4770.4051 | 76.356 | 97.2512 | 158.5188 | 0 | 130.5921 | 8731386.78 | 456756.998 | 9062262.3914 | 8751367.2342 | 0 | 392580.2811 | 0 | 10683797.937 | 27797050.6839 | 18972058.264 | 84847260.5696 | 961560.8286 | 18752195.8818 | 18752195.8818 | 1478867.319 | 8382599.4226 | 0 | 104561017.2801 | 133174679.9035 | 2371373.7057 | 27.9168 | 3745.4448 | 4770.4051 | 76.356 | 97.2512
1 | 5100 | 707 | 0.03 | 15 | 15 | 7 | 3.1623e-09 | 5spot_SharedNeighbor | Water | Porous | Wet | R245fa | MinimizeLCOE_Brownfield | IgnoreSilica | 170.2944 | 62.4748 | 6.9895 | 4 | 3741.7949 | 4765.2438 | 76.2816 | 97.1459 | 158.5098 | 0 | 123.7155 | 8737159.8139 | 457018.9572 | 9069425.2507 | 8760213.1815 | 0 | 387446.8392 | 0 | 10690392.9766 | 27814209.624 | 18983769.5932 | 84899636.2363 | 961560.8286 | 18752195.8818 | 18752195.8818 | 1478867.319 | 8382599.4226 | 0 | 104613392.9467 | 133227055.5702 | 3162277.6602 | 27.9581 | 3741.7949 | 4765.2438 | 76.2816 | 97.1459
1 | 5100 | 707 | 0.03 | 15 | 15 | 7 | 4.217e-09 | 5spot_SharedNeighbor | Water | Porous | Wet | R245fa | MinimizeLCOE_Brownfield | IgnoreSilica | 170.4381 | 62.5223 | 6.9974 | 4 | 3739.0548 | 4761.3526 | 76.2257 | 97.0666 | 158.5027 | 0 | 128.3 | 8741636.6653 | 457222.0402 | 9074981.0798 | 8767076.1736 | 0 | 383616.1759 | 0 | 10695567.5326 | 27827672.7573 | 18992958.4583 | 84940730.883 | 961560.8286 | 18752195.8818 | 18752195.8818 | 1478867.319 | 8382599.4226 | 0 | 104654487.5935 | 133268150.2169 | 4216965.0343 | 27.9896 | 3739.0548 | 4761.3526 | 76.2257 | 97.0666
1 | 5100 | 707 | 0.03 | 15 | 15 | 7 | 5.6234e-09 | 5spot_SharedNeighbor | Water | Porous | Wet | R245fa | MinimizeLCOE_Brownfield | IgnoreSilica | 170.5307 | 62.5529 | 7.0029 | 4 | 3736.9982 | 4758.4938 | 76.1838 | 97.0083 | 158.4982 | 0 | 125.5943 | 8744518.5834 | 457352.6811 | 9078558.9274 | 8771496.9712 | 0 | 380541.1711 | 0 | 10698662.6503 | 27835725.6187 | 18998454.7017 | 84965311.305 | 961560.8286 | 18752195.8818 | 18752195.8818 | 1478867.319 | 8382599.4226 | 0 | 104679068.0154 | 133292730.6388 | 5623413.2519 | 28.0115 | 3736.9982 | 4758.4938 | 76.1838 | 97.0083
1 | 5100 | 707 | 0.03 | 15 | 15 | 7 | 7.4989e-09 | 5spot_SharedNeighbor | Water | Porous | Wet | R245fa | MinimizeLCOE_Brownfield | IgnoreSilica | 170.6233 | 62.5835 | 7.0076 | 4 | 3735.455 | 4756.2577 | 76.1523 | 96.9627 | 158.4937 | 0 | 125.1026 | 8747401.7469 | 457483.448 | 9082137.6116 | 8775918.8631 | 0 | 378498.2971 | 0 | 10702161.587 | 27844829.1342 | 19004668.0381 | 84993098.726 | 961560.8286 | 18752195.8818 | 18752195.8818 | 1478867.319 | 8382599.4226 | 0 | 104706855.4364 | 133320518.0599 | 7498942.0933 | 28.0305 | 3735.455 | 4756.2577 | 76.1523 | 96.9627
1 | 5100 | 707 | 0.03 | 15 | 15 | 7 | 1e-08 | 5spot_SharedNeighbor | Water | Porous | Wet | R245fa | MinimizeLCOE_Brownfield | IgnoreSilica | 170.6692 | 62.5986 | 7.0106 | 4 | 3734.2971 | 4754.6736 | 76.1287 | 96.9305 | 158.4914 | 0 | 115.9552 | 8748830.151 | 457548.1486 | 9083911.7242 | 8778111.6823 | 0 | 376679.4208 | 0 | 10703581.6395 | 27848523.8194 | 19007189.7367 | 85004376.3224 | 961560.8286 | 18752195.8818 | 18752195.8818 | 1478867.319 | 8382599.4226 | 0 | 104718133.0329 | 133331795.6563 | 10000000 | 28.0423 | 3734.2971 | 4754.6736 | 76.1287 | 96.9305
1 | 5200 | 707 | 0.03 | 15 | 15 | 7 | 1e-13 | 5spot_SharedNeighbor | Water | Porous | Wet | R245fa | MinimizeLCOE_Brownfield | IgnoreSilica | 0 | 0 | 0 | 0 | [6 empty] | 10.6663 | [19 empty] | 100 | 0
1 | 5200 | 707 | 0.03 | 15 | 15 | 7 | 1.3335e-13 | 5spot_SharedNeighbor | Water | Porous | Wet | R245fa | MinimizeLCOE_Brownfield | IgnoreSilica | 0 | 0 | 0 | 0 | [6 empty] | 10.2364 | [19 empty] | 133.3521 | 0
1 | 5200 | 707 | 0.03 | 15 | 15 | 7 | 1.7783e-13 | 5spot_SharedNeighbor | Water | Porous | Wet | R245fa | MinimizeLCOE_Brownfield | IgnoreSilica | 1.1619 | 0.22621 | 0.0068214 | 4 | 784075.4359 | 1858662.5097 | 15984.4383 | 37891.3493 | 111.9109 | 0 | 24.545 | 134964.058 | 5107.4699 | 104323.335 | 66001.7524 | 0 | 69018.807 | 0 | 147972.0147 | 384992.8289 | 262765.5165 | 1175145.7823 | 961560.8286 | 19257185.0261 | 19257185.0261 | 1478867.319 | 8584595.0803 | 0 | 21393891.637 | 50714539.0624 | 177.8279 | 0.027286 | 784075.4359 | 1858662.5097 | 15984.4383 | 37891.3493
1 | 5200 | 707 | 0.03 | 15 | 15 | 7 | 2.3714e-13 | 5spot_SharedNeighbor | Water | Porous | Wet | R245fa | MinimizeLCOE_Brownfield | IgnoreSilica | 1.5102 | 0.3411 | 0.015895 | 4 | 342447.4591 | 803614.2524 | 6981.2546 | 16382.7635 | 121.6213 | 0 | 26.908 | 189351.0902 | 7682.2841 | 143907.5107 | 82661.1644 | 0 | 78072.4449 | 0 | 195653.0528 | 509049.1094 | 347436.4771 | 1553813.1335 | 961560.8286 | 19257185.0261 | 19257185.0261 | 1478867.319 | 8584595.0803 | 0 | 21772558.9883 | 51093206.4137 | 237.1374 | 0.063579 | 342447.4591 | 803614.2524 | 6981.2546 | 16382.7635
1 | 5200 | 707 | 0.03 | 15 | 15 | 7 | 3.1623e-13 | 5spot_SharedNeighbor | Water | Porous | Wet | R245fa | MinimizeLCOE_Brownfield | IgnoreSilica | 1.982 | 0.50686 | 0.030111 | 4 | 184931.6516 | 428368.3678 | 3770.0819 | 8732.8686 | 130.3288 | 0 | 164.162 | 260456.2146 | 11251.9911 | 196376.5282 | 106049.8778 | 0 | 89446.8853 | 0 | 258796.7838 | 673336.145 | 459565.7547 | 2055280.1806 | 961560.8286 | 19257185.0261 | 19257185.0261 | 1478867.319 | 8584595.0803 | 0 | 22274026.0353 | 51594673.4607 | 316.2278 | 0.12044 | 184931.6516 | 428368.3678 | 3770.0819 | 8732.8686
1 | 5200 | 707 | 0.03 | 15 | 15 | 7 | 4.217e-13 | 5spot_SharedNeighbor | Water | Porous | Wet | R245fa | MinimizeLCOE_Brownfield | IgnoreSilica | 2.5849 | 0.72812 | 0.050544 | 4 | 113206.7582 | 258232.0732 | 2307.8729 | 5264.4101 | 137.4782 | 0 | 218.3061 | 346438.2979 | 15765.4902 | 261129.1106 | 136620.6819 | 0 | 101761.7662 | 0 | 336068.9852 | 874382.5623 | 596784.0655 | 2668950.9598 | 961560.8286 | 19257185.0261 | 19257185.0261 | 1478867.319 | 8584595.0803 | 0 | 22887696.8145 | 52208344.24 | 421.6965 | 0.20218 | 113206.7582 | 258232.0732 | 2307.8729 | 5264.4101
1 | 5200 | 707 | 0.03 | 15 | 15 | 7 | 5.6234e-13 | 5spot_SharedNeighbor | Water | Porous | Wet | R245fa | MinimizeLCOE_Brownfield | IgnoreSilica | 3.3823 | 1.0301 | 0.079622 | 4 | 74306.1225 | 166368.2058 | 1514.8308 | 3391.6409 | 143.4355 | 0 | 283.1307 | 453110.2578 | 21560.6263 | 343277.085 | 178401.7395 | 0 | 116521.7802 | 0 | 434019.8807 | 1129230.6998 | 770723.156 | 3446845.2253 | 961560.8286 | 19257185.0261 | 19257185.0261 | 1478867.319 | 8584595.0803 | 0 | 23665591.08 | 52986238.5054 | 562.3413 | 0.31849 | 74306.1225 | 166368.2058 | 1514.8308 | 3391.6409
1 | 5200 | 707 | 0.03 | 15 | 15 | 7 | 7.4989e-13 | 5spot_SharedNeighbor | Water | Porous | Wet | R245fa | MinimizeLCOE_Brownfield | IgnoreSilica | 4.4332 | 1.4351 | 0.11966 | 4 | 51465.7585 | 112722.6897 | 1049.1991 | 2298.0045 | 148.2767 | 0 | 37.8916 | 583048.3254 | 28771.72 | 446143.919 | 233533.082 | 0 | 134073.649 | 0 | 555972.5712 | 1446526.5847 | 987284.1172 | 4415353.9686 | 961560.8286 | 19257185.0261 | 19257185.0261 | 1478867.319 | 8584595.0803 | 0 | 24634099.8234 | 53954747.2488 | 749.8942 | 0.47865 | 51465.7585 | 112722.6897 | 1049.1991 | 2298.0045
1 | 5200 | 707 | 0.03 | 15 | 15 | 7 | 1e-12 | 5spot_SharedNeighbor | Water | Porous | Wet | R245fa | MinimizeLCOE_Brownfield | IgnoreSilica | 5.8559 | 1.9899 | 0.17514 | 4 | 36934.4474 | 78787.3114 | 752.9587 | 1606.1859 | 152.2157 | 0 | 34.5594 | 744965.126 | 37887.5725 | 577989.8385 | 308888.4184 | 0 | 156477.7815 | 0 | 712221.4074 | 1853054.0053 | 1264747.435 | 5656231.5845 | 961560.8286 | 19257185.0261 | 19257185.0261 | 1478867.319 | 8584595.0803 | 0 | 25874977.4392 | 55195624.8646 | 1000 | 0.70056 | 36934.4474 | 78787.3114 | 752.9587 | 1606.1859
1 | 5200 | 707 | 0.03 | 15 | 15 | 7 | 1.3335e-12 | 5spot_SharedNeighbor | Water | Porous | Wet | R245fa | MinimizeLCOE_Brownfield | IgnoreSilica | 7.7294 | 2.725 | 0.24959 | 4 | 27465.3306 | 56833.7495 | 559.9179 | 1158.6329 | 155.1793 | 0 | 52.3376 | 940486.9539 | 48994.3489 | 741767.0466 | 410745.3504 | 0 | 183262.7249 | 0 | 906850.0056 | 2359437.6942 | 1610364.7079 | 7201908.8324 | 961560.8286 | 19257185.0261 | 19257185.0261 | 1478867.319 | 8584595.0803 | 0 | 27420654.6872 | 56741302.1126 | 1333.5214 | 0.99837 | 27465.3306 | 56833.7495 | 559.9179 | 1158.6329
1 | 5200 | 707 | 0.03 | 15 | 15 | 7 | 1.7783e-12 | 5spot_SharedNeighbor | Water | Porous | Wet | R245fa | MinimizeLCOE_Brownfield | IgnoreSilica | 10.2138 | 3.712 | 0.35095 | 4 | 20914.674 | 41801.5366 | 426.3739 | 852.1809 | 157.727 | 0 | 42.704 | 1180502.6893 | 62721.9839 | 948268.7096 | 544556.8004 | 0 | 215255.6877 | 0 | 1151009.2897 | 2994690.0673 | 2043937.5056 | 9140942.7335 | 961560.8286 | 19257185.0261 | 19257185.0261 | 1478867.319 | 8584595.0803 | 0 | 29359688.5882 | 58680336.0136 | 1778.2794 | 1.4038 | 20914.674 | 41801.5366 | 426.3739 | 852.1809
1 | 5200 | 707 | 0.03 | 15 | 15 | 7 | 2.3714e-12 | 5spot_SharedNeighbor | Water | Porous | Wet | R245fa | MinimizeLCOE_Brownfield | IgnoreSilica | 13.5442 | 5.0324 | 0.4862 | 4 | 16351.7903 | 31428.1021 | 333.3534 | 640.7044 | 159.6053 | 0 | 50.1386 | 1473247.2578 | 79398.5879 | 1208177.941 | 723477.0314 | 0 | 255293.564 | 0 | 1458441.809 | 3794566.4195 | 2589869.5519 | 11582472.1624 | 961560.8286 | 19257185.0261 | 19257185.0261 | 1478867.319 | 8584595.0803 | 0 | 31801218.0172 | 61121865.4426 | 2371.3737 | 1.9448 | 16351.7903 | 31428.1021 | 333.3534 | 640.7044
1 | 5200 | 707 | 0.03 | 15 | 15 | 7 | 3.1623e-12 | 5spot_SharedNeighbor | Water | Porous | Wet | R245fa | MinimizeLCOE_Brownfield | IgnoreSilica | 17.9365 | 6.7783 | 0.66595 | 4 | 13082.1377 | 24089.1309 | 266.6971 | 491.0895 | 161.0375 | 0 | 37.1194 | 1827777.0001 | 99571.8439 | 1531762.5612 | 961083.3551 | 0 | 303252.1358 | 0 | 1842144.2895 | 4792881.5655 | 3271240.1523 | 14629712.9034 | 961560.8286 | 19257185.0261 | 19257185.0261 | 1478867.319 | 8584595.0803 | 0 | 34848458.7581 | 64169106.1835 | 3162.2777 | 2.6638 | 13082.1377 | 24089.1309 | 266.6971 | 491.0895
1 | 5200 | 707 | 0.03 | 15 | 15 | 7 | 4.217e-12 | 5spot_SharedNeighbor | Water | Porous | Wet | R245fa | MinimizeLCOE_Brownfield | IgnoreSilica | 23.7754 | 9.1011 | 0.9052 | 4 | 10682.9267 | 18780.7601 | 217.7859 | 382.8712 | 162.1355 | 0 | 46.0358 | 2260202.8267 | 124086.8082 | 1937540.4807 | 1276860.4551 | 0 | 362077.7884 | 0 | 2324699.6601 | 6048391.654 | 4128151.5859 | 18462011.2591 | 961560.8286 | 19257185.0261 | 19257185.0261 | 1478867.319 | 8584595.0803 | 0 | 38680757.1139 | 68001404.5393 | 4216.965 | 3.6208 | 10682.9267 | 18780.7601 | 217.7859 | 382.8712
1 | 5200 | 707 | 0.03 | 15 | 15 | 7 | 5.6234e-12 | 5spot_SharedNeighbor | Water | Porous | Wet | R245fa | MinimizeLCOE_Brownfield | IgnoreSilica | 31.4636 | 12.1618 | 1.2208 | 4 | 8900.9184 | 14905.5099 | 181.4573 | 303.869 | 162.969 | 0 | 56.643 | 2783423.8526 | 153621.7158 | 2441923.0274 | 1692898.5902 | 0 | 433096.5778 | 0 | 2926935.8679 | 7615286.7312 | 5197589.6725 | 23244776.0354 | 961560.8286 | 19257185.0261 | 19257185.0261 | 1478867.319 | 8584595.0803 | 0 | 43463521.8901 | 72784169.3155 | 5623.4133 | 4.883 | 8900.9184 | 14905.5099 | 181.4573 | 303.869
1 | 5200 | 707 | 0.03 | 15 | 15 | 7 | 7.4989e-12 | 5spot_SharedNeighbor | Water | Porous | Wet | R245fa | MinimizeLCOE_Brownfield | IgnoreSilica | 41.522 | 16.1562 | 1.6314 | 4 | 7564.1599 | 12057.2329 | 154.2056 | 245.803 | 163.5986 | 0 | 64.4186 | 3410469.3132 | 188708.8878 | 3063711.648 | 2227920.4022 | 0 | 518503.4 | 0 | 3669632.324 | 9547630.5619 | 6516454.0427 | 29143030.5798 | 961560.8286 | 19257185.0261 | 19257185.0261 | 1478867.319 | 8584595.0803 | 0 | 49361776.4345 | 78682423.8599 | 7498.9421 | 6.5257 | 7564.1599 | 12057.2329 | 154.2056 | 245.803
1 | 5200 | 707 | 0.03 | 15 | 15 | 7 | 1e-11 | 5spot_SharedNeighbor | Water | Porous | Wet | R245fa | MinimizeLCOE_Brownfield | IgnoreSilica | 54.5064 | 21.3093 | 2.1603 | 4 | 6550.6719 | 9943.7725 | 133.5443 | 202.7173 | 164.048 | 0 | 49.52 | 4156180.116 | 230203.7487 | 3822248.124 | 2919006.4197 | 0 | 620602.3511 | 0 | 4581813.8962 | 11920939.8987 | 8136286.4317 | 36387280.986 | 961560.8286 | 19257185.0261 | 19257185.0261 | 1478867.319 | 8584595.0803 | 0 | 56606026.8408 | 85926674.2662 | 10000 | 8.6413 | 6550.6719 | 9943.7725 | 133.5443 | 202.7173
1 | 5200 | 707 | 0.03 | 15 | 15 | 7 | 1.3335e-11 | 5spot_SharedNeighbor | Water | Porous | Wet | R245fa | MinimizeLCOE_Brownfield | IgnoreSilica | 70.8595 | 27.7707 | 2.8201 | 4 | 5788.5177 | 8387.7429 | 118.0068 | 170.9955 | 164.2692 | 0 | 57.136 | 5019846.7017 | 277872.8118 | 4723560.4129 | 3792641.78 | 0 | 740527.7235 | 0 | 5676235.2777 | 14768399.8365 | 10079736.3487 | 45078820.8928 | 961560.8286 | 19257185.0261 | 19257185.0261 | 1478867.319 | 8584595.0803 | 0 | 65297566.7475 | 94618214.1729 | 13335.2143 | 11.2805 | 5788.5177 | 8387.7429 | 118.0068 | 170.9955
1 | 5200 | 707 | 0.03 | 15 | 15 | 7 | 1.7783e-11 | 5spot_SharedNeighbor | Water | Porous | Wet | R245fa | MinimizeLCOE_Brownfield | IgnoreSilica | 90.7131 | 35.5052 | 3.5974 | 4 | 5231.5139 | 7269.1572 | 106.6515 | 148.1916 | 164.1516 | 0 | 67.0437 | 5974373.5489 | 329526.3479 | 5749987.0869 | 4845053.79 | 0 | 878121.6831 | 0 | 6933054.3582 | 18038385.2749 | 12311568.6019 | 55060070.6918 | 961560.8286 | 19257185.0261 | 19257185.0261 | 1478867.319 | 8584595.0803 | 0 | 75278816.5465 | 104599463.9719 | 17782.7941 | 14.3895 | 5231.5139 | 7269.1572 | 106.6515 | 148.1916
1 | 5200 | 707 | 0.03 | 15 | 15 | 7 | 2.3714e-11 | 5spot_SharedNeighbor | Water | Porous | Wet | R245fa | MinimizeLCOE_Brownfield | IgnoreSilica | 111.1734 | 43.2929 | 4.3866 | 4 | 4841.6296 | 6512.6514 | 98.7032 | 132.7692 | 163.6767 | 0 | 70.3957 | 6867488.4296 | 376543.9911 | 6740484.2338 | 5925177.1954 | 0 | 991110.9338 | 0 | 8151313.8656 | 21208046.614 | 14474927.5958 | 64735092.859 | 961560.8286 | 19257185.0261 | 19257185.0261 | 1478867.319 | 8584595.0803 | 0 | 84953838.7137 | 114274486.1391 | 23713.7371 | 17.5465 | 4841.6296 | 6512.6514 | 98.7032 | 132.7692
1 | 5200 | 707 | 0.03 | 15 | 15 | 7 | 3.1623e-11 | 5spot_SharedNeighbor | Water | Porous | Wet | R245fa | MinimizeLCOE_Brownfield | IgnoreSilica | 121.9575 | 47.3069 | 4.9122 | 4 | 4555.7714 | 6048.0115 | 92.8756 | 123.2969 | 163.3025 | 0 | 88.8601 | 7305371.9397 | 399028.1561 | 7237521.9657 | 6495627.9874 | 0 | 935965.7284 | 0 | 8725671.1531 | 22702406.4592 | 15494858.8962 | 69296452.2858 | 961560.8286 | 19257185.0261 | 19257185.0261 | 1478867.319 | 8584595.0803 | 0 | 89515198.1405 | 118835845.5659 | 31622.7766 | 19.6487 | 4555.7714 | 6048.0115 | 92.8756 | 123.2969
1 | 5200 | 707 | 0.03 | 15 | 15 | 7 | 4.217e-11 | 5spot_SharedNeighbor | Water | Porous | Wet | R245fa | MinimizeLCOE_Brownfield | IgnoreSilica | 131.3519 | 50.7415 | 5.3784 | 4 | 4337.2606 | 5700.1535 | 88.4209 | 116.2053 | 162.9178 | 0 | 106.9729 | 7668568.535 | 417280.3245 | 7656676.8711 | 6988088.837 | 0 | 868056.1863 | 0 | 9203481.594 | 23945571.214 | 16343344.3858 | 73091067.9477 | 961560.8286 | 19257185.0261 | 19257185.0261 | 1478867.319 | 8584595.0803 | 0 | 93309813.8024 | 122630461.2279 | 42169.6503 | 21.5135 | 4337.2606 | 5700.1535 | 88.4209 | 116.2053
1 | 5200 | 707 | 0.03 | 15 | 15 | 7 | 5.6234e-11 | 5spot_SharedNeighbor | Water | Porous | Wet | R245fa | MinimizeLCOE_Brownfield | IgnoreSilica | 141.8607 | 54.5213 | 5.8479 | 4 | 4168.3759 | 5421.8522 | 84.978 | 110.5318 | 162.4797 | 0 | 116.4226 | 8056854.5989 | 436371.672 | 8112031.8723 | 7519186.2268 | 0 | 828524.6753 | 0 | 9731657.9277 | 25319777.6903 | 17281268.543 | 77285673.2063 | 961560.8286 | 19257185.0261 | 19257185.0261 | 1478867.319 | 8584595.0803 | 0 | 97504419.061 | 126825066.4864 | 56234.1325 | 23.3915 | 4168.3759 | 5421.8522 | 84.978 | 110.5318
1 | 5200 | 707 | 0.03 | 15 | 15 | 7 | 7.4989e-11 | 5spot_SharedNeighbor | Water | Porous | Wet | R245fa | MinimizeLCOE_Brownfield | IgnoreSilica | 148.9519 | 57.0461 | 6.2001 | 4 | 4038.4537 | 5220.7167 | 82.3293 | 106.4314 | 162.1782 | 0 | 113.8636 | 8310693.8963 | 448698.8343 | 8412896.4363 | 7875324.4003 | 0 | 761282.5237 | 0 | 10065469.4755 | 26188286.8634 | 17874043.8998 | 79936696.3296 | 961560.8286 | 19257185.0261 | 19257185.0261 | 1478867.319 | 8584595.0803 | 0 | 100155442.1843 | 129476089.6097 | 74989.4209 | 24.8004 | 4038.4537 | 5220.7167 | 82.3293 | 106.4314
1 | 5200 | 707 | 0.03 | 15 | 15 | 7 | 1e-10 | 5spot_SharedNeighbor | Water | Porous | Wet | R245fa | MinimizeLCOE_Brownfield | IgnoreSilica | 154.6575 | 59.0556 | 6.4869 | 4 | 3939.4887 | 5069.4824 | 80.3118 | 103.3483 | 161.9235 | 0 | 126.5471 | 8509414.9752 | 458224.9586 | 8650641.6688 | 8159854.2749 | 0 | 697451.8186 | 0 | 10325479.2015 | 26864778.8352 | 18335763.571 | 82001609.3038 | 961560.8286 | 19257185.0261 | 19257185.0261 | 1478867.319 | 8584595.0803 | 0 | 102220355.1585 | 131541002.5839 | 100000 | 25.9476 | 3939.4887 | 5069.4824 | 80.3118 | 103.3483
1 | 5200 | 707 | 0.03 | 15 | 15 | 7 | 1.3335e-10 | 5spot_SharedNeighbor | Water | Porous | Wet | R245fa | MinimizeLCOE_Brownfield | IgnoreSilica | 159.1003 | 60.6055 | 6.7139 | 4 | 3864.261 | 4956.0533 | 78.7782 | 101.0358 | 161.718 | 0 | 134.7621 | 8660749.6923 | 465407.0234 | 8833000.0933 | 8379903.199 | 0 | 639030.1934 | 0 | 10521455.1786 | 27374668.1274 | 18683773.4901 | 83557986.9976 | 961560.8286 | 19257185.0261 | 19257185.0261 | 1478867.319 | 8584595.0803 | 0 | 103776732.8523 | 133097380.2777 | 133352.1432 | 26.8555 | 3864.261 | 4956.0533 | 78.7782 | 101.0358
1 | 5200 | 707 | 0.03 | 15 | 15 | 7 | 1.7783e-10 | 5spot_SharedNeighbor | Water | Porous | Wet | R245fa | MinimizeLCOE_Brownfield | IgnoreSilica | 162.5038 | 61.7847 | 6.8906 | 4 | 3807.1973 | 4870.9916 | 77.6149 | 99.3018 | 161.5564 | 0 | 136.5819 | 8774751.1482 | 470769.7606 | 8971193.8282 | 8547767.5663 | 0 | 587647.2365 | 0 | 10667330.5205 | 27754205.8441 | 18942815.7805 | 84716481.6849 | 961560.8286 | 19257185.0261 | 19257185.0261 | 1478867.319 | 8584595.0803 | 0 | 104935227.5396 | 134255874.965 | 177827.941 | 27.5623 | 3807.1973 | 4870.9916 | 77.6149 | 99.3018
1 | 5200 | 707 | 0.03 | 15 | 15 | 7 | 2.3714e-10 | 5spot_SharedNeighbor | Water | Porous | Wet | R245fa | MinimizeLCOE_Brownfield | IgnoreSilica | 165.0855 | 62.6745 | 7.0266 | 4 | 3763.9813 | 4807.1853 | 76.7338 | 98.001 | 161.4316 | 0 | 140.9801 | 8860137.533 | 474759.5423 | 9075167.2259 | 8674694.373 | 0 | 543910.6697 | 0 | 10775181.0441 | 28034810.7832 | 19134334.4173 | 85572995.5884 | 961560.8286 | 19257185.0261 | 19257185.0261 | 1478867.319 | 8584595.0803 | 0 | 105791741.4431 | 135112388.8685 | 237137.3706 | 28.1063 | 3763.9813 | 4807.1853 | 76.7338 | 98.001
1 | 5200 | 707 | 0.03 | 15 | 15 | 7 | 3.1623e-10 | 5spot_SharedNeighbor | Water | Porous | Wet | R245fa | MinimizeLCOE_Brownfield | IgnoreSilica | 167.0151 | 63.3369 | 7.1299 | 4 | 3731.3033 | 4759.3845 | 76.0677 | 97.0265 | 161.337 | 0 | 132.4711 | 8923341.2015 | 477697.1672 | 9152397.7787 | 8769329.4848 | 0 | 507434.737 | 0 | 10853778.144 | 28239304.3148 | 19273905.4545 | 86197188.2826 | 961560.8286 | 19257185.0261 | 19257185.0261 | 1478867.319 | 8584595.0803 | 0 | 106415934.1373 | 135736581.5628 | 316227.766 | 28.5198 | 3731.3033 | 4759.3845 | 76.0677 | 97.0265
1 | 5200 | 707 | 0.03 | 15 | 15 | 7 | 4.217e-10 | 5spot_SharedNeighbor | Water | Porous | Wet | R245fa | MinimizeLCOE_Brownfield | IgnoreSilica | 168.4501 | 63.8281 | 7.208 | 4 | 3706.6257 | 4723.5729 | 75.5646 | 96.2964 | 161.2659 | 0 | 138.351 | 8970004.4191 | 479857.1945 | 9209567.5974 | 8839579.5991 | 0 | 477641.8554 | 0 | 10910893.7596 | 28387907.4303 | 19375330.1344 | 86650781.9898 | 961560.8286 | 19257185.0261 | 19257185.0261 | 1478867.319 | 8584595.0803 | 0 | 106869527.8445 | 136190175.2699 | 421696.5034 | 28.832 | 3706.6257 | 4723.5729 | 75.5646 | 96.2964
1 | 5200 | 707 | 0.03 | 15 | 15 | 7 | 5.6234e-10 | 5spot_SharedNeighbor | Water | Porous | Wet | R245fa | MinimizeLCOE_Brownfield | IgnoreSilica | 169.5218 | 64.194 | 7.2669 | 4 | 3688.0115 | 4696.7133 | 75.1851 | 95.7489 | 161.2124 | 0 | 139.4118 | 9004662.4613 | 481456.5862 | 9252113.0726 | 8891968.3559 | 0 | 453805.0923 | 0 | 10952762.1716 | 28496840.4502 | 19449679.1588 | 86983287.3489 | 961560.8286 | 19257185.0261 | 19257185.0261 | 1478867.319 | 8584595.0803 | 0 | 107202033.2037 | 136522680.6291 | 562341.3252 | 29.0677 | 3688.0115 | 4696.7133 | 75.1851 | 95.7489
1 | 5200 | 707 | 0.03 | 15 | 15 | 7 | 7.4989e-10 | 5spot_SharedNeighbor | Water | Porous | Wet | R245fa | MinimizeLCOE_Brownfield | IgnoreSilica | 170.3092 | 64.4623 | 7.3109 | 4 | 3673.9853 | 4676.6147 | 74.8992 | 95.3391 | 161.1729 | 0 | 130.1258 | 9030021.6825 | 482624.1132 | 9283289.9692 | 8930417.9137 | 0 | 434844.7774 | 0 | 10982867.3978 | 28575168.0733 | 19503139.371 | 87222373.298 | 961560.8286 | 19257185.0261 | 19257185.0261 | 1478867.319 | 8584595.0803 | 0 | 107441119.1527 | 136761766.5781 | 749894.2093 | 29.2438 | 3673.9853 | 4676.6147 | 74.8992 | 95.3391
1 | 5200 | 707 | 0.03 | 15 | 15 | 7 | 1e-09 | 5spot_SharedNeighbor | Water | Porous | Wet | R245fa | MinimizeLCOE_Brownfield | IgnoreSilica | 170.8861 | 64.6587 | 7.3437 | 4 | 3663.4258 | 4661.5791 | 74.6839 | 95.0326 | 161.1438 | 0 | 124.7112 | 9048548.0659 | 483475.5583 | 9306091.7784 | 8958570.8592 | 0 | 419922.4362 | 0 | 11004477.3922 | 28631392.8458 | 19541513.9336 | 87393992.8695 | 961560.8286 | 19257185.0261 | 19257185.0261 | 1478867.319 | 8584595.0803 | 0 | 107612738.7242 | 136933386.1496 | 1000000 | 29.3749 | 3663.4258 | 4661.5791 | 74.6839 | 95.0326
1 | 5200 | 707 | 0.03 | 15 | 15 | 7 | 1.3335e-09 | 5spot_SharedNeighbor | Water | Porous | Wet | R245fa | MinimizeLCOE_Brownfield | IgnoreSilica | 171.3077 | 64.8021 | 7.3681 | 4 | 3655.4823 | 4650.3355 | 74.522 | 94.8034 | 161.1224 | 0 | 127.6537 | 9062053.6902 | 484095.4344 | 9322727.9097 | 8979128.4447 | 0 | 408272.4274 | 0 | 11019948.3835 | 28671645.1917 | 19568986.9867 | 87516858.4684 | 961560.8286 | 19257185.0261 | 19257185.0261 | 1478867.319 | 8584595.0803 | 0 | 107735604.3231 | 137056251.7485 | 1333521.4322 | 29.4723 | 3655.4823 | 4650.3355 | 74.522 | 94.8034
1 | 5200 | 707 | 0.03 | 15 | 15 | 7 | 1.7783e-09 | 5spot_SharedNeighbor | Water | Porous | Wet | R245fa | MinimizeLCOE_Brownfield | IgnoreSilica | 171.6165 | 64.907 | 7.3862 | 4 | 3649.5107 | 4641.9244 | 74.4002 | 94.6319 | 161.1068 | 0 | 152.5769 | 9071931.7193 | 484548.3641 | 9334903.0522 | 8994182.7991 | 0 | 399254.4573 | 0 | 11031079.9529 | 28700607.2518 | 19588754.1879 | 87605261.7847 | 961560.8286 | 19257185.0261 | 19257185.0261 | 1478867.319 | 8584595.0803 | 0 | 107824007.6394 | 137144655.0648 | 1778279.41 | 29.5448 | 3649.5107 | 4641.9244 | 74.4002 | 94.6319
1 | 5200 | 707 | 0.03 | 15 | 15 | 7 | 2.3714e-09 | 5spot_SharedNeighbor | Water | Porous | Wet | R245fa | MinimizeLCOE_Brownfield | IgnoreSilica | 171.8601 | 64.9898 | 7.4001 | 4 | 3645.0239 | 4635.5667 | 74.3087 | 94.5023 | 161.0944 | 0 | 153.129 | 9079713.8548 | 484904.9982 | 9344498.4952 | 9006052.4866 | 0 | 392523.1717 | 0 | 11040000.2725 | 28723816.0936 | 19604594.6993 | 87676104.0719 | 961560.8286 | 19257185.0261 | 19257185.0261 | 1478867.319 | 8584595.0803 | 0 | 107894849.9266 | 137215497.352 | 2371373.7057 | 29.6006 | 3645.0239 | 4635.5667 | 74.3087 | 94.5023
1 | 5200 | 707 | 0.03 | 15 | 15 | 7 | 3.1623e-09 | 5spot_SharedNeighbor | Water | Porous | Wet | R245fa | MinimizeLCOE_Brownfield | IgnoreSilica | 172.0233 | 65.0452 | 7.4101 | 4 | 3641.6542 | 4630.8704 | 74.24 | 94.4066 | 161.0861 | 0 | 161.4598 | 9084920.7525 | 485143.4091 | 9350921.7219 | 9014001.2999 | 0 | 387173.171 | 0 | 11045642.5382 | 28738496.1116 | 19614614.1132 | 87720913.1174 | 961560.8286 | 19257185.0261 | 19257185.0261 | 1478867.319 | 8584595.0803 | 0 | 107939658.9721 | 137260306.3975 | 3162277.6602 | 29.6403 | 3641.6542 | 4630.8704 | 74.24 | 94.4066
1 | 5200 | 707 | 0.03 | 15 | 15 | 7 | 4.217e-09 | 5spot_SharedNeighbor | Water | Porous | Wet | R245fa | MinimizeLCOE_Brownfield | IgnoreSilica | 172.1501 | 65.0882 | 7.4176 | 4 | 3639.1243 | 4627.3298 | 74.1885 | 94.3344 | 161.0796 | 0 | 154.9549 | 9088967.4004 | 485328.6488 | 9355914.5666 | 9020181.3471 | 0 | 383177.6828 | 0 | 11050092.1618 | 28750073.1194 | 19622515.6589 | 87756250.5859 | 961560.8286 | 19257185.0261 | 19257185.0261 | 1478867.319 | 8584595.0803 | 0 | 107974996.4406 | 137295643.866 | 4216965.0343 | 29.6706 | 3639.1243 | 4627.3298 | 74.1885 | 94.3344
1 | 5200 | 707 | 0.03 | 15 | 15 | 7 | 5.6234e-09 | 5spot_SharedNeighbor | Water | Porous | Wet | R245fa | MinimizeLCOE_Brownfield | IgnoreSilica | 172.2427 | 65.1197 | 7.4233 | 4 | 3637.2255 | 4624.6833 | 74.1498 | 94.2804 | 161.0749 | 0 | 149.955 | 9091919.4684 | 485463.7333 | 9359557.674 | 9024691.6086 | 0 | 380128.6694 | 0 | 11053286.8499 | 28758385.0426 | 19628188.7173 | 87781621.7636 | 961560.8286 | 19257185.0261 | 19257185.0261 | 1478867.319 | 8584595.0803 | 0 | 108000367.6183 | 137321015.0437 | 5623413.2519 | 29.6931 | 3637.2255 | 4624.6833 | 74.1498 | 94.2804
1 | 5200 | 707 | 0.03 | 15 | 15 | 7 | 7.4989e-09 | 5spot_SharedNeighbor | Water | Porous | Wet | R245fa | MinimizeLCOE_Brownfield | IgnoreSilica | 172.3204 | 65.146 | 7.4277 | 4 | 3635.8005 | 4622.6671 | 74.1207 | 94.2393 | 161.0709 | 0 | 148.1671 | 9094393.6308 | 485576.9642 | 9362610.9567 | 9028471.9382 | 0 | 377929.2541 | 0 | 11056103.2701 | 28765712.7903 | 19633190.0557 | 87803988.86 | 961560.8286 | 19257185.0261 | 19257185.0261 | 1478867.319 | 8584595.0803 | 0 | 108022734.7147 | 137343382.1401 | 7498942.0933 | 29.7109 | 3635.8005 | 4622.6671 | 74.1207 | 94.2393
1 | 5200 | 707 | 0.03 | 15 | 15 | 7 | 1e-08 | 5spot_SharedNeighbor | Water | Porous | Wet | R245fa | MinimizeLCOE_Brownfield | IgnoreSilica | 172.3741 | 65.1642 | 7.4309 | 4 | 3634.7315 | 4621.1719 | 74.0989 | 94.2088 | 161.0682 | 0 | 143.9747 | 9096104.8821 | 485655.2477 | 9364723.2059 | 9031087.5608 | 0 | 376218.0902 | 0 | 11057977.7048 | 28770589.6849 | 19636518.6364 | 87818875.013 | 961560.8286 | 19257185.0261 | 19257185.0261 | 1478867.319 | 8584595.0803 | 0 | 108037620.8677 | 137358268.2931 | 10000000 | 29.7237 | 3634.7315 | 4621.1719 | 74.0989 | 94.2088
1 | 5300 | 707 | 0.03 | 15 | 15 | 7 | 1e-13 | 5spot_SharedNeighbor | Water | Porous | Wet | R245fa | MinimizeLCOE_Brownfield | IgnoreSilica | 0 | 0 | 0 | 0 | [6 empty] | 11.0746 | [19 empty] | 100 | 0
1 | 5300 | 707 | 0.03 | 15 | 15 | 7 | 1.3335e-13 | 5spot_SharedNeighbor | Water | Porous | Wet | R245fa | MinimizeLCOE_Brownfield | IgnoreSilica | 0 | 0 | 0 | 0 | [6 empty] | 10.8973 | [19 empty] | 133.3521 | 0
1 | 5300 | 707 | 0.03 | 15 | 15 | 7 | 1.7783e-13 | 5spot_SharedNeighbor | Water | Porous | Wet | R245fa | MinimizeLCOE_Brownfield | IgnoreSilica | 1.2008 | 0.24276 | 0.0082019 | 4 | 669429.4962 | 1584938.7728 | 13647.2258 | 32311.1207 | 114.3082 | 0 | 29.3481 | 143709.9913 | 5531.1291 | 110195.6954 | 68175.3598 | 0 | 70452.5606 | 0 | 155245.2471 | 403916.2878 | 275681.1661 | 1232907.4373 | 961560.8286 | 19768034.2612 | 19768034.2612 | 1478867.319 | 8788934.7744 | 0 | 21962502.5271 | 51998338.8818 | 177.8279 | 0.032808 | 669429.4962 | 1584938.7728 | 13647.2258 | 32311.1207
1 | 5300 | 707 | 0.03 | 15 | 15 | 7 | 2.3714e-13 | 5spot_SharedNeighbor | Water | Porous | Wet | R245fa | MinimizeLCOE_Brownfield | IgnoreSilica | 1.5491 | 0.3615 | 0.018064 | 4 | 309278.641 | 724966.8145 | 6305.0634 | 14779.4291 | 123.8684 | 0 | 31.3438 | 199455.7388 | 8221.5183 | 150519.9406 | 85144.6981 | 0 | 78910.1162 | 0 | 203678.2847 | 529929.1166 | 361687.5111 | 1617546.9244 | 961560.8286 | 19768034.2612 | 19768034.2612 | 1478867.319 | 8788934.7744 | 0 | 22347142.0143 | 52382978.3689 | 237.1374 | 0.072256 | 309278.641 | 724966.8145 | 6305.0634 | 14779.4291
1 | 5300 | 707 | 0.03 | 15 | 15 | 7 | 3.1623e-13 | 5spot_SharedNeighbor | Water | Porous | Wet | R245fa | MinimizeLCOE_Brownfield | IgnoreSilica | 2.0209 | 0.53261 | 0.033364 | 4 | 171273.6538 | 396334.8058 | 3491.6451 | 8079.8211 | 132.5213 | 0 | 168.5313 | 272413.1293 | 11953.6232 | 204015.8334 | 108992.0424 | 0 | 89672.4134 | 0 | 267948.3462 | 697146.6332 | 475816.9021 | 2127958.9231 | 961560.8286 | 19768034.2612 | 19768034.2612 | 1478867.319 | 8788934.7744 | 0 | 22857554.013 | 52893390.3676 | 316.2278 | 0.13346 | 171273.6538 | 396334.8058 | 3491.6451 | 8079.8211
1 | 5300 | 707 | 0.03 | 15 | 15 | 7 | 4.217e-13 | 5spot_SharedNeighbor | Water | Porous | Wet | R245fa | MinimizeLCOE_Brownfield | IgnoreSilica | 2.6433 | 0.76837 | 0.05573 | 4 | 105442.1728 | 240179.8123 | 2149.5813 | 4896.3903 | 139.8688 | 0 | 218.7935 | 363548.6833 | 16834.7195 | 272181.1861 | 141229.3068 | 0 | 102377.2597 | 0 | 349506.7506 | 909344.8714 | 620646.5599 | 2775669.3375 | 961560.8286 | 19768034.2612 | 19768034.2612 | 1478867.319 | 8788934.7744 | 0 | 23505264.4273 | 53541100.7819 | 421.6965 | 0.22292 | 105442.1728 | 240179.8123 | 2149.5813 | 4896.3903
1 | 5300 | 707 | 0.03 | 15 | 15 | 7 | 5.6234e-13 | 5spot_SharedNeighbor | Water | Porous | Wet | R245fa | MinimizeLCOE_Brownfield | IgnoreSilica | 3.4601 | 1.0873 | 0.087291 | 4 | 69643.2126 | 155665.341 | 1419.7711 | 3173.4485 | 145.925 | 0 | 290.7411 | 475495.3412 | 23041.763 | 357875.1518 | 184553.8443 | 0 | 117257.5515 | 0 | 451707.2242 | 1175249.5394 | 802131.9596 | 3587312.3748 | 961560.8286 | 19768034.2612 | 19768034.2612 | 1478867.319 | 8788934.7744 | 0 | 24316907.4647 | 54352743.8193 | 562.3413 | 0.34916 | 69643.2126 | 155665.341 | 1419.7711 | 3173.4485
1 | 5300 | 707 | 0.03 | 15 | 15 | 7 | 7.4989e-13 | 5spot_SharedNeighbor | Water | Porous | Wet | R245fa | MinimizeLCOE_Brownfield | IgnoreSilica | 4.5453 | 1.5189 | 0.13106 | 4 | 48334.1415 | 105629.0081 | 985.3569 | 2153.3902 | 150.8718 | 0 | 39.976 | 613144.5418 | 30852.687 | 466103.7427 | 242584.5905 | 0 | 135322.1202 | 0 | 580322.996 | 1509881.395 | 1030525.0771 | 4608737.1502 | 961560.8286 | 19768034.2612 | 19768034.2612 | 1478867.319 | 8788934.7744 | 0 | 25338332.2401 | 55374168.5947 | 749.8942 | 0.52423 | 48334.1415 | 105629.0081 | 985.3569 | 2153.3902
1 | 5300 | 707 | 0.03 | 15 | 15 | 7 | 1e-12 | 5spot_SharedNeighbor | Water | Porous | Wet | R245fa | MinimizeLCOE_Brownfield | IgnoreSilica | 5.9802 | 2.099 | 0.19119 | 4 | 34817.7297 | 74091.5608 | 709.8065 | 1510.4567 | 154.8052 | 0 | 35.4348 | 782003.8986 | 40634.071 | 602116.34 | 322521.4318 | 0 | 157090.2903 | 0 | 742702.7524 | 1932360.2124 | 1318875.551 | 5898304.5475 | 961560.8286 | 19768034.2612 | 19768034.2612 | 1478867.319 | 8788934.7744 | 0 | 26627899.6374 | 56663735.992 | 1000 | 0.76478 | 34817.7297 | 74091.5608 | 709.8065 | 1510.4567
1 | 5300 | 707 | 0.03 | 15 | 15 | 7 | 1.3335e-12 | 5spot_SharedNeighbor | Water | Porous | Wet | R245fa | MinimizeLCOE_Brownfield | IgnoreSilica | 7.8757 | 2.8639 | 0.27075 | 4 | 26050.1689 | 53784.2962 | 531.0679 | 1096.4656 | 157.7755 | 0 | 46.8469 | 984060.4594 | 52340.0437 | 770554.0489 | 425586.9394 | 0 | 183317.5137 | 0 | 942185.012 | 2451372.1324 | 1673111.851 | 7482528.0005 | 961560.8286 | 19768034.2612 | 19768034.2612 | 1478867.319 | 8788934.7744 | 0 | 28212123.0903 | 58247959.445 | 1333.5214 | 1.083 | 26050.1689 | 53784.2962 | 531.0679 | 1096.4656
1 | 5300 | 707 | 0.03 | 15 | 15 | 7 | 1.7783e-12 | 5spot_SharedNeighbor | Water | Porous | Wet | R245fa | MinimizeLCOE_Brownfield | IgnoreSilica | 10.4185 | 3.9069 | 0.38078 | 4 | 19853.9238 | 39573.7983 | 404.7491 | 806.7654 | 160.3956 | 0 | 42.6785 | 1236679.1176 | 67146.7134 | 986167.7777 | 565006.7066 | 0 | 215595.9341 | 0 | 1197532.5372 | 3115734.0142 | 2126552.4866 | 9510415.2873 | 961560.8286 | 19768034.2612 | 19768034.2612 | 1478867.319 | 8788934.7744 | 0 | 30240010.3772 | 60275846.7318 | 1778.2794 | 1.5231 | 19853.9238 | 39573.7983 | 404.7491 | 806.7654
1 | 5300 | 707 | 0.03 | 15 | 15 | 7 | 2.3714e-12 | 5spot_SharedNeighbor | Water | Porous | Wet | R245fa | MinimizeLCOE_Brownfield | IgnoreSilica | 13.807 | 5.2954 | 0.52738 | 4 | 15542.6187 | 29780.9838 | 316.8573 | 607.1256 | 162.3008 | 0 | 43.3603 | 1543675.5671 | 85114.4207 | 1256169.9798 | 752540.1299 | 0 | 255485.7988 | 0 | 1518264.4996 | 3950212.789 | 2696101.3973 | 12057564.5822 | 961560.8286 | 19768034.2612 | 19768034.2612 | 1478867.319 | 8788934.7744 | 0 | 32787159.6721 | 62822996.0267 | 2371.3737 | 2.1095 | 15542.6187 | 29780.9838 | 316.8573 | 607.1256
1 | 5300 | 707 | 0.03 | 15 | 15 | 7 | 3.1623e-12 | 5spot_SharedNeighbor | Water | Porous | Wet | R245fa | MinimizeLCOE_Brownfield | IgnoreSilica | 18.2849 | 7.1265 | 0.72067 | 4 | 12466.2107 | 22885.6711 | 254.1406 | 466.5554 | 163.7571 | 0 | 38.7076 | 1913354.8322 | 106589.5982 | 1591609.709 | 994709.645 | 0 | 303357.0868 | 0 | 1914752.1398 | 4981792.298 | 3400175.609 | 15206340.918 | 961560.8286 | 19768034.2612 | 19768034.2612 | 1478867.319 | 8788934.7744 | 0 | 35935936.0079 | 65971772.3625 | 3162.2777 | 2.8827 | 12466.2107 | 22885.6711 | 254.1406 | 466.5554
1 | 5300 | 707 | 0.03 | 15 | 15 | 7 | 4.217e-12 | 5spot_SharedNeighbor | Water | Porous | Wet | R245fa | MinimizeLCOE_Brownfield | IgnoreSilica | 24.2358 | 9.5626 | 0.9782 | 4 | 10197.5169 | 17873.786 | 207.8902 | 364.3813 | 164.8733 | 0 | 48.36 | 2364787.7148 | 132759.4335 | 2012276.2304 | 1317900.5882 | 0 | 362089.7645 | 0 | 2414027.3553 | 6280803.9933 | 4286777.783 | 19171422.863 | 961560.8286 | 19768034.2612 | 19768034.2612 | 1478867.319 | 8788934.7744 | 0 | 39901017.9529 | 69936854.3075 | 4216.965 | 3.9128 | 10197.5169 | 17873.786 | 207.8902 | 364.3813
1 | 5300 | 707 | 0.03 | 15 | 15 | 7 | 5.6234e-12 | 5spot_SharedNeighbor | Water | Porous | Wet | R245fa | MinimizeLCOE_Brownfield | IgnoreSilica | 32.058 | 12.7761 | 1.319 | 4 | 8505.1061 | 14198.1202 | 173.3881 | 289.4479 | 165.7195 | 0 | 42.6375 | 2912436.4968 | 164462.6041 | 2535651.5536 | 1749375.4756 | 0 | 432911.6554 | 0 | 3039986.7364 | 7909421.901 | 5398342.9698 | 24142589.3927 | 961560.8286 | 19768034.2612 | 19768034.2612 | 1478867.319 | 8788934.7744 | 0 | 44872184.4825 | 74908020.8372 | 5623.4133 | 5.2759 | 8505.1061 | 14198.1202 | 173.3881 | 289.4479
1 | 5300 | 707 | 0.03 | 15 | 15 | 7 | 7.4989e-12 | 5spot_SharedNeighbor | Water | Porous | Wet | R245fa | MinimizeLCOE_Brownfield | IgnoreSilica | 42.2795 | 16.9763 | 1.7645 | 4 | 7231.8136 | 11487.4378 | 147.4303 | 234.187 | 166.358 | 0 | 55.0291 | 3571100.8282 | 202424.2354 | 3181619.2729 | 2313428.812 | 0 | 518140.8774 | 0 | 3816818.4701 | 9930578.722 | 6777824.0308 | 30311935.2487 | 961560.8286 | 19768034.2612 | 19768034.2612 | 1478867.319 | 8788934.7744 | 0 | 51041530.3386 | 81077366.6932 | 7498.9421 | 7.0579 | 7231.8136 | 11487.4378 | 147.4303 | 234.187
1 | 5300 | 707 | 0.03 | 15 | 15 | 7 | 1e-11 | 5spot_SharedNeighbor | Water | Porous | Wet | R245fa | MinimizeLCOE_Brownfield | IgnoreSilica | 55.4764 | 22.392 | 2.3376 | 4 | 6268.4453 | 9480.705 | 127.7907 | 193.277 | 166.8105 | 0 | 49.2109 | 4353781.3485 | 247250.7191 | 3969259.702 | 3040493.372 | 0 | 620285.344 | 0 | 4770117.4894 | 12410867.2217 | 8470671.8966 | 37882727.0932 | 961560.8286 | 19768034.2612 | 19768034.2612 | 1478867.319 | 8788934.7744 | 0 | 58612322.183 | 88648158.5376 | 10000 | 9.3504 | 6268.4453 | 9480.705 | 127.7907 | 193.277
1 | 5300 | 707 | 0.03 | 15 | 15 | 7 | 1.3335e-11 | 5spot_SharedNeighbor | Water | Porous | Wet | R245fa | MinimizeLCOE_Brownfield | IgnoreSilica | 72.0432 | 29.1499 | 3.048 | 4 | 5547.1313 | 8010.7315 | 113.0858 | 163.3096 | 167.0209 | 0 | 59.0344 | 5254712.5105 | 298244.3925 | 4900950.4397 | 3948863.6126 | 0 | 739734.2317 | 0 | 5905577.0229 | 15365100.0131 | 10486996.4802 | 46900178.7031 | 961560.8286 | 19768034.2612 | 19768034.2612 | 1478867.319 | 8788934.7744 | 0 | 67629773.793 | 97665610.1476 | 13335.2143 | 12.1918 | 5547.1313 | 8010.7315 | 113.0858 | 163.3096
1 | 5300 | 707 | 0.03 | 15 | 15 | 7 | 1.7783e-11 | 5spot_SharedNeighbor | Water | Porous | Wet | R245fa | MinimizeLCOE_Brownfield | IgnoreSilica | 92.0969 | 37.2008 | 3.8799 | 4 | 5021.229 | 6956.6011 | 102.3645 | 141.8197 | 166.8745 | 0 | 58.8652 | 6245257.7489 | 353053.1676 | 5957408.606 | 5034626.4599 | 0 | 876635.0151 | 0 | 7202122.589 | 18738445.6182 | 12789374.1709 | 57196923.3756 | 961560.8286 | 19768034.2612 | 19768034.2612 | 1478867.319 | 8788934.7744 | 0 | 77926518.4655 | 107962354.8201 | 17782.7941 | 15.5194 | 5021.229 | 6956.6011 | 102.3645 | 141.8197
1 | 5300 | 707 | 0.03 | 15 | 15 | 7 | 2.3714e-11 | 5spot_SharedNeighbor | Water | Porous | Wet | R245fa | MinimizeLCOE_Brownfield | IgnoreSilica | 114.1554 | 45.812 | 4.7534 | 4 | 4655.3238 | 6235.0171 | 94.9051 | 127.1093 | 166.3121 | 0 | 72.6074 | 7225258.492 | 405306.7793 | 7039983.9857 | 6202789.49 | 0 | 1012307.8103 | 0 | 8535402.1573 | 22207365.5617 | 15156983.3116 | 67785397.5879 | 961560.8286 | 19768034.2612 | 19768034.2612 | 1478867.319 | 8788934.7744 | 0 | 88514992.6777 | 118550829.0323 | 23713.7371 | 19.0137 | 4655.3238 | 6235.0171 | 94.9051 | 127.1093
1 | 5300 | 707 | 0.03 | 15 | 15 | 7 | 3.1623e-11 | 5spot_SharedNeighbor | Water | Porous | Wet | R245fa | MinimizeLCOE_Brownfield | IgnoreSilica | 124.8929 | 49.8869 | 5.2954 | 4 | 4391.811 | 5809.8269 | 89.533 | 118.4412 | 165.9088 | 0 | 84.9233 | 7664079.3911 | 427847.0139 | 7538795.4996 | 6758642.3123 | 0 | 952590.9142 | 0 | 9103362.5011 | 23685081.8715 | 16165555.0571 | 72295954.5609 | 961560.8286 | 19768034.2612 | 19768034.2612 | 1478867.319 | 8788934.7744 | 0 | 93025549.6508 | 123061386.0054 | 31622.7766 | 21.1816 | 4391.811 | 5809.8269 | 89.533 | 118.4412
1 | 5300 | 707 | 0.03 | 15 | 15 | 7 | 4.217e-11 | 5spot_SharedNeighbor | Water | Porous | Wet | R245fa | MinimizeLCOE_Brownfield | IgnoreSilica | 134.1272 | 53.3165 | 5.7693 | 4 | 4190.1963 | 5491.7403 | 85.4228 | 111.9566 | 165.5044 | 0 | 97.0991 | 8022123.8157 | 445787.8017 | 7952890.3791 | 7226714.8094 | 0 | 879988.576 | 0 | 9565727.0989 | 24888059.711 | 16986612.1512 | 75967904.3431 | 961560.8286 | 19768034.2612 | 19768034.2612 | 1478867.319 | 8788934.7744 | 0 | 96697499.4329 | 126733335.7875 | 42169.6503 | 23.0771 | 4190.1963 | 5491.7403 | 85.4228 | 111.9566
1 | 5300 | 707 | 0.03 | 15 | 15 | 7 | 5.6234e-11 | 5spot_SharedNeighbor | Water | Porous | Wet | R245fa | MinimizeLCOE_Brownfield | IgnoreSilica | 144.6964 | 57.2126 | 6.2581 | 4 | 4032.9148 | 5232.7868 | 82.2164 | 106.6774 | 165.0576 | 0 | 126.9983 | 8419612.5336 | 465523.8505 | 8417159.4686 | 7759356.7877 | 0 | 840160.4193 | 0 | 10101707.0933 | 26282569.7118 | 17938393.8811 | 80224483.746 | 961560.8286 | 19768034.2612 | 19768034.2612 | 1478867.319 | 8788934.7744 | 0 | 100954078.8358 | 130989915.1904 | 56234.1325 | 25.0325 | 4032.9148 | 5232.7868 | 82.2164 | 106.6774
1 | 5300 | 707 | 0.03 | 15 | 15 | 7 | 7.4989e-11 | 5spot_SharedNeighbor | Water | Porous | Wet | R245fa | MinimizeLCOE_Brownfield | IgnoreSilica | 151.5707 | 59.722 | 6.6162 | 4 | 3912.748 | 5047.6777 | 79.7667 | 102.9037 | 164.7499 | 0 | 122.9267 | 8670420.7333 | 477833.992 | 8713024.7058 | 8109331.6068 | 0 | 769535.4221 | 0 | 10428657.1193 | 27133226.6128 | 18518984.6953 | 82821014.8873 | 961560.8286 | 19768034.2612 | 19768034.2612 | 1478867.319 | 8788934.7744 | 0 | 103550609.9772 | 133586446.3318 | 74989.4209 | 26.4649 | 3912.748 | 5047.6777 | 79.7667 | 102.9037
1 | 5300 | 707 | 0.03 | 15 | 15 | 7 | 1e-10 | 5spot_SharedNeighbor | Water | Porous | Wet | R245fa | MinimizeLCOE_Brownfield | IgnoreSilica | 157.0151 | 61.6911 | 6.9051 | 4 | 3821.2436 | 4908.697 | 77.9012 | 100.0704 | 164.4948 | 0 | 126.1799 | 8864208.4066 | 487229.7999 | 8943602.3574 | 8386373.6205 | 0 | 702354.3333 | 0 | 10679669.7219 | 27786309.9149 | 18964727.4685 | 84814475.623 | 961560.8286 | 19768034.2612 | 19768034.2612 | 1478867.319 | 8788934.7744 | 0 | 105544070.7129 | 135579907.0675 | 100000 | 27.6203 | 3821.2436 | 4908.697 | 77.9012 | 100.0704
1 | 5300 | 707 | 0.03 | 15 | 15 | 7 | 1.3335e-10 | 5spot_SharedNeighbor | Water | Porous | Wet | R245fa | MinimizeLCOE_Brownfield | IgnoreSilica | 161.2734 | 63.2183 | 7.1339 | 4 | 3751.7254 | 4804.2971 | 76.484 | 97.9421 | 164.288 | 0 | 127.2357 | 9012636.6329 | 494343.0314 | 9121547.4155 | 8602175.4232 | 0 | 641859.0495 | 0 | 10870299.0055 | 28282288.2074 | 19303242.8445 | 86328391.61 | 961560.8286 | 19768034.2612 | 19768034.2612 | 1478867.319 | 8788934.7744 | 0 | 107057986.6998 | 137093823.0544 | 133352.1432 | 28.5357 | 3751.7254 | 4804.2971 | 76.484 | 97.9421
1 | 5300 | 707 | 0.03 | 15 | 15 | 7 | 1.7783e-10 | 5spot_SharedNeighbor | Water | Porous | Wet | R245fa | MinimizeLCOE_Brownfield | IgnoreSilica | 164.5324 | 64.3795 | 7.3118 | 4 | 3698.9879 | 4725.9586 | 75.4089 | 96.3451 | 164.1258 | 0 | 136.4699 | 9124416.8764 | 499651.0219 | 9256343.2986 | 8766818.2449 | 0 | 589009.9737 | 0 | 11012133.372 | 28651312.1349 | 19555109.2576 | 87454794.18 | 961560.8286 | 19768034.2612 | 19768034.2612 | 1478867.319 | 8788934.7744 | 0 | 108184389.2699 | 138220225.6245 | 177827.941 | 29.247 | 3698.9879 | 4725.9586 | 75.4089 | 96.3451
1 | 5300 | 707 | 0.03 | 15 | 15 | 7 | 2.3714e-10 | 5spot_SharedNeighbor | Water | Porous | Wet | R245fa | MinimizeLCOE_Brownfield | IgnoreSilica | 167.0029 | 65.2554 | 7.4484 | 4 | 3659.0447 | 4667.169 | 74.5946 | 95.1466 | 164.0005 | 0 | 126.2782 | 9208112.1839 | 503596.8196 | 9357728.6253 | 8891326.1913 | 0 | 544224.0415 | 0 | 11116945.266 | 28924011.1832 | 19741231.9615 | 88287176.2723 | 961560.8286 | 19768034.2612 | 19768034.2612 | 1478867.319 | 8788934.7744 | 0 | 109016771.3622 | 139052607.7168 | 237137.3706 | 29.7938 | 3659.0447 | 4667.169 | 74.5946 | 95.1466
1 | 5300 | 707 | 0.03 | 15 | 15 | 7 | 3.1623e-10 | 5spot_SharedNeighbor | Water | Porous | Wet | R245fa | MinimizeLCOE_Brownfield | IgnoreSilica | 168.6398 | 65.8366 | 7.5471 | 4 | 3628.8705 | 4623.823 | 73.9794 | 94.2629 | 163.9162 | 0 | 136.1249 | 9263832.8261 | 506268.8305 | 9424805.3261 | 8977480.6798 | 0 | 504476.4573 | 0 | 11183977.0067 | 29098414.0223 | 19860265.4828 | 88819520.6315 | 961560.8286 | 19768034.2612 | 19768034.2612 | 1478867.319 | 8788934.7744 | 0 | 109549115.7213 | 139584952.076 | 316227.766 | 30.1882 | 3628.8705 | 4623.823 | 73.9794 | 94.2629
1 | 5300 | 707 | 0.03 | 15 | 15 | 7 | 4.217e-10 | 5spot_SharedNeighbor | Water | Porous | Wet | R245fa | MinimizeLCOE_Brownfield | IgnoreSilica | 169.9823 | 66.3122 | 7.6253 | 4 | 3606.086 | 4590.8274 | 73.5149 | 93.5902 | 163.8465 | 0 | 140.6809 | 9309265.2562 | 508441.1919 | 9479604.9196 | 9048154.3225 | 0 | 473776.8767 | 0 | 11239504.6011 | 29242885.4327 | 19958870.189 | 89260502.7898 | 961560.8286 | 19768034.2612 | 19768034.2612 | 1478867.319 | 8788934.7744 | 0 | 109990097.8796 | 140025934.2342 | 421696.5034 | 30.5012 | 3606.086 | 4590.8274 | 73.5149 | 93.5902
1 | 5300 | 707 | 0.03 | 15 | 15 | 7 | 5.6234e-10 | 5spot_SharedNeighbor | Water | Porous | Wet | R245fa | MinimizeLCOE_Brownfield | IgnoreSilica | 170.9593 | 66.6576 | 7.6836 | 4 | 3588.8992 | 4566.172 | 73.1646 | 93.0876 | 163.7954 | 0 | 117.5815 | 9342171.3873 | 510010.4856 | 9519362.6855 | 9099591.4924 | 0 | 448957.7205 | 0 | 11278836.5708 | 29345219.1497 | 20028715.0537 | 89572864.5455 | 961560.8286 | 19768034.2612 | 19768034.2612 | 1478867.319 | 8788934.7744 | 0 | 110302459.6354 | 140338295.99 | 562341.3252 | 30.7343 | 3588.8992 | 4566.172 | 73.1646 | 93.0876
1 | 5300 | 707 | 0.03 | 15 | 15 | 7 | 7.4989e-10 | 5spot_SharedNeighbor | Water | Porous | Wet | R245fa | MinimizeLCOE_Brownfield | IgnoreSilica | 171.6897 | 66.9154 | 7.7275 | 4 | 3575.9478 | 4547.6679 | 72.9005 | 92.7104 | 163.757 | 0 | 145.7701 | 9366684.147 | 511177.2793 | 9549015.833 | 9138044.2999 | 0 | 429425.076 | 0 | 11307795.1878 | 29420563.5308 | 20080139.1419 | 89802844.4957 | 961560.8286 | 19768034.2612 | 19768034.2612 | 1478867.319 | 8788934.7744 | 0 | 110532439.5856 | 140568275.9402 | 749894.2093 | 30.91 | 3575.9478 | 4547.6679 | 72.9005 | 92.7104
1 | 5300 | 707 | 0.03 | 15 | 15 | 7 | 1e-09 | 5spot_SharedNeighbor | Water | Porous | Wet | R245fa | MinimizeLCOE_Brownfield | IgnoreSilica | 172.2233 | 67.1036 | 7.7601 | 4 | 3566.1967 | 4533.8282 | 72.7017 | 92.4282 | 163.7289 | 0 | 144.8587 | 9384544.8304 | 512026.1791 | 9570642.2626 | 9166137.5646 | 0 | 414059.8556 | 0 | 11328490.17 | 29474407.6295 | 20116888.8456 | 89967197.3375 | 961560.8286 | 19768034.2612 | 19768034.2612 | 1478867.319 | 8788934.7744 | 0 | 110696792.4273 | 140732628.7819 | 1000000 | 31.0406 | 3566.1967 | 4533.8282 | 72.7017 | 92.4282
1 | 5300 | 707 | 0.03 | 15 | 15 | 7 | 1.3335e-09 | 5spot_SharedNeighbor | Water | Porous | Wet | R245fa | MinimizeLCOE_Brownfield | IgnoreSilica | 172.5982 | 67.2356 | 7.7839 | 4 | 3558.8608 | 4523.5337 | 72.5522 | 92.2184 | 163.709 | 0 | 140.0503 | 9397067.106 | 512620.6314 | 9585815.9022 | 9185874.9767 | 0 | 401898.4318 | 0 | 11342478.0487 | 29510801.2206 | 20141728.2194 | 90078284.5366 | 961560.8286 | 19768034.2612 | 19768034.2612 | 1478867.319 | 8788934.7744 | 0 | 110807879.6265 | 140843715.9811 | 1333521.4322 | 31.1358 | 3558.8608 | 4523.5337 | 72.5522 | 92.2184
1 | 5300 | 707 | 0.03 | 15 | 15 | 7 | 1.7783e-09 | 5spot_SharedNeighbor | Water | Porous | Wet | R245fa | MinimizeLCOE_Brownfield | IgnoreSilica | 172.8929 | 67.3394 | 7.8023 | 4 | 3553.3455 | 4515.7546 | 72.4398 | 92.0598 | 163.6934 | 0 | 153.0277 | 9406897.7447 | 513087.0188 | 9597733.0669 | 9201389.2636 | 0 | 392748.6325 | 0 | 11353623.7333 | 29539800.0057 | 20161520.4861 | 90166799.9515 | 961560.8286 | 19768034.2612 | 19768034.2612 | 1478867.319 | 8788934.7744 | 0 | 110896395.0414 | 140932231.396 | 1778279.41 | 31.209 | 3553.3455 | 4515.7546 | 72.4398 | 92.0598
1 | 5300 | 707 | 0.03 | 15 | 15 | 7 | 2.3714e-09 | 5spot_SharedNeighbor | Water | Porous | Wet | R245fa | MinimizeLCOE_Brownfield | IgnoreSilica | 173.0929 | 67.4098 | 7.8154 | 4 | 3549.2012 | 4509.9952 | 72.3553 | 91.9424 | 163.6827 | 0 | 143.396 | 9413562.173 | 513402.922 | 9605815.9415 | 9211920.8703 | 0 | 385513.4797 | 0 | 11360784.0007 | 29558429.5527 | 20174235.5347 | 90223664.4746 | 961560.8286 | 19768034.2612 | 19768034.2612 | 1478867.319 | 8788934.7744 | 0 | 110953259.5644 | 140989095.9191 | 2371373.7057 | 31.2615 | 3549.2012 | 4509.9952 | 72.3553 | 91.9424
1 | 5300 | 707 | 0.03 | 15 | 15 | 7 | 3.1623e-09 | 5spot_SharedNeighbor | Water | Porous | Wet | R245fa | MinimizeLCOE_Brownfield | IgnoreSilica | 173.2561 | 67.4672 | 7.8256 | 4 | 3546.0886 | 4505.6236 | 72.2918 | 91.8532 | 163.674 | 0 | 165.9549 | 9418995.7564 | 513660.4414 | 9612407.0094 | 9220511.6369 | 0 | 380183.0424 | 0 | 11366845.5758 | 29574200.5276 | 20184999.5491 | 90271803.5391 | 961560.8286 | 19768034.2612 | 19768034.2612 | 1478867.319 | 8788934.7744 | 0 | 111001398.629 | 141037234.9836 | 3162277.6602 | 31.3025 | 3546.0886 | 4505.6236 | 72.2918 | 91.8532
1 | 5300 | 707 | 0.03 | 15 | 15 | 7 | 4.217e-09 | 5spot_SharedNeighbor | Water | Porous | Wet | R245fa | MinimizeLCOE_Brownfield | IgnoreSilica | 173.3681 | 67.5066 | 7.833 | 4 | 3543.7515 | 4502.3824 | 72.2442 | 91.7872 | 163.668 | 0 | 145.5287 | 9422724.0916 | 513837.0392 | 9616930.9988 | 9226411.3449 | 0 | 376019.2202 | 0 | 11370809.8509 | 29584514.7583 | 20192039.2235 | 90303286.5274 | 961560.8286 | 19768034.2612 | 19768034.2612 | 1478867.319 | 8788934.7744 | 0 | 111032881.6173 | 141068717.9719 | 4216965.0343 | 31.332 | 3543.7515 | 4502.3824 | 72.2442 | 91.7872
1 | 5300 | 707 | 0.03 | 15 | 15 | 7 | 5.6234e-09 | 5spot_SharedNeighbor | Water | Porous | Wet | R245fa | MinimizeLCOE_Brownfield | IgnoreSilica | 173.4607 | 67.5391 | 7.8388 | 4 | 3541.9974 | 4499.9185 | 72.2084 | 91.7369 | 163.6631 | 0 | 144.7945 | 9425805.0506 | 513982.9826 | 9620669.534 | 9231287.2317 | 0 | 372980.8371 | 0 | 11374242.998 | 29593447.1028 | 20198135.7322 | 90330551.469 | 961560.8286 | 19768034.2612 | 19768034.2612 | 1478867.319 | 8788934.7744 | 0 | 111060146.5588 | 141095982.9135 | 5623413.2519 | 31.3552 | 3541.9974 | 4499.9185 | 72.2084 | 91.7369
1 | 5300 | 707 | 0.03 | 15 | 15 | 7 | 7.4989e-09 | 5spot_SharedNeighbor | Water | Porous | Wet | R245fa | MinimizeLCOE_Brownfield | IgnoreSilica | 173.5191 | 67.5596 | 7.8428 | 4 | 3540.681 | 4498.1119 | 72.1816 | 91.7001 | 163.66 | 0 | 149.0463 | 9427744.2784 | 514074.7758 | 9623023.4772 | 9234358.9566 | 0 | 370551.5964 | 0 | 11376203.7029 | 29598548.4548 | 20201617.5097 | 90346122.7519 | 961560.8286 | 19768034.2612 | 19768034.2612 | 1478867.319 | 8788934.7744 | 0 | 111075717.8418 | 141111554.1964 | 7498942.0933 | 31.3713 | 3540.681 | 4498.1119 | 72.1816 | 91.7001
1 | 5300 | 707 | 0.03 | 15 | 15 | 7 | 1e-08 | 5spot_SharedNeighbor | Water | Porous | Wet | R245fa | MinimizeLCOE_Brownfield | IgnoreSilica | 173.5682 | 67.5769 | 7.846 | 4 | 3539.6934 | 4496.7367 | 72.1614 | 91.6721 | 163.6574 | 0 | 143.1148 | 9429375.9982 | 514152.0329 | 9625003.9825 | 9236943.1634 | 0 | 368788.87 | 0 | 11377962.9783 | 29603125.7285 | 20204741.5931 | 90360094.3471 | 961560.8286 | 19768034.2612 | 19768034.2612 | 1478867.319 | 8788934.7744 | 0 | 111089689.4369 | 141125525.7915 | 10000000 | 31.384 | 3539.6934 | 4496.7367 | 72.1614 | 91.6721
1 | 5400 | 707 | 0.03 | 15 | 15 | 7 | 1e-13 | 5spot_SharedNeighbor | Water | Porous | Wet | R245fa | MinimizeLCOE_Brownfield | IgnoreSilica | 0 | 0 | 0 | 0 | [6 empty] | 11.1039 | [19 empty] | 100 | 0
1 | 5400 | 707 | 0.03 | 15 | 15 | 7 | 1.3335e-13 | 5spot_SharedNeighbor | Water | Porous | Wet | R245fa | MinimizeLCOE_Brownfield | IgnoreSilica | 0 | 0 | 0 | 0 | [6 empty] | 10.8151 | [19 empty] | 133.3521 | 0
1 | 5400 | 707 | 0.03 | 15 | 15 | 7 | 1.7783e-13 | 5spot_SharedNeighbor | Water | Porous | Wet | R245fa | MinimizeLCOE_Brownfield | IgnoreSilica | 1.2304 | 0.25688 | 0.009589 | 4 | 587302.2968 | 1389239.6261 | 11972.9517 | 28321.5289 | 116.3919 | 0 | 20.9629 | 151228.3508 | 5906.8895 | 115123.7403 | 69976.6737 | 0 | 71147.1079 | 0 | 161219.2772 | 419459.4888 | 286289.7201 | 1280351.2483 | 961560.8286 | 20284743.5872 | 20284743.5872 | 1478867.319 | 8995618.5048 | 0 | 22526655.6642 | 53285885.0752 | 177.8279 | 0.038356 | 587302.2968 | 1389239.6261 | 11972.9517 | 28321.5289
1 | 5400 | 707 | 0.03 | 15 | 15 | 7 | 2.3714e-13 | 5spot_SharedNeighbor | Water | Porous | Wet | R245fa | MinimizeLCOE_Brownfield | IgnoreSilica | 1.5834 | 0.38094 | 0.020281 | 4 | 282563.4879 | 661724.0857 | 5760.4389 | 13490.1405 | 126.0084 | 0 | 25.1684 | 209061.1276 | 8746.689 | 156731.7216 | 87369.2479 | 0 | 79386.5122 | 0 | 211105.1664 | 549252.3392 | 374876.0075 | 1676528.8114 | 961560.8286 | 20284743.5872 | 20284743.5872 | 1478867.319 | 8995618.5048 | 0 | 22922833.2273 | 53682062.6383 | 237.1374 | 0.081125 | 282563.4879 | 661724.0857 | 5760.4389 | 13490.1405
1 | 5400 | 707 | 0.03 | 15 | 15 | 7 | 3.1623e-13 | 5spot_SharedNeighbor | Water | Porous | Wet | R245fa | MinimizeLCOE_Brownfield | IgnoreSilica | 2.0598 | 0.55932 | 0.036818 | 4 | 159222.2586 | 368080.3346 | 3245.9611 | 7503.8155 | 134.7129 | 0 | 168.5761 | 284761.0577 | 12694.7194 | 211844.8378 | 112098.768 | 0 | 89840.9474 | 0 | 277383.7288 | 721695.5632 | 492572.0513 | 2202891.6737 | 961560.8286 | 20284743.5872 | 20284743.5872 | 1478867.319 | 8995618.5048 | 0 | 23449196.0895 | 54208425.5006 | 316.2278 | 0.14727 | 159222.2586 | 368080.3346 | 3245.9611 | 7503.8155
1 | 5400 | 707 | 0.03 | 15 | 15 | 7 | 4.217e-13 | 5spot_SharedNeighbor | Water | Porous | Wet | R245fa | MinimizeLCOE_Brownfield | IgnoreSilica | 2.7016 | 0.81035 | 0.061282 | 4 | 98450.5266 | 223932.9613 | 2007.0471 | 4565.1763 | 142.2572 | 0 | 214.1196 | 381331.2918 | 17976.466 | 283554.7915 | 146221.1061 | 0 | 102920.6386 | 0 | 363481.6747 | 945704.7571 | 645462.929 | 2886653.6548 | 961560.8286 | 20284743.5872 | 20284743.5872 | 1478867.319 | 8995618.5048 | 0 | 24132958.0707 | 54892187.4817 | 421.6965 | 0.24513 | 98450.5266 | 223932.9613 | 2007.0471 | 4565.1763
1 | 5400 | 707 | 0.03 | 15 | 15 | 7 | 5.6234e-13 | 5spot_SharedNeighbor | Water | Porous | Wet | R245fa | MinimizeLCOE_Brownfield | IgnoreSilica | 3.5379 | 1.1472 | 0.095532 | 4 | 65373.12 | 145867.7985 | 1332.7195 | 2973.7124 | 148.4118 | 0 | 281.0413 | 498874.7458 | 24636.9838 | 372939.7493 | 191403.2749 | 0 | 117910.8384 | 0 | 470248.581 | 1223490.3464 | 835057.3016 | 3734561.8212 | 961560.8286 | 20284743.5872 | 20284743.5872 | 1478867.319 | 8995618.5048 | 0 | 24980866.2371 | 55740095.6481 | 562.3413 | 0.38213 | 65373.12 | 145867.7985 | 1332.7195 | 2973.7124
1 | 5400 | 707 | 0.03 | 15 | 15 | 7 | 7.4989e-13 | 5spot_SharedNeighbor | Water | Porous | Wet | R245fa | MinimizeLCOE_Brownfield | IgnoreSilica | 4.6379 | 1.6001 | 0.14301 | 4 | 45533.0443 | 99305.6698 | 928.2527 | 2024.4804 | 153.3946 | 0 | 37.2927 | 642929.5379 | 33035.6891 | 485069.9187 | 252941.89 | 0 | 135682.0609 | 0 | 604367.0477 | 1572439.0853 | 1073221.9861 | 4799687.2157 | 961560.8286 | 20284743.5872 | 20284743.5872 | 1478867.319 | 8995618.5048 | 0 | 26045991.6315 | 56805221.0426 | 749.8942 | 0.57202 | 45533.0443 | 99305.6698 | 928.2527 | 2024.4804
1 | 5400 | 707 | 0.03 | 15 | 15 | 7 | 1e-12 | 5spot_SharedNeighbor | Water | Porous | Wet | R245fa | MinimizeLCOE_Brownfield | IgnoreSilica | 6.0922 | 2.2044 | 0.20722 | 4 | 33018.0918 | 70126.7531 | 673.1185 | 1429.6287 | 157.3655 | 0 | 35.8611 | 817598.4303 | 43353.9673 | 625153.5505 | 333518.8465 | 0 | 157051.3412 | 0 | 770903.693 | 2005733.275 | 1368954.1739 | 6122267.2776 | 961560.8286 | 20284743.5872 | 20284743.5872 | 1478867.319 | 8995618.5048 | 0 | 27368571.6935 | 58127801.1045 | 1000 | 0.8289 | 33018.0918 | 70126.7531 | 673.1185 | 1429.6287
1 | 5400 | 707 | 0.03 | 15 | 15 | 7 | 1.3335e-12 | 5spot_SharedNeighbor | Water | Porous | Wet | R245fa | MinimizeLCOE_Brownfield | IgnoreSilica | 8.0459 | 3.017 | 0.29375 | 4 | 24711.6563 | 50889.6528 | 503.7805 | 1037.4544 | 160.3923 | 0 | 41.773 | 1031266.7668 | 56031.7745 | 801965.3464 | 441810.2898 | 0 | 184047.7664 | 0 | 980897.5581 | 2552094.2364 | 1741856.7567 | 7789970.4951 | 961560.8286 | 20284743.5872 | 20284743.5872 | 1478867.319 | 8995618.5048 | 0 | 29036274.9109 | 59795504.322 | 1333.5214 | 1.175 | 24711.6563 | 50889.6528 | 503.7805 | 1037.4544
1 | 5400 | 707 | 0.03 | 15 | 15 | 7 | 1.7783e-12 | 5spot_SharedNeighbor | Water | Porous | Wet | R245fa | MinimizeLCOE_Brownfield | IgnoreSilica | 10.64 | 4.1173 | 0.41328 | 4 | 18848.9947 | 37455.9564 | 384.2623 | 763.5903 | 163.073 | 0 | 52.2325 | 1297028.431 | 72061.417 | 1026599.2525 | 588585.2971 | 0 | 216312.935 | 0 | 1248229.0597 | 3247635.9664 | 2216578.2793 | 9913030.6381 | 961560.8286 | 20284743.5872 | 20284743.5872 | 1478867.319 | 8995618.5048 | 0 | 31159335.054 | 61918564.465 | 1778.2794 | 1.6531 | 18848.9947 | 37455.9564 | 384.2623 | 763.5903
1 | 5400 | 707 | 0.03 | 15 | 15 | 7 | 2.3714e-12 | 5spot_SharedNeighbor | Water | Porous | Wet | R245fa | MinimizeLCOE_Brownfield | IgnoreSilica | 14.0849 | 5.5652 | 0.56973 | 4 | 14817.8518 | 28315.0657 | 302.082 | 577.2409 | 164.9988 | 0 | 39.8747 | 1614888.1137 | 91031.2946 | 1304899.8367 | 776595.8327 | 0 | 255705.1796 | 0 | 1576816.9003 | 4102554.125 | 2800077.4894 | 12522568.7721 | 961560.8286 | 20284743.5872 | 20284743.5872 | 1478867.319 | 8995618.5048 | 0 | 33768873.1879 | 64528102.599 | 2371.3737 | 2.2789 | 14817.8518 | 28315.0657 | 302.082 | 577.2409
1 | 5400 | 707 | 0.03 | 15 | 15 | 7 | 3.1623e-12 | 5spot_SharedNeighbor | Water | Porous | Wet | R245fa | MinimizeLCOE_Brownfield | IgnoreSilica | 18.6527 | 7.4998 | 0.78033 | 4 | 11880.9682 | 21735.5148 | 242.2096 | 443.1079 | 166.4774 | 0 | 41.73 | 2005224.4242 | 114451.6507 | 1654927.6702 | 1035181.1434 | 0 | 303791.5252 | 0 | 1994294.8013 | 5188745.987 | 3541425.7542 | 15838042.9561 | 961560.8286 | 20284743.5872 | 20284743.5872 | 1478867.319 | 8995618.5048 | 0 | 37084347.372 | 67843576.783 | 3162.2777 | 3.1213 | 11880.9682 | 21735.5148 | 242.2096 | 443.1079
1 | 5400 | 707 | 0.03 | 15 | 15 | 7 | 4.217e-12 | 5spot_SharedNeighbor | Water | Porous | Wet | R245fa | MinimizeLCOE_Brownfield | IgnoreSilica | 24.689 | 10.0562 | 1.0591 | 4 | 9730.6091 | 16991.3698 | 198.3716 | 346.3921 | 167.6058 | 0 | 47.5862 | 2478228.1436 | 142733.3945 | 2090935.8268 | 1375771.4084 | 0 | 361949.442 | 0 | 2515351.104 | 6544427.6031 | 4466706.3136 | 19976103.236 | 961560.8286 | 20284743.5872 | 20284743.5872 | 1478867.319 | 8995618.5048 | 0 | 41222407.6519 | 71981637.0629 | 4216.965 | 4.2364 | 9730.6091 | 16991.3698 | 198.3716 | 346.3921
1 | 5400 | 707 | 0.03 | 15 | 15 | 7 | 5.6234e-12 | 5spot_SharedNeighbor | Water | Porous | Wet | R245fa | MinimizeLCOE_Brownfield | IgnoreSilica | 32.6622 | 13.4341 | 1.4272 | 4 | 8127.5575 | 13515.7308 | 165.6913 | 275.5365 | 168.4665 | 0 | 48.4417 | 3051982.7065 | 176846.6105 | 2634525.527 | 1824247.1213 | 0 | 432859.3907 | 0 | 3166979.9289 | 8239832.138 | 5623854.7458 | 25151128.1687 | 961560.8286 | 20284743.5872 | 20284743.5872 | 1478867.319 | 8995618.5048 | 0 | 46397432.5846 | 77156661.9956 | 5623.4133 | 5.7087 | 8127.5575 | 13515.7308 | 165.6913 | 275.5365
1 | 5400 | 707 | 0.03 | 15 | 15 | 7 | 7.4989e-12 | 5spot_SharedNeighbor | Water | Porous | Wet | R245fa | MinimizeLCOE_Brownfield | IgnoreSilica | 43.0689 | 17.8438 | 1.9078 | 4 | 6920.5811 | 10951.3405 | 141.0854 | 223.2579 | 169.1145 | 0 | 58.9965 | 3741301.6096 | 217643.2552 | 3304697.1336 | 2409743.6115 | 0 | 518067.7099 | 0 | 3974666.7947 | 10341267.6835 | 7058127.6858 | 31565515.4837 | 961560.8286 | 20284743.5872 | 20284743.5872 | 1478867.319 | 8995618.5048 | 0 | 52811819.8996 | 83571049.3106 | 7498.9421 | 7.6311 | 6920.5811 | 10951.3405 | 141.0854 | 223.2579
1 | 5400 | 707 | 0.03 | 15 | 15 | 7 | 1e-11 | 5spot_SharedNeighbor | Water | Porous | Wet | R245fa | MinimizeLCOE_Brownfield | IgnoreSilica | 56.4601 | 23.5094 | 2.5253 | 4 | 6006.5042 | 9051.5709 | 122.4507 | 184.5285 | 169.5682 | 0 | 52.5415 | 4558926.3913 | 265894.5889 | 4118861.0717 | 3166481.9123 | 0 | 619626.6794 | 0 | 4964618.351 | 12916918.5661 | 8816062.3375 | 39427389.8983 | 961560.8286 | 20284743.5872 | 20284743.5872 | 1478867.319 | 8995618.5048 | 0 | 60673694.3141 | 91432923.7252 | 10000 | 10.1013 | 6006.5042 | 9051.5709 | 122.4507 | 184.5285
1 | 5400 | 707 | 0.03 | 15 | 15 | 7 | 1.3335e-11 | 5spot_SharedNeighbor | Water | Porous | Wet | R245fa | MinimizeLCOE_Brownfield | IgnoreSilica | 73.2347 | 30.5616 | 3.2882 | 4 | 5323.0327 | 7661.6595 | 108.5172 | 156.1933 | 169.7662 | 0 | 59.6462 | 5497375.4819 | 320500.9545 | 5079898.7035 | 4108747.9765 | 0 | 738356.5019 | 0 | 6140503.0511 | 15976329.3486 | 10904173.0612 | 48765885.0792 | 961560.8286 | 20284743.5872 | 20284743.5872 | 1478867.319 | 8995618.5048 | 0 | 70012189.4951 | 100771418.9061 | 13335.2143 | 13.1527 | 5323.0327 | 7661.6595 | 108.5172 | 156.1933
1 | 5400 | 707 | 0.03 | 15 | 15 | 7 | 1.7783e-11 | 5spot_SharedNeighbor | Water | Porous | Wet | R245fa | MinimizeLCOE_Brownfield | IgnoreSilica | 93.4905 | 38.9376 | 4.177 | 4 | 4826.0153 | 6667.0204 | 98.3848 | 135.9162 | 169.5891 | 0 | 66.5978 | 6524865.1236 | 378653.8008 | 6166960.8897 | 5228643.3537 | 0 | 874642.529 | 0 | 7477768.6218 | 19455620.0526 | 13278860.4589 | 59386014.8303 | 961560.8286 | 20284743.5872 | 20284743.5872 | 1478867.319 | 8995618.5048 | 0 | 80632319.2462 | 111391548.6572 | 17782.7941 | 16.7078 | 4826.0153 | 6667.0204 | 98.3848 | 135.9162
1 | 5400 | 707 | 0.03 | 15 | 15 | 7 | 2.3714e-11 | 5spot_SharedNeighbor | Water | Porous | Wet | R245fa | MinimizeLCOE_Brownfield | IgnoreSilica | 116.6453 | 48.2378 | 5.1305 | 4 | 4481.7553 | 5980.6016 | 91.3666 | 121.9227 | 168.9476 | 0 | 60.7729 | 7576515.2405 | 435493.7246 | 7323295.6148 | 6475131.7364 | 0 | 1025277.6298 | 0 | 8905928.4389 | 23171398.941 | 15814955.9019 | 70727997.2278 | 961560.8286 | 20284743.5872 | 20284743.5872 | 1478867.319 | 8995618.5048 | 0 | 91974301.6437 | 122733531.0547 | 23713.7371 | 20.5219 | 4481.7553 | 5980.6016 | 91.3666 | 121.9227
1 | 5400 | 707 | 0.03 | 15 | 15 | 7 | 3.1623e-11 | 5spot_SharedNeighbor | Water | Porous | Wet | R245fa | MinimizeLCOE_Brownfield | IgnoreSilica | 127.7381 | 52.5584 | 5.707 | 4 | 4238.4478 | 5585.8909 | 86.4065 | 113.8759 | 168.4991 | 0 | 85.7588 | 8039534.4724 | 459714.1737 | 7845855.7041 | 7065956.9452 | 0 | 968069.7736 | 0 | 9507861.1169 | 24737504.2956 | 16883854.9866 | 75508351.468 | 961560.8286 | 20284743.5872 | 20284743.5872 | 1478867.319 | 8995618.5048 | 0 | 96754655.8839 | 127513885.2949 | 31622.7766 | 22.8279 | 4238.4478 | 5585.8909 | 86.4065 | 113.8759
1 | 5400 | 707 | 0.03 | 15 | 15 | 7 | 4.217e-11 | 5spot_SharedNeighbor | Water | Porous | Wet | R245fa | MinimizeLCOE_Brownfield | IgnoreSilica | 139.2092 | 56.9486 | 6.2692 | 4 | 4051.4139 | 5278.0211 | 82.5936 | 107.5996 | 167.9843 | 0 | 93.9407 | 8494961.7013 | 482963.2853 | 8368808.8069 | 7670627.7873 | 0 | 924871.8235 | 0 | 10117471.0277 | 26323584.2353 | 17966387.1362 | 80349675.8033 | 961560.8286 | 20284743.5872 | 20284743.5872 | 1478867.319 | 8995618.5048 | 0 | 101595980.2192 | 132355209.6302 | 42169.6503 | 25.0767 | 4051.4139 | 5278.0211 | 82.5936 | 107.5996
1 | 5400 | 707 | 0.03 | 15 | 15 | 7 | 5.6234e-11 | 5spot_SharedNeighbor | Water | Porous | Wet | R245fa | MinimizeLCOE_Brownfield | IgnoreSilica | 147.4567 | 60.0702 | 6.7111 | 4 | 3906.0369 | 5051.863 | 79.6298 | 102.9891 | 167.6185 | 0 | 112.7974 | 8810863.2665 | 498835.8432 | 8736060.6264 | 8098032.8663 | 0 | 850976.5987 | 0 | 10527959.9884 | 27391592.3083 | 18695324.5914 | 83609646.0892 | 961560.8286 | 20284743.5872 | 20284743.5872 | 1478867.319 | 8995618.5048 | 0 | 104855950.5051 | 135615179.9161 | 56234.1325 | 26.8446 | 3906.0369 | 5051.863 | 79.6298 | 102.9891
1 | 5400 | 707 | 0.03 | 15 | 15 | 7 | 7.4989e-11 | 5spot_SharedNeighbor | Water | Porous | Wet | R245fa | MinimizeLCOE_Brownfield | IgnoreSilica | 154.1776 | 62.5825 | 7.0761 | 4 | 3795.0165 | 4881.7446 | 77.3665 | 99.521 | 167.3026 | 0 | 115.1415 | 9060016.346 | 511125.4199 | 9029146.4723 | 8443326.9473 | 0 | 777647.3839 | 0 | 10850292.4021 | 28230235.1292 | 19267715.549 | 86169505.6496 | 961560.8286 | 20284743.5872 | 20284743.5872 | 1478867.319 | 8995618.5048 | 0 | 107415810.0655 | 138175039.4765 | 74989.4209 | 28.3044 | 3795.0165 | 4881.7446 | 77.3665 | 99.521
1 | 5400 | 707 | 0.03 | 15 | 15 | 7 | 1e-10 | 5spot_SharedNeighbor | Water | Porous | Wet | R245fa | MinimizeLCOE_Brownfield | IgnoreSilica | 159.5024 | 64.5524 | 7.3694 | 4 | 3710.4491 | 4753.9229 | 75.6425 | 96.9151 | 167.0416 | 0 | 127.3237 | 9252293.6079 | 520462.1438 | 9257518.9335 | 8714987.7125 | 0 | 708747.7808 | 0 | 11097063.9697 | 28872284.1283 | 19705927.1837 | 88129285.4602 | 961560.8286 | 20284743.5872 | 20284743.5872 | 1478867.319 | 8995618.5048 | 0 | 109375589.8761 | 140134819.2871 | 100000 | 29.4777 | 3710.4491 | 4753.9229 | 75.6425 | 96.9151
1 | 5400 | 707 | 0.03 | 15 | 15 | 7 | 1.3335e-10 | 5spot_SharedNeighbor | Water | Porous | Wet | R245fa | MinimizeLCOE_Brownfield | IgnoreSilica | 163.7218 | 66.0968 | 7.6026 | 4 | 3646.1411 | 4657.6123 | 74.3315 | 94.9517 | 166.8282 | 0 | 123.8163 | 9401161.7728 | 527599.132 | 9435698.0597 | 8927574.3316 | 0 | 647881.7434 | 0 | 11286566.8654 | 29365331.7906 | 20042442.3443 | 89634256.04 | 961560.8286 | 20284743.5872 | 20284743.5872 | 1478867.319 | 8995618.5048 | 0 | 110880560.4558 | 141639789.8669 | 133352.1432 | 30.4104 | 3646.1411 | 4657.6123 | 74.3315 | 94.9517
1 | 5400 | 707 | 0.03 | 15 | 15 | 7 | 1.7783e-10 | 5spot_SharedNeighbor | Water | Porous | Wet | R245fa | MinimizeLCOE_Brownfield | IgnoreSilica | 166.8908 | 67.248 | 7.7816 | 4 | 3597.3427 | 4585.5493 | 73.3367 | 93.4826 | 166.664 | 0 | 120.0959 | 9511072.6771 | 532813.2659 | 9568059.9622 | 9086178.0352 | 0 | 594190.868 | 0 | 11424002.7753 | 29722911.8361 | 20286498.0729 | 90725727.4928 | 961560.8286 | 20284743.5872 | 20284743.5872 | 1478867.319 | 8995618.5048 | 0 | 111972031.9087 | 142731261.3197 | 177827.941 | 31.1263 | 3597.3427 | 4585.5493 | 73.3367 | 93.4826
1 | 5400 | 707 | 0.03 | 15 | 15 | 7 | 2.3714e-10 | 5spot_SharedNeighbor | Water | Porous | Wet | R245fa | MinimizeLCOE_Brownfield | IgnoreSilica | 169.3003 | 68.1189 | 7.9192 | 4 | 3560.3765 | 4531.4109 | 72.5831 | 92.3789 | 166.5372 | 0 | 116.5012 | 9593619.0198 | 536698.0974 | 9667927.7203 | 9206327.1905 | 0 | 549000.4636 | 0 | 11525893.2717 | 29988010.0072 | 20467433.0219 | 91534908.7924 | 961560.8286 | 20284743.5872 | 20284743.5872 | 1478867.319 | 8995618.5048 | 0 | 112781213.2083 | 143540442.6193 | 237137.3706 | 31.6768 | 3560.3765 | 4531.4109 | 72.5831 | 92.3789
1 | 5400 | 707 | 0.03 | 15 | 15 | 7 | 3.1623e-10 | 5spot_SharedNeighbor | Water | Porous | Wet | R245fa | MinimizeLCOE_Brownfield | IgnoreSilica | 171.0714 | 68.7566 | 8.0227 | 4 | 3532.4154 | 4490.9224 | 72.0131 | 91.5535 | 166.4429 | 0 | 112.4514 | 9653738.3539 | 539510.4093 | 9740914.9815 | 9294399.7737 | 0 | 511213.5763 | 0 | 11598513.0669 | 30176951.8179 | 20596389.6901 | 92111631.6696 | 961560.8286 | 20284743.5872 | 20284743.5872 | 1478867.319 | 8995618.5048 | 0 | 113357936.0855 | 144117165.4965 | 316227.766 | 32.0908 | 3532.4154 | 4490.9224 | 72.0131 | 91.5535
1 | 5400 | 707 | 0.03 | 15 | 15 | 7 | 4.217e-10 | 5spot_SharedNeighbor | Water | Porous | Wet | R245fa | MinimizeLCOE_Brownfield | IgnoreSilica | 172.3741 | 69.2243 | 8.1003 | 4 | 3511.2951 | 4460.6164 | 71.5825 | 90.9357 | 166.3729 | 0 | 133.2787 | 9697651.619 | 541554.8572 | 9794369.6334 | 9359045.3511 | 0 | 480349.9017 | 0 | 11650458.8314 | 30312104.0415 | 20688633.8598 | 92524168.0951 | 961560.8286 | 20284743.5872 | 20284743.5872 | 1478867.319 | 8995618.5048 | 0 | 113770472.5109 | 144529701.922 | 421696.5034 | 32.4013 | 3511.2951 | 4460.6164 | 71.5825 | 90.9357
1 | 5400 | 707 | 0.03 | 15 | 15 | 7 | 5.6234e-10 | 5spot_SharedNeighbor | Water | Porous | Wet | R245fa | MinimizeLCOE_Brownfield | IgnoreSilica | 173.3487 | 69.5734 | 8.1589 | 4 | 3495.3606 | 4437.8647 | 71.2577 | 90.4719 | 166.3202 | 0 | 133.2889 | 9730335.701 | 543071.1471 | 9834233.6737 | 9407333.7117 | 0 | 455783.4601 | 0 | 11688595.5005 | 30411327.8317 | 20756356.1354 | 92827037.1611 | 961560.8286 | 20284743.5872 | 20284743.5872 | 1478867.319 | 8995618.5048 | 0 | 114073341.577 | 144832570.988 | 562341.3252 | 32.6356 | 3495.3606 | 4437.8647 | 71.2577 | 90.4719
1 | 5400 | 707 | 0.03 | 15 | 15 | 7 | 7.4989e-10 | 5spot_SharedNeighbor | Water | Porous | Wet | R245fa | MinimizeLCOE_Brownfield | IgnoreSilica | 174.0527 | 69.8251 | 8.2023 | 4 | 3483.3512 | 4420.8721 | 71.0128 | 90.1255 | 166.2818 | 0 | 140.8251 | 9753852.3686 | 544159.1144 | 9862959.9221 | 9442172.7515 | 0 | 436163.4885 | 0 | 11715329.9816 | 30480885.4675 | 20803830.6511 | 93039353.7453 | 961560.8286 | 20284743.5872 | 20284743.5872 | 1478867.319 | 8995618.5048 | 0 | 114285658.1612 | 145044887.5722 | 749894.2093 | 32.8091 | 3483.3512 | 4420.8721 | 71.0128 | 90.1255
1 | 5400 | 707 | 0.03 | 15 | 15 | 7 | 1e-09 | 5spot_SharedNeighbor | Water | Porous | Wet | R245fa | MinimizeLCOE_Brownfield | IgnoreSilica | 174.5667 | 70.0087 | 8.2345 | 4 | 3474.3085 | 4408.1595 | 70.8285 | 89.8663 | 166.2538 | 0 | 128.0501 | 9770972.3508 | 544949.5369 | 9883895.5855 | 9467585.7304 | 0 | 420748.0091 | 0 | 11734378.9729 | 30530447.0355 | 20837657.4397 | 93190634.6608 | 961560.8286 | 20284743.5872 | 20284743.5872 | 1478867.319 | 8995618.5048 | 0 | 114436939.0766 | 145196168.4877 | 1000000 | 32.938 | 3474.3085 | 4408.1595 | 70.8285 | 89.8663
1 | 5400 | 707 | 0.03 | 15 | 15 | 7 | 1.3335e-09 | 5spot_SharedNeighbor | Water | Porous | Wet | R245fa | MinimizeLCOE_Brownfield | IgnoreSilica | 174.9493 | 70.1453 | 8.2587 | 4 | 3467.5051 | 4398.6236 | 70.6898 | 89.6719 | 166.2328 | 0 | 134.3854 | 9783691.5973 | 545535.9252 | 9899462.0753 | 9486493.4183 | 0 | 408834.9414 | 0 | 11748367.0034 | 30566841.0215 | 20862497.0829 | 93301723.0653 | 961560.8286 | 20284743.5872 | 20284743.5872 | 1478867.319 | 8995618.5048 | 0 | 114548027.4812 | 145307256.8922 | 1333521.4322 | 33.0347 | 3467.5051 | 4398.6236 | 70.6898 | 89.6719
1 | 5400 | 707 | 0.03 | 15 | 15 | 7 | 1.7783e-09 | 5spot_SharedNeighbor | Water | Porous | Wet | R245fa | MinimizeLCOE_Brownfield | IgnoreSilica | 175.2272 | 70.2443 | 8.2766 | 4 | 3462.3899 | 4391.4963 | 70.5855 | 89.5266 | 166.2175 | 0 | 131.7104 | 9792911.4326 | 545960.4725 | 9910752.9727 | 9500214.4225 | 0 | 399597.1911 | 0 | 11758280.2317 | 30592633.2079 | 20880100.7801 | 93380450.7111 | 961560.8286 | 20284743.5872 | 20284743.5872 | 1478867.319 | 8995618.5048 | 0 | 114626755.1269 | 145385984.538 | 1778279.41 | 33.1063 | 3462.3899 | 4391.4963 | 70.5855 | 89.5266
1 | 5400 | 707 | 0.03 | 15 | 15 | 7 | 2.3714e-09 | 5spot_SharedNeighbor | Water | Porous | Wet | R245fa | MinimizeLCOE_Brownfield | IgnoreSilica | 175.4339 | 70.318 | 8.2899 | 4 | 3458.5462 | 4386.1523 | 70.5071 | 89.4176 | 166.2062 | 0 | 141.5456 | 9799762.904 | 546275.707 | 9919147.1904 | 9510418.8582 | 0 | 392537.5985 | 0 | 11765575.4806 | 30611613.9492 | 20893055.5261 | 93438387.214 | 961560.8286 | 20284743.5872 | 20284743.5872 | 1478867.319 | 8995618.5048 | 0 | 114684691.6299 | 145443921.0409 | 2371373.7057 | 33.1598 | 3458.5462 | 4386.1523 | 70.5071 | 89.4176
1 | 5400 | 707 | 0.03 | 15 | 15 | 7 | 3.1623e-09 | 5spot_SharedNeighbor | Water | Porous | Wet | R245fa | MinimizeLCOE_Brownfield | IgnoreSilica | 175.5802 | 70.3701 | 8.2997 | 4 | 3455.6593 | 4382.1718 | 70.4483 | 89.3365 | 166.1981 | 0 | 133.8065 | 9804608.0686 | 546498.4434 | 9925085.8234 | 9517640.1421 | 0 | 387068.5369 | 0 | 11770551.3956 | 30624560.2592 | 20901891.6487 | 93477904.3177 | 961560.8286 | 20284743.5872 | 20284743.5872 | 1478867.319 | 8995618.5048 | 0 | 114724208.7336 | 145483438.1446 | 3162277.6602 | 33.1989 | 3455.6593 | 4382.1718 | 70.4483 | 89.3365
1 | 5400 | 707 | 0.03 | 15 | 15 | 7 | 4.217e-09 | 5spot_SharedNeighbor | Water | Porous | Wet | R245fa | MinimizeLCOE_Brownfield | IgnoreSilica | 175.6922 | 70.41 | 8.3072 | 4 | 3453.4917 | 4379.177 | 70.4041 | 89.2754 | 166.1919 | 0 | 133.5377 | 9808316.7566 | 546668.8816 | 9929632.3517 | 9523169.6203 | 0 | 382959.2048 | 0 | 11774391.2579 | 30634550.7932 | 20908710.3934 | 93508399.2595 | 961560.8286 | 20284743.5872 | 20284743.5872 | 1478867.319 | 8995618.5048 | 0 | 114754703.6754 | 145513933.0864 | 4216965.0343 | 33.2286 | 3453.4917 | 4379.177 | 70.4041 | 89.2754
1 | 5400 | 707 | 0.03 | 15 | 15 | 7 | 5.6234e-09 | 5spot_SharedNeighbor | Water | Porous | Wet | R245fa | MinimizeLCOE_Brownfield | IgnoreSilica | 175.7823 | 70.4421 | 8.3129 | 4 | 3451.8647 | 4376.9097 | 70.3709 | 89.2292 | 166.187 | 0 | 144.9303 | 9811295.1575 | 546805.7583 | 9933283.8049 | 9527611.0315 | 0 | 379932.2032 | 0 | 11777581.9026 | 30642852.1963 | 20914376.2717 | 93533738.326 | 961560.8286 | 20284743.5872 | 20284743.5872 | 1478867.319 | 8995618.5048 | 0 | 114780042.7419 | 145539272.1529 | 5623413.2519 | 33.2516 | 3451.8647 | 4376.9097 | 70.3709 | 89.2292
1 | 5400 | 707 | 0.03 | 15 | 15 | 7 | 7.4989e-09 | 5spot_SharedNeighbor | Water | Porous | Wet | R245fa | MinimizeLCOE_Brownfield | IgnoreSilica | 175.836 | 70.4612 | 8.3168 | 4 | 3450.6438 | 4375.2561 | 70.346 | 89.1955 | 166.184 | 0 | 137.0862 | 9813070.1383 | 546887.2152 | 9935461.1535 | 9530259.9553 | 0 | 377474.1941 | 0 | 11779229.536 | 30647139.0005 | 20917302.1036 | 93546823.2966 | 961560.8286 | 20284743.5872 | 20284743.5872 | 1478867.319 | 8995618.5048 | 0 | 114793127.7124 | 145552357.1235 | 7498942.0933 | 33.2672 | 3450.6438 | 4375.2561 | 70.346 | 89.1955
1 | 5400 | 707 | 0.03 | 15 | 15 | 7 | 1e-08 | 5spot_SharedNeighbor | Water | Porous | Wet | R245fa | MinimizeLCOE_Brownfield | IgnoreSilica | 175.8897 | 70.4803 | 8.3201 | 4 | 3449.7277 | 4373.9697 | 70.3274 | 89.1693 | 166.181 | 0 | 130.8372 | 9814846.9442 | 546968.8594 | 9937639.7386 | 9532910.2738 | 0 | 375795.3182 | 0 | 11781182.8423 | 30652221.1028 | 20920770.7428 | 93562335.8221 | 961560.8286 | 20284743.5872 | 20284743.5872 | 1478867.319 | 8995618.5048 | 0 | 114808640.238 | 145567869.649 | 10000000 | 33.2805 | 3449.7277 | 4373.9697 | 70.3274 | 89.1693
1 | 5500 | 707 | 0.03 | 15 | 15 | 7 | 1e-13 | 5spot_SharedNeighbor | Water | Porous | Wet | R245fa | MinimizeLCOE_Brownfield | IgnoreSilica | 0 | 0 | 0 | 0 | [6 empty] | 10.4308 | [19 empty] | 100 | 0
1 | 5500 | 707 | 0.03 | 15 | 15 | 7 | 1.3335e-13 | 5spot_SharedNeighbor | Water | Porous | Wet | R245fa | MinimizeLCOE_Brownfield | IgnoreSilica | 0.95719 | 0.17086 | 0.0034973 | 4 | 1625870.1889 | 3876968.849 | 33145.563 | 79037.254 | 106.5759 | 0 | 23.3737 | 107605.2908 | 3916.6007 | 83672.3323 | 57248.2154 | 0 | 62537.924 | 0 | 122842.3417 | 319610.5746 | 218140.7845 | 975574.064 | 961560.8286 | 20807313.0041 | 20807313.0041 | 1478867.319 | 9204646.2715 | 0 | 22744447.8967 | 54235274.4914 | 133.3521 | 0.013989 | 1625870.1889 | 3876968.849 | 33145.563 | 79037.254
1 | 5500 | 707 | 0.03 | 15 | 15 | 7 | 1.7783e-13 | 5spot_SharedNeighbor | Water | Porous | Wet | R245fa | MinimizeLCOE_Brownfield | IgnoreSilica | 1.2545 | 0.2696 | 0.01099 | 4 | 525245.6519 | 1241576.1679 | 10707.8431 | 25311.2095 | 118.2921 | 0 | 23.3072 | 158022.5139 | 6255.214 | 119500.3192 | 71538.4721 | 0 | 71388.0151 | 0 | 166414.7684 | 432977.091 | 295515.7614 | 1321612.155 | 961560.8286 | 20807313.0041 | 20807313.0041 | 1478867.319 | 9204646.2715 | 0 | 23090485.9877 | 54581312.5824 | 177.8279 | 0.043961 | 525245.6519 | 1241576.1679 | 10707.8431 | 25311.2095
1 | 5500 | 707 | 0.03 | 15 | 15 | 7 | 2.3714e-13 | 5spot_SharedNeighbor | Water | Porous | Wet | R245fa | MinimizeLCOE_Brownfield | IgnoreSilica | 1.632 | 0.40664 | 0.022986 | 4 | 255865.5781 | 598362.8763 | 5216.1659 | 12198.4366 | 128.465 | 0 | 126.6054 | 221482.7387 | 9432.3297 | 164854.3561 | 90641.9299 | 0 | 80743.1698 | 0 | 221190.2645 | 575491.6958 | 392784.9075 | 1756621.392 | 961560.8286 | 20807313.0041 | 20807313.0041 | 1478867.319 | 9204646.2715 | 0 | 23525495.2248 | 55016321.8194 | 237.1374 | 0.091945 | 255865.5781 | 598362.8763 | 5216.1659 | 12198.4366
1 | 5500 | 707 | 0.03 | 15 | 15 | 7 | 3.1623e-13 | 5spot_SharedNeighbor | Water | Porous | Wet | R245fa | MinimizeLCOE_Brownfield | IgnoreSilica | 2.1182 | 0.59435 | 0.040932 | 4 | 147017.6582 | 339354.5277 | 2997.1538 | 6918.2011 | 137.1881 | 0 | 165.3648 | 300394.2391 | 13630.7521 | 222028.9964 | 116098.6918 | 0 | 91071.4198 | 0 | 289857.3987 | 754149.4934 | 514722.5255 | 2301953.5166 | 961560.8286 | 20807313.0041 | 20807313.0041 | 1478867.319 | 9204646.2715 | 0 | 24070827.3494 | 55561653.944 | 316.2278 | 0.16373 | 147017.6582 | 339354.5277 | 2997.1538 | 6918.2011
1 | 5500 | 707 | 0.03 | 15 | 15 | 7 | 4.217e-13 | 5spot_SharedNeighbor | Water | Porous | Wet | R245fa | MinimizeLCOE_Brownfield | IgnoreSilica | 2.76 | 0.85365 | 0.067132 | 4 | 92238.1628 | 209510.7805 | 1880.3997 | 4271.1606 | 144.6436 | 0 | 215.0643 | 399550.8568 | 19175.0944 | 295141.3164 | 151200.9377 | 0 | 103381.3005 | 0 | 377695.3072 | 982685.7134 | 670703.1916 | 2999533.7179 | 961560.8286 | 20807313.0041 | 20807313.0041 | 1478867.319 | 9204646.2715 | 0 | 24768407.5507 | 56259234.1453 | 421.6965 | 0.26853 | 92238.1628 | 209510.7805 | 1880.3997 | 4271.1606
1 | 5500 | 707 | 0.03 | 15 | 15 | 7 | 5.6234e-13 | 5spot_SharedNeighbor | Water | Porous | Wet | R245fa | MinimizeLCOE_Brownfield | IgnoreSilica | 3.6157 | 1.2086 | 0.10414 | 4 | 61578.2592 | 137174.4734 | 1255.3561 | 2796.4872 | 150.8959 | 0 | 285.6827 | 522658.1488 | 26298.7004 | 388219.0923 | 197914.2191 | 0 | 118454.8313 | 0 | 488882.5468 | 1271972.1032 | 868147.0969 | 3882546.7388 | 961560.8286 | 20807313.0041 | 20807313.0041 | 1478867.319 | 9204646.2715 | 0 | 25651420.5715 | 57142247.1662 | 562.3413 | 0.41657 | 61578.2592 | 137174.4734 | 1255.3561 | 2796.4872
1 | 5500 | 707 | 0.03 | 15 | 15 | 7 | 7.4989e-13 | 5spot_SharedNeighbor | Water | Porous | Wet | R245fa | MinimizeLCOE_Brownfield | IgnoreSilica | 4.7279 | 1.681 | 0.15508 | 4 | 43124.4614 | 93890.9196 | 879.1505 | 1914.0934 | 155.9055 | 0 | 43.3841 | 672187.4634 | 35224.5081 | 503765.8842 | 261426.249 | 0 | 135776.6482 | 0 | 627268.4936 | 1632023.95 | 1113889.8806 | 4981563.0771 | 961560.8286 | 20807313.0041 | 20807313.0041 | 1478867.319 | 9204646.2715 | 0 | 26750436.9099 | 58241263.5045 | 749.8942 | 0.62031 | 43124.4614 | 93890.9196 | 879.1505 | 1914.0934
1 | 5500 | 707 | 0.03 | 15 | 15 | 7 | 1e-12 | 5spot_SharedNeighbor | Water | Porous | Wet | R245fa | MinimizeLCOE_Brownfield | IgnoreSilica | 6.2238 | 2.3218 | 0.22482 | 4 | 31292.1267 | 66310.166 | 637.9323 | 1351.8224 | 159.9628 | 0 | 38.086 | 856584.3571 | 46388.4839 | 650551.0837 | 345945.8138 | 0 | 157622.0573 | 0 | 802265.8003 | 2087331.0451 | 1424646.3287 | 6371334.9699 | 961560.8286 | 20807313.0041 | 20807313.0041 | 1478867.319 | 9204646.2715 | 0 | 28140208.8026 | 59631035.3973 | 1000 | 0.89927 | 31292.1267 | 66310.166 | 637.9323 | 1351.8224
1 | 5500 | 707 | 0.03 | 15 | 15 | 7 | 1.3335e-12 | 5spot_SharedNeighbor | Water | Porous | Wet | R245fa | MinimizeLCOE_Brownfield | IgnoreSilica | 8.2117 | 3.1752 | 0.31824 | 4 | 23471.6876 | 48209.7969 | 478.5021 | 982.8219 | 162.9973 | 0 | 36.3564 | 1080197.5101 | 60026.9069 | 833946.5653 | 459721.6119 | 0 | 184503.9918 | 0 | 1021174.6685 | 2656887.0158 | 1813379.9819 | 8109838.2523 | 961560.8286 | 20807313.0041 | 20807313.0041 | 1478867.319 | 9204646.2715 | 0 | 29878712.085 | 61369538.6797 | 1333.5214 | 1.273 | 23471.6876 | 48209.7969 | 478.5021 | 982.8219
1 | 5500 | 707 | 0.03 | 15 | 15 | 7 | 1.7783e-12 | 5spot_SharedNeighbor | Water | Porous | Wet | R245fa | MinimizeLCOE_Brownfield | IgnoreSilica | 10.8595 | 4.3292 | 0.44655 | 4 | 17955.4443 | 35585.4697 | 366.046 | 725.4579 | 165.7452 | 0 | 42.8557 | 1357304.4679 | 77129.8071 | 1066808.3673 | 608665.9617 | 0 | 216657.0473 | 0 | 1297360.604 | 3375466.1664 | 2303825.0175 | 10303217.4392 | 961560.8286 | 20807313.0041 | 20807313.0041 | 1478867.319 | 9204646.2715 | 0 | 32072091.272 | 63562917.8666 | 1778.2794 | 1.7862 | 17955.4443 | 35585.4697 | 366.046 | 725.4579
1 | 5500 | 707 | 0.03 | 15 | 15 | 7 | 2.3714e-12 | 5spot_SharedNeighbor | Water | Porous | Wet | R245fa | MinimizeLCOE_Brownfield | IgnoreSilica | 14.3601 | 5.8549 | 0.61682 | 4 | 14112.0575 | 26875.3518 | 287.6934 | 547.8904 | 167.6919 | 0 | 43.7718 | 1692389.2332 | 97857.7976 | 1356372.3401 | 810856.7942 | 0 | 255853.6517 | 0 | 1643198.6286 | 4275265.7652 | 2917956.7327 | 13049750.9434 | 961560.8286 | 20807313.0041 | 20807313.0041 | 1478867.319 | 9204646.2715 | 0 | 34818624.7761 | 66309451.3708 | 2371.3737 | 2.4673 | 14112.0575 | 26875.3518 | 287.6934 | 547.8904
1 | 5500 | 707 | 0.03 | 15 | 15 | 7 | 3.1623e-12 | 5spot_SharedNeighbor | Water | Porous | Wet | R245fa | MinimizeLCOE_Brownfield | IgnoreSilica | 19.0205 | 7.8872 | 0.84385 | 4 | 11336.4893 | 20665.9486 | 231.1097 | 421.3033 | 169.1937 | 0 | 46.1494 | 2100919.6403 | 123054.9539 | 1719703.4758 | 1078530.6836 | 0 | 303967.52 | 0 | 2077208.7467 | 5404471.0649 | 3688662.5526 | 16496518.6378 | 961560.8286 | 20807313.0041 | 20807313.0041 | 1478867.319 | 9204646.2715 | 0 | 38265392.4706 | 69756219.0652 | 3162.2777 | 3.3754 | 11336.4893 | 20665.9486 | 231.1097 | 421.3033
1 | 5500 | 707 | 0.03 | 15 | 15 | 7 | 4.217e-12 | 5spot_SharedNeighbor | Water | Porous | Wet | R245fa | MinimizeLCOE_Brownfield | IgnoreSilica | 25.1689 | 10.5723 | 1.1452 | 4 | 9295.6848 | 16170.0021 | 189.5051 | 329.6474 | 170.338 | 0 | 53.3629 | 2597045.7604 | 153706.3505 | 2172057.928 | 1435357.0985 | 0 | 362008.5084 | 0 | 2620868.5018 | 6818962.2277 | 4654081.8361 | 20814088.2114 | 961560.8286 | 20807313.0041 | 20807313.0041 | 1478867.319 | 9204646.2715 | 0 | 42582962.0441 | 74073788.6388 | 4216.965 | 4.5809 | 9295.6848 | 16170.0021 | 189.5051 | 329.6474
1 | 5500 | 707 | 0.03 | 15 | 15 | 7 | 5.6234e-12 | 5spot_SharedNeighbor | Water | Porous | Wet | R245fa | MinimizeLCOE_Brownfield | IgnoreSilica | 33.2884 | 14.1233 | 1.543 | 4 | 7774.2029 | 12876.2536 | 158.4876 | 262.4998 | 171.211 | 0 | 47.2944 | 3198824.6773 | 190589.9848 | 2736640.9113 | 1905005.5286 | 0 | 432883.7439 | 0 | 3300938.4899 | 8588364.8352 | 5861735.4733 | 26214983.6443 | 961560.8286 | 20807313.0041 | 20807313.0041 | 1478867.319 | 9204646.2715 | 0 | 47983857.477 | 79474684.0717 | 5623.4133 | 6.1722 | 7774.2029 | 12876.2536 | 158.4876 | 262.4998
1 | 5500 | 707 | 0.03 | 15 | 15 | 7 | 7.4989e-12 | 5spot_SharedNeighbor | Water | Porous | Wet | R245fa | MinimizeLCOE_Brownfield | IgnoreSilica | 43.8756 | 18.7453 | 2.0626 | 4 | 6626.9528 | 10443.8481 | 135.0994 | 212.912 | 171.8672 | 0 | 41.652 | 3921558.4609 | 234950.4367 | 3430411.5443 | 2519490.6196 | 0 | 517835.8534 | 0 | 4143456.2968 | 10780423.3446 | 7357860.4482 | 32905987.0045 | 961560.8286 | 20807313.0041 | 20807313.0041 | 1478867.319 | 9204646.2715 | 0 | 54674860.8373 | 86165687.4319 | 7498.9421 | 8.2504 | 6626.9528 | 10443.8481 | 135.0994 | 212.912
1 | 5500 | 707 | 0.03 | 15 | 15 | 7 | 1e-11 | 5spot_SharedNeighbor | Water | Porous | Wet | R245fa | MinimizeLCOE_Brownfield | IgnoreSilica | 57.4541 | 24.6753 | 2.7262 | 4 | 5761.6791 | 8649.4319 | 117.4596 | 176.3304 | 172.3208 | 0 | 59.197 | 4774472.9571 | 286645.7366 | 4272727.3546 | 3304967.7946 | 0 | 618738.9405 | 0 | 5170445.5855 | 13452438.8093 | 9181565.9073 | 41062003.0856 | 961560.8286 | 20807313.0041 | 20807313.0041 | 1478867.319 | 9204646.2715 | 0 | 62830876.9184 | 94321703.513 | 10000 | 10.905 | 5761.6791 | 8649.4319 | 117.4596 | 176.3304
1 | 5500 | 707 | 0.03 | 15 | 15 | 7 | 1.3335e-11 | 5spot_SharedNeighbor | Water | Porous | Wet | R245fa | MinimizeLCOE_Brownfield | IgnoreSilica | 74.4721 | 32.0543 | 3.5452 | 4 | 5114.0435 | 7334.7193 | 104.2567 | 149.5282 | 172.5049 | 0 | 59.1189 | 5753343.701 | 345093.6734 | 5266882.5993 | 4283410.1423 | 0 | 737416.0195 | 0 | 6390596.9929 | 16627022.4837 | 11348284.4963 | 50752050.1084 | 961560.8286 | 20807313.0041 | 20807313.0041 | 1478867.319 | 9204646.2715 | 0 | 72520923.9412 | 104011750.5358 | 13335.2143 | 14.1807 | 5114.0435 | 7334.7193 | 104.2567 | 149.5282
1 | 5500 | 707 | 0.03 | 15 | 15 | 7 | 1.7783e-11 | 5spot_SharedNeighbor | Water | Porous | Wet | R245fa | MinimizeLCOE_Brownfield | IgnoreSilica | 94.9131 | 40.7504 | 4.4942 | 4 | 4643.7265 | 6395.4868 | 94.6686 | 130.3806 | 172.2946 | 0 | 63.8885 | 6818701.09 | 407102.9923 | 6382757.3283 | 5442850.9389 | 0 | 872655.3825 | 0 | 7770386.4154 | 20216951.5276 | 13798484.8344 | 61709890.5093 | 961560.8286 | 20807313.0041 | 20807313.0041 | 1478867.319 | 9204646.2715 | 0 | 83478764.3421 | 114969590.9367 | 17782.7941 | 17.9767 | 4643.7265 | 6395.4868 | 94.6686 | 130.3806
1 | 5500 | 707 | 0.03 | 15 | 15 | 7 | 2.3714e-11 | 5spot_SharedNeighbor | Water | Porous | Wet | R245fa | MinimizeLCOE_Brownfield | IgnoreSilica | 118.1728 | 50.3466 | 5.5058 | 4 | 4318.9768 | 5748.8579 | 88.0482 | 117.1982 | 171.6051 | 0 | 55.3945 | 7902529.6789 | 467103.3671 | 7563156.8137 | 6727388.8504 | 0 | 1021970.5975 | 0 | 9236038.23 | 24030276.9025 | 16401157.7588 | 73349622.1989 | 961560.8286 | 20807313.0041 | 20807313.0041 | 1478867.319 | 9204646.2715 | 0 | 95118496.0316 | 126609322.6262 | 23713.7371 | 22.0234 | 4318.9768 | 5748.8579 | 88.0482 | 117.1982
1 | 5500 | 707 | 0.03 | 15 | 15 | 7 | 3.1623e-11 | 5spot_SharedNeighbor | Water | Porous | Wet | R245fa | MinimizeLCOE_Brownfield | IgnoreSilica | 130.3593 | 55.2329 | 6.1367 | 4 | 4094.6238 | 5377.5066 | 83.4744 | 109.6277 | 171.0823 | 0 | 71.3703 | 8420099.328 | 494013.6607 | 8148440.9241 | 7380671.0019 | 0 | 979795.7742 | 0 | 9914978.0687 | 25796739.093 | 17606804.501 | 78741542.3515 | 961560.8286 | 20807313.0041 | 20807313.0041 | 1478867.319 | 9204646.2715 | 0 | 100510416.1843 | 132001242.7789 | 31622.7766 | 24.5469 | 4094.6238 | 5377.5066 | 83.4744 | 109.6277
1 | 5500 | 707 | 0.03 | 15 | 15 | 7 | 4.217e-11 | 5spot_SharedNeighbor | Water | Porous | Wet | R245fa | MinimizeLCOE_Brownfield | IgnoreSilica | 142.2151 | 59.8786 | 6.7335 | 4 | 3920.6461 | 5089.8322 | 79.9277 | 103.7631 | 170.5391 | 0 | 90.8078 | 8899436.0747 | 518831.4015 | 8695524.5334 | 8011856.8003 | 0 | 940169.2368 | 0 | 10555669.0382 | 27463685.5719 | 18744529.7252 | 83829702.3819 | 961560.8286 | 20807313.0041 | 20807313.0041 | 1478867.319 | 9204646.2715 | 0 | 105598576.2147 | 137089402.8093 | 42169.6503 | 26.934 | 3920.6461 | 5089.8322 | 79.9277 | 103.7631
1 | 5500 | 707 | 0.03 | 15 | 15 | 7 | 5.6234e-11 | 5spot_SharedNeighbor | Water | Porous | Wet | R245fa | MinimizeLCOE_Brownfield | IgnoreSilica | 150.2406 | 62.9813 | 7.1846 | 4 | 3786.1161 | 4881.8924 | 77.1851 | 99.524 | 170.1641 | 0 | 121.2654 | 9212287.4604 | 534830.3826 | 9056399.8838 | 8436283.4262 | 0 | 861846.7122 | 0 | 10959642.6674 | 28514742.0888 | 19461897.395 | 87037930.0164 | 961560.8286 | 20807313.0041 | 20807313.0041 | 1478867.319 | 9204646.2715 | 0 | 108806803.8492 | 140297630.4438 | 56234.1325 | 28.7384 | 3786.1161 | 4881.8924 | 77.1851 | 99.524
1 | 5500 | 707 | 0.03 | 15 | 15 | 7 | 7.4989e-11 | 5spot_SharedNeighbor | Water | Porous | Wet | R245fa | MinimizeLCOE_Brownfield | IgnoreSilica | 156.5741 | 65.4022 | 7.5487 | 4 | 3683.4805 | 4726.4087 | 75.0927 | 96.3542 | 169.8515 | 0 | 120.2999 | 9450765.3137 | 546649.5532 | 9335960.2814 | 8765026.2983 | 0 | 782813.5072 | 0 | 11263673.832 | 29305768.8137 | 20001789.3887 | 89452446.9884 | 961560.8286 | 20807313.0041 | 20807313.0041 | 1478867.319 | 9204646.2715 | 0 | 111221320.8211 | 142712147.4158 | 74989.4209 | 30.1946 | 3683.4805 | 4726.4087 | 75.0927 | 96.3542
1 | 5500 | 707 | 0.03 | 15 | 15 | 7 | 1e-10 | 5spot_SharedNeighbor | Water | Porous | Wet | R245fa | MinimizeLCOE_Brownfield | IgnoreSilica | 161.7339 | 67.3582 | 7.8441 | 4 | 3605.3431 | 4608.9902 | 73.4998 | 93.9605 | 169.5866 | 0 | 128.3143 | 9639497.8216 | 555699.3092 | 9560688.9753 | 9027475.1271 | 0 | 711732.3073 | 0 | 11503086.4808 | 29928671.4155 | 20426933.2138 | 91353784.6506 | 961560.8286 | 20807313.0041 | 20807313.0041 | 1478867.319 | 9204646.2715 | 0 | 113122658.4834 | 144613485.078 | 100000 | 31.3764 | 3605.3431 | 4608.9902 | 73.4998 | 93.9605
1 | 5500 | 707 | 0.03 | 15 | 15 | 7 | 1.3335e-10 | 5spot_SharedNeighbor | Water | Porous | Wet | R245fa | MinimizeLCOE_Brownfield | IgnoreSilica | 165.7434 | 68.8661 | 8.0765 | 4 | 3545.9216 | 4520.6943 | 72.2884 | 92.1605 | 169.3747 | 0 | 141.8669 | 9783154.201 | 562480.0219 | 9733185.1602 | 9229981.1005 | 0 | 648385.7345 | 0 | 11683302.625 | 30397556.8554 | 20746957.1612 | 92785002.8596 | 961560.8286 | 20807313.0041 | 20807313.0041 | 1478867.319 | 9204646.2715 | 0 | 114553876.6924 | 146044703.287 | 133352.1432 | 32.3058 | 3545.9216 | 4520.6943 | 72.2884 | 92.1605
1 | 5500 | 707 | 0.03 | 15 | 15 | 7 | 1.7783e-10 | 5spot_SharedNeighbor | Water | Porous | Wet | R245fa | MinimizeLCOE_Brownfield | IgnoreSilica | 168.7861 | 70.0034 | 8.2556 | 4 | 3500.8244 | 4454.4391 | 71.369 | 90.8098 | 169.2104 | 0 | 120.061 | 9890434.285 | 567479.579 | 9862858.7967 | 9382816.4569 | 0 | 593382.8624 | 0 | 11815819.0722 | 30742337.468 | 20982277.0138 | 93837405.5339 | 961560.8286 | 20807313.0041 | 20807313.0041 | 1478867.319 | 9204646.2715 | 0 | 115606279.3666 | 147097105.9613 | 177827.941 | 33.0226 | 3500.8244 | 4454.4391 | 71.369 | 90.8098
1 | 5500 | 707 | 0.03 | 15 | 15 | 7 | 2.3714e-10 | 5spot_SharedNeighbor | Water | Porous | Wet | R245fa | MinimizeLCOE_Brownfield | IgnoreSilica | 171.0714 | 70.8534 | 8.3924 | 4 | 3466.6553 | 4404.7348 | 70.6725 | 89.7965 | 169.085 | 0 | 113.7483 | 9970022.0795 | 571151.5531 | 9959553.3581 | 9497117.7081 | 0 | 546919.4789 | 0 | 11912458.0293 | 30993772.2111 | 21153886.3924 | 94604880.8106 | 961560.8286 | 20807313.0041 | 20807313.0041 | 1478867.319 | 9204646.2715 | 0 | 116373754.6433 | 147864581.2379 | 237137.3706 | 33.5695 | 3466.6553 | 4404.7348 | 70.6725 | 89.7965
1 | 5500 | 707 | 0.03 | 15 | 15 | 7 | 3.1623e-10 | 5spot_SharedNeighbor | Water | Porous | Wet | R245fa | MinimizeLCOE_Brownfield | IgnoreSilica | 172.9271 | 71.5407 | 8.5008 | 4 | 3440.8002 | 4366.9121 | 70.1454 | 89.0254 | 168.982 | 0 | 136.3668 | 10034153.8145 | 574109.1994 | 10037573.1133 | 9590180.5311 | 0 | 510437.0667 | 0 | 11991116.9527 | 31198426.5947 | 21293567.2144 | 95229564.4867 | 961560.8286 | 20807313.0041 | 20807313.0041 | 1478867.319 | 9204646.2715 | 0 | 116998438.3194 | 148489264.9141 | 316227.766 | 34.0033 | 3440.8002 | 4366.9121 | 70.1454 | 89.0254
1 | 5500 | 707 | 0.03 | 15 | 15 | 7 | 4.217e-10 | 5spot_SharedNeighbor | Water | Porous | Wet | R245fa | MinimizeLCOE_Brownfield | IgnoreSilica | 174.1575 | 71.9933 | 8.5782 | 4 | 3421.2506 | 4339.0046 | 69.7468 | 88.4565 | 168.9129 | 0 | 143.0012 | 10076664.4366 | 576124.544 | 10088814.8377 | 9653417.7791 | 0 | 478862.6949 | 0 | 12040814.874 | 31327730.3914 | 21381819.7126 | 95624249.2704 | 961560.8286 | 20807313.0041 | 20807313.0041 | 1478867.319 | 9204646.2715 | 0 | 117393123.1031 | 148883949.6977 | 421696.5034 | 34.3129 | 3421.2506 | 4339.0046 | 69.7468 | 88.4565
1 | 5500 | 707 | 0.03 | 15 | 15 | 7 | 5.6234e-10 | 5spot_SharedNeighbor | Water | Porous | Wet | R245fa | MinimizeLCOE_Brownfield | IgnoreSilica | 175.066 | 72.3269 | 8.6363 | 4 | 3406.499 | 4318.0873 | 69.4461 | 88.03 | 168.8616 | 0 | 136.5698 | 10107900.3821 | 577600.2588 | 10126535.5856 | 9700058.189 | 0 | 453621.5844 | 0 | 12076629.2399 | 31420912.025 | 21445418.0923 | 95908675.357 | 961560.8286 | 20807313.0041 | 20807313.0041 | 1478867.319 | 9204646.2715 | 0 | 117677549.1898 | 149168375.7844 | 562341.3252 | 34.545 | 3406.499 | 4318.0873 | 69.4461 | 88.03
1 | 5500 | 707 | 0.03 | 15 | 15 | 7 | 7.4989e-10 | 5spot_SharedNeighbor | Water | Porous | Wet | R245fa | MinimizeLCOE_Brownfield | IgnoreSilica | 175.7387 | 72.5734 | 8.6797 | 4 | 3395.3796 | 4302.4023 | 69.2194 | 87.7103 | 168.8234 | 0 | 142.2061 | 10130945.0242 | 578686.1629 | 10154402.6155 | 9734563.7749 | 0 | 433723.8906 | 0 | 12102605.3726 | 31488496.5937 | 21491545.9491 | 96114969.3834 | 961560.8286 | 20807313.0041 | 20807313.0041 | 1478867.319 | 9204646.2715 | 0 | 117883843.2161 | 149374669.8108 | 749894.2093 | 34.7189 | 3395.3796 | 4302.4023 | 69.2194 | 87.7103
1 | 5500 | 707 | 0.03 | 15 | 15 | 7 | 1e-09 | 5spot_SharedNeighbor | Water | Porous | Wet | R245fa | MinimizeLCOE_Brownfield | IgnoreSilica | 176.2233 | 72.7508 | 8.7118 | 4 | 3387.0061 | 4290.6877 | 69.0487 | 87.4715 | 168.7958 | 0 | 149.7724 | 10147497.06 | 579464.5188 | 10174439.6315 | 9759400.5006 | 0 | 418021.6134 | 0 | 12120741.0964 | 31535682.0271 | 21523750.9769 | 96258997.4246 | 961560.8286 | 20807313.0041 | 20807313.0041 | 1478867.319 | 9204646.2715 | 0 | 118027871.2574 | 149518697.852 | 1000000 | 34.8473 | 3387.0061 | 4290.6877 | 69.0487 | 87.4715
1 | 5500 | 707 | 0.03 | 15 | 15 | 7 | 1.3335e-09 | 5spot_SharedNeighbor | Water | Porous | Wet | R245fa | MinimizeLCOE_Brownfield | IgnoreSilica | 176.5741 | 72.8791 | 8.7355 | 4 | 3380.7054 | 4281.9319 | 68.9203 | 87.293 | 168.7757 | 0 | 130.4412 | 10159456.8428 | 580026.0633 | 10188928.8403 | 9777374.4245 | 0 | 405767.2096 | 0 | 12133505.8184 | 31568893.2153 | 21546418.2953 | 96360370.7097 | 961560.8286 | 20807313.0041 | 20807313.0041 | 1478867.319 | 9204646.2715 | 0 | 118129244.5425 | 149620071.1371 | 1333521.4322 | 34.9422 | 3380.7054 | 4281.9319 | 68.9203 | 87.293
1 | 5500 | 707 | 0.03 | 15 | 15 | 7 | 1.7783e-09 | 5spot_SharedNeighbor | Water | Porous | Wet | R245fa | MinimizeLCOE_Brownfield | IgnoreSilica | 176.8325 | 72.9735 | 8.7532 | 4 | 3375.9677 | 4275.3733 | 68.8237 | 87.1593 | 168.7609 | 0 | 120.8059 | 10168252.4467 | 580438.5913 | 10199590.6278 | 9790607.8301 | 0 | 396326.956 | 0 | 12142734.4162 | 31592904.1337 | 21562806.2405 | 96433661.2423 | 961560.8286 | 20807313.0041 | 20807313.0041 | 1478867.319 | 9204646.2715 | 0 | 118202535.075 | 149693361.6697 | 1778279.41 | 35.0129 | 3375.9677 | 4275.3733 | 68.8237 | 87.1593
1 | 5500 | 707 | 0.03 | 15 | 15 | 7 | 2.3714e-09 | 5spot_SharedNeighbor | Water | Porous | Wet | R245fa | MinimizeLCOE_Brownfield | IgnoreSilica | 177.0345 | 73.0474 | 8.7668 | 4 | 3372.4074 | 4270.4223 | 68.7511 | 87.0583 | 168.7494 | 0 | 133.571 | 10175125.0526 | 580760.7523 | 10207924.0725 | 9800955.1825 | 0 | 389243.1287 | 0 | 12150063.1936 | 31611972.109 | 21575820.5255 | 96491864.0166 | 961560.8286 | 20807313.0041 | 20807313.0041 | 1478867.319 | 9204646.2715 | 0 | 118260737.8494 | 149751564.444 | 2371373.7057 | 35.0672 | 3372.4074 | 4270.4223 | 68.7511 | 87.0583
1 | 5500 | 707 | 0.03 | 15 | 15 | 7 | 3.1623e-09 | 5spot_SharedNeighbor | Water | Porous | Wet | R245fa | MinimizeLCOE_Brownfield | IgnoreSilica | 177.166 | 73.0954 | 8.7763 | 4 | 3369.7332 | 4266.773 | 68.6966 | 86.9839 | 168.7418 | 0 | 136.0153 | 10179591.4334 | 580969.8451 | 10213342.9035 | 9807686.4388 | 0 | 383606.5026 | 0 | 12154426.8782 | 31623325.5212 | 21583569.4626 | 96526518.9854 | 961560.8286 | 20807313.0041 | 20807313.0041 | 1478867.319 | 9204646.2715 | 0 | 118295392.8181 | 149786219.4128 | 3162277.6602 | 35.1053 | 3369.7332 | 4266.773 | 68.6966 | 86.9839
1 | 5500 | 707 | 0.03 | 15 | 15 | 7 | 4.217e-09 | 5spot_SharedNeighbor | Water | Porous | Wet | R245fa | MinimizeLCOE_Brownfield | IgnoreSilica | 177.2781 | 73.1363 | 8.7839 | 4 | 3367.7252 | 4263.99 | 68.6556 | 86.9272 | 168.7353 | 0 | 136.9536 | 10183397.4622 | 581148.0749 | 10217960.3649 | 9813422.8115 | 0 | 379515.998 | 0 | 12158423.4375 | 31633723.7487 | 21590666.4665 | 96558258.364 | 961560.8286 | 20807313.0041 | 20807313.0041 | 1478867.319 | 9204646.2715 | 0 | 118327132.1968 | 149817958.7914 | 4216965.0343 | 35.1356 | 3367.7252 | 4263.99 | 68.6556 | 86.9272
1 | 5500 | 707 | 0.03 | 15 | 15 | 7 | 5.6234e-09 | 5spot_SharedNeighbor | Water | Porous | Wet | R245fa | MinimizeLCOE_Brownfield | IgnoreSilica | 177.3512 | 73.163 | 8.7892 | 4 | 3366.2179 | 4261.938 | 68.6249 | 86.8854 | 168.7311 | 0 | 131.8579 | 10185879.7049 | 581264.1908 | 10220973.1344 | 9817166.7433 | 0 | 376285.5401 | 0 | 12160812.0322 | 31639938.3823 | 21594908.0817 | 96577227.8097 | 961560.8286 | 20807313.0041 | 20807313.0041 | 1478867.319 | 9204646.2715 | 0 | 118346101.6424 | 149836928.237 | 5623413.2519 | 35.157 | 3366.2179 | 4261.938 | 68.6249 | 86.8854
1 | 5500 | 707 | 0.03 | 15 | 15 | 7 | 7.4989e-09 | 5spot_SharedNeighbor | Water | Porous | Wet | R245fa | MinimizeLCOE_Brownfield | IgnoreSilica | 177.4024 | 73.1816 | 8.7931 | 4 | 3365.0868 | 4260.411 | 68.6018 | 86.8542 | 168.7282 | 0 | 141.3426 | 10187612.6903 | 581345.2058 | 10223077.0694 | 9819781.7608 | 0 | 373801.5574 | 0 | 12162391.1306 | 31644046.8724 | 21597712.2106 | 96589768.4973 | 961560.8286 | 20807313.0041 | 20807313.0041 | 1478867.319 | 9204646.2715 | 0 | 118358642.3301 | 149849468.9247 | 7498942.0933 | 35.1725 | 3365.0868 | 4260.411 | 68.6018 | 86.8542
1 | 5500 | 707 | 0.03 | 15 | 15 | 7 | 1e-08 | 5spot_SharedNeighbor | Water | Porous | Wet | R245fa | MinimizeLCOE_Brownfield | IgnoreSilica | 177.4561 | 73.2013 | 8.7966 | 4 | 3364.2381 | 4259.2147 | 68.5845 | 86.8299 | 168.7251 | 0 | 134.4189 | 10189436.3126 | 581430.5967 | 10225289.7778 | 9822531.3889 | 0 | 372132.2151 | 0 | 12164419.9135 | 31649325.3494 | 21601314.8796 | 96605880.4336 | 961560.8286 | 20807313.0041 | 20807313.0041 | 1478867.319 | 9204646.2715 | 0 | 118374754.2663 | 149865580.861 | 10000000 | 35.1862 | 3364.2381 | 4259.2147 | 68.5845 | 86.8299
1 | 5600 | 707 | 0.03 | 15 | 15 | 7 | 1e-13 | 5spot_SharedNeighbor | Water | Porous | Wet | R245fa | MinimizeLCOE_Brownfield | IgnoreSilica | 0 | 0 | 0 | 0 | [6 empty] | 11.1578 | [19 empty] | 100 | 0
1 | 5600 | 707 | 0.03 | 15 | 15 | 7 | 1.3335e-13 | 5spot_SharedNeighbor | Water | Porous | Wet | R245fa | MinimizeLCOE_Brownfield | IgnoreSilica | 0.97664 | 0.17947 | 0.0043253 | 4 | 1346941.4548 | 3209875.7649 | 27459.2234 | 65437.6591 | 108.3247 | 0 | 26.701 | 112551.1436 | 4147.8079 | 86913.8041 | 58392.1377 | 0 | 62841.5403 | 0 | 126690.1091 | 329621.6761 | 224973.567 | 1006131.7856 | 961560.8286 | 21335742.5118 | 21335742.5118 | 1478867.319 | 9416018.0746 | 0 | 23303435.126 | 55534063.0315 | 133.3521 | 0.017301 | 1346941.4548 | 3209875.7649 | 27459.2234 | 65437.6591
1 | 5600 | 707 | 0.03 | 15 | 15 | 7 | 1.7783e-13 | 5spot_SharedNeighbor | Water | Porous | Wet | R245fa | MinimizeLCOE_Brownfield | IgnoreSilica | 1.2739 | 0.28102 | 0.012393 | 4 | 477194.0029 | 1127391.7209 | 9728.2452 | 22983.4051 | 120.0404 | 0 | 26.9117 | 164176.2316 | 6579.2402 | 123381.1274 | 72884.6635 | 0 | 71251.9858 | 0 | 170926.5669 | 444715.8651 | 303527.716 | 1357443.3964 | 961560.8286 | 21335742.5118 | 21335742.5118 | 1478867.319 | 9416018.0746 | 0 | 23654746.7368 | 55885374.6423 | 177.8279 | 0.049571 | 477194.0029 | 1127391.7209 | 9728.2452 | 22983.4051
1 | 5600 | 707 | 0.03 | 15 | 15 | 7 | 2.3714e-13 | 5spot_SharedNeighbor | Water | Porous | Wet | R245fa | MinimizeLCOE_Brownfield | IgnoreSilica | 1.6709 | 0.42953 | 0.025652 | 4 | 235101.5685 | 549221.14 | 4792.8635 | 11196.6158 | 130.7024 | 0 | 138.9559 | 232587.8739 | 10065.4435 | 171972.2016 | 93388.2345 | 0 | 81406.6424 | 0 | 229873.9544 | 598084.8757 | 408205.2171 | 1825584.4432 | 961560.8286 | 21335742.5118 | 21335742.5118 | 1478867.319 | 9416018.0746 | 0 | 24122887.7837 | 56353515.6891 | 237.1374 | 0.10261 | 235101.5685 | 549221.14 | 4792.8635 | 11196.6158
1 | 5600 | 707 | 0.03 | 15 | 15 | 7 | 3.1623e-13 | 5spot_SharedNeighbor | Water | Porous | Wet | R245fa | MinimizeLCOE_Brownfield | IgnoreSilica | 2.1571 | 0.62297 | 0.044801 | 4 | 137705.5 | 317558.4439 | 2807.3129 | 6473.8584 | 139.3773 | 0 | 172.2544 | 313449.2254 | 14451.3443 | 230206.6081 | 119295.2819 | 0 | 91108.3569 | 0 | 299719.2185 | 779807.9256 | 532234.9327 | 2380272.8934 | 961560.8286 | 21335742.5118 | 21335742.5118 | 1478867.319 | 9416018.0746 | 0 | 24677576.2338 | 56908204.1393 | 316.2278 | 0.17921 | 137705.5 | 317558.4439 | 2807.3129 | 6473.8584
1 | 5600 | 707 | 0.03 | 15 | 15 | 7 | 4.217e-13 | 5spot_SharedNeighbor | Water | Porous | Wet | R245fa | MinimizeLCOE_Brownfield | IgnoreSilica | 2.8183 | 0.89809 | 0.073244 | 4 | 86731.8271 | 196742.6205 | 1768.1456 | 4010.8644 | 147.0279 | 0 | 228.4381 | 418089.373 | 20422.0828 | 306895.7831 | 155962.7249 | 0 | 103753.9932 | 0 | 391998.3432 | 1019899.2792 | 696102.2149 | 3113123.7942 | 961560.8286 | 21335742.5118 | 21335742.5118 | 1478867.319 | 9416018.0746 | 0 | 25410427.1347 | 57641055.0402 | 421.6965 | 0.29298 | 86731.8271 | 196742.6205 | 1768.1456 | 4010.8644
1 | 5600 | 707 | 0.03 | 15 | 15 | 7 | 5.6234e-13 | 5spot_SharedNeighbor | Water | Porous | Wet | R245fa | MinimizeLCOE_Brownfield | IgnoreSilica | 3.6935 | 1.274 | 0.11363 | 4 | 57955.3764 | 128867.2182 | 1181.4987 | 2627.1325 | 153.3774 | 0 | 303.5913 | 548163.0371 | 28158.3171 | 404226.8839 | 206311.3121 | 0 | 118940.0568 | 0 | 509261.8468 | 1324994.8613 | 904336.2188 | 4044392.534 | 961560.8286 | 21335742.5118 | 21335742.5118 | 1478867.319 | 9416018.0746 | 0 | 26341695.8744 | 58572323.7799 | 562.3413 | 0.45452 | 57955.3764 | 128867.2182 | 1181.4987 | 2627.1325
1 | 5600 | 707 | 0.03 | 15 | 15 | 7 | 7.4989e-13 | 5spot_SharedNeighbor | Water | Porous | Wet | R245fa | MinimizeLCOE_Brownfield | IgnoreSilica | 4.84 | 1.7752 | 0.16884 | 4 | 40709.5784 | 88432.3691 | 829.9198 | 1802.8135 | 158.4908 | 0 | 46.476 | 705745.5323 | 37784.4202 | 525316.657 | 272329.9914 | 0 | 136696.5438 | 0 | 654370.5264 | 1702537.8799 | 1162017.0867 | 5196798.6378 | 961560.8286 | 21335742.5118 | 21335742.5118 | 1478867.319 | 9416018.0746 | 0 | 27494101.9783 | 59724729.8837 | 749.8942 | 0.67537 | 40709.5784 | 88432.3691 | 829.9198 | 1802.8135
1 | 5600 | 707 | 0.03 | 15 | 15 | 7 | 1e-12 | 5spot_SharedNeighbor | Water | Porous | Wet | R245fa | MinimizeLCOE_Brownfield | IgnoreSilica | 6.3675 | 2.4501 | 0.24421 | 4 | 29630.7287 | 62625.9213 | 604.0625 | 1276.7141 | 162.581 | 0 | 42.0607 | 898980.6356 | 49802.0878 | 677945.3764 | 360766.403 | 0 | 158542.8833 | 0 | 836954.5806 | 2177584.1357 | 1486245.9175 | 6646822.0198 | 961560.8286 | 21335742.5118 | 21335742.5118 | 1478867.319 | 9416018.0746 | 0 | 28944125.3602 | 61174753.2657 | 1000 | 0.97683 | 29630.7287 | 62625.9213 | 604.0625 | 1276.7141
1 | 5600 | 707 | 0.03 | 15 | 15 | 7 | 1.3335e-12 | 5spot_SharedNeighbor | Water | Porous | Wet | R245fa | MinimizeLCOE_Brownfield | IgnoreSilica | 8.3775 | 3.3338 | 0.34315 | 4 | 22377.0682 | 45858.6718 | 456.1868 | 934.8911 | 165.5964 | 0 | 34.4156 | 1128802.2357 | 64109.195 | 865677.3231 | 474369.2231 | 0 | 184691.5465 | 0 | 1059883.3142 | 2757598.9715 | 1882117.961 | 8417249.7702 | 961560.8286 | 21335742.5118 | 21335742.5118 | 1478867.319 | 9416018.0746 | 0 | 30714553.1107 | 62945181.0162 | 1333.5214 | 1.3726 | 22377.0682 | 45858.6718 | 456.1868 | 934.8911
1 | 5600 | 707 | 0.03 | 15 | 15 | 7 | 1.7783e-12 | 5spot_SharedNeighbor | Water | Porous | Wet | R245fa | MinimizeLCOE_Brownfield | IgnoreSilica | 11.081 | 4.555 | 0.48311 | 4 | 17093.1546 | 33771.9392 | 348.4671 | 688.4867 | 168.4151 | 0 | 55.1083 | 1422185.5595 | 82889.4348 | 1109029.643 | 634582.0618 | 0 | 216985.8421 | 0 | 1351612.291 | 3516617.9275 | 2400163.9948 | 10734066.7545 | 961560.8286 | 21335742.5118 | 21335742.5118 | 1478867.319 | 9416018.0746 | 0 | 33031370.095 | 65261998.0004 | 1778.2794 | 1.9324 | 17093.1546 | 33771.9392 | 348.4671 | 688.4867
1 | 5600 | 707 | 0.03 | 15 | 15 | 7 | 2.3714e-12 | 5spot_SharedNeighbor | Water | Porous | Wet | R245fa | MinimizeLCOE_Brownfield | IgnoreSilica | 14.6379 | 6.1519 | 0.66643 | 4 | 13461.499 | 25552.2491 | 274.4309 | 520.9172 | 170.3822 | 0 | 44.0652 | 1772288.9307 | 105277.1952 | 1408411.79 | 845161.555 | 0 | 255768.1454 | 0 | 1710893.9704 | 4451395.1583 | 3038168.6626 | 13587365.4077 | 961560.8286 | 21335742.5118 | 21335742.5118 | 1478867.319 | 9416018.0746 | 0 | 35884668.7482 | 68115296.6537 | 2371.3737 | 2.6657 | 13461.499 | 25552.2491 | 274.4309 | 520.9172
1 | 5600 | 707 | 0.03 | 15 | 15 | 7 | 3.1623e-12 | 5spot_SharedNeighbor | Water | Porous | Wet | R245fa | MinimizeLCOE_Brownfield | IgnoreSilica | 19.3884 | 8.2869 | 0.91216 | 4 | 10823.0554 | 19656.6559 | 220.6426 | 400.7275 | 171.9059 | 0 | 54.0004 | 2201548.7626 | 132772.476 | 1785383.3978 | 1127220.5062 | 0 | 303840.5739 | 0 | 2164798.6294 | 5632361.9725 | 3844202.7797 | 17192129.0982 | 961560.8286 | 21335742.5118 | 21335742.5118 | 1478867.319 | 9416018.0746 | 0 | 39489432.4387 | 71720060.3442 | 3162.2777 | 3.6486 | 10823.0554 | 19656.6559 | 220.6426 | 400.7275
1 | 5600 | 707 | 0.03 | 15 | 15 | 7 | 4.217e-12 | 5spot_SharedNeighbor | Water | Porous | Wet | R245fa | MinimizeLCOE_Brownfield | IgnoreSilica | 25.6636 | 11.1201 | 1.2373 | 4 | 8889.71 | 15402.0336 | 181.2288 | 313.9913 | 173.068 | 0 | 52.2744 | 2722028.0079 | 165714.1227 | 2257206.7983 | 1498863.7563 | 0 | 362208.892 | 0 | 2732348.4152 | 7109010.0945 | 4852045.4651 | 21699425.5521 | 961560.8286 | 21335742.5118 | 21335742.5118 | 1478867.319 | 9416018.0746 | 0 | 43996728.8926 | 76227356.7981 | 4216.965 | 4.9492 | 8889.71 | 15402.0336 | 181.2288 | 313.9913
1 | 5600 | 707 | 0.03 | 15 | 15 | 7 | 5.6234e-12 | 5spot_SharedNeighbor | Water | Porous | Wet | R245fa | MinimizeLCOE_Brownfield | IgnoreSilica | 33.9191 | 14.8392 | 1.6651 | 4 | 7447.3904 | 12286.5955 | 151.8251 | 250.4789 | 173.9515 | 0 | 48.1562 | 3350624.3651 | 205462.459 | 2841458.6936 | 1985592.0199 | 0 | 432627.3437 | 0 | 3438148.3037 | 8945356.6251 | 6105389.7054 | 27304659.5156 | 961560.8286 | 21335742.5118 | 21335742.5118 | 1478867.319 | 9416018.0746 | 0 | 49601962.8561 | 81832590.7616 | 5623.4133 | 6.6603 | 7447.3904 | 12286.5955 | 151.8251 | 250.4789
1 | 5600 | 707 | 0.03 | 15 | 15 | 7 | 7.4989e-12 | 5spot_SharedNeighbor | Water | Porous | Wet | R245fa | MinimizeLCOE_Brownfield | IgnoreSilica | 44.687 | 19.6946 | 2.2246 | 4 | 6357.3837 | 9979.5162 | 129.6039 | 203.4459 | 174.6155 | 0 | 50.6183 | 4107198.1841 | 253258.7407 | 3561743.1821 | 2625707.9033 | 0 | 517464.0838 | 0 | 4315495.1167 | 11228033.0638 | 7663363.279 | 34272263.5535 | 961560.8286 | 21335742.5118 | 21335742.5118 | 1478867.319 | 9416018.0746 | 0 | 56569566.894 | 88800194.7994 | 7498.9421 | 8.8982 | 6357.3837 | 9979.5162 | 129.6039 | 203.4459
1 | 5600 | 707 | 0.03 | 15 | 15 | 7 | 1e-11 | 5spot_SharedNeighbor | Water | Porous | Wet | R245fa | MinimizeLCOE_Brownfield | IgnoreSilica | 58.4869 | 25.9072 | 2.9388 | 4 | 5534.217 | 8276.0702 | 112.8225 | 168.7189 | 175.0689 | 0 | 55.0385 | 4999384.2141 | 309151.5461 | 4433710.3737 | 3444608.583 | 0 | 618184.7827 | 0 | 5383965.4048 | 14007973.5802 | 9560729.8036 | 42757708.2882 | 961560.8286 | 21335742.5118 | 21335742.5118 | 1478867.319 | 9416018.0746 | 0 | 65055011.6286 | 97285639.5341 | 10000 | 11.7551 | 5534.217 | 8276.0702 | 112.8225 | 168.7189
1 | 5600 | 707 | 0.03 | 15 | 15 | 7 | 1.3335e-11 | 5spot_SharedNeighbor | Water | Porous | Wet | R245fa | MinimizeLCOE_Brownfield | IgnoreSilica | 75.7025 | 33.5914 | 3.8145 | 4 | 4919.8318 | 7032.2057 | 100.2974 | 143.361 | 175.2366 | 0 | 66.8847 | 6016822.6458 | 371778.2432 | 5457063.5537 | 4456057.6002 | 0 | 735809.2656 | 0 | 6644637.2103 | 17287983.0188 | 11799403.6428 | 52769555.1805 | 961560.8286 | 21335742.5118 | 21335742.5118 | 1478867.319 | 9416018.0746 | 0 | 75066858.521 | 107297486.4265 | 13335.2143 | 15.258 | 4919.8318 | 7032.2057 | 100.2974 | 143.361
1 | 5600 | 707 | 0.03 | 15 | 15 | 7 | 1.7783e-11 | 5spot_SharedNeighbor | Water | Porous | Wet | R245fa | MinimizeLCOE_Brownfield | IgnoreSilica | 96.346 | 42.6424 | 4.8264 | 4 | 4474.6603 | 6144.169 | 91.222 | 125.2572 | 174.9909 | 0 | 56.709 | 7122034.0574 | 437652.1907 | 6605862.8372 | 5655814.6995 | 0 | 870534.1521 | 0 | 8069840.1955 | 20996068.8367 | 14330248.4071 | 64088055.3764 | 961560.8286 | 21335742.5118 | 21335742.5118 | 1478867.319 | 9416018.0746 | 0 | 86385358.7168 | 118615986.6223 | 17782.7941 | 19.3055 | 4474.6603 | 6144.169 | 91.222 | 125.2572
1 | 5600 | 707 | 0.03 | 15 | 15 | 7 | 2.3714e-11 | 5spot_SharedNeighbor | Water | Porous | Wet | R245fa | MinimizeLCOE_Brownfield | IgnoreSilica | 119.7005 | 52.5413 | 5.8943 | 4 | 4168.3217 | 5535.3405 | 84.9769 | 112.8454 | 174.2517 | 0 | 61.8982 | 8235372.6701 | 500303.3961 | 7811074.7208 | 6966549.4191 | 0 | 1018278.3563 | 0 | 9567315.6393 | 24892192.7671 | 16989433.047 | 75980520.0157 | 961560.8286 | 21335742.5118 | 21335742.5118 | 1478867.319 | 9416018.0746 | 0 | 98277823.3561 | 130508451.2616 | 23713.7371 | 23.5773 | 4168.3217 | 5535.3405 | 84.9769 | 112.8454
1 | 5600 | 707 | 0.03 | 15 | 15 | 7 | 3.1623e-11 | 5spot_SharedNeighbor | Water | Porous | Wet | R245fa | MinimizeLCOE_Brownfield | IgnoreSilica | 133.1561 | 58.0554 | 6.5927 | 4 | 3959.7562 | 5181.9642 | 80.725 | 105.6414 | 173.6398 | 0 | 78.5701 | 8818974.4942 | 531423.0522 | 8464132.009 | 7706877.8129 | 0 | 993925.3195 | 0 | 10340979.7483 | 26905108.0784 | 18363289.1082 | 82124709.6226 | 961560.8286 | 21335742.5118 | 21335742.5118 | 1478867.319 | 9416018.0746 | 0 | 104422012.9631 | 136652640.8686 | 31622.7766 | 26.3708 | 3959.7562 | 5181.9642 | 80.725 | 105.6414
1 | 5600 | 707 | 0.03 | 15 | 15 | 7 | 4.217e-11 | 5spot_SharedNeighbor | Water | Porous | Wet | R245fa | MinimizeLCOE_Brownfield | IgnoreSilica | 144.9413 | 62.817 | 7.2148 | 4 | 3797.9325 | 4914.7528 | 77.426 | 100.1939 | 173.0886 | 0 | 88.7399 | 9307447.815 | 557019.9583 | 9018639.7019 | 8354452.3088 | 0 | 951376.3864 | 0 | 10993685.1064 | 28603313.5321 | 19522349.225 | 87308284.0338 | 961560.8286 | 21335742.5118 | 21335742.5118 | 1478867.319 | 9416018.0746 | 0 | 109605587.3743 | 141836215.2798 | 42169.6503 | 28.8593 | 3797.9325 | 4914.7528 | 77.426 | 100.1939
1 | 5600 | 707 | 0.03 | 15 | 15 | 7 | 5.6234e-11 | 5spot_SharedNeighbor | Water | Porous | Wet | R245fa | MinimizeLCOE_Brownfield | IgnoreSilica | 153.0593 | 66.0266 | 7.6846 | 4 | 3673.3142 | 4721.866 | 74.8855 | 96.2616 | 172.6909 | 0 | 106.1323 | 9629459.3884 | 573699.078 | 9387877.4404 | 8792067.764 | 0 | 873099.0222 | 0 | 11409919.0503 | 29686268.8726 | 20261488.4974 | 90613879.1132 | 961560.8286 | 21335742.5118 | 21335742.5118 | 1478867.319 | 9416018.0746 | 0 | 112911182.4537 | 145141810.3592 | 56234.1325 | 30.7382 | 3673.3142 | 4721.866 | 74.8855 | 96.2616
1 | 5600 | 707 | 0.03 | 15 | 15 | 7 | 7.4989e-11 | 5spot_SharedNeighbor | Water | Porous | Wet | R245fa | MinimizeLCOE_Brownfield | IgnoreSilica | 159.3197 | 68.4621 | 8.0584 | 4 | 3578.1708 | 4578.0842 | 72.9459 | 93.3304 | 172.3673 | 0 | 118.7539 | 9869507.6018 | 585927.1747 | 9665913.5488 | 9125521.3261 | 0 | 792446.9394 | 0 | 11715333.4704 | 30480894.5447 | 20803836.8465 | 93039381.4526 | 961560.8286 | 21335742.5118 | 21335742.5118 | 1478867.319 | 9416018.0746 | 0 | 115336684.7931 | 147567312.6985 | 74989.4209 | 32.2334 | 3578.1708 | 4578.0842 | 72.9459 | 93.3304
1 | 5600 | 707 | 0.03 | 15 | 15 | 7 | 1e-10 | 5spot_SharedNeighbor | Water | Porous | Wet | R245fa | MinimizeLCOE_Brownfield | IgnoreSilica | 164.3233 | 70.3869 | 8.3588 | 4 | 3505.7312 | 4469.7081 | 71.4691 | 91.121 | 172.0981 | 0 | 130.4142 | 10056453.0207 | 595291.3605 | 9884425.3265 | 9390206.4641 | 0 | 719175.8323 | 0 | 11951765.2816 | 31096041.6186 | 21223687.3644 | 94917046.2687 | 961560.8286 | 21335742.5118 | 21335742.5118 | 1478867.319 | 9416018.0746 | 0 | 117214349.6091 | 149444977.5146 | 100000 | 33.4351 | 3505.7312 | 4469.7081 | 71.4691 | 91.121
1 | 5600 | 707 | 0.03 | 15 | 15 | 7 | 1.3335e-10 | 5spot_SharedNeighbor | Water | Porous | Wet | R245fa | MinimizeLCOE_Brownfield | IgnoreSilica | 167.7682 | 71.7075 | 8.5796 | 4 | 3450.7303 | 4389.8923 | 70.3478 | 89.4939 | 171.9072 | 0 | 124.1628 | 10182378.8787 | 601366.9345 | 10033915.5353 | 9569736.7598 | 0 | 648668.8561 | 0 | 12104066.1161 | 31492297.1487 | 21494139.906 | 96126570.1352 | 961560.8286 | 21335742.5118 | 21335742.5118 | 1478867.319 | 9416018.0746 | 0 | 118423873.4756 | 150654501.3811 | 133352.1432 | 34.3185 | 3450.7303 | 4389.8923 | 70.3478 | 89.4939
1 | 5600 | 707 | 0.03 | 15 | 15 | 7 | 1.7783e-10 | 5spot_SharedNeighbor | Water | Porous | Wet | R245fa | MinimizeLCOE_Brownfield | IgnoreSilica | 170.6692 | 72.8196 | 8.7589 | 4 | 3409.043 | 4328.9864 | 69.498 | 88.2522 | 171.7435 | 0 | 114.4886 | 10286677.6234 | 606207.4533 | 10159594.3567 | 9718703.3478 | 0 | 592104.4485 | 0 | 12231682.0195 | 31824327.5518 | 21720757.4787 | 97140054.2796 | 961560.8286 | 21335742.5118 | 21335742.5118 | 1478867.319 | 9416018.0746 | 0 | 119437357.6201 | 151667985.5255 | 177827.941 | 35.0355 | 3409.043 | 4328.9864 | 69.498 | 88.2522
1 | 5600 | 707 | 0.03 | 15 | 15 | 7 | 2.3714e-10 | 5spot_SharedNeighbor | Water | Porous | Wet | R245fa | MinimizeLCOE_Brownfield | IgnoreSilica | 172.9077 | 73.6739 | 8.8975 | 4 | 3377.4488 | 4283.0608 | 68.8539 | 87.316 | 171.6153 | 0 | 132.2225 | 10366206.4517 | 609858.0742 | 10255921.2073 | 9833211.0834 | 0 | 545294.4061 | 0 | 12328091.5768 | 32075165.4435 | 21891959.494 | 97905707.7368 | 961560.8286 | 21335742.5118 | 21335742.5118 | 1478867.319 | 9416018.0746 | 0 | 120203011.0773 | 152433638.9828 | 237137.3706 | 35.5899 | 3377.4488 | 4283.0608 | 68.8539 | 87.316
1 | 5600 | 707 | 0.03 | 15 | 15 | 7 | 3.1623e-10 | 5spot_SharedNeighbor | Water | Porous | Wet | R245fa | MinimizeLCOE_Brownfield | IgnoreSilica | 174.5083 | 74.2831 | 9.0001 | 4 | 3353.5346 | 4248.8168 | 68.3663 | 86.6179 | 171.5232 | 0 | 137.9934 | 10422633.0944 | 612430.6903 | 10324497.4163 | 9914908.2198 | 0 | 505846.6353 | 0 | 12394323.2619 | 32247486.7021 | 22009572.2938 | 98431698.3139 | 961560.8286 | 21335742.5118 | 21335742.5118 | 1478867.319 | 9416018.0746 | 0 | 120729001.6544 | 152959629.5599 | 316227.766 | 36.0005 | 3353.5346 | 4248.8168 | 68.3663 | 86.6179
1 | 5600 | 707 | 0.03 | 15 | 15 | 7 | 4.217e-10 | 5spot_SharedNeighbor | Water | Porous | Wet | R245fa | MinimizeLCOE_Brownfield | IgnoreSilica | 175.6922 | 74.7326 | 9.0773 | 4 | 3335.4645 | 4223.1394 | 67.998 | 86.0944 | 171.4544 | 0 | 133.0467 | 10464096.7678 | 614309.1955 | 10375034.9382 | 9975208.7626 | 0 | 473882.8631 | 0 | 12441987.6856 | 32371499.7553 | 22094213.7508 | 98810233.7189 | 961560.8286 | 21335742.5118 | 21335742.5118 | 1478867.319 | 9416018.0746 | 0 | 121107537.0594 | 153338164.9649 | 421696.5034 | 36.309 | 3335.4645 | 4223.1394 | 67.998 | 86.0944
1 | 5600 | 707 | 0.03 | 15 | 15 | 7 | 5.6234e-10 | 5spot_SharedNeighbor | Water | Porous | Wet | R245fa | MinimizeLCOE_Brownfield | IgnoreSilica | 176.5398 | 75.0537 | 9.1342 | 4 | 3321.8265 | 4203.9726 | 67.7199 | 85.7037 | 171.4048 | 0 | 135.3887 | 10493634.2669 | 615640.7993 | 10411116.0261 | 10018308.5856 | 0 | 448017.9684 | 0 | 12474819.8821 | 32456922.3958 | 22152516.4582 | 99070976.3824 | 961560.8286 | 21335742.5118 | 21335742.5118 | 1478867.319 | 9416018.0746 | 0 | 121368279.7229 | 153598907.6283 | 562341.3252 | 36.5366 | 3321.8265 | 4203.9726 | 67.7199 | 85.7037
1 | 5600 | 707 | 0.03 | 15 | 15 | 7 | 7.4989e-10 | 5spot_SharedNeighbor | Water | Porous | Wet | R245fa | MinimizeLCOE_Brownfield | IgnoreSilica | 177.164 | 75.2899 | 9.1767 | 4 | 3311.5445 | 4189.605 | 67.5103 | 85.4108 | 171.3682 | 0 | 132.8513 | 10515310.8212 | 616614.5875 | 10437636.5337 | 10050013.8577 | 0 | 427613.5966 | 0 | 12498403.8647 | 32518283.0808 | 22194396.3865 | 99258272.7286 | 961560.8286 | 21335742.5118 | 21335742.5118 | 1478867.319 | 9416018.0746 | 0 | 121555576.0691 | 153786203.9746 | 749894.2093 | 36.7066 | 3311.5445 | 4189.605 | 67.5103 | 85.4108
1 | 5600 | 707 | 0.03 | 15 | 15 | 7 | 1e-09 | 5spot_SharedNeighbor | Water | Porous | Wet | R245fa | MinimizeLCOE_Brownfield | IgnoreSilica | 177.607 | 75.4573 | 9.2078 | 4 | 3303.8 | 4178.8896 | 67.3524 | 85.1923 | 171.342 | 0 | 134.2904 | 10530653.5102 | 617301.8411 | 10456431.3482 | 10072496.2249 | 0 | 411456.3659 | 0 | 12514452.3233 | 32560037.878 | 22222894.8936 | 99385724.3853 | 961560.8286 | 21335742.5118 | 21335742.5118 | 1478867.319 | 9416018.0746 | 0 | 121683027.7258 | 153913655.6313 | 1000000 | 36.8312 | 3303.8 | 4178.8896 | 67.3524 | 85.1923
1 | 5600 | 707 | 0.03 | 15 | 15 | 7 | 1.3335e-09 | 5spot_SharedNeighbor | Water | Porous | Wet | R245fa | MinimizeLCOE_Brownfield | IgnoreSilica | 177.936 | 75.5816 | 9.2311 | 4 | 3297.9718 | 4170.8507 | 67.2336 | 85.0284 | 171.3226 | 0 | 135.7432 | 10542024.0125 | 617810.2069 | 10470371.9234 | 10089179.055 | 0 | 398975.3266 | 0 | 12526160.6045 | 32590500.4242 | 22243686.2073 | 99478707.7605 | 961560.8286 | 21335742.5118 | 21335742.5118 | 1478867.319 | 9416018.0746 | 0 | 121776011.1009 | 154006639.0064 | 1333521.4322 | 36.9245 | 3297.9718 | 4170.8507 | 67.2336 | 85.0284
1 | 5600 | 707 | 0.03 | 15 | 15 | 7 | 1.7783e-09 | 5spot_SharedNeighbor | Water | Porous | Wet | R245fa | MinimizeLCOE_Brownfield | IgnoreSilica | 178.1749 | 75.6718 | 9.2484 | 4 | 3293.5888 | 4164.8381 | 67.1443 | 84.9059 | 171.3084 | 0 | 125.4719 | 10550270.8166 | 618178.326 | 10480489.6718 | 10101290.8307 | 0 | 389321.7158 | 0 | 12534425.0308 | 32612002.766 | 22258361.9974 | 99544341.1551 | 961560.8286 | 21335742.5118 | 21335742.5118 | 1478867.319 | 9416018.0746 | 0 | 121841644.4956 | 154072272.4011 | 1778279.41 | 36.9936 | 3293.5888 | 4164.8381 | 67.1443 | 84.9059
1 | 5600 | 707 | 0.03 | 15 | 15 | 7 | 2.3714e-09 | 5spot_SharedNeighbor | Water | Porous | Wet | R245fa | MinimizeLCOE_Brownfield | IgnoreSilica | 178.3381 | 75.7333 | 9.2608 | 4 | 3290.2947 | 4160.3744 | 67.0771 | 84.8149 | 171.2987 | 0 | 135.0438 | 10555894.3471 | 618428.9019 | 10487393.7723 | 10109557.3589 | 0 | 381756.8571 | 0 | 12539682.1825 | 32625680.7965 | 22267697.5343 | 99586091.7505 | 961560.8286 | 21335742.5118 | 21335742.5118 | 1478867.319 | 9416018.0746 | 0 | 121883395.091 | 154114022.9965 | 2371373.7057 | 37.0433 | 3290.2947 | 4160.3744 | 67.0771 | 84.8149
1 | 5600 | 707 | 0.03 | 15 | 15 | 7 | 3.1623e-09 | 5spot_SharedNeighbor | Water | Porous | Wet | R245fa | MinimizeLCOE_Brownfield | IgnoreSilica | 178.4714 | 75.7836 | 9.2705 | 4 | 3287.8201 | 4156.9894 | 67.0267 | 84.7459 | 171.2908 | 0 | 145.5625 | 10560486.6761 | 618633.5406 | 10493032.2611 | 10116309.6923 | 0 | 376161.6825 | 0 | 12544203.3025 | 32637443.8232 | 22275726.0418 | 99621997.0201 | 961560.8286 | 21335742.5118 | 21335742.5118 | 1478867.319 | 9416018.0746 | 0 | 121919300.3606 | 154149928.266 | 3162277.6602 | 37.0821 | 3287.8201 | 4156.9894 | 67.0267 | 84.7459
1 | 5600 | 707 | 0.03 | 15 | 15 | 7 | 4.217e-09 | 5spot_SharedNeighbor | Water | Porous | Wet | R245fa | MinimizeLCOE_Brownfield | IgnoreSilica | 178.5614 | 75.8175 | 9.2775 | 4 | 3285.9619 | 4154.4804 | 66.9888 | 84.6947 | 171.2854 | 0 | 156.8592 | 10563584.5743 | 618771.3823 | 10496837.9284 | 10120867.6529 | 0 | 371795.1959 | 0 | 12547024.1262 | 32644783.0277 | 22280735.1996 | 99644399.0873 | 961560.8286 | 21335742.5118 | 21335742.5118 | 1478867.319 | 9416018.0746 | 0 | 121941702.4278 | 154172330.3332 | 4216965.0343 | 37.1099 | 3285.9619 | 4154.4804 | 66.9888 | 84.6947
1 | 5600 | 707 | 0.03 | 15 | 15 | 7 | 5.6234e-09 | 5spot_SharedNeighbor | Water | Porous | Wet | R245fa | MinimizeLCOE_Brownfield | IgnoreSilica | 178.6345 | 75.8451 | 9.2829 | 4 | 3284.567 | 4152.5799 | 66.9603 | 84.656 | 171.2811 | 0 | 152.6449 | 10566102.864 | 618883.4733 | 10499931.3772 | 10124572.9723 | 0 | 368573.8383 | 0 | 12549445.1648 | 32651082.0736 | 22285034.4278 | 99663626.1912 | 961560.8286 | 21335742.5118 | 21335742.5118 | 1478867.319 | 9416018.0746 | 0 | 121960929.5317 | 154191557.4371 | 5623413.2519 | 37.1315 | 3284.567 | 4152.5799 | 66.9603 | 84.656
1 | 5600 | 707 | 0.03 | 15 | 15 | 7 | 7.4989e-09 | 5spot_SharedNeighbor | Water | Porous | Wet | R245fa | MinimizeLCOE_Brownfield | IgnoreSilica | 178.6929 | 75.8671 | 9.287 | 4 | 3283.5202 | 4151.1432 | 66.939 | 84.6267 | 171.2776 | 0 | 159.8683 | 10568111.1646 | 618972.8832 | 10502398.2918 | 10127528.0647 | 0 | 366191.9316 | 0 | 12551448.911 | 32656295.4103 | 22288592.6373 | 99679539.2946 | 961560.8286 | 21335742.5118 | 21335742.5118 | 1478867.319 | 9416018.0746 | 0 | 121976842.6351 | 154207470.5406 | 7498942.0933 | 37.1482 | 3283.5202 | 4151.1432 | 66.939 | 84.6267
1 | 5600 | 707 | 0.03 | 15 | 15 | 7 | 1e-08 | 5spot_SharedNeighbor | Water | Porous | Wet | R245fa | MinimizeLCOE_Brownfield | IgnoreSilica | 178.7271 | 75.88 | 9.2899 | 4 | 3282.7347 | 4150.0953 | 66.923 | 84.6053 | 171.2756 | 0 | 150.9724 | 10569288.6744 | 619025.1743 | 10503845.8974 | 10129262.1782 | 0 | 364271.8325 | 0 | 12552420.5652 | 32658823.4551 | 22290318.0798 | 99687255.8569 | 961560.8286 | 21335742.5118 | 21335742.5118 | 1478867.319 | 9416018.0746 | 0 | 121984559.1973 | 154215187.1028 | 10000000 | 37.1594 | 3282.7347 | 4150.0953 | 66.923 | 84.6053
1 | 5700 | 707 | 0.03 | 15 | 15 | 7 | 1e-13 | 5spot_SharedNeighbor | Water | Porous | Wet | R245fa | MinimizeLCOE_Brownfield | IgnoreSilica | 0 | 0 | 0 | 0 | [6 empty] | 11.0475 | [19 empty] | 100 | 0
1 | 5700 | 707 | 0.03 | 15 | 15 | 7 | 1.3335e-13 | 5spot_SharedNeighbor | Water | Porous | Wet | R245fa | MinimizeLCOE_Brownfield | IgnoreSilica | 1.0155 | 0.19477 | 0.005425 | 4 | 1101151.7581 | 2620906.1864 | 22448.468 | 53430.7176 | 110.9748 | 0 | 29.9794 | 121030.2076 | 4544.7206 | 92616.5264 | 60451.7773 | 0 | 64684.4375 | 0 | 133897.791 | 348374.5861 | 237772.8134 | 1063372.8599 | 961560.8286 | 21870032.1104 | 21870032.1104 | 1478867.319 | 9629733.914 | 0 | 23894965.7989 | 56873599.1425 | 133.3521 | 0.0217 | 1101151.7581 | 2620906.1864 | 22448.468 | 53430.7176
1 | 5700 | 707 | 0.03 | 15 | 15 | 7 | 1.7783e-13 | 5spot_SharedNeighbor | Water | Porous | Wet | R245fa | MinimizeLCOE_Brownfield | IgnoreSilica | 1.3128 | 0.3 | 0.014239 | 4 | 425817.2211 | 1004856.2276 | 8680.86 | 20485.3534 | 122.4223 | 0 | 29.8014 | 173962.1993 | 7090.1102 | 129787.5471 | 75289.3443 | 0 | 72481.8496 | 0 | 178858.3097 | 465352.6329 | 317612.734 | 1420434.7269 | 961560.8286 | 21870032.1104 | 21870032.1104 | 1478867.319 | 9629733.914 | 0 | 24252027.666 | 57230661.0095 | 177.8279 | 0.056954 | 425817.2211 | 1004856.2276 | 8680.86 | 20485.3534
1 | 5700 | 707 | 0.03 | 15 | 15 | 7 | 2.3714e-13 | 5spot_SharedNeighbor | Water | Porous | Wet | R245fa | MinimizeLCOE_Brownfield | IgnoreSilica | 1.7098 | 0.45317 | 0.028477 | 4 | 217082.8696 | 506603.2724 | 4425.5279 | 10327.7929 | 132.9373 | 0 | 139.3364 | 243979.9873 | 10728.7229 | 179235.0865 | 96149.4805 | 0 | 82010.3147 | 0 | 238720.4008 | 621101.5147 | 423914.5461 | 1895840.0535 | 961560.8286 | 21870032.1104 | 21870032.1104 | 1478867.319 | 9629733.914 | 0 | 24727432.9926 | 57706066.3361 | 237.1374 | 0.11391 | 217082.8696 | 506603.2724 | 4425.5279 | 10327.7929
1 | 5700 | 707 | 0.03 | 15 | 15 | 7 | 3.1623e-13 | 5spot_SharedNeighbor | Water | Porous | Wet | R245fa | MinimizeLCOE_Brownfield | IgnoreSilica | 2.2154 | 0.66098 | 0.049531 | 4 | 127790.8722 | 294245.9261 | 2605.1898 | 5998.6012 | 141.845 | 0 | 181.7927 | 330281.9781 | 15512.0422 | 240972.4571 | 123927.0425 | 0 | 92199.4373 | 0 | 313128.2534 | 814695.4838 | 556046.408 | 2486763.1024 | 961560.8286 | 21870032.1104 | 21870032.1104 | 1478867.319 | 9629733.914 | 0 | 25318356.0415 | 58296989.385 | 316.2278 | 0.19812 | 127790.8722 | 294245.9261 | 2605.1898 | 5998.6012
1 | 5700 | 707 | 0.03 | 15 | 15 | 7 | 4.217e-13 | 5spot_SharedNeighbor | Water | Porous | Wet | R245fa | MinimizeLCOE_Brownfield | IgnoreSilica | 2.8766 | 0.94442 | 0.079771 | 4 | 81681.4266 | 185035.9737 | 1665.1864 | 3772.2086 | 149.4101 | 0 | 234.6123 | 437371.5063 | 21757.0926 | 318995.3305 | 161175.3701 | 0 | 104052.6749 | 0 | 406907.27 | 1058689.2484 | 722577.1659 | 3231525.6587 | 961560.8286 | 21870032.1104 | 21870032.1104 | 1478867.319 | 9629733.914 | 0 | 26063118.5978 | 59041751.9413 | 421.6965 | 0.31908 | 81681.4266 | 185035.9737 | 1665.1864 | 3772.2086
1 | 5700 | 707 | 0.03 | 15 | 15 | 7 | 5.6234e-13 | 5spot_SharedNeighbor | Water | Porous | Wet | R245fa | MinimizeLCOE_Brownfield | IgnoreSilica | 3.7754 | 1.3419 | 0.12345 | 4 | 54754.6263 | 121540.9329 | 1116.2471 | 2477.7763 | 155.8794 | 0 | 35.9062 | 574111.5524 | 30076.4807 | 420688.8158 | 213582.0279 | 0 | 119478.6213 | 0 | 529595.6243 | 1377899.1793 | 940444.5029 | 4205876.8046 | 961560.8286 | 21870032.1104 | 21870032.1104 | 1478867.319 | 9629733.914 | 0 | 27037469.7436 | 60016103.0871 | 562.3413 | 0.49379 | 54754.6263 | 121540.9329 | 1116.2471 | 2477.7763
1 | 5700 | 707 | 0.03 | 15 | 15 | 7 | 7.4989e-13 | 5spot_SharedNeighbor | Water | Porous | Wet | R245fa | MinimizeLCOE_Brownfield | IgnoreSilica | 4.9474 | 1.8701 | 0.18307 | 4 | 38565.9997 | 83602.3763 | 786.2201 | 1704.3475 | 161.0562 | 0 | 36.848 | 739365.6084 | 40434.6917 | 546732.2029 | 282568.6188 | 0 | 137284.6763 | 0 | 681090.4612 | 1772057.6692 | 1209465.7714 | 5408999.6998 | 961560.8286 | 21870032.1104 | 21870032.1104 | 1478867.319 | 9629733.914 | 0 | 28240592.6389 | 61219225.9824 | 749.8942 | 0.73227 | 38565.9997 | 83602.3763 | 786.2201 | 1704.3475
1 | 5700 | 707 | 0.03 | 15 | 15 | 7 | 1e-12 | 5spot_SharedNeighbor | Water | Porous | Wet | R245fa | MinimizeLCOE_Brownfield | IgnoreSilica | 6.499 | 2.5731 | 0.26337 | 4 | 28220.422 | 59524.9287 | 575.3115 | 1213.4962 | 165.1695 | 0 | 44.3119 | 939426.2334 | 53171.1082 | 703887.4413 | 371893.9583 | 0 | 158762.9609 | 0 | 868585.2638 | 2259880.685 | 1542415.0034 | 6898022.6543 | 961560.8286 | 21870032.1104 | 21870032.1104 | 1478867.319 | 9629733.914 | 0 | 29729615.5933 | 62708248.9368 | 1000 | 1.0535 | 28220.422 | 59524.9287 | 575.3115 | 1213.4962
1 | 5700 | 707 | 0.03 | 15 | 15 | 7 | 1.3335e-12 | 5spot_SharedNeighbor | Water | Porous | Wet | R245fa | MinimizeLCOE_Brownfield | IgnoreSilica | 8.5406 | 3.5019 | 0.3705 | 4 | 21314.5565 | 43567.4335 | 434.5261 | 888.1811 | 168.1896 | 0 | 38.3595 | 1180998.9792 | 68750.0191 | 898793.9222 | 493880.8024 | 0 | 184743.8265 | 0 | 1102595.3442 | 2868726.9123 | 1957965.0641 | 8756454.8699 | 961560.8286 | 21870032.1104 | 21870032.1104 | 1478867.319 | 9629733.914 | 0 | 31588047.809 | 64566681.1525 | 1333.5214 | 1.482 | 21314.5565 | 43567.4335 | 434.5261 | 888.1811
1 | 5700 | 707 | 0.03 | 15 | 15 | 7 | 1.7783e-12 | 5spot_SharedNeighbor | Water | Porous | Wet | R245fa | MinimizeLCOE_Brownfield | IgnoreSilica | 11.3005 | 4.7878 | 0.52185 | 4 | 16293.2597 | 32092.0809 | 332.1601 | 654.2405 | 171.0797 | 0 | 45.9218 | 1489412.5482 | 89182.5707 | 1151939.4644 | 661782.8874 | 0 | 217053.365 | 0 | 1407654.6259 | 3662428.587 | 2499682.766 | 11179136.8147 | 961560.8286 | 21870032.1104 | 21870032.1104 | 1478867.319 | 9629733.914 | 0 | 34010729.7537 | 66989363.0972 | 1778.2794 | 2.0874 | 16293.2597 | 32092.0809 | 332.1601 | 654.2405
1 | 5700 | 707 | 0.03 | 15 | 15 | 7 | 2.3714e-12 | 5spot_SharedNeighbor | Water | Porous | Wet | R245fa | MinimizeLCOE_Brownfield | IgnoreSilica | 14.9474 | 6.4777 | 0.72046 | 4 | 12841.1662 | 24284.7054 | 261.7845 | 495.0766 | 173.0817 | 0 | 41.2167 | 1858566.0464 | 113544.4699 | 1464929.0508 | 883126.004 | 0 | 256405.1512 | 0 | 1784862.5817 | 4643846.312 | 3169520.5295 | 14174800.1457 | 961560.8286 | 21870032.1104 | 21870032.1104 | 1478867.319 | 9629733.914 | 0 | 37006393.0847 | 69985026.4282 | 2371.3737 | 2.8819 | 12841.1662 | 24284.7054 | 261.7845 | 495.0766
1 | 5700 | 707 | 0.03 | 15 | 15 | 7 | 3.1623e-12 | 5spot_SharedNeighbor | Water | Porous | Wet | R245fa | MinimizeLCOE_Brownfield | IgnoreSilica | 19.771 | 8.7137 | 0.9842 | 4 | 10349.6392 | 18726.6299 | 210.9914 | 381.7677 | 174.6174 | 0 | 48.8138 | 2306293.376 | 143112.971 | 1855017.569 | 1175149.6906 | 0 | 303932.8135 | 0 | 2255567.5038 | 5868523.9644 | 4005388.1918 | 17912986.0802 | 961560.8286 | 21870032.1104 | 21870032.1104 | 1478867.319 | 9629733.914 | 0 | 40744579.0192 | 73723212.3628 | 3162.2777 | 3.9368 | 10349.6392 | 18726.6299 | 210.9914 | 381.7677
1 | 5700 | 707 | 0.03 | 15 | 15 | 7 | 4.217e-12 | 5spot_SharedNeighbor | Water | Porous | Wet | R245fa | MinimizeLCOE_Brownfield | IgnoreSilica | 26.1654 | 11.6786 | 1.3343 | 4 | 8511.7683 | 14690.6277 | 173.5239 | 299.4883 | 175.7946 | 0 | 39.0739 | 2851131.0084 | 179022.9864 | 2342667.7636 | 1561470.519 | 0 | 362027.8047 | 0 | 2845564.832 | 7403575.9872 | 5053092.7396 | 22598553.6409 | 961560.8286 | 21870032.1104 | 21870032.1104 | 1478867.319 | 9629733.914 | 0 | 45430146.5799 | 78408779.9234 | 4216.965 | 5.3373 | 8511.7683 | 14690.6277 | 173.5239 | 299.4883
1 | 5700 | 707 | 0.03 | 15 | 15 | 7 | 5.6234e-12 | 5spot_SharedNeighbor | Water | Porous | Wet | R245fa | MinimizeLCOE_Brownfield | IgnoreSilica | 34.5648 | 15.5712 | 1.7943 | 4 | 7140.9452 | 11735.9476 | 145.5778 | 239.2532 | 176.6887 | 0 | 49.445 | 3508344.3032 | 222133.6182 | 2946897.4141 | 2066282.0525 | 0 | 432032.3703 | 0 | 3578519.0057 | 9310572.3978 | 6354656.9746 | 28419438.1364 | 961560.8286 | 21870032.1104 | 21870032.1104 | 1478867.319 | 9629733.914 | 0 | 51251031.0755 | 84229664.419 | 5623.4133 | 7.1771 | 7140.9452 | 11735.9476 | 145.5778 | 239.2532
1 | 5700 | 707 | 0.03 | 15 | 15 | 7 | 7.4989e-12 | 5spot_SharedNeighbor | Water | Porous | Wet | R245fa | MinimizeLCOE_Brownfield | IgnoreSilica | 45.5005 | 20.6527 | 2.3936 | 4 | 6106.1938 | 9550.6278 | 124.483 | 194.7025 | 177.359 | 0 | 50.8653 | 4297116.1747 | 273411.3443 | 3692238.3907 | 2725314.8584 | 0 | 516299.6318 | 0 | 4486708.356 | 11673494.7918 | 7967400.0617 | 35631983.6095 | 961560.8286 | 21870032.1104 | 21870032.1104 | 1478867.319 | 9629733.914 | 0 | 58463576.5485 | 91442209.892 | 7498.9421 | 9.5745 | 6106.1938 | 9550.6278 | 124.483 | 194.7025
1 | 5700 | 707 | 0.03 | 15 | 15 | 7 | 1e-11 | 5spot_SharedNeighbor | Water | Porous | Wet | R245fa | MinimizeLCOE_Brownfield | IgnoreSilica | 59.5152 | 27.1614 | 3.1586 | 4 | 5323.3568 | 7933.558 | 108.5238 | 161.7363 | 177.8112 | 0 | 52.4145 | 5227839.6553 | 333279.7039 | 4595650.5271 | 3570262.8706 | 0 | 616788.6426 | 0 | 5594090.3458 | 14554675.5742 | 9933865.148 | 44426452.4677 | 961560.8286 | 21870032.1104 | 21870032.1104 | 1478867.319 | 9629733.914 | 0 | 67258045.4067 | 100236678.7502 | 10000 | 12.6345 | 5323.3568 | 7933.558 | 108.5238 | 161.7363
1 | 5700 | 707 | 0.03 | 15 | 15 | 7 | 1.3335e-11 | 5spot_SharedNeighbor | Water | Porous | Wet | R245fa | MinimizeLCOE_Brownfield | IgnoreSilica | 76.9742 | 35.1934 | 4.0953 | 4 | 4738.9149 | 6752.1165 | 96.6092 | 137.651 | 177.9613 | 0 | 55.001 | 6287898.5501 | 400371.6425 | 5653445.8326 | 4616281.4236 | 0 | 734276.1286 | 0 | 6899986.6952 | 17952349.999 | 12252847.7582 | 54797458.0299 | 961560.8286 | 21870032.1104 | 21870032.1104 | 1478867.319 | 9629733.914 | 0 | 77629050.969 | 110607684.3125 | 13335.2143 | 16.3812 | 4738.9149 | 6752.1165 | 96.6092 | 137.651
1 | 5700 | 707 | 0.03 | 15 | 15 | 7 | 1.7783e-11 | 5spot_SharedNeighbor | Water | Porous | Wet | R245fa | MinimizeLCOE_Brownfield | IgnoreSilica | 97.7831 | 44.5546 | 5.1684 | 4 | 4316.4479 | 5911.6631 | 87.9966 | 120.5172 | 177.6788 | 0 | 65.8857 | 7429149.8961 | 470406.6953 | 6828650.8435 | 5844101.8065 | 0 | 867446.2621 | 0 | 8361504.6464 | 21754919.9095 | 14848179.8571 | 66404359.9167 | 961560.8286 | 21870032.1104 | 21870032.1104 | 1478867.319 | 9629733.914 | 0 | 89235952.8557 | 122214586.1993 | 17782.7941 | 20.6735 | 4316.4479 | 5911.6631 | 87.9966 | 120.5172
1 | 5700 | 707 | 0.03 | 15 | 15 | 7 | 2.3714e-11 | 5spot_SharedNeighbor | Water | Porous | Wet | R245fa | MinimizeLCOE_Brownfield | IgnoreSilica | 121.2468 | 54.7353 | 6.2991 | 4 | 4025.8946 | 5334.7559 | 82.0733 | 108.7562 | 176.8885 | 0 | 72.583 | 8576618.4275 | 537257.233 | 8054834.1313 | 7196926.9903 | 0 | 1013810.4465 | 0 | 9897984.4192 | 25752525.1029 | 17576627.5442 | 78606584.2948 | 961560.8286 | 21870032.1104 | 21870032.1104 | 1478867.319 | 9629733.914 | 0 | 101438177.2339 | 134416810.5774 | 23713.7371 | 25.1964 | 4025.8946 | 5334.7559 | 82.0733 | 108.7562
1 | 5700 | 707 | 0.03 | 15 | 15 | 7 | 3.1623e-11 | 5spot_SharedNeighbor | Water | Porous | Wet | R245fa | MinimizeLCOE_Brownfield | IgnoreSilica | 138.1797 | 61.8604 | 7.1463 | 4 | 3831.7513 | 4985.453 | 78.1154 | 101.6352 | 176.0803 | 0 | 85.7842 | 9325678.2126 | 577685.9189 | 8888657.7028 | 8158142.0846 | 0 | 1042137.1697 | 0 | 10916997.4246 | 28403787.9146 | 19386168.8912 | 86699255.319 | 961560.8286 | 21870032.1104 | 21870032.1104 | 1478867.319 | 9629733.914 | 0 | 109530848.2581 | 142509481.6016 | 31622.7766 | 28.5851 | 3831.7513 | 4985.453 | 78.1154 | 101.6352
1 | 5700 | 707 | 0.03 | 15 | 15 | 7 | 4.217e-11 | 5spot_SharedNeighbor | Water | Porous | Wet | R245fa | MinimizeLCOE_Brownfield | IgnoreSilica | 147.4427 | 65.6973 | 7.7091 | 4 | 3681.497 | 4750.9705 | 75.0523 | 96.855 | 175.6337 | 0 | 101.0266 | 9716066.7216 | 598302.3213 | 9330122.2308 | 8678096.3966 | 0 | 958917.3746 | 0 | 11419786.9675 | 29711943.169 | 20279011.7323 | 90692246.9137 | 961560.8286 | 21870032.1104 | 21870032.1104 | 1478867.319 | 9629733.914 | 0 | 113523839.8528 | 146502473.1963 | 42169.6503 | 30.8363 | 3681.497 | 4750.9705 | 75.0523 | 96.855
1 | 5700 | 707 | 0.03 | 15 | 15 | 7 | 5.6234e-11 | 5spot_SharedNeighbor | Water | Porous | Wet | R245fa | MinimizeLCOE_Brownfield | IgnoreSilica | 155.1593 | 68.8486 | 8.1821 | 4 | 3566.4555 | 4574.0986 | 72.707 | 93.2492 | 175.2366 | 0 | 104.031 | 10029216.1248 | 614399.16 | 9689307.5233 | 9107825.0712 | 0 | 874208.3539 | 0 | 11822832.9309 | 30760586.0898 | 20994732.0731 | 93893107.327 | 961560.8286 | 21870032.1104 | 21870032.1104 | 1478867.319 | 9629733.914 | 0 | 116724700.266 | 149703333.6095 | 56234.1325 | 32.7285 | 3566.4555 | 4574.0986 | 72.707 | 93.2492
1 | 5700 | 707 | 0.03 | 15 | 15 | 7 | 7.4989e-11 | 5spot_SharedNeighbor | Water | Porous | Wet | R245fa | MinimizeLCOE_Brownfield | IgnoreSilica | 161.4735 | 71.3906 | 8.5697 | 4 | 3478.594 | 4440.6698 | 70.9158 | 90.5291 | 174.8959 | 0 | 111.081 | 10276665.4191 | 626759.3459 | 9977027.6194 | 9453041.9164 | 0 | 794022.9234 | 0 | 12139731.7174 | 31585091.7274 | 21557474.1127 | 96409814.7816 | 961560.8286 | 21870032.1104 | 21870032.1104 | 1478867.319 | 9629733.914 | 0 | 119241407.7207 | 152220041.0642 | 74989.4209 | 34.2786 | 3478.594 | 4440.6698 | 70.9158 | 90.5291
1 | 5700 | 707 | 0.03 | 15 | 15 | 7 | 1e-10 | 5spot_SharedNeighbor | Water | Porous | Wet | R245fa | MinimizeLCOE_Brownfield | IgnoreSilica | 166.3159 | 73.3069 | 8.8712 | 4 | 3411.5833 | 4340.9525 | 69.5497 | 88.4962 | 174.6248 | 0 | 141.5426 | 10459760.0956 | 635609.3506 | 10192897.1999 | 9707765.0999 | 0 | 718619.724 | 0 | 12368714.0733 | 32180856.8467 | 21964096.0484 | 98228318.4386 | 961560.8286 | 21870032.1104 | 21870032.1104 | 1478867.319 | 9629733.914 | 0 | 121059911.3777 | 154038544.7212 | 100000 | 35.485 | 3411.5833 | 4340.9525 | 69.5497 | 88.4962
1 | 5700 | 707 | 0.03 | 15 | 15 | 7 | 1.3335e-10 | 5spot_SharedNeighbor | Water | Porous | Wet | R245fa | MinimizeLCOE_Brownfield | IgnoreSilica | 170.0313 | 74.7658 | 9.1061 | 4 | 3360.6255 | 4266.0299 | 68.5109 | 86.9688 | 174.4111 | 0 | 129.6794 | 10597455.5277 | 642143.2579 | 10356607.1563 | 9901952.8854 | 0 | 651776.1271 | 0 | 12538474.6322 | 32622538.9982 | 22265553.1924 | 99576501.7772 | 961560.8286 | 21870032.1104 | 21870032.1104 | 1478867.319 | 9629733.914 | 0 | 122408094.7162 | 155386728.0597 | 133352.1432 | 36.4242 | 3360.6255 | 4266.0299 | 68.5109 | 86.9688
1 | 5700 | 707 | 0.03 | 15 | 15 | 7 | 1.7783e-10 | 5spot_SharedNeighbor | Water | Porous | Wet | R245fa | MinimizeLCOE_Brownfield | IgnoreSilica | 172.8345 | 75.8597 | 9.2861 | 4 | 3321.9434 | 4209.789 | 67.7223 | 85.8222 | 174.2468 | 0 | 136.6199 | 10699755.1264 | 646926.6797 | 10479031.8123 | 10047745.1216 | 0 | 594187.1469 | 0 | 12662381.8959 | 32944920.2814 | 22485585.0425 | 100560533.1065 | 961560.8286 | 21870032.1104 | 21870032.1104 | 1478867.319 | 9629733.914 | 0 | 123392126.0456 | 156370759.3891 | 177827.941 | 37.1446 | 3321.9434 | 4209.789 | 67.7223 | 85.8222
1 | 5700 | 707 | 0.03 | 15 | 15 | 7 | 2.3714e-10 | 5spot_SharedNeighbor | Water | Porous | Wet | R245fa | MinimizeLCOE_Brownfield | IgnoreSilica | 174.9345 | 76.6755 | 9.4231 | 4 | 3292.6259 | 4167.5657 | 67.1246 | 84.9615 | 174.1218 | 0 | 132.9492 | 10775504.6307 | 650428.2257 | 10570139.0804 | 10156564.6178 | 0 | 545872.442 | 0 | 12752418.5087 | 33179177.0789 | 22645470.1202 | 101275574.7044 | 961560.8286 | 21870032.1104 | 21870032.1104 | 1478867.319 | 9629733.914 | 0 | 124107167.6435 | 157085800.987 | 237137.3706 | 37.6925 | 3292.6259 | 4167.5657 | 67.1246 | 84.9615
1 | 5700 | 707 | 0.03 | 15 | 15 | 7 | 3.1623e-10 | 5spot_SharedNeighbor | Water | Porous | Wet | R245fa | MinimizeLCOE_Brownfield | IgnoreSilica | 176.4692 | 77.2696 | 9.5256 | 4 | 3270.4375 | 4135.9634 | 66.6723 | 84.3172 | 174.0294 | 0 | 124.9423 | 10830379.6798 | 652942.3542 | 10636392.4718 | 10235872.1417 | 0 | 505782.3958 | 0 | 12815933.9269 | 33344431.1682 | 22758259.4318 | 101779993.57 | 961560.8286 | 21870032.1104 | 21870032.1104 | 1478867.319 | 9629733.914 | 0 | 124611586.5091 | 157590219.8526 | 316227.766 | 38.1024 | 3270.4375 | 4135.9634 | 66.6723 | 84.3172
1 | 5700 | 707 | 0.03 | 15 | 15 | 7 | 4.217e-10 | 5spot_SharedNeighbor | Water | Porous | Wet | R245fa | MinimizeLCOE_Brownfield | IgnoreSilica | 177.583 | 77.6994 | 9.6021 | 4 | 3253.6675 | 4112.2957 | 66.3304 | 83.8347 | 173.9618 | 0 | 132.1717 | 10870155.8768 | 654791.9556 | 10684236.8303 | 10294351.2514 | 0 | 473079.2982 | 0 | 12860879.9328 | 33461371.4558 | 22838073.581 | 102136940.1819 | 961560.8286 | 21870032.1104 | 21870032.1104 | 1478867.319 | 9629733.914 | 0 | 124968533.1209 | 157947166.4644 | 421696.5034 | 38.4085 | 3253.6675 | 4112.2957 | 66.3304 | 83.8347
1 | 5700 | 707 | 0.03 | 15 | 15 | 7 | 5.6234e-10 | 5spot_SharedNeighbor | Water | Porous | Wet | R245fa | MinimizeLCOE_Brownfield | IgnoreSilica | 178.3964 | 78.0126 | 9.6593 | 4 | 3241.0087 | 4094.5553 | 66.0723 | 83.473 | 173.9122 | 0 | 140.9278 | 10899194.1187 | 656158.4036 | 10719054.9622 | 10337608.0843 | 0 | 446900.2435 | 0 | 12892977.1668 | 33544881.8747 | 22895071.1579 | 102391846.0117 | 961560.8286 | 21870032.1104 | 21870032.1104 | 1478867.319 | 9629733.914 | 0 | 125223438.9508 | 158202072.2943 | 562341.3252 | 38.6372 | 3241.0087 | 4094.5553 | 66.0723 | 83.473
1 | 5700 | 707 | 0.03 | 15 | 15 | 7 | 7.4989e-10 | 5spot_SharedNeighbor | Water | Porous | Wet | R245fa | MinimizeLCOE_Brownfield | IgnoreSilica | 178.9855 | 78.2391 | 9.7016 | 4 | 3231.4635 | 4081.2848 | 65.8778 | 83.2025 | 173.876 | 0 | 140.6601 | 10920150.2617 | 657141.3592 | 10744217.8084 | 10368909.8159 | 0 | 426134.4848 | 0 | 12915455.9547 | 33603367.0698 | 22934988.5053 | 102570365.2599 | 961560.8286 | 21870032.1104 | 21870032.1104 | 1478867.319 | 9629733.914 | 0 | 125401958.1989 | 158380591.5424 | 749894.2093 | 38.8066 | 3231.4635 | 4081.2848 | 65.8778 | 83.2025
1 | 5700 | 707 | 0.03 | 15 | 15 | 7 | 1e-09 | 5spot_SharedNeighbor | Water | Porous | Wet | R245fa | MinimizeLCOE_Brownfield | IgnoreSilica | 179.4117 | 78.4027 | 9.733 | 4 | 3224.2731 | 4071.3596 | 65.7312 | 83.0002 | 173.8498 | 0 | 151.3602 | 10935272.0352 | 657848.9211 | 10762394.2673 | 10391542.0801 | 0 | 409826.1105 | 0 | 12931184.5315 | 33644289.6003 | 22962918.9732 | 102695276.5191 | 961560.8286 | 21870032.1104 | 21870032.1104 | 1478867.319 | 9629733.914 | 0 | 125526869.4582 | 158505502.8017 | 1000000 | 38.9318 | 3224.2731 | 4071.3596 | 65.7312 | 83.0002
1 | 5700 | 707 | 0.03 | 15 | 15 | 7 | 1.3335e-09 | 5spot_SharedNeighbor | Water | Porous | Wet | R245fa | MinimizeLCOE_Brownfield | IgnoreSilica | 179.7017 | 78.514 | 9.7555 | 4 | 3218.8611 | 4063.9931 | 65.6208 | 82.85 | 173.8318 | 0 | 149.9235 | 10945540.3968 | 658328.2686 | 10774748.4277 | 10406936.0947 | 0 | 396879.4322 | 0 | 12941148.7218 | 33670214.3795 | 22980613.1677 | 102774408.8891 | 961560.8286 | 21870032.1104 | 21870032.1104 | 1478867.319 | 9629733.914 | 0 | 125606001.8281 | 158584635.1716 | 1333521.4322 | 39.0219 | 3218.8611 | 4063.9931 | 65.6208 | 82.85
1 | 5700 | 707 | 0.03 | 15 | 15 | 7 | 1.7783e-09 | 5spot_SharedNeighbor | Water | Porous | Wet | R245fa | MinimizeLCOE_Brownfield | IgnoreSilica | 179.9381 | 78.6047 | 9.773 | 4 | 3214.7908 | 4058.4026 | 65.5379 | 82.736 | 173.8172 | 0 | 153.3712 | 10953900.7457 | 658718.3648 | 10784809.9729 | 10419478.3412 | 0 | 387229.1656 | 0 | 12949613.2702 | 33692237.3982 | 22995644.3305 | 102841631.5892 | 961560.8286 | 21870032.1104 | 21870032.1104 | 1478867.319 | 9629733.914 | 0 | 125673224.5283 | 158651857.8718 | 1778279.41 | 39.0922 | 3214.7908 | 4058.4026 | 65.5379 | 82.736
1 | 5700 | 707 | 0.03 | 15 | 15 | 7 | 2.3714e-09 | 5spot_SharedNeighbor | Water | Porous | Wet | R245fa | MinimizeLCOE_Brownfield | IgnoreSilica | 180.089 | 78.6625 | 9.7853 | 4 | 3211.7314 | 4054.2849 | 65.4755 | 82.6521 | 173.8078 | 0 | 156.0382 | 10959230.7961 | 658966.5148 | 10791229.7628 | 10427485.0281 | 0 | 379524.5102 | 0 | 12954410.2786 | 33704718.2301 | 23004162.7547 | 102879727.8753 | 961560.8286 | 21870032.1104 | 21870032.1104 | 1478867.319 | 9629733.914 | 0 | 125711320.8144 | 158689954.1579 | 2371373.7057 | 39.1413 | 3211.7314 | 4054.2849 | 65.4755 | 82.6521
1 | 5700 | 707 | 0.03 | 15 | 15 | 7 | 3.1623e-09 | 5spot_SharedNeighbor | Water | Porous | Wet | R245fa | MinimizeLCOE_Brownfield | IgnoreSilica | 180.2009 | 78.7053 | 9.7945 | 4 | 3209.433 | 4051.1978 | 65.4286 | 82.5891 | 173.8009 | 0 | 146.6284 | 10963178.5353 | 659150.1822 | 10795986.0045 | 10433418.4455 | 0 | 373661.0453 | 0 | 12957903.743 | 33713807.5077 | 23010366.3735 | 102907471.837 | 961560.8286 | 21870032.1104 | 21870032.1104 | 1478867.319 | 9629733.914 | 0 | 125739064.776 | 158717698.1196 | 3162277.6602 | 39.178 | 3209.433 | 4051.1978 | 65.4286 | 82.5891
1 | 5700 | 707 | 0.03 | 15 | 15 | 7 | 4.217e-09 | 5spot_SharedNeighbor | Water | Porous | Wet | R245fa | MinimizeLCOE_Brownfield | IgnoreSilica | 180.2935 | 78.7408 | 9.8017 | 4 | 3207.707 | 4048.8543 | 65.3934 | 82.5414 | 173.7951 | 0 | 143.8189 | 10966446.6593 | 659302.2975 | 10799923.1343 | 10438330.4215 | 0 | 369342.7527 | 0 | 12961004.6535 | 33721875.4407 | 23015872.9035 | 102932098.2629 | 961560.8286 | 21870032.1104 | 21870032.1104 | 1478867.319 | 9629733.914 | 0 | 125763691.202 | 158742324.5455 | 4216965.0343 | 39.2067 | 3207.707 | 4048.8543 | 65.3934 | 82.5414
1 | 5700 | 707 | 0.03 | 15 | 15 | 7 | 5.6234e-09 | 5spot_SharedNeighbor | Water | Porous | Wet | R245fa | MinimizeLCOE_Brownfield | IgnoreSilica | 180.3667 | 78.7689 | 9.8072 | 4 | 3206.4113 | 4047.0846 | 65.367 | 82.5053 | 173.7906 | 0 | 141.1523 | 10969028.2515 | 659422.4668 | 10803033.2714 | 10442211.0233 | 0 | 366132.6185 | 0 | 12963532.7762 | 33728453.0976 | 23020362.2895 | 102952175.7947 | 961560.8286 | 21870032.1104 | 21870032.1104 | 1478867.319 | 9629733.914 | 0 | 125783768.7338 | 158762402.0773 | 5623413.2519 | 39.2288 | 3206.4113 | 4047.0846 | 65.367 | 82.5053
1 | 5700 | 707 | 0.03 | 15 | 15 | 7 | 7.4989e-09 | 5spot_SharedNeighbor | Water | Porous | Wet | R245fa | MinimizeLCOE_Brownfield | IgnoreSilica | 180.4056 | 78.7837 | 9.8108 | 4 | 3205.4388 | 4045.8053 | 65.3472 | 82.4792 | 173.7881 | 0 | 145.2719 | 10970397.1659 | 659485.9582 | 10804684.3594 | 10444272.1433 | 0 | 363495.3662 | 0 | 12964510.6473 | 33730997.3174 | 23022098.7718 | 102959941.7295 | 961560.8286 | 21870032.1104 | 21870032.1104 | 1478867.319 | 9629733.914 | 0 | 125791534.6686 | 158770168.0121 | 7498942.0933 | 39.2432 | 3205.4388 | 4045.8053 | 65.3472 | 82.4792
1 | 5700 | 707 | 0.03 | 15 | 15 | 7 | 1e-08 | 5spot_SharedNeighbor | Water | Porous | Wet | R245fa | MinimizeLCOE_Brownfield | IgnoreSilica | 180.4445 | 78.7986 | 9.8138 | 4 | 3204.7091 | 4044.8161 | 65.3323 | 82.459 | 173.7857 | 0 | 148.5963 | 10971768.5882 | 659549.7391 | 10806337.1092 | 10446334.7912 | 0 | 361642.6321 | 0 | 12965796.8154 | 33734343.663 | 23024382.7214 | 102970156.0598 | 961560.8286 | 21870032.1104 | 21870032.1104 | 1478867.319 | 9629733.914 | 0 | 125801748.9989 | 158780382.3424 | 10000000 | 39.2553 | 3204.7091 | 4044.8161 | 65.3323 | 82.459
1 | 5800 | 707 | 0.03 | 15 | 15 | 7 | 1e-13 | 5spot_SharedNeighbor | Water | Porous | Wet | R245fa | MinimizeLCOE_Brownfield | IgnoreSilica | 0 | 0 | 0 | 0 | [6 empty] | 10.6991 | [19 empty] | 100 | 0
1 | 5800 | 707 | 0.03 | 15 | 15 | 7 | 1.3335e-13 | 5spot_SharedNeighbor | Water | Porous | Wet | R245fa | MinimizeLCOE_Brownfield | IgnoreSilica | 1.035 | 0.2041 | 0.006392 | 4 | 956951.6041 | 2276376.3327 | 19508.7528 | 46407.0106 | 112.721 | 0 | 31.0883 | 126305.7865 | 4801.5729 | 96027.7315 | 61640.1595 | 0 | 64907.3568 | 0 | 137936.2168 | 358881.7415 | 244944.1628 | 1095444.7282 | 961560.8286 | 22410181.7999 | 22410181.7999 | 1478867.319 | 9845793.7898 | 0 | 24467187.3568 | 58202030.2655 | 133.3521 | 0.025568 | 956951.6041 | 2276376.3327 | 19508.7528 | 46407.0106
1 | 5800 | 707 | 0.03 | 15 | 15 | 7 | 1.7783e-13 | 5spot_SharedNeighbor | Water | Porous | Wet | R245fa | MinimizeLCOE_Brownfield | IgnoreSilica | 1.3445 | 0.31688 | 0.016067 | 4 | 386612.2627 | 911531.2431 | 7881.6139 | 18582.7973 | 124.5644 | 0 | 31.5198 | 182687.804 | 7558.9287 | 135399.3539 | 77309.3805 | 0 | 73135.815 | 0 | 185675.6 | 483089.8239 | 329718.7313 | 1474575.4374 | 961560.8286 | 22410181.7999 | 22410181.7999 | 1478867.319 | 9845793.7898 | 0 | 24846318.0659 | 58581160.9746 | 177.8279 | 0.064267 | 386612.2627 | 911531.2431 | 7881.6139 | 18582.7973
1 | 5800 | 707 | 0.03 | 15 | 15 | 7 | 2.3714e-13 | 5spot_SharedNeighbor | Water | Porous | Wet | R245fa | MinimizeLCOE_Brownfield | IgnoreSilica | 1.7487 | 0.47772 | 0.031485 | 4 | 201206.9525 | 469073.8279 | 4101.8759 | 9562.7045 | 135.1697 | 0 | 139.3068 | 255728.4979 | 11427.843 | 186679.4402 | 99019.3853 | 0 | 82555.2138 | 0 | 247810.0483 | 644750.9127 | 440055.7463 | 1968027.0874 | 961560.8286 | 22410181.7999 | 22410181.7999 | 1478867.319 | 9845793.7898 | 0 | 25339769.716 | 59074612.6247 | 237.1374 | 0.12594 | 201206.9525 | 469073.8279 | 4101.8759 | 9562.7045
1 | 5800 | 707 | 0.03 | 15 | 15 | 7 | 3.1623e-13 | 5spot_SharedNeighbor | Water | Porous | Wet | R245fa | MinimizeLCOE_Brownfield | IgnoreSilica | 2.2738 | 0.70025 | 0.054538 | 4 | 119031.2633 | 273671.0674 | 2426.6133 | 5579.1549 | 144.307 | 0 | 181.145 | 347536.6296 | 16626.7402 | 251945.8238 | 128539.7431 | 0 | 93208.8522 | 0 | 326764.5376 | 850174.2983 | 580261.4279 | 2595058.0527 | 961560.8286 | 22410181.7999 | 22410181.7999 | 1478867.319 | 9845793.7898 | 0 | 25966800.6812 | 59701643.59 | 316.2278 | 0.21815 | 119031.2633 | 273671.0674 | 2426.6133 | 5579.1549
1 | 5800 | 707 | 0.03 | 15 | 15 | 7 | 4.217e-13 | 5spot_SharedNeighbor | Water | Porous | Wet | R245fa | MinimizeLCOE_Brownfield | IgnoreSilica | 2.9544 | 1.0007 | 0.087306 | 4 | 76588.1162 | 173187.811 | 1561.3523 | 3530.6678 | 151.966 | 0 | 237.3332 | 460115.8732 | 23337.4042 | 333557.4752 | 167287.2459 | 0 | 105246.3535 | 0 | 424922.2973 | 1105560.654 | 754567.8633 | 3374595.1666 | 961560.8286 | 22410181.7999 | 22410181.7999 | 1478867.319 | 9845793.7898 | 0 | 26746337.7951 | 60481180.7038 | 421.6965 | 0.34922 | 76588.1162 | 173187.811 | 1561.3523 | 3530.6678
1 | 5800 | 707 | 0.03 | 15 | 15 | 7 | 5.6234e-13 | 5spot_SharedNeighbor | Water | Porous | Wet | R245fa | MinimizeLCOE_Brownfield | IgnoreSilica | 3.8459 | 1.4076 | 0.13352 | 4 | 51928.3669 | 115092.3929 | 1058.63 | 2346.3141 | 158.3148 | 0 | 39.8262 | 599547.9462 | 32050.2391 | 436382.7212 | 221055.4559 | 0 | 119412.7009 | 0 | 549295.1347 | 1429153.2645 | 975426.4692 | 4362323.9317 | 961560.8286 | 22410181.7999 | 22410181.7999 | 1478867.319 | 9845793.7898 | 0 | 27734066.5602 | 61468909.469 | 562.3413 | 0.53408 | 51928.3669 | 115092.3929 | 1058.63 | 2346.3141
1 | 5800 | 707 | 0.03 | 15 | 15 | 7 | 7.4989e-13 | 5spot_SharedNeighbor | Water | Porous | Wet | R245fa | MinimizeLCOE_Brownfield | IgnoreSilica | 5.04 | 1.9604 | 0.19731 | 4 | 36717.7743 | 79461.9904 | 748.5415 | 1619.9402 | 163.5675 | 0 | 35.0121 | 771630.3308 | 43097.7172 | 566846.8524 | 291576.8641 | 0 | 137121.7697 | 0 | 706006.6784 | 1836884.5552 | 1253711.4531 | 5606876.221 | 961560.8286 | 22410181.7999 | 22410181.7999 | 1478867.319 | 9845793.7898 | 0 | 28978618.8495 | 62713461.7583 | 749.8942 | 0.78923 | 36717.7743 | 79461.9904 | 748.5415 | 1619.9402
1 | 5800 | 707 | 0.03 | 15 | 15 | 7 | 1e-12 | 5spot_SharedNeighbor | Water | Porous | Wet | R245fa | MinimizeLCOE_Brownfield | IgnoreSilica | 6.6259 | 2.7031 | 0.28446 | 4 | 26846.8513 | 56495.0348 | 547.3094 | 1151.7277 | 167.7443 | 0 | 36.8761 | 982846.1805 | 57009.7828 | 730868.6083 | 387267.5618 | 0 | 158781.944 | 0 | 903541.8901 | 2350830.6562 | 1604490.2276 | 7175636.8513 | 961560.8286 | 22410181.7999 | 22410181.7999 | 1478867.319 | 9845793.7898 | 0 | 30547379.4798 | 64282222.3886 | 1000 | 1.1378 | 26846.8513 | 56495.0348 | 547.3094 | 1151.7277
1 | 5800 | 707 | 0.03 | 15 | 15 | 7 | 1.3335e-12 | 5spot_SharedNeighbor | Water | Porous | Wet | R245fa | MinimizeLCOE_Brownfield | IgnoreSilica | 8.7259 | 3.6859 | 0.40046 | 4 | 20288.8393 | 41349.1077 | 413.6154 | 842.9575 | 170.8149 | 0 | 36.1825 | 1237672.3743 | 73978.9132 | 934614.8888 | 515330.6974 | 0 | 185338.6811 | 0 | 1149304.8664 | 2990255.5075 | 2040910.8275 | 9127406.7563 | 961560.8286 | 22410181.7999 | 22410181.7999 | 1478867.319 | 9845793.7898 | 0 | 32499149.3848 | 66233992.2935 | 1333.5214 | 1.6018 | 20288.8393 | 41349.1077 | 413.6154 | 842.9575
1 | 5800 | 707 | 0.03 | 15 | 15 | 7 | 1.7783e-12 | 5spot_SharedNeighbor | Water | Porous | Wet | R245fa | MinimizeLCOE_Brownfield | IgnoreSilica | 11.5368 | 5.0362 | 0.56347 | 4 | 15538.7239 | 30506.0955 | 316.7779 | 621.908 | 173.7525 | 0 | 46.4108 | 1560673.7417 | 96148.7194 | 1197169.4115 | 690267.5538 | 0 | 217417.2975 | 0 | 1467053.9223 | 3816973.3718 | 2605162.7572 | 11650866.7752 | 961560.8286 | 22410181.7999 | 22410181.7999 | 1478867.319 | 9845793.7898 | 0 | 35022609.4037 | 68757452.3124 | 1778.2794 | 2.2539 | 15538.7239 | 30506.0955 | 316.7779 | 621.908
1 | 5800 | 707 | 0.03 | 15 | 15 | 7 | 2.3714e-12 | 5spot_SharedNeighbor | Water | Porous | Wet | R245fa | MinimizeLCOE_Brownfield | IgnoreSilica | 15.2421 | 6.8014 | 0.7766 | 4 | 12274.0855 | 23133.9184 | 250.2238 | 471.6162 | 175.7708 | 0 | 48.2865 | 1945846.1755 | 122572.2718 | 1520142.5752 | 919510.0141 | 0 | 256251.7548 | 0 | 1858085.8886 | 4834358.3363 | 3299548.9006 | 14756315.9167 | 961560.8286 | 22410181.7999 | 22410181.7999 | 1478867.319 | 9845793.7898 | 0 | 38128058.5452 | 71862901.4539 | 2371.3737 | 3.1064 | 12274.0855 | 23133.9184 | 250.2238 | 471.6162
1 | 5800 | 707 | 0.03 | 15 | 15 | 7 | 3.1623e-12 | 5spot_SharedNeighbor | Water | Porous | Wet | R245fa | MinimizeLCOE_Brownfield | IgnoreSilica | 20.1601 | 9.1471 | 1.0597 | 4 | 9910.2762 | 17868.5683 | 202.0344 | 364.2749 | 177.3263 | 0 | 47.5389 | 2413971.9135 | 154537.7206 | 1924615.0124 | 1220616.811 | 0 | 303677.589 | 0 | 2346793.4281 | 6105875.1065 | 4167385.2234 | 18637472.8044 | 961560.8286 | 22410181.7999 | 22410181.7999 | 1478867.319 | 9845793.7898 | 0 | 42009215.433 | 75744058.3417 | 3162.2777 | 4.239 | 9910.2762 | 17868.5683 | 202.0344 | 364.2749
1 | 5800 | 707 | 0.03 | 15 | 15 | 7 | 4.217e-12 | 5spot_SharedNeighbor | Water | Porous | Wet | R245fa | MinimizeLCOE_Brownfield | IgnoreSilica | 26.6648 | 12.3328 | 1.4369 | 4 | 8169.0948 | 14038.6288 | 166.538 | 286.1964 | 178.5165 | 0 | 46.2847 | 2987016.4254 | 191758.28 | 2443638.1624 | 1627832.3443 | 0 | 362856.4709 | 0 | 2969109.6564 | 7725014.2778 | 5272480.9777 | 23579706.5949 | 961560.8286 | 22410181.7999 | 22410181.7999 | 1478867.319 | 9845793.7898 | 0 | 46951449.2234 | 80686292.1322 | 4216.965 | 5.7474 | 8169.0948 | 14038.6288 | 166.538 | 286.1964
1 | 5800 | 707 | 0.03 | 15 | 15 | 7 | 5.6234e-12 | 5spot_SharedNeighbor | Water | Porous | Wet | R245fa | MinimizeLCOE_Brownfield | IgnoreSilica | 35.2226 | 16.564 | 1.9323 | 4 | 6873.4566 | 11237.9982 | 140.1247 | 229.1018 | 179.4224 | 0 | 50.6834 | 3679478.8186 | 235403.0789 | 3094183.6429 | 2162730.1948 | 0 | 435184.117 | 0 | 3746722.1423 | 9748202.456 | 6653348.4818 | 29755252.9323 | 961560.8286 | 22410181.7999 | 22410181.7999 | 1478867.319 | 9845793.7898 | 0 | 53126995.5608 | 86861838.4695 | 5623.4133 | 7.7293 | 6873.4566 | 11237.9982 | 140.1247 | 229.1018
1 | 5800 | 707 | 0.03 | 15 | 15 | 7 | 7.4989e-12 | 5spot_SharedNeighbor | Water | Porous | Wet | R245fa | MinimizeLCOE_Brownfield | IgnoreSilica | 46.348 | 22.0211 | 2.5739 | 4 | 5894.1705 | 9170.7462 | 120.1606 | 186.9581 | 180.0994 | 0 | 48.9679 | 4504482.2197 | 287762.2915 | 3885576.6075 | 2848410.7993 | 0 | 520967.8027 | 0 | 4698407.8911 | 12224293.5566 | 8343331.5365 | 37313232.705 | 961560.8286 | 22410181.7999 | 22410181.7999 | 1478867.319 | 9845793.7898 | 0 | 60684975.3335 | 94419818.2423 | 7498.9421 | 10.2958 | 5894.1705 | 9170.7462 | 120.1606 | 186.9581
1 | 5800 | 707 | 0.03 | 15 | 15 | 7 | 1e-11 | 5spot_SharedNeighbor | Water | Porous | Wet | R245fa | MinimizeLCOE_Brownfield | IgnoreSilica | 60.5816 | 28.9854 | 3.3901 | 4 | 5151.9328 | 7639.6515 | 105.0291 | 155.7446 | 180.5479 | 0 | 54.9665 | 5474858.0252 | 348796.4587 | 4840917.5511 | 3723139.7084 | 0 | 622785.5315 | 0 | 5854093.9372 | 15231151.5849 | 10395573.9256 | 46491316.7227 | 961560.8286 | 22410181.7999 | 22410181.7999 | 1478867.319 | 9845793.7898 | 0 | 69863059.3512 | 103597902.26 | 10000 | 13.5606 | 5151.9328 | 7639.6515 | 105.0291 | 155.7446
1 | 5800 | 707 | 0.03 | 15 | 15 | 7 | 1.3335e-11 | 5spot_SharedNeighbor | Water | Porous | Wet | R245fa | MinimizeLCOE_Brownfield | IgnoreSilica | 78.2506 | 37.5125 | 4.3867 | 4 | 4595.669 | 6518.2452 | 93.6889 | 132.8832 | 180.6742 | 0 | 54.662 | 6576332.1785 | 417801.4659 | 5950113.8727 | 4804718.1691 | 0 | 740648.4363 | 0 | 7210949.5078 | 18761411.4501 | 12805048.8232 | 57267023.9036 | 961560.8286 | 22410181.7999 | 22410181.7999 | 1478867.319 | 9845793.7898 | 0 | 80638766.5321 | 114373609.4409 | 13335.2143 | 17.5467 | 4595.669 | 6518.2452 | 93.6889 | 132.8832
1 | 5800 | 707 | 0.03 | 15 | 15 | 7 | 1.7783e-11 | 5spot_SharedNeighbor | Water | Porous | Wet | R245fa | MinimizeLCOE_Brownfield | IgnoreSilica | 99.24 | 47.3314 | 5.5274 | 4 | 4190.5813 | 5716.3701 | 85.4307 | 116.5359 | 180.344 | 0 | 54.8528 | 7759566.5421 | 491644.6085 | 7166447.613 | 6078059.1283 | 0 | 872826.0933 | 0 | 8723732.1542 | 22697361.5817 | 15491415.6637 | 69281053.3847 | 961560.8286 | 22410181.7999 | 22410181.7999 | 1478867.319 | 9845793.7898 | 0 | 92652796.0133 | 126387638.922 | 17782.7941 | 22.1098 | 4190.5813 | 5716.3701 | 85.4307 | 116.5359
1 | 5800 | 707 | 0.03 | 15 | 15 | 7 | 2.3714e-11 | 5spot_SharedNeighbor | Water | Porous | Wet | R245fa | MinimizeLCOE_Brownfield | IgnoreSilica | 122.8131 | 57.8144 | 6.7283 | 4 | 3908.9664 | 5162.4308 | 79.6896 | 105.2431 | 179.4906 | 0 | 69.0331 | 8944943.6266 | 564805.3984 | 8410845.308 | 7483811.2229 | 0 | 1016219.2375 | 0 | 10304043.6694 | 26809007.9778 | 18297698.8149 | 81831375.2556 | 961560.8286 | 22410181.7999 | 22410181.7999 | 1478867.319 | 9845793.7898 | 0 | 105203117.8841 | 138937960.7928 | 23713.7371 | 26.9133 | 3908.9664 | 5162.4308 | 79.6896 | 105.2431
1 | 5800 | 707 | 0.03 | 15 | 15 | 7 | 3.1623e-11 | 5spot_SharedNeighbor | Water | Porous | Wet | R245fa | MinimizeLCOE_Brownfield | IgnoreSilica | 145.3345 | 67.0601 | 7.8081 | 4 | 3715.5071 | 4795.6248 | 75.7456 | 97.7653 | 178.4051 | 0 | 66.1349 | 9947356.9636 | 627748.1421 | 9469916.6696 | 8750613.8396 | 0 | 1125406.288 | 0 | 11669206.3421 | 30360881.2189 | 20721925.2856 | 92673054.7495 | 961560.8286 | 22410181.7999 | 22410181.7999 | 1478867.319 | 9845793.7898 | 0 | 116044797.378 | 149779640.2867 | 31622.7766 | 31.2326 | 3715.5071 | 4795.6248 | 75.7456 | 97.7653
1 | 5800 | 707 | 0.03 | 15 | 15 | 7 | 4.217e-11 | 5spot_SharedNeighbor | Water | Porous | Wet | R245fa | MinimizeLCOE_Brownfield | IgnoreSilica | 153.1238 | 70.043 | 8.3325 | 4 | 3572.2117 | 4584.3539 | 72.8244 | 93.4583 | 178.0002 | 0 | 92.7515 | 10266495.2858 | 648525.7737 | 9804502.8728 | 9162278.8877 | 0 | 1013497.8177 | 0 | 12049167.2487 | 31349461.557 | 21396651.6797 | 95690581.123 | 961560.8286 | 22410181.7999 | 22410181.7999 | 1478867.319 | 9845793.7898 | 0 | 119062323.7515 | 152797166.6602 | 42169.6503 | 33.3301 | 3572.2117 | 4584.3539 | 72.8244 | 93.4583
1 | 5800 | 707 | 0.03 | 15 | 15 | 7 | 5.6234e-11 | 5spot_SharedNeighbor | Water | Porous | Wet | R245fa | MinimizeLCOE_Brownfield | IgnoreSilica | 158.2339 | 72.1348 | 8.7278 | 4 | 3464.6708 | 4430.9707 | 70.632 | 90.3313 | 177.72 | 0 | 101.4254 | 10473774.0839 | 659473.5972 | 10039810.8479 | 9445296.6717 | 0 | 888469.7476 | 0 | 12287661.7298 | 31969975.275 | 21820165.0425 | 97584626.9955 | 961560.8286 | 22410181.7999 | 22410181.7999 | 1478867.319 | 9845793.7898 | 0 | 120956369.624 | 154691212.5328 | 56234.1325 | 34.9114 | 3464.6708 | 4430.9707 | 70.632 | 90.3313
1 | 5800 | 707 | 0.03 | 15 | 15 | 7 | 7.4989e-11 | 5spot_SharedNeighbor | Water | Porous | Wet | R245fa | MinimizeLCOE_Brownfield | IgnoreSilica | 164.0534 | 74.4928 | 9.108 | 4 | 3382.9222 | 4308.8895 | 68.9654 | 87.8425 | 177.3915 | 0 | 111.6276 | 10704233.4988 | 671440.0755 | 10303646.8558 | 9765971.4238 | 0 | 800984.9365 | 0 | 12576047.9482 | 32720297.0592 | 22332275.0778 | 99874896.8756 | 961560.8286 | 22410181.7999 | 22410181.7999 | 1478867.319 | 9845793.7898 | 0 | 123246639.5041 | 156981482.4129 | 74989.4209 | 36.432 | 3382.9222 | 4308.8895 | 68.9654 | 87.8425
1 | 5800 | 707 | 0.03 | 15 | 15 | 7 | 1e-10 | 5spot_SharedNeighbor | Water | Porous | Wet | R245fa | MinimizeLCOE_Brownfield | IgnoreSilica | 168.7324 | 76.3678 | 9.4133 | 4 | 3320.7019 | 4216.6336 | 67.697 | 85.9618 | 177.1175 | 0 | 123.4906 | 10884972.573 | 680645.3252 | 10512415.8239 | 10022401.2191 | 0 | 723434.0277 | 0 | 12801308.8979 | 33306379.8427 | 22732288.6203 | 101663846.3297 | 961560.8286 | 22410181.7999 | 22410181.7999 | 1478867.319 | 9845793.7898 | 0 | 125035588.9583 | 158770431.867 | 100000 | 37.6534 | 3320.7019 | 4216.6336 | 67.697 | 85.9618
1 | 5800 | 707 | 0.03 | 15 | 15 | 7 | 1.3335e-10 | 5spot_SharedNeighbor | Water | Porous | Wet | R245fa | MinimizeLCOE_Brownfield | IgnoreSilica | 171.748 | 77.5721 | 9.6304 | 4 | 3273.4581 | 4149.1966 | 66.7339 | 84.587 | 176.9359 | 0 | 139.5067 | 10999480.484 | 686312.7066 | 10646130.4272 | 10187669.9597 | 0 | 647558.722 | 0 | 12935189.3968 | 33654709.4383 | 22970030.7268 | 102727081.8614 | 961560.8286 | 22410181.7999 | 22410181.7999 | 1478867.319 | 9845793.7898 | 0 | 126098824.4899 | 159833667.3986 | 133352.1432 | 38.5216 | 3273.4581 | 4149.1966 | 66.7339 | 84.587
1 | 5800 | 707 | 0.03 | 15 | 15 | 7 | 1.7783e-10 | 5spot_SharedNeighbor | Water | Porous | Wet | R245fa | MinimizeLCOE_Brownfield | IgnoreSilica | 174.4035 | 78.6375 | 9.8109 | 4 | 3237.6816 | 4097.3052 | 66.0045 | 83.5291 | 176.7738 | 0 | 116.3825 | 11099384.153 | 691080.4925 | 10764246.861 | 10334012.2012 | 0 | 588351.087 | 0 | 13056059.1699 | 33969187.7941 | 23184668.6665 | 103686990.4252 | 961560.8286 | 22410181.7999 | 22410181.7999 | 1478867.319 | 9845793.7898 | 0 | 127058733.0538 | 160793575.9625 | 177827.941 | 39.2437 | 3237.6816 | 4097.3052 | 66.0045 | 83.5291
1 | 5800 | 707 | 0.03 | 15 | 15 | 7 | 2.3714e-10 | 5spot_SharedNeighbor | Water | Porous | Wet | R245fa | MinimizeLCOE_Brownfield | IgnoreSilica | 176.365 | 79.4212 | 9.9472 | 4 | 3210.5661 | 4058.4178 | 65.4517 | 82.7363 | 176.6523 | 0 | 135.5368 | 11172389.0461 | 694525.7297 | 10850962.0015 | 10441939.129 | 0 | 538496.9375 | 0 | 13142342.0091 | 34193678.0426 | 23337887.8739 | 104372220.7692 | 961560.8286 | 22410181.7999 | 22410181.7999 | 1478867.319 | 9845793.7898 | 0 | 127743963.3978 | 161478806.3065 | 237137.3706 | 39.7886 | 3210.5661 | 4058.4178 | 65.4517 | 82.7363
1 | 5800 | 707 | 0.03 | 15 | 15 | 7 | 3.1623e-10 | 5spot_SharedNeighbor | Water | Porous | Wet | R245fa | MinimizeLCOE_Brownfield | IgnoreSilica | 177.8239 | 80.0025 | 10.05 | 4 | 3190.0395 | 4029.2147 | 65.0333 | 82.141 | 176.5613 | 0 | 136.4685 | 11226296.5466 | 697050.9814 | 10915196.1543 | 10522146.933 | 0 | 497640.6867 | 0 | 13204749.2078 | 34356048.7722 | 23448709.2332 | 104867838.5154 | 961560.8286 | 22410181.7999 | 22410181.7999 | 1478867.319 | 9845793.7898 | 0 | 128239581.1439 | 161974424.0526 | 316227.766 | 40.2 | 3190.0395 | 4029.2147 | 65.0333 | 82.141
1 | 5800 | 707 | 0.03 | 15 | 15 | 7 | 4.217e-10 | 5spot_SharedNeighbor | Water | Porous | Wet | R245fa | MinimizeLCOE_Brownfield | IgnoreSilica | 178.8586 | 80.4138 | 10.1256 | 4 | 3174.5231 | 4007.4354 | 64.7169 | 81.697 | 176.4962 | 0 | 151.7458 | 11264299.5982 | 698819.4628 | 10960599.2331 | 10578983.5574 | 0 | 464059.4793 | 0 | 13247036.919 | 34466072.7224 | 23523802.84 | 105203673.8123 | 961560.8286 | 22410181.7999 | 22410181.7999 | 1478867.319 | 9845793.7898 | 0 | 128575416.4408 | 162310259.3496 | 421696.5034 | 40.5023 | 3174.5231 | 4007.4354 | 64.7169 | 81.697
1 | 5800 | 707 | 0.03 | 15 | 15 | 7 | 5.6234e-10 | 5spot_SharedNeighbor | Water | Porous | Wet | R245fa | MinimizeLCOE_Brownfield | IgnoreSilica | 179.6091 | 80.7115 | 10.1816 | 4 | 3162.8076 | 3991.1323 | 64.4781 | 81.3646 | 176.4487 | 0 | 152.4081 | 11291744.7558 | 700090.5094 | 10993451.2614 | 10620182.8815 | 0 | 437154.7105 | 0 | 13276623.4063 | 34543050.6932 | 23576341.8868 | 105438640.105 | 961560.8286 | 22410181.7999 | 22410181.7999 | 1478867.319 | 9845793.7898 | 0 | 128810382.7335 | 162545225.6422 | 562341.3252 | 40.7266 | 3162.8076 | 3991.1323 | 64.4781 | 81.3646
1 | 5800 | 707 | 0.03 | 15 | 15 | 7 | 7.4989e-10 | 5spot_SharedNeighbor | Water | Porous | Wet | R245fa | MinimizeLCOE_Brownfield | IgnoreSilica | 180.1427 | 80.923 | 10.2228 | 4 | 3153.9715 | 3978.9604 | 64.298 | 81.1165 | 176.4147 | 0 | 152.8368 | 11311194.5723 | 700987.8668 | 11016766.9673 | 10649461.9745 | 0 | 415714.6813 | 0 | 13296709.1643 | 34595309.7153 | 23612009.7432 | 105598154.6851 | 961560.8286 | 22410181.7999 | 22410181.7999 | 1478867.319 | 9845793.7898 | 0 | 128969897.3136 | 162704740.2223 | 749894.2093 | 40.8913 | 3153.9715 | 3978.9604 | 64.298 | 81.1165
1 | 5800 | 707 | 0.03 | 15 | 15 | 7 | 1e-09 | 5spot_SharedNeighbor | Water | Porous | Wet | R245fa | MinimizeLCOE_Brownfield | IgnoreSilica | 180.5176 | 81.0714 | 10.2529 | 4 | 3147.3135 | 3969.885 | 64.1622 | 80.9315 | 176.3908 | 0 | 145.4471 | 11324825.0415 | 701614.8407 | 11033125.1405 | 10670024.2827 | 0 | 398752.3447 | 0 | 13310053.2435 | 34630028.2724 | 23635705.8718 | 105704129.0378 | 961560.8286 | 22410181.7999 | 22410181.7999 | 1478867.319 | 9845793.7898 | 0 | 129075871.6663 | 162810714.5751 | 1000000 | 41.0114 | 3147.3135 | 3969.885 | 64.1622 | 80.9315
1 | 5800 | 707 | 0.03 | 15 | 15 | 7 | 1.3335e-09 | 5spot_SharedNeighbor | Water | Porous | Wet | R245fa | MinimizeLCOE_Brownfield | IgnoreSilica | 180.8077 | 81.1862 | 10.2758 | 4 | 3142.3013 | 3963.0382 | 64.0601 | 80.7919 | 176.3722 | 0 | 144.642 | 11335356.1792 | 702098.5744 | 11045771.328 | 10685930.588 | 0 | 385821.5827 | 0 | 13320441.5184 | 34657056.4325 | 23654153.1465 | 105786629.3496 | 961560.8286 | 22410181.7999 | 22410181.7999 | 1478867.319 | 9845793.7898 | 0 | 129158371.9781 | 162893214.8868 | 1333521.4322 | 41.1031 | 3142.3013 | 3963.0382 | 64.0601 | 80.7919
1 | 5800 | 707 | 0.03 | 15 | 15 | 7 | 1.7783e-09 | 5spot_SharedNeighbor | Water | Porous | Wet | R245fa | MinimizeLCOE_Brownfield | IgnoreSilica | 180.9929 | 81.2594 | 10.2918 | 4 | 3138.5308 | 3957.9901 | 63.9832 | 80.689 | 176.3603 | 0 | 143.1703 | 11342066.5781 | 702405.8593 | 11053837.5697 | 10696083.2474 | 0 | 375483.2352 | 0 | 13326251.831 | 34672173.6741 | 23664470.9745 | 105832772.9692 | 961560.8286 | 22410181.7999 | 22410181.7999 | 1478867.319 | 9845793.7898 | 0 | 129204515.5977 | 162939358.5065 | 1778279.41 | 41.1672 | 3138.5308 | 3957.9901 | 63.9832 | 80.689
1 | 5800 | 707 | 0.03 | 15 | 15 | 7 | 2.3714e-09 | 5spot_SharedNeighbor | Water | Porous | Wet | R245fa | MinimizeLCOE_Brownfield | IgnoreSilica | 181.1413 | 81.318 | 10.3042 | 4 | 3135.6962 | 3954.1708 | 63.9254 | 80.6111 | 176.3508 | 0 | 158.3784 | 11347439.5505 | 702651.8785 | 11060296.992 | 10704215.4553 | 0 | 367740.5224 | 0 | 13331114.3155 | 34684824.8614 | 23673105.6698 | 105871389.2453 | 961560.8286 | 22410181.7999 | 22410181.7999 | 1478867.319 | 9845793.7898 | 0 | 129243131.8738 | 162977974.7826 | 2371373.7057 | 41.2167 | 3135.6962 | 3954.1708 | 63.9254 | 80.6111
1 | 5800 | 707 | 0.03 | 15 | 15 | 7 | 3.1623e-09 | 5spot_SharedNeighbor | Water | Porous | Wet | R245fa | MinimizeLCOE_Brownfield | IgnoreSilica | 181.2339 | 81.3546 | 10.3128 | 4 | 3133.5665 | 3951.3584 | 63.882 | 80.5538 | 176.3448 | 0 | 156.552 | 11350787.1772 | 702804.7017 | 11064325.1988 | 10709289.4454 | 0 | 361606.5731 | 0 | 13333637.1075 | 34691388.6486 | 23677585.5894 | 105891424.4416 | 961560.8286 | 22410181.7999 | 22410181.7999 | 1478867.319 | 9845793.7898 | 0 | 129263167.0701 | 162998009.9789 | 3162277.6602 | 41.2511 | 3133.5665 | 3951.3584 | 63.882 | 80.5538
1 | 5800 | 707 | 0.03 | 15 | 15 | 7 | 4.217e-09 | 5spot_SharedNeighbor | Water | Porous | Wet | R245fa | MinimizeLCOE_Brownfield | IgnoreSilica | 181.307 | 81.3834 | 10.3194 | 4 | 3131.9669 | 3949.2363 | 63.8494 | 80.5105 | 176.3401 | 0 | 151.6196 | 11353431.8624 | 702925.4676 | 11067507.4794 | 10713298.2366 | 0 | 357016.551 | 0 | 13335730.0428 | 34696834.037 | 23681302.1789 | 105908045.8557 | 961560.8286 | 22410181.7999 | 22410181.7999 | 1478867.319 | 9845793.7898 | 0 | 129279788.4843 | 163014631.393 | 4216965.0343 | 41.2775 | 3131.9669 | 3949.2363 | 63.8494 | 80.5105
1 | 5800 | 707 | 0.03 | 15 | 15 | 7 | 5.6234e-09 | 5spot_SharedNeighbor | Water | Porous | Wet | R245fa | MinimizeLCOE_Brownfield | IgnoreSilica | 181.3607 | 81.4047 | 10.3243 | 4 | 3130.766 | 3947.6472 | 63.8249 | 80.4781 | 176.3366 | 0 | 138.9794 | 11355372.6237 | 703014.0341 | 11069843.248 | 10716241.132 | 0 | 353534.6401 | 0 | 13337222.2144 | 34700716.3615 | 23683951.9451 | 105919896.199 | 961560.8286 | 22410181.7999 | 22410181.7999 | 1478867.319 | 9845793.7898 | 0 | 129291638.8275 | 163026481.7362 | 5623413.2519 | 41.2971 | 3130.766 | 3947.6472 | 63.8249 | 80.4781
1 | 5800 | 707 | 0.03 | 15 | 15 | 7 | 7.4989e-09 | 5spot_SharedNeighbor | Water | Porous | Wet | R245fa | MinimizeLCOE_Brownfield | IgnoreSilica | 181.3996 | 81.42 | 10.3279 | 4 | 3129.8647 | 3946.4589 | 63.8065 | 80.4539 | 176.3341 | 0 | 144.1574 | 11356777.2964 | 703078.089 | 11071534.2133 | 10718371.9422 | 0 | 350890.5666 | 0 | 13338254.3219 | 34703401.6935 | 23685784.7394 | 105928092.8624 | 961560.8286 | 22410181.7999 | 22410181.7999 | 1478867.319 | 9845793.7898 | 0 | 129299835.4909 | 163034678.3997 | 7498942.0933 | 41.3116 | 3129.8647 | 3946.4589 | 63.8065 | 80.4539
1 | 5800 | 707 | 0.03 | 15 | 15 | 7 | 1e-08 | 5spot_SharedNeighbor | Water | Porous | Wet | R245fa | MinimizeLCOE_Brownfield | IgnoreSilica | 181.4339 | 81.4335 | 10.3308 | 4 | 3129.1883 | 3945.5523 | 63.7927 | 80.4354 | 176.3319 | 0 | 135.7445 | 11358016.0502 | 703134.6864 | 11073024.6799 | 10720249.7836 | 0 | 348970.9704 | 0 | 13339324.5065 | 34706186.0942 | 23687685.1501 | 105936591.9214 | 961560.8286 | 22410181.7999 | 22410181.7999 | 1478867.319 | 9845793.7898 | 0 | 129308334.5499 | 163043177.4587 | 10000000 | 41.3233 | 3129.1883 | 3945.5523 | 63.7927 | 80.4354
1 | 5900 | 707 | 0.03 | 15 | 15 | 7 | 1e-13 | 5spot_SharedNeighbor | Water | Porous | Wet | R245fa | MinimizeLCOE_Brownfield | IgnoreSilica | 0 | 0 | 0 | 0 | [6 empty] | 10.3606 | [19 empty] | 100 | 0
1 | 5900 | 707 | 0.03 | 15 | 15 | 7 | 1.3335e-13 | 5spot_SharedNeighbor | Water | Porous | Wet | R245fa | MinimizeLCOE_Brownfield | IgnoreSilica | 1.0498 | 0.21207 | 0.0073466 | 4 | 852067.9869 | 2026047.9119 | 17370.5584 | 41303.7271 | 114.2557 | 0 | 22.5772 | 130853.1828 | 5028.5062 | 98905.3362 | 62617.2251 | 0 | 64727.1644 | 0 | 141231.2518 | 367454.7466 | 250795.415 | 1121612.8282 | 961560.8286 | 22956191.5802 | 22956191.5802 | 1478867.319 | 10064197.702 | 0 | 25039365.237 | 59538621.8382 | 133.3521 | 0.029387 | 852067.9869 | 2026047.9119 | 17370.5584 | 41303.7271
1 | 5900 | 707 | 0.03 | 15 | 15 | 7 | 1.7783e-13 | 5spot_SharedNeighbor | Water | Porous | Wet | R245fa | MinimizeLCOE_Brownfield | IgnoreSilica | 1.3834 | 0.33723 | 0.018184 | 4 | 349999.6594 | 824302.2678 | 7135.2165 | 16804.5167 | 126.9315 | 0 | 33.4758 | 193019.599 | 8121.2745 | 142081.3061 | 79771.8994 | 0 | 74254.438 | 0 | 193926.9216 | 504558.0702 | 344371.2505 | 1540104.7592 | 961560.8286 | 22956191.5802 | 22956191.5802 | 1478867.319 | 10064197.702 | 0 | 25457857.1681 | 59957113.7693 | 177.8279 | 0.072737 | 349999.6594 | 824302.2678 | 7135.2165 | 16804.5167
1 | 5900 | 707 | 0.03 | 15 | 15 | 7 | 2.3714e-13 | 5spot_SharedNeighbor | Water | Porous | Wet | R245fa | MinimizeLCOE_Brownfield | IgnoreSilica | 1.7875 | 0.50299 | 0.034654 | 4 | 187273.7975 | 436158.976 | 3817.8297 | 8891.6907 | 137.3999 | 0 | 137.5346 | 267740.0135 | 12157.9649 | 194251.7174 | 101858.586 | 0 | 83037.9508 | 0 | 257028.0307 | 668734.2122 | 456424.841 | 2041233.3166 | 961560.8286 | 22956191.5802 | 22956191.5802 | 1478867.319 | 10064197.702 | 0 | 25958985.7254 | 60458242.3266 | 237.1374 | 0.13862 | 187273.7975 | 436158.976 | 3817.8297 | 8891.6907
1 | 5900 | 707 | 0.03 | 15 | 15 | 7 | 3.1623e-13 | 5spot_SharedNeighbor | Water | Porous | Wet | R245fa | MinimizeLCOE_Brownfield | IgnoreSilica | 2.3126 | 0.73196 | 0.059094 | 4 | 112516.8069 | 258467.6975 | 2293.8073 | 5269.2136 | 146.4925 | 0 | 176.9743 | 361698.3248 | 17584.7954 | 260662.8333 | 131815.8108 | 0 | 93035.4724 | 0 | 337270.9223 | 877509.756 | 598918.4395 | 2678496.3543 | 961560.8286 | 22956191.5802 | 22956191.5802 | 1478867.319 | 10064197.702 | 0 | 26596248.7632 | 61095505.3644 | 316.2278 | 0.23638 | 112516.8069 | 258467.6975 | 2293.8073 | 5269.2136
1 | 5900 | 707 | 0.03 | 15 | 15 | 7 | 4.217e-13 | 5spot_SharedNeighbor | Water | Porous | Wet | R245fa | MinimizeLCOE_Brownfield | IgnoreSilica | 3.0128 | 1.0515 | 0.094863 | 4 | 72271.4528 | 163189.832 | 1473.3513 | 3326.8455 | 154.343 | 0 | 235.9673 | 481281.7895 | 24907.7569 | 346466.5695 | 173880.0296 | 0 | 105392.8096 | 0 | 441452.2925 | 1148568.3107 | 783921.4728 | 3505871.0311 | 961560.8286 | 22956191.5802 | 22956191.5802 | 1478867.319 | 10064197.702 | 0 | 27423623.4399 | 61922880.0411 | 421.6965 | 0.37945 | 72271.4528 | 163189.832 | 1473.3513 | 3326.8455
1 | 5900 | 707 | 0.03 | 15 | 15 | 7 | 5.6234e-13 | 5spot_SharedNeighbor | Water | Porous | Wet | R245fa | MinimizeLCOE_Brownfield | IgnoreSilica | 3.9385 | 1.4854 | 0.14495 | 4 | 49092.0822 | 108594.1716 | 1000.8085 | 2213.8391 | 160.871 | 0 | 39.6634 | 628805.7503 | 34333.3691 | 454804.6024 | 229508.9568 | 0 | 120232.0048 | 0 | 572397.0266 | 1489259.6483 | 1016450.3112 | 4545791.6696 | 961560.8286 | 22956191.5802 | 22956191.5802 | 1478867.319 | 10064197.702 | 0 | 28463544.0784 | 62962800.6796 | 562.3413 | 0.5798 | 49092.0822 | 108594.1716 | 1000.8085 | 2213.8391
1 | 5900 | 707 | 0.03 | 15 | 15 | 7 | 7.4989e-13 | 5spot_SharedNeighbor | Water | Porous | Wet | R245fa | MinimizeLCOE_Brownfield | IgnoreSilica | 5.1495 | 2.0623 | 0.21319 | 4 | 34886.0255 | 75341.9451 | 711.1988 | 1535.9475 | 166.1331 | 0 | 44.4518 | 807562.2458 | 46139.712 | 589284.574 | 302344.6444 | 0 | 137534.3624 | 0 | 734317.5601 | 1910543.662 | 1303985.3071 | 5831712.0678 | 961560.8286 | 22956191.5802 | 22956191.5802 | 1478867.319 | 10064197.702 | 0 | 29749464.4767 | 64248721.0779 | 749.8942 | 0.85276 | 34886.0255 | 75341.9451 | 711.1988 | 1535.9475
1 | 5900 | 707 | 0.03 | 15 | 15 | 7 | 1e-12 | 5spot_SharedNeighbor | Water | Porous | Wet | R245fa | MinimizeLCOE_Brownfield | IgnoreSilica | 6.7768 | 2.8474 | 0.30774 | 4 | 25509.0284 | 53534.908 | 520.036 | 1091.3815 | 170.3622 | 0 | 41.3255 | 1030594.4202 | 61380.5284 | 760486.4035 | 404145.4921 | 0 | 159506.0409 | 0 | 942284.0252 | 2451629.7444 | 1673287.6765 | 7483314.3311 | 961560.8286 | 22956191.5802 | 22956191.5802 | 1478867.319 | 10064197.702 | 0 | 31401066.74 | 65900323.3412 | 1000 | 1.231 | 25509.0284 | 53534.908 | 520.036 | 1091.3815
1 | 5900 | 707 | 0.03 | 15 | 15 | 7 | 1.3335e-12 | 5spot_SharedNeighbor | Water | Porous | Wet | R245fa | MinimizeLCOE_Brownfield | IgnoreSilica | 8.9085 | 3.8772 | 0.43247 | 4 | 19324.8499 | 39268.2104 | 393.9632 | 800.5356 | 173.4776 | 0 | 41.9167 | 1296799.9813 | 79739.3803 | 971341.2406 | 537478.8789 | 0 | 185608.3576 | 0 | 1197677.4571 | 3116111.0659 | 2126809.8321 | 9511566.1937 | 961560.8286 | 22956191.5802 | 22956191.5802 | 1478867.319 | 10064197.702 | 0 | 33429318.6026 | 67928575.2037 | 1333.5214 | 1.7299 | 19324.8499 | 39268.2104 | 393.9632 | 800.5356
1 | 5900 | 707 | 0.03 | 15 | 15 | 7 | 1.7783e-12 | 5spot_SharedNeighbor | Water | Porous | Wet | R245fa | MinimizeLCOE_Brownfield | IgnoreSilica | 11.7654 | 5.2852 | 0.60693 | 4 | 14845.5064 | 29055.9778 | 302.6457 | 592.3454 | 176.4157 | 0 | 48.0833 | 1633298.7718 | 103803.6219 | 1241790.763 | 718039.7564 | 0 | 217244.8109 | 0 | 1526529.3123 | 3971716.1365 | 2710777.8738 | 12123201.0465 | 961560.8286 | 22956191.5802 | 22956191.5802 | 1478867.319 | 10064197.702 | 0 | 36040953.4554 | 70540210.0566 | 1778.2794 | 2.4277 | 14845.5064 | 29055.9778 | 302.6457 | 592.3454
1 | 5900 | 707 | 0.03 | 15 | 15 | 7 | 2.3714e-12 | 5spot_SharedNeighbor | Water | Porous | Wet | R245fa | MinimizeLCOE_Brownfield | IgnoreSilica | 15.5394 | 7.1781 | 0.83602 | 4 | 11754.1405 | 22070.6419 | 239.6241 | 449.9399 | 178.4569 | 0 | 48.2446 | 2037830.3487 | 131325.7555 | 1584846.1828 | 957858.3842 | 0 | 256764.3768 | 0 | 1937763.7687 | 5041663.8362 | 3441039.164 | 15389091.817 | 961560.8286 | 22956191.5802 | 22956191.5802 | 1478867.319 | 10064197.702 | 0 | 39306844.2258 | 73806100.827 | 2371.3737 | 3.3441 | 11754.1405 | 22070.6419 | 239.6241 | 449.9399
1 | 5900 | 707 | 0.03 | 15 | 15 | 7 | 3.1623e-12 | 5spot_SharedNeighbor | Water | Porous | Wet | R245fa | MinimizeLCOE_Brownfield | IgnoreSilica | 20.5622 | 9.7596 | 1.1405 | 4 | 9522.7799 | 17085.0918 | 194.1347 | 348.3027 | 180.034 | 0 | 47.1174 | 2531485.2557 | 162798.3626 | 2026427.5221 | 1276726.762 | 0 | 306584.6234 | 0 | 2458568.7851 | 6396691.657 | 4365873.4948 | 19525156.4628 | 961560.8286 | 22956191.5802 | 22956191.5802 | 1478867.319 | 10064197.702 | 0 | 43442908.8717 | 77942165.4728 | 3162.2777 | 4.562 | 9522.7799 | 17085.0918 | 194.1347 | 348.3027
1 | 5900 | 707 | 0.03 | 15 | 15 | 7 | 4.217e-12 | 5spot_SharedNeighbor | Water | Porous | Wet | R245fa | MinimizeLCOE_Brownfield | IgnoreSilica | 27.1789 | 13.1423 | 1.5397 | 4 | 7881.7798 | 13483.2224 | 160.6807 | 274.8737 | 181.236 | 0 | 44.5833 | 3124532.0622 | 200501.0144 | 2571114.4463 | 1688657.9586 | 0 | 366138.3215 | 0 | 3100868.0832 | 8067822.677 | 5506454.7542 | 24626089.3176 | 961560.8286 | 22956191.5802 | 22956191.5802 | 1478867.319 | 10064197.702 | 0 | 48543841.7264 | 83043098.3276 | 4216.965 | 6.159 | 7881.7798 | 13483.2224 | 160.6807 | 274.8737
1 | 5900 | 707 | 0.03 | 15 | 15 | 7 | 5.6234e-12 | 5spot_SharedNeighbor | Water | Porous | Wet | R245fa | MinimizeLCOE_Brownfield | IgnoreSilica | 35.8948 | 17.5993 | 2.0655 | 4 | 6646.03 | 10821.7665 | 135.4883 | 220.6163 | 182.1527 | 0 | 43.39 | 3842499.9662 | 245976.5675 | 3247738.2699 | 2231087.7185 | 0 | 438551.5967 | 0 | 3902283.1063 | 10152940.1743 | 6929590.291 | 30990667.6904 | 961560.8286 | 22956191.5802 | 22956191.5802 | 1478867.319 | 10064197.702 | 0 | 54908420.0992 | 89407676.7004 | 5623.4133 | 8.2618 | 6646.03 | 10821.7665 | 135.4883 | 220.6163
1 | 5900 | 707 | 0.03 | 15 | 15 | 7 | 7.4989e-12 | 5spot_SharedNeighbor | Water | Porous | Wet | R245fa | MinimizeLCOE_Brownfield | IgnoreSilica | 47.1984 | 23.3782 | 2.7471 | 4 | 5709.8576 | 8849.4694 | 116.4032 | 180.4084 | 182.8349 | 0 | 48.9157 | 4699764.6765 | 300064.9538 | 4076000.3183 | 2934543.871 | 0 | 524714.9404 | 0 | 4888684.6164 | 12719354.5647 | 8681220.847 | 38824348.7881 | 961560.8286 | 22956191.5802 | 22956191.5802 | 1478867.319 | 10064197.702 | 0 | 62742101.197 | 97241357.7982 | 7498.9421 | 10.9884 | 5709.8576 | 8849.4694 | 116.4032 | 180.4084
1 | 5900 | 707 | 0.03 | 15 | 15 | 7 | 1e-11 | 5spot_SharedNeighbor | Water | Porous | Wet | R245fa | MinimizeLCOE_Brownfield | IgnoreSilica | 61.6559 | 30.7393 | 3.6141 | 4 | 4997.8751 | 7384.3018 | 101.8884 | 150.539 | 183.2788 | 0 | 47.1945 | 5708229.3761 | 363439.7613 | 5073872.3778 | 3832805.7977 | 0 | 627017.9192 | 0 | 6086092.4405 | 15834764.1011 | 10807551.8708 | 48333773.6446 | 961560.8286 | 22956191.5802 | 22956191.5802 | 1478867.319 | 10064197.702 | 0 | 72251526.0534 | 106750782.6546 | 10000 | 14.4564 | 4997.8751 | 7384.3018 | 101.8884 | 150.539
1 | 5900 | 707 | 0.03 | 15 | 15 | 7 | 1.3335e-11 | 5spot_SharedNeighbor | Water | Porous | Wet | R245fa | MinimizeLCOE_Brownfield | IgnoreSilica | 79.5347 | 39.7116 | 4.6683 | 4 | 4464.587 | 6312.1129 | 91.0166 | 128.681 | 183.3802 | 0 | 55.3304 | 6848313.9348 | 434799.9302 | 6227575.4621 | 4939152.2152 | 0 | 744731.5357 | 0 | 7485883.5004 | 19476733.3022 | 13293270.6856 | 59450460.5662 | 961560.8286 | 22956191.5802 | 22956191.5802 | 1478867.319 | 10064197.702 | 0 | 83368212.975 | 117867469.5762 | 13335.2143 | 18.6732 | 4464.587 | 6312.1129 | 91.0166 | 128.681
1 | 5900 | 707 | 0.03 | 15 | 15 | 7 | 1.7783e-11 | 5spot_SharedNeighbor | Water | Porous | Wet | R245fa | MinimizeLCOE_Brownfield | IgnoreSilica | 100.7326 | 50.0175 | 5.872 | 4 | 4076.0801 | 5544.8791 | 83.0964 | 113.0399 | 183.0004 | 0 | 66.7828 | 8070640.5731 | 511013.7856 | 7490013.4812 | 6240196.679 | 0 | 876908.8275 | 0 | 9043621.6051 | 23529648.3145 | 16059468.4606 | 71821511.7266 | 961560.8286 | 22956191.5802 | 22956191.5802 | 1478867.319 | 10064197.702 | 0 | 95739264.1354 | 130238520.7366 | 17782.7941 | 23.4881 | 4076.0801 | 5544.8791 | 83.0964 | 113.0399
1 | 5900 | 707 | 0.03 | 15 | 15 | 7 | 2.3714e-11 | 5spot_SharedNeighbor | Water | Porous | Wet | R245fa | MinimizeLCOE_Brownfield | IgnoreSilica | 124.3795 | 60.917 | 7.1325 | 4 | 3805.5015 | 5014.7315 | 77.5803 | 102.2321 | 182.0799 | 0 | 65.4134 | 9287650.5616 | 586629.5783 | 8769514.6892 | 7669293.0626 | 0 | 1018535.9171 | 0 | 10659333.2854 | 27733398.6787 | 18928614.4626 | 84652970.2354 | 961560.8286 | 22956191.5802 | 22956191.5802 | 1478867.319 | 10064197.702 | 0 | 108570722.6442 | 143069979.2454 | 23713.7371 | 28.5299 | 3805.5015 | 5014.7315 | 77.5803 | 102.2321
1 | 5900 | 707 | 0.03 | 15 | 15 | 7 | 3.1623e-11 | 5spot_SharedNeighbor | Water | Porous | Wet | R245fa | MinimizeLCOE_Brownfield | IgnoreSilica | 146.2554 | 70.4215 | 8.252 | 4 | 3622.6671 | 4667.8426 | 73.853 | 95.1603 | 180.958 | 0 | 75.5761 | 10299127.1536 | 649293.1802 | 9848024.9987 | 8970996.341 | 0 | 1117858.4183 | 0 | 12045267.0358 | 31339314.0031 | 21389725.7656 | 95659606.8963 | 961560.8286 | 22956191.5802 | 22956191.5802 | 1478867.319 | 10064197.702 | 0 | 119577359.3051 | 154076615.9063 | 31622.7766 | 33.0081 | 3622.6671 | 4667.8426 | 73.853 | 95.1603
1 | 5900 | 707 | 0.03 | 15 | 15 | 7 | 4.217e-11 | 5spot_SharedNeighbor | Water | Porous | Wet | R245fa | MinimizeLCOE_Brownfield | IgnoreSilica | 155.6381 | 74.3529 | 8.868 | 4 | 3487.2155 | 4459.7911 | 71.0916 | 90.9189 | 180.4506 | 0 | 92.9145 | 10706029.9638 | 674458.6232 | 10285438.7607 | 9523053.5181 | 0 | 1026961.61 | 0 | 12564217.5655 | 32689516.8301 | 22311266.939 | 99780943.8104 | 961560.8286 | 22956191.5802 | 22956191.5802 | 1478867.319 | 10064197.702 | 0 | 123698696.2192 | 158197952.8204 | 42169.6503 | 35.4721 | 3487.2155 | 4459.7911 | 71.0916 | 90.9189
1 | 5900 | 707 | 0.03 | 15 | 15 | 7 | 5.6234e-11 | 5spot_SharedNeighbor | Water | Porous | Wet | R245fa | MinimizeLCOE_Brownfield | IgnoreSilica | 163.1159 | 77.408 | 9.37 | 4 | 3383.9686 | 4304.4446 | 68.9868 | 87.7519 | 180.0231 | 0 | 125.932 | 11018061.3759 | 693740.5577 | 10622174.2394 | 9960630.9672 | 0 | 932479.7816 | 0 | 12958563.8995 | 33715525.0996 | 23011538.6653 | 102912714.5863 | 961560.8286 | 22956191.5802 | 22956191.5802 | 1478867.319 | 10064197.702 | 0 | 126830466.9952 | 161329723.5964 | 56234.1325 | 37.4798 | 3383.9686 | 4304.4446 | 68.9868 | 87.7519
1 | 5900 | 707 | 0.03 | 15 | 15 | 7 | 7.4989e-11 | 5spot_SharedNeighbor | Water | Porous | Wet | R245fa | MinimizeLCOE_Brownfield | IgnoreSilica | 168.6935 | 79.6544 | 9.7587 | 4 | 3305.6235 | 4189.4312 | 67.3896 | 85.4072 | 179.6916 | 0 | 126.8928 | 11242942.1182 | 707207.0753 | 10868465.1341 | 10281838.1609 | 0 | 838196.3782 | 0 | 13236073.058 | 34437547.005 | 23504333.4518 | 105116602.3815 | 961560.8286 | 22956191.5802 | 22956191.5802 | 1478867.319 | 10064197.702 | 0 | 129034354.7904 | 163533611.3916 | 74989.4209 | 39.0348 | 3305.6235 | 4189.4312 | 67.3896 | 85.4072
1 | 5900 | 707 | 0.03 | 15 | 15 | 7 | 1e-10 | 5spot_SharedNeighbor | Water | Porous | Wet | R245fa | MinimizeLCOE_Brownfield | IgnoreSilica | 174.1038 | 81.8074 | 10.1055 | 4 | 3245.9652 | 4099.4428 | 66.1734 | 83.5727 | 179.3679 | 0 | 152.9166 | 11456476.4812 | 719929.7566 | 11103273.4267 | 10592234.4145 | 0 | 768646.2329 | 0 | 13509818.5216 | 35149776.5485 | 23990444.75 | 107290600.1321 | 961560.8286 | 22956191.5802 | 22956191.5802 | 1478867.319 | 10064197.702 | 0 | 131208352.5409 | 165707609.1421 | 100000 | 40.422 | 3245.9652 | 4099.4428 | 66.1734 | 83.5727
1 | 5900 | 707 | 0.03 | 15 | 15 | 7 | 1.3335e-10 | 5spot_SharedNeighbor | Water | Porous | Wet | R245fa | MinimizeLCOE_Brownfield | IgnoreSilica | 175.4 | 82.3159 | 10.2676 | 4 | 3200.8845 | 4040.8836 | 65.2544 | 82.3789 | 179.2873 | 0 | 318.2036 | 11506625.8171 | 722908.1224 | 11158555.556 | 10666317.036 | 0 | 668113.4941 | 0 | 13541782.81 | 35232941.07 | 24047206.2448 | 107544450.1503 | 961560.8286 | 22956191.5802 | 22956191.5802 | 1478867.319 | 10064197.702 | 0 | 131462202.5592 | 165961459.1604 | 133352.1432 | 41.0706 | 3200.8845 | 4040.8836 | 65.2544 | 82.3789
1 | 5900 | 707 | 0.03 | 15 | 15 | 7 | 1.7783e-10 | 5spot_SharedNeighbor | Water | Porous | Wet | R245fa | MinimizeLCOE_Brownfield | IgnoreSilica | 183.2614 | 85.2289 | 10.6374 | 4 | 3166.5639 | 3977.3652 | 64.5547 | 81.084 | 178.7762 | 0 | 148.3008 | 11797080.9913 | 741029.9864 | 11473141.3835 | 11089361.3346 | 0 | 678898.3577 | 0 | 13954009.7009 | 36305470.8807 | 24779229.8789 | 110818222.5141 | 961560.8286 | 22956191.5802 | 22956191.5802 | 1478867.319 | 10064197.702 | 0 | 134735974.9229 | 169235231.5241 | 177827.941 | 42.5496 | 3166.5639 | 3977.3652 | 64.5547 | 81.084
1 | 5900 | 707 | 0.03 | 15 | 15 | 7 | 2.3714e-10 | 5spot_SharedNeighbor | Water | Porous | Wet | R245fa | MinimizeLCOE_Brownfield | IgnoreSilica | 185.2829 | 85.9358 | 10.7774 | 4 | 3140.0579 | 3940.3233 | 64.0143 | 80.3288 | 178.6481 | 0 | 166.5503 | 11868893.3068 | 745822.5949 | 11548861.4899 | 11189973.59 | 0 | 629749.7863 | 0 | 14033487.2995 | 36512255.2891 | 24920364.4867 | 111449407.8431 | 961560.8286 | 22956191.5802 | 22956191.5802 | 1478867.319 | 10064197.702 | 0 | 135367160.252 | 169866416.8532 | 237137.3706 | 43.1098 | 3140.0579 | 3940.3233 | 64.0143 | 80.3288
1 | 5900 | 707 | 0.03 | 15 | 15 | 7 | 3.1623e-10 | 5spot_SharedNeighbor | Water | Porous | Wet | R245fa | MinimizeLCOE_Brownfield | IgnoreSilica | 186.7982 | 86.4607 | 10.8833 | 4 | 3120.051 | 3912.5311 | 63.6065 | 79.7622 | 178.5512 | 0 | 150.6036 | 11922148.6457 | 749384.692 | 11604991.4394 | 11264937.417 | 0 | 589996.0104 | 0 | 14091268.6997 | 36662590.64 | 25022971.4527 | 111908288.9969 | 961560.8286 | 22956191.5802 | 22956191.5802 | 1478867.319 | 10064197.702 | 0 | 135826041.4058 | 170325298.0069 | 316227.766 | 43.5333 | 3120.051 | 3912.5311 | 63.6065 | 79.7622
1 | 5900 | 707 | 0.03 | 15 | 15 | 7 | 4.217e-10 | 5spot_SharedNeighbor | Water | Porous | Wet | R245fa | MinimizeLCOE_Brownfield | IgnoreSilica | 187.8971 | 86.8388 | 10.962 | 4 | 3104.9628 | 3891.7578 | 63.2989 | 79.3387 | 178.4805 | 0 | 159.2914 | 11960478.0751 | 751952.3874 | 11645379.1265 | 11319073.8545 | 0 | 557847.4466 | 0 | 14131545.0471 | 36767381.4341 | 25094493.3229 | 112228150.6942 | 961560.8286 | 22956191.5802 | 22956191.5802 | 1478867.319 | 10064197.702 | 0 | 136145903.1031 | 170645159.7042 | 421696.5034 | 43.8478 | 3104.9628 | 3891.7578 | 63.2989 | 79.3387
1 | 5900 | 707 | 0.03 | 15 | 15 | 7 | 5.6234e-10 | 5spot_SharedNeighbor | Water | Porous | Wet | R245fa | MinimizeLCOE_Brownfield | IgnoreSilica | 188.7083 | 87.1165 | 11.0208 | 4 | 3093.5948 | 3876.1898 | 63.0671 | 79.0214 | 178.4282 | 0 | 153.6944 | 11988620.1267 | 753839.7271 | 11675026.7238 | 11358919.6721 | 0 | 532430.2655 | 0 | 14160446.2409 | 36842576.412 | 25145815.4404 | 112457674.6086 | 961560.8286 | 22956191.5802 | 22956191.5802 | 1478867.319 | 10064197.702 | 0 | 136375427.0174 | 170874683.6186 | 562341.3252 | 44.0832 | 3093.5948 | 3876.1898 | 63.0671 | 79.0214
1 | 5900 | 707 | 0.03 | 15 | 15 | 7 | 7.4989e-10 | 5spot_SharedNeighbor | Water | Porous | Wet | R245fa | MinimizeLCOE_Brownfield | IgnoreSilica | 189.3003 | 87.3185 | 11.0645 | 4 | 3085.0369 | 3864.5395 | 62.8926 | 78.7839 | 178.3899 | 0 | 143.7578 | 12009069.065 | 755212.3119 | 11696566.1632 | 11387926.4537 | 0 | 512446.545 | 0 | 14180876.0101 | 36895730.4808 | 25182094.1846 | 112619921.2143 | 961560.8286 | 22956191.5802 | 22956191.5802 | 1478867.319 | 10064197.702 | 0 | 136537673.6232 | 171036930.2244 | 749894.2093 | 44.258 | 3085.0369 | 3864.5395 | 62.8926 | 78.7839
1 | 5900 | 707 | 0.03 | 15 | 15 | 7 | 1e-09 | 5spot_SharedNeighbor | Water | Porous | Wet | R245fa | MinimizeLCOE_Brownfield | IgnoreSilica | 189.7265 | 87.4634 | 11.0968 | 4 | 3078.5991 | 3855.835 | 62.7614 | 78.6064 | 178.3623 | 0 | 157.9205 | 12023744.4351 | 756198.0349 | 11712021.9063 | 11408772.3709 | 0 | 496790.8747 | 0 | 14195035.7725 | 36932571.2779 | 25207238.7856 | 112732373.458 | 961560.8286 | 22956191.5802 | 22956191.5802 | 1478867.319 | 10064197.702 | 0 | 136650125.8668 | 171149382.468 | 1000000 | 44.3871 | 3078.5991 | 3855.835 | 62.7614 | 78.6064
1 | 5900 | 707 | 0.03 | 15 | 15 | 7 | 1.3335e-09 | 5spot_SharedNeighbor | Water | Porous | Wet | R245fa | MinimizeLCOE_Brownfield | IgnoreSilica | 189.705 | 87.4551 | 11.1093 | 4 | 3073.7628 | 3850.1256 | 62.6628 | 78.49 | 178.3631 | 0 | 148.9971 | 12022913.1567 | 756144.3156 | 11711131.6037 | 11407627.5861 | 0 | 479937.6426 | 0 | 14187324.1788 | 36912507.293 | 25193544.7037 | 112671130.4802 | 961560.8286 | 22956191.5802 | 22956191.5802 | 1478867.319 | 10064197.702 | 0 | 136588882.8891 | 171088139.4903 | 1333521.4322 | 44.437 | 3073.7628 | 3850.1256 | 62.6628 | 78.49
1 | 5900 | 707 | 0.03 | 15 | 15 | 7 | 1.7783e-09 | 5spot_SharedNeighbor | Water | Porous | Wet | R245fa | MinimizeLCOE_Brownfield | IgnoreSilica | 189.705 | 87.4544 | 11.1192 | 4 | 3070.1326 | 3845.8036 | 62.5888 | 78.4019 | 178.3627 | 0 | 172.8968 | 12022848.0599 | 756141.4392 | 11711052.6042 | 11407560.8264 | 0 | 467354.1571 | 0 | 14182333.2639 | 36899521.9561 | 25184681.9444 | 112631494.2512 | 961560.8286 | 22956191.5802 | 22956191.5802 | 1478867.319 | 10064197.702 | 0 | 136549246.66 | 171048503.2612 | 1778279.41 | 44.4767 | 3070.1326 | 3845.8036 | 62.5888 | 78.4019
1 | 5900 | 707 | 0.03 | 15 | 15 | 7 | 2.3714e-09 | 5spot_SharedNeighbor | Water | Porous | Wet | R245fa | MinimizeLCOE_Brownfield | IgnoreSilica | 189.705 | 87.4538 | 11.1266 | 4 | 3067.408 | 3842.5612 | 62.5333 | 78.3358 | 178.3624 | 0 | 191.7002 | 12022799.224 | 756139.2813 | 11710993.3387 | 11407510.7434 | 0 | 457814.433 | 0 | 14178550.2379 | 36889679.2985 | 25177964.1283 | 112601450.685 | 961560.8286 | 22956191.5802 | 22956191.5802 | 1478867.319 | 10064197.702 | 0 | 136519203.0938 | 171018459.695 | 2371373.7057 | 44.5064 | 3067.408 | 3842.5612 | 62.5333 | 78.3358
1 | 5900 | 707 | 0.03 | 15 | 15 | 7 | 3.1623e-09 | 5spot_SharedNeighbor | Water | Porous | Wet | R245fa | MinimizeLCOE_Brownfield | IgnoreSilica | 189.705 | 87.4534 | 11.1322 | 4 | 3065.3635 | 3840.1289 | 62.4916 | 78.2862 | 178.3622 | 0 | 208.7889 | 12022762.5909 | 756137.6626 | 11710948.8821 | 11407473.1749 | 0 | 450599.9231 | 0 | 14175689.6711 | 36882236.6904 | 25172884.3954 | 112578732.9904 | 961560.8286 | 22956191.5802 | 22956191.5802 | 1478867.319 | 10064197.702 | 0 | 136496485.3992 | 170995742.0004 | 3162277.6602 | 44.5286 | 3065.3635 | 3840.1289 | 62.4916 | 78.2862
1 | 5900 | 707 | 0.03 | 15 | 15 | 7 | 4.217e-09 | 5spot_SharedNeighbor | Water | Porous | Wet | R245fa | MinimizeLCOE_Brownfield | IgnoreSilica | 189.705 | 87.4531 | 11.1363 | 4 | 3063.8293 | 3838.3043 | 62.4603 | 78.249 | 178.3621 | 0 | 216.1109 | 12022735.1135 | 756136.4485 | 11710915.5367 | 11407444.996 | 0 | 445154.5023 | 0 | 14173530.7728 | 36876619.68 | 25169050.6704 | 112561587.7203 | 961560.8286 | 22956191.5802 | 22956191.5802 | 1478867.319 | 10064197.702 | 0 | 136479340.1291 | 170978596.7303 | 4216965.0343 | 44.5453 | 3063.8293 | 3838.3043 | 62.4603 | 78.249
1 | 5900 | 707 | 0.03 | 15 | 15 | 7 | 5.6234e-09 | 5spot_SharedNeighbor | Water | Porous | Wet | R245fa | MinimizeLCOE_Brownfield | IgnoreSilica | 189.705 | 87.4529 | 11.1395 | 4 | 3062.6783 | 3836.9357 | 62.4368 | 78.2211 | 178.3619 | 0 | 223.9159 | 12022714.5048 | 756135.5379 | 11710890.5268 | 11407423.8613 | 0 | 441050.6493 | 0 | 14171903.8812 | 36872386.8418 | 25166161.6713 | 112548667.4744 | 961560.8286 | 22956191.5802 | 22956191.5802 | 1478867.319 | 10064197.702 | 0 | 136466419.8832 | 170965676.4844 | 5623413.2519 | 44.5579 | 3062.6783 | 3836.9357 | 62.4368 | 78.2211
1 | 5900 | 707 | 0.03 | 15 | 15 | 7 | 7.4989e-09 | 5spot_SharedNeighbor | Water | Porous | Wet | R245fa | MinimizeLCOE_Brownfield | IgnoreSilica | 189.705 | 87.4527 | 11.1418 | 4 | 3061.8149 | 3835.9091 | 62.4192 | 78.2002 | 178.3618 | 0 | 229.1338 | 12022699.0485 | 756134.8549 | 11710871.7696 | 11407408.0104 | 0 | 437961.5179 | 0 | 14170679.3285 | 36869200.8068 | 25163987.1369 | 112538942.4735 | 961560.8286 | 22956191.5802 | 22956191.5802 | 1478867.319 | 10064197.702 | 0 | 136456694.8823 | 170955951.4835 | 7498942.0933 | 44.5673 | 3061.8149 | 3835.9091 | 62.4192 | 78.2002
1 | 5900 | 707 | 0.03 | 15 | 15 | 7 | 1e-08 | 5spot_SharedNeighbor | Water | Porous | Wet | R245fa | MinimizeLCOE_Brownfield | IgnoreSilica | 189.705 | 87.4526 | 11.1436 | 4 | 3061.1672 | 3835.1392 | 62.406 | 78.1845 | 178.3618 | 0 | 233.8309 | 12022687.4567 | 756134.3427 | 11710857.7023 | 11407396.1227 | 0 | 435638.3328 | 0 | 14169758.4433 | 36866804.8524 | 25162351.8489 | 112531629.1019 | 961560.8286 | 22956191.5802 | 22956191.5802 | 1478867.319 | 10064197.702 | 0 | 136449381.5107 | 170948638.1119 | 10000000 | 44.5743 | 3061.1672 | 3835.1392 | 62.406 | 78.1845
1 | 6000 | 707 | 0.03 | 15 | 15 | 7 | 1e-13 | 5spot_SharedNeighbor | Water | Porous | Wet | R245fa | MinimizeLCOE_Brownfield | IgnoreSilica | 0 | 0 | 0 | 0 | [6 empty] | 10.4634 | [19 empty] | 100 | 0
1 | 6000 | 707 | 0.03 | 15 | 15 | 7 | 1.3335e-13 | 5spot_SharedNeighbor | Water | Porous | Wet | R245fa | MinimizeLCOE_Brownfield | IgnoreSilica | 1.0887 | 0.22902 | 0.0087505 | 4 | 732881.5452 | 1740596.5048 | 14940.7816 | 35484.4141 | 116.881 | 0 | 26.5755 | 140071.3771 | 5484.1839 | 104984.406 | 64850.2467 | 0 | 66424.7783 | 0 | 148907.8469 | 387427.6724 | 264427.3473 | 1182577.8586 | 961560.8286 | 23508061.4514 | 23508061.4514 | 1478867.319 | 10284945.6504 | 0 | 25652200.1386 | 60924074.5594 | 133.3521 | 0.035002 | 732881.5452 | 1740596.5048 | 14940.7816 | 35484.4141
1 | 6000 | 707 | 0.03 | 15 | 15 | 7 | 1.7783e-13 | 5spot_SharedNeighbor | Water | Porous | Wet | R245fa | MinimizeLCOE_Brownfield | IgnoreSilica | 1.3982 | 0.34874 | 0.019876 | 4 | 327575.0024 | 771222.6896 | 6678.0595 | 15722.4177 | 128.5376 | 0 | 25.4073 | 199171.4093 | 8478.094 | 145786.1094 | 81135.5151 | 0 | 73614.8915 | 0 | 198192.5475 | 515656.3537 | 351946.0571 | 1573980.9776 | 961560.8286 | 23508061.4514 | 23508061.4514 | 1478867.319 | 10284945.6504 | 0 | 26043603.2576 | 61315477.6785 | 177.8279 | 0.079504 | 327575.0024 | 771222.6896 | 6678.0595 | 15722.4177
1 | 6000 | 707 | 0.03 | 15 | 15 | 7 | 2.3714e-13 | 5spot_SharedNeighbor | Water | Porous | Wet | R245fa | MinimizeLCOE_Brownfield | IgnoreSilica | 1.8264 | 0.52924 | 0.038028 | 4 | 174780.6707 | 406660.247 | 3563.1404 | 8290.3192 | 139.6278 | 0 | 144.2295 | 280157.4196 | 12930.8069 | 202019.1476 | 104866.7699 | 0 | 83461.0556 | 0 | 266539.7279 | 693481.6972 | 473315.5079 | 2116772.1327 | 961560.8286 | 23508061.4514 | 23508061.4514 | 1478867.319 | 10284945.6504 | 0 | 26586394.4127 | 61858268.8336 | 237.1374 | 0.15211 | 174780.6707 | 406660.247 | 3563.1404 | 8290.3192
1 | 6000 | 707 | 0.03 | 15 | 15 | 7 | 3.1623e-13 | 5spot_SharedNeighbor | Water | Porous | Wet | R245fa | MinimizeLCOE_Brownfield | IgnoreSilica | 2.371 | 0.77397 | 0.064699 | 4 | 105341.0691 | 241633.9649 | 2147.5202 | 4926.0352 | 148.9479 | 0 | 188.9077 | 379953.9558 | 18823.7508 | 272121.1934 | 136680.2013 | 0 | 93891.9641 | 0 | 351573.7155 | 914722.6902 | 624317.0317 | 2792084.5029 | 961560.8286 | 23508061.4514 | 23508061.4514 | 1478867.319 | 10284945.6504 | 0 | 27261706.7829 | 62533581.2037 | 316.2278 | 0.25879 | 105341.0691 | 241633.9649 | 2147.5202 | 4926.0352
1 | 6000 | 707 | 0.03 | 15 | 15 | 7 | 4.217e-13 | 5spot_SharedNeighbor | Water | Porous | Wet | R245fa | MinimizeLCOE_Brownfield | IgnoreSilica | 3.0906 | 1.1119 | 0.10333 | 4 | 68047.749 | 153382.9792 | 1387.2454 | 3126.9195 | 156.8899 | 0 | 245.7077 | 505461.7444 | 26692.0625 | 361691.0288 | 180404.7547 | 0 | 106397.7167 | 0 | 460452.4498 | 1198002.8225 | 817661.5428 | 3656764.1222 | 961560.8286 | 23508061.4514 | 23508061.4514 | 1478867.319 | 10284945.6504 | 0 | 28126386.4022 | 63398260.8231 | 421.6965 | 0.41333 | 68047.749 | 153382.9792 | 1387.2454 | 3126.9195
1 | 6000 | 707 | 0.03 | 15 | 15 | 7 | 5.6234e-13 | 5spot_SharedNeighbor | Water | Porous | Wet | R245fa | MinimizeLCOE_Brownfield | IgnoreSilica | 4.0311 | 1.5656 | 0.157 | 4 | 46501.8681 | 102668.3327 | 948.0035 | 2093.0328 | 163.4228 | 0 | 39.2591 | 658872.4558 | 36762.7329 | 473557.2525 | 238005.3868 | 0 | 120930.2026 | 0 | 595969.9319 | 1550591.5126 | 1058310.5688 | 4733000.0438 | 961560.8286 | 23508061.4514 | 23508061.4514 | 1478867.319 | 10284945.6504 | 0 | 29202622.3238 | 64474496.7446 | 562.3413 | 0.62799 | 46501.8681 | 102668.3327 | 948.0035 | 2093.0328
1 | 6000 | 707 | 0.03 | 15 | 15 | 7 | 7.4989e-13 | 5spot_SharedNeighbor | Water | Porous | Wet | R245fa | MinimizeLCOE_Brownfield | IgnoreSilica | 5.2615 | 2.1699 | 0.23035 | 4 | 33146.1237 | 71426.5489 | 675.7286 | 1456.1268 | 168.7038 | 0 | 45.8584 | 845609.9487 | 49512.8334 | 612654.4076 | 314554.84 | 0 | 137942.6209 | 0 | 764507.1137 | 1989090.6879 | 1357595.2662 | 6071467.7183 | 961560.8286 | 23508061.4514 | 23508061.4514 | 1478867.319 | 10284945.6504 | 0 | 30541089.9983 | 65812964.4192 | 749.8942 | 0.92141 | 33146.1237 | 71426.5489 | 675.7286 | 1456.1268
1 | 6000 | 707 | 0.03 | 15 | 15 | 7 | 1e-12 | 5spot_SharedNeighbor | Water | Porous | Wet | R245fa | MinimizeLCOE_Brownfield | IgnoreSilica | 6.9205 | 2.995 | 0.33213 | 4 | 24286.941 | 50836.7391 | 495.1221 | 1036.3757 | 172.9603 | 0 | 44.8477 | 1079325.8364 | 66054.7079 | 790388.5546 | 421448.9516 | 0 | 159852.7654 | 0 | 981657.6182 | 2554071.7569 | 1743206.455 | 7796006.6461 | 961560.8286 | 23508061.4514 | 23508061.4514 | 1478867.319 | 10284945.6504 | 0 | 32265628.9262 | 67537503.347 | 1000 | 1.3285 | 24286.941 | 50836.7391 | 495.1221 | 1036.3757
1 | 6000 | 707 | 0.03 | 15 | 15 | 7 | 1.3335e-12 | 5spot_SharedNeighbor | Water | Porous | Wet | R245fa | MinimizeLCOE_Brownfield | IgnoreSilica | 9.0937 | 4.0778 | 0.46729 | 4 | 18394.8549 | 37265.2947 | 375.004 | 759.7034 | 176.2429 | 0 | 41.5873 | 1359666.2382 | 86327.674 | 1009243.9738 | 559897.5028 | 0 | 185541.4381 | 0 | 1248263.9625 | 3247726.7762 | 2216640.2589 | 9913307.8244 | 961560.8286 | 23508061.4514 | 23508061.4514 | 1478867.319 | 10284945.6504 | 0 | 34382930.1044 | 69654804.5252 | 1333.5214 | 1.8692 | 18394.8549 | 37265.2947 | 375.004 | 759.7034
1 | 6000 | 707 | 0.03 | 15 | 15 | 7 | 1.7783e-12 | 5spot_SharedNeighbor | Water | Porous | Wet | R245fa | MinimizeLCOE_Brownfield | IgnoreSilica | 12.0043 | 5.6162 | 0.65399 | 4 | 14203.4658 | 27686.7375 | 289.5569 | 564.4316 | 179.0822 | 0 | 42.6342 | 1712834.6118 | 110311.6946 | 1302517.4299 | 751635.0323 | 0 | 218672.0412 | 0 | 1597428.6158 | 4156181.5806 | 2836679.3297 | 12686260.3358 | 961560.8286 | 23508061.4514 | 23508061.4514 | 1478867.319 | 10284945.6504 | 0 | 37155882.6158 | 72427757.0366 | 1778.2794 | 2.616 | 14203.4658 | 27686.7375 | 289.5569 | 564.4316
1 | 6000 | 707 | 0.03 | 15 | 15 | 7 | 2.3714e-12 | 5spot_SharedNeighbor | Water | Porous | Wet | R245fa | MinimizeLCOE_Brownfield | IgnoreSilica | 15.8559 | 7.6567 | 0.8966 | 4 | 11307.7082 | 21142.6592 | 230.5229 | 431.0217 | 181.1467 | 0 | 36.6295 | 2132692.1354 | 137364.4234 | 1668844.6667 | 994814.5148 | 0 | 259310.6436 | 0 | 2025280.2897 | 5269363.8717 | 3596449.1171 | 16084119.6624 | 961560.8286 | 23508061.4514 | 23508061.4514 | 1478867.319 | 10284945.6504 | 0 | 40553741.9425 | 75825616.3633 | 2371.3737 | 3.5864 | 11307.7082 | 21142.6592 | 230.5229 | 431.0217
1 | 6000 | 707 | 0.03 | 15 | 15 | 7 | 3.1623e-12 | 5spot_SharedNeighbor | Water | Porous | Wet | R245fa | MinimizeLCOE_Brownfield | IgnoreSilica | 20.9689 | 10.3714 | 1.2184 | 4 | 9193.6523 | 16431.1902 | 187.425 | 334.972 | 182.7383 | 0 | 53.7414 | 2642655.9816 | 169876.4775 | 2127427.4031 | 1316575.9012 | 0 | 309056.27 | 0 | 2560580.893 | 6662106.2362 | 4547024.3988 | 20335303.5614 | 961560.8286 | 23508061.4514 | 23508061.4514 | 1478867.319 | 10284945.6504 | 0 | 44804925.8414 | 80076800.2623 | 3162.2777 | 4.8735 | 9193.6523 | 16431.1902 | 187.425 | 334.972
1 | 6000 | 707 | 0.03 | 15 | 15 | 7 | 4.217e-12 | 5spot_SharedNeighbor | Water | Porous | Wet | R245fa | MinimizeLCOE_Brownfield | IgnoreSilica | 27.7099 | 13.9512 | 1.6428 | 4 | 7624.1658 | 12991.916 | 155.4289 | 264.8578 | 183.9533 | 0 | 53.873 | 3259476.6719 | 209061.694 | 2696952.4156 | 1740322.483 | 0 | 369040.9562 | 0 | 3227193.1461 | 8396494.5778 | 5730780.08 | 25629322.0246 | 961560.8286 | 23508061.4514 | 23508061.4514 | 1478867.319 | 10284945.6504 | 0 | 50098944.3046 | 85370818.7255 | 4216.965 | 6.5711 | 7624.1658 | 12991.916 | 155.4289 | 264.8578
1 | 6000 | 707 | 0.03 | 15 | 15 | 7 | 5.6234e-12 | 5spot_SharedNeighbor | Water | Porous | Wet | R245fa | MinimizeLCOE_Brownfield | IgnoreSilica | 36.5721 | 18.6592 | 2.2007 | 4 | 6440.2593 | 10447.1093 | 131.2934 | 212.9785 | 184.8787 | 0 | 52.165 | 4005138.7044 | 256254.7657 | 3403290.1909 | 2297467.0509 | 0 | 441678.3885 | 0 | 4057493.3492 | 10556765.3884 | 7205209.2974 | 32223297.1356 | 961560.8286 | 23508061.4514 | 23508061.4514 | 1478867.319 | 10284945.6504 | 0 | 56692919.4156 | 91964793.8364 | 5623.4133 | 8.8029 | 6440.2593 | 10447.1093 | 131.2934 | 212.9785
1 | 6000 | 707 | 0.03 | 15 | 15 | 7 | 7.4989e-12 | 5spot_SharedNeighbor | Water | Porous | Wet | R245fa | MinimizeLCOE_Brownfield | IgnoreSilica | 48.0802 | 24.7698 | 2.9247 | 4 | 5540.6165 | 8555.6482 | 112.953 | 174.4185 | 185.5666 | 0 | 45.9163 | 4896658.2146 | 312458.6696 | 4268964.6371 | 3020516.968 | 0 | 528505.7719 | 0 | 5080570.6619 | 13218602.6939 | 9021967.9537 | 40348245.5707 | 961560.8286 | 23508061.4514 | 23508061.4514 | 1478867.319 | 10284945.6504 | 0 | 64817867.8507 | 100089742.2715 | 7498.9421 | 11.6987 | 5540.6165 | 8555.6482 | 112.953 | 174.4185
1 | 6000 | 707 | 0.03 | 15 | 15 | 7 | 1e-11 | 5spot_SharedNeighbor | Water | Porous | Wet | R245fa | MinimizeLCOE_Brownfield | IgnoreSilica | 62.74 | 32.5204 | 3.842 | 4 | 4856.8287 | 7151.9535 | 99.013 | 145.8022 | 186.0036 | 0 | 72.1183 | 5941367.5028 | 378055.7004 | 5307733.2043 | 3940605.334 | 0 | 630769.2889 | 0 | 6317427.1019 | 16436649.4366 | 11218350.9799 | 50170958.5488 | 961560.8286 | 23508061.4514 | 23508061.4514 | 1478867.319 | 10284945.6504 | 0 | 74640580.8288 | 109912455.2497 | 10000 | 15.3682 | 4856.8287 | 7151.9535 | 99.013 | 145.8022
1 | 6000 | 707 | 0.03 | 15 | 15 | 7 | 1.3335e-11 | 5spot_SharedNeighbor | Water | Porous | Wet | R245fa | MinimizeLCOE_Brownfield | IgnoreSilica | 80.8595 | 41.9555 | 4.9558 | 4 | 4344.0919 | 6123.432 | 88.5602 | 124.8344 | 186.0781 | 0 | 55.6142 | 7121440.1982 | 451854.7648 | 6507519.177 | 5072981.7031 | 0 | 748788.0843 | 0 | 7762007.7317 | 20195151.9112 | 13783606.1483 | 61643349.7187 | 961560.8286 | 23508061.4514 | 23508061.4514 | 1478867.319 | 10284945.6504 | 0 | 86112971.9987 | 121384846.4196 | 13335.2143 | 19.823 | 4344.0919 | 6123.432 | 88.5602 | 124.8344
1 | 6000 | 707 | 0.03 | 15 | 15 | 7 | 1.7783e-11 | 5spot_SharedNeighbor | Water | Porous | Wet | R245fa | MinimizeLCOE_Brownfield | IgnoreSilica | 102.2212 | 52.7215 | 6.2198 | 4 | 3971.1095 | 5388.8347 | 80.9564 | 109.8587 | 185.6472 | 0 | 56.5381 | 8379020.4169 | 530198.0973 | 7812223.419 | 6396598.1873 | 0 | 880129.9867 | 0 | 9359286.3418 | 24350943.2079 | 16620019.1012 | 74328418.7582 | 961560.8286 | 23508061.4514 | 23508061.4514 | 1478867.319 | 10284945.6504 | 0 | 98798041.0383 | 134069915.4591 | 17782.7941 | 24.8792 | 3971.1095 | 5388.8347 | 80.9564 | 109.8587
1 | 6000 | 707 | 0.03 | 15 | 15 | 7 | 2.3714e-11 | 5spot_SharedNeighbor | Water | Porous | Wet | R245fa | MinimizeLCOE_Brownfield | IgnoreSilica | 125.9654 | 64.064 | 7.5388 | 4 | 3711.2875 | 4880.9676 | 75.6596 | 99.5051 | 184.6564 | 0 | 64.611 | 9627190.5988 | 607682.5617 | 9130108.1586 | 7847343.0319 | 0 | 1020687.7803 | 0 | 11010874.7312 | 28648037.4096 | 19552874.1903 | 87444798.4624 | 961560.8286 | 23508061.4514 | 23508061.4514 | 1478867.319 | 10284945.6504 | 0 | 111914420.7424 | 147186295.1633 | 23713.7371 | 30.1551 | 3711.2875 | 4880.9676 | 75.6596 | 99.5051
1 | 6000 | 707 | 0.03 | 15 | 15 | 7 | 3.1623e-11 | 5spot_SharedNeighbor | Water | Porous | Wet | R245fa | MinimizeLCOE_Brownfield | IgnoreSilica | 148.9614 | 74.4201 | 8.7495 | 4 | 3535.3496 | 4543.1736 | 72.0729 | 92.6187 | 183.4206 | 0 | 71.9677 | 10712932.793 | 674885.3317 | 10292875.9767 | 9230996.6377 | 0 | 1136287.2549 | 0 | 12498711.4176 | 32519083.2704 | 22194942.5324 | 99260715.2144 | 961560.8286 | 23508061.4514 | 23508061.4514 | 1478867.319 | 10284945.6504 | 0 | 123730337.4944 | 159002211.9153 | 31622.7766 | 34.998 | 3535.3496 | 4543.1736 | 72.0729 | 92.6187
1 | 6000 | 707 | 0.03 | 15 | 15 | 7 | 4.217e-11 | 5spot_SharedNeighbor | Water | Porous | Wet | R245fa | MinimizeLCOE_Brownfield | IgnoreSilica | 158.3714 | 78.4981 | 9.3886 | 4 | 3406.6558 | 4345.8804 | 69.4493 | 88.5966 | 182.881 | 0 | 74.524 | 11128548.1874 | 700564.8005 | 10741673.9736 | 9791937.2764 | 0 | 1042606.477 | 0 | 13028078.9788 | 33896389.0765 | 23134982.0458 | 103464780.8161 | 961560.8286 | 23508061.4514 | 23508061.4514 | 1478867.319 | 10284945.6504 | 0 | 127934403.0961 | 163206277.517 | 42169.6503 | 37.5542 | 3406.6558 | 4345.8804 | 69.4493 | 88.5966
1 | 6000 | 707 | 0.03 | 15 | 15 | 7 | 5.6234e-11 | 5spot_SharedNeighbor | Water | Porous | Wet | R245fa | MinimizeLCOE_Brownfield | IgnoreSilica | 165.9151 | 81.6813 | 9.9097 | 4 | 3308.4811 | 4198.3161 | 67.4479 | 85.5884 | 182.4256 | 0 | 97.1755 | 11448745.559 | 720332.3681 | 11088759.3453 | 10237187.6008 | 0 | 946508.9698 | 0 | 13432198.1988 | 34947824.3905 | 23852608.2525 | 106674164.6848 | 961560.8286 | 23508061.4514 | 23508061.4514 | 1478867.319 | 10284945.6504 | 0 | 131143786.9648 | 166415661.3857 | 56234.1325 | 39.6387 | 3308.4811 | 4198.3161 | 67.4479 | 85.5884
1 | 6000 | 707 | 0.03 | 15 | 15 | 7 | 7.4989e-11 | 5spot_SharedNeighbor | Water | Porous | Wet | R245fa | MinimizeLCOE_Brownfield | IgnoreSilica | 171.8413 | 84.1304 | 10.3256 | 4 | 3233.7977 | 4087.791 | 65.9253 | 83.3351 | 182.0547 | 0 | 117.5039 | 11692695.9464 | 735383.4612 | 11353947.3521 | 10585508.0546 | 0 | 855160.5964 | 0 | 13736851.2101 | 35740469.0331 | 24393604.5083 | 109093620.162 | 961560.8286 | 23508061.4514 | 23508061.4514 | 1478867.319 | 10284945.6504 | 0 | 133563242.442 | 168835116.8628 | 74989.4209 | 41.3023 | 3233.7977 | 4087.791 | 65.9253 | 83.3351
1 | 6000 | 707 | 0.03 | 15 | 15 | 7 | 1e-10 | 5spot_SharedNeighbor | Water | Porous | Wet | R245fa | MinimizeLCOE_Brownfield | IgnoreSilica | 176.4427 | 85.9984 | 10.6522 | 4 | 3177.0921 | 4004.8969 | 64.7693 | 81.6452 | 181.7589 | 0 | 141.9034 | 11877433.4234 | 746776.0035 | 11555191.7576 | 10854476.2497 | 0 | 772964.086 | 0 | 13964668.1929 | 36333202.0905 | 24798156.9994 | 110902868.803 | 961560.8286 | 23508061.4514 | 23508061.4514 | 1478867.319 | 10284945.6504 | 0 | 135372491.083 | 170644365.5039 | 100000 | 42.6089 | 3177.0921 | 4004.8969 | 64.7693 | 81.6452
1 | 6000 | 707 | 0.03 | 15 | 15 | 7 | 1.3335e-10 | 5spot_SharedNeighbor | Water | Porous | Wet | R245fa | MinimizeLCOE_Brownfield | IgnoreSilica | 179.9038 | 87.3845 | 10.9028 | 4 | 3134.1049 | 3942.8836 | 63.893 | 80.381 | 181.5321 | 0 | 169.456 | 12013767.6012 | 755180.696 | 11703938.8395 | 11056160.8149 | 0 | 700693.4587 | 0 | 14129599.1501 | 36762318.6091 | 25091037.8408 | 112212697.0104 | 961560.8286 | 23508061.4514 | 23508061.4514 | 1478867.319 | 10284945.6504 | 0 | 136682319.2904 | 171954193.7113 | 133352.1432 | 43.6113 | 3134.1049 | 3942.8836 | 63.893 | 80.381
1 | 6000 | 707 | 0.03 | 15 | 15 | 7 | 1.7783e-10 | 5spot_SharedNeighbor | Water | Porous | Wet | R245fa | MinimizeLCOE_Brownfield | IgnoreSilica | 182.4667 | 88.4003 | 11.0925 | 4 | 3101.5568 | 3896.5028 | 63.2294 | 79.4355 | 181.3618 | 0 | 145.5705 | 12113307.3318 | 761315.5669 | 11812663.9581 | 11205228.2252 | 0 | 638856.9135 | 0 | 14247235.0783 | 37068383.1639 | 25299933.1885 | 113146923.4262 | 961560.8286 | 23508061.4514 | 23508061.4514 | 1478867.319 | 10284945.6504 | 0 | 137616545.7062 | 172888420.127 | 177827.941 | 44.3702 | 3101.5568 | 3896.5028 | 63.2294 | 79.4355
1 | 6000 | 707 | 0.03 | 15 | 15 | 7 | 2.3714e-10 | 5spot_SharedNeighbor | Water | Porous | Wet | R245fa | MinimizeLCOE_Brownfield | IgnoreSilica | 184.3498 | 89.1409 | 11.235 | 4 | 3076.9419 | 3861.8049 | 62.7276 | 78.7281 | 181.2354 | 0 | 140.5882 | 12185670.5825 | 765774.6829 | 11891769.1908 | 11314605.8289 | 0 | 587203.3953 | 0 | 14330559.2354 | 37285175.5285 | 25447898.4319 | 113808656.8762 | 961560.8286 | 23508061.4514 | 23508061.4514 | 1478867.319 | 10284945.6504 | 0 | 138278279.1562 | 173550153.5771 | 237137.3706 | 44.9402 | 3076.9419 | 3861.8049 | 62.7276 | 78.7281
1 | 6000 | 707 | 0.03 | 15 | 15 | 7 | 3.1623e-10 | 5spot_SharedNeighbor | Water | Porous | Wet | R245fa | MinimizeLCOE_Brownfield | IgnoreSilica | 185.7265 | 89.6792 | 11.3415 | 4 | 3058.3451 | 3835.8402 | 62.3485 | 78.1988 | 181.1422 | 0 | 138.7434 | 12238156.822 | 769008.5309 | 11949179.2292 | 11394488.3497 | 0 | 544880.7557 | 0 | 14389328.3381 | 37438080.6787 | 25552259.3388 | 114275382.0432 | 961560.8286 | 23508061.4514 | 23508061.4514 | 1478867.319 | 10284945.6504 | 0 | 138745004.3232 | 174016878.744 | 316227.766 | 45.366 | 3058.3451 | 3835.8402 | 62.3485 | 78.1988
1 | 6000 | 707 | 0.03 | 15 | 15 | 7 | 4.217e-10 | 5spot_SharedNeighbor | Water | Porous | Wet | R245fa | MinimizeLCOE_Brownfield | IgnoreSilica | 186.7056 | 90.0603 | 11.4198 | 4 | 3044.3084 | 3816.4721 | 62.0623 | 77.8039 | 181.0755 | 0 | 144.1471 | 12275261.1522 | 771294.4365 | 11989781.4024 | 11451253.4626 | 0 | 510403.8877 | 0 | 14429217.7931 | 37541864.8582 | 25623094.1739 | 114592171.1667 | 961560.8286 | 23508061.4514 | 23508061.4514 | 1478867.319 | 10284945.6504 | 0 | 139061793.4467 | 174333667.8676 | 421696.5034 | 45.6793 | 3044.3084 | 3816.4721 | 62.0623 | 77.8039
1 | 6000 | 707 | 0.03 | 15 | 15 | 7 | 5.6234e-10 | 5spot_SharedNeighbor | Water | Porous | Wet | R245fa | MinimizeLCOE_Brownfield | IgnoreSilica | 187.4165 | 90.3361 | 11.4779 | 4 | 3033.7236 | 3801.9774 | 61.8466 | 77.5085 | 181.0269 | 0 | 176.8599 | 12302089.3068 | 772947.1429 | 12019147.4262 | 11492450.343 | 0 | 482955.45 | 0 | 14457139.9709 | 37614512.637 | 25672677.7757 | 114813920.0525 | 961560.8286 | 23508061.4514 | 23508061.4514 | 1478867.319 | 10284945.6504 | 0 | 139283542.3325 | 174555416.7534 | 562341.3252 | 45.9117 | 3033.7236 | 3801.9774 | 61.8466 | 77.5085
1 | 6000 | 707 | 0.03 | 15 | 15 | 7 | 7.4989e-10 | 5spot_SharedNeighbor | Water | Porous | Wet | R245fa | MinimizeLCOE_Brownfield | IgnoreSilica | 188.0427 | 90.5785 | 11.5253 | 4 | 3025.7473 | 3790.8422 | 61.684 | 77.2814 | 180.9841 | 0 | 173.0433 | 12325646.9112 | 774398.2965 | 12044939.5676 | 11528644.57 | 0 | 462909.768 | 0 | 14483250.2542 | 37682446.2383 | 25719043.8545 | 115021279.4603 | 961560.8286 | 23508061.4514 | 23508061.4514 | 1478867.319 | 10284945.6504 | 0 | 139490901.7403 | 174762776.1611 | 749894.2093 | 46.1013 | 3025.7473 | 3790.8422 | 61.684 | 77.2814
1 | 6000 | 707 | 0.03 | 15 | 15 | 7 | 1e-09 | 5spot_SharedNeighbor | Water | Porous | Wet | R245fa | MinimizeLCOE_Brownfield | IgnoreSilica | 188.4176 | 90.7229 | 11.5572 | 4 | 3019.7408 | 3782.7247 | 61.5615 | 77.116 | 180.9583 | 0 | 166.9139 | 12339675.657 | 775262.4368 | 12060301.683 | 11550209.7878 | 0 | 446049.3554 | 0 | 14496884.5788 | 37717919.9541 | 25743255.3945 | 115129558.8474 | 961560.8286 | 23508061.4514 | 23508061.4514 | 1478867.319 | 10284945.6504 | 0 | 139599181.1274 | 174871055.5483 | 1000000 | 46.2289 | 3019.7408 | 3782.7247 | 61.5615 | 77.116
1 | 6000 | 707 | 0.03 | 15 | 15 | 7 | 1.3335e-09 | 5spot_SharedNeighbor | Water | Porous | Wet | R245fa | MinimizeLCOE_Brownfield | IgnoreSilica | 188.6734 | 90.8212 | 11.5802 | 4 | 3015.2223 | 3776.6928 | 61.4694 | 76.993 | 180.9406 | 0 | 174.0298 | 12349225.512 | 775850.6727 | 12070760.354 | 11564917.1923 | 0 | 432746.3875 | 0 | 14505465.0462 | 37740244.5703 | 25758492.4037 | 115197702.1388 | 961560.8286 | 23508061.4514 | 23508061.4514 | 1478867.319 | 10284945.6504 | 0 | 139667324.4188 | 174939198.8397 | 1333521.4322 | 46.3207 | 3015.2223 | 3776.6928 | 61.4694 | 76.993
1 | 6000 | 707 | 0.03 | 15 | 15 | 7 | 1.7783e-09 | 5spot_SharedNeighbor | Water | Porous | Wet | R245fa | MinimizeLCOE_Brownfield | IgnoreSilica | 188.8586 | 90.8924 | 11.5972 | 4 | 3011.8253 | 3772.18 | 61.4001 | 76.901 | 180.9277 | 0 | 169.691 | 12356131.4811 | 776276.0479 | 12078324.1101 | 11575564.9797 | 0 | 422497.6202 | 0 | 14511429.7532 | 37755763.5143 | 25769084.4019 | 115245071.9084 | 961560.8286 | 23508061.4514 | 23508061.4514 | 1478867.319 | 10284945.6504 | 0 | 139714694.1884 | 174986568.6093 | 1778279.41 | 46.3887 | 3011.8253 | 3772.18 | 61.4001 | 76.901
1 | 6000 | 707 | 0.03 | 15 | 15 | 7 | 2.3714e-09 | 5spot_SharedNeighbor | Water | Porous | Wet | R245fa | MinimizeLCOE_Brownfield | IgnoreSilica | 188.9977 | 90.9458 | 11.6099 | 4 | 3009.2728 | 3768.7914 | 61.3481 | 76.8319 | 180.9181 | 0 | 174.505 | 12361313.4401 | 776595.2281 | 12083999.9639 | 11583560.0722 | 0 | 414709.928 | 0 | 14515869.6666 | 37767315.2582 | 25776968.7045 | 115280332.2617 | 961560.8286 | 23508061.4514 | 23508061.4514 | 1478867.319 | 10284945.6504 | 0 | 139749954.5417 | 175021828.9626 | 2371373.7057 | 46.4398 | 3009.2728 | 3768.7914 | 61.3481 | 76.8319
1 | 6000 | 707 | 0.03 | 15 | 15 | 7 | 3.1623e-09 | 5spot_SharedNeighbor | Water | Porous | Wet | R245fa | MinimizeLCOE_Brownfield | IgnoreSilica | 189.095 | 90.9831 | 11.6192 | 4 | 3007.3557 | 3766.2662 | 61.309 | 76.7804 | 180.9113 | 0 | 174.0296 | 12364931.9475 | 776818.1063 | 12087963.5144 | 11589148.2385 | 0 | 408705.6506 | 0 | 14518751.3084 | 37774812.699 | 25782085.8618 | 115303217.3266 | 961560.8286 | 23508061.4514 | 23508061.4514 | 1478867.319 | 10284945.6504 | 0 | 139772839.6066 | 175044714.0274 | 3162277.6602 | 46.477 | 3007.3557 | 3766.2662 | 61.309 | 76.7804
1 | 6000 | 707 | 0.03 | 15 | 15 | 7 | 4.217e-09 | 5spot_SharedNeighbor | Water | Porous | Wet | R245fa | MinimizeLCOE_Brownfield | IgnoreSilica | 189.1681 | 91.0111 | 11.6262 | 4 | 3005.9163 | 3764.3704 | 61.2797 | 76.7418 | 180.9062 | 0 | 169.2345 | 12367653.3707 | 776985.7284 | 12090944.5268 | 11593352.4462 | 0 | 404170.7913 | 0 | 14520911.6767 | 37780433.5343 | 25785922.1975 | 115320374.2719 | 961560.8286 | 23508061.4514 | 23508061.4514 | 1478867.319 | 10284945.6504 | 0 | 139789996.5519 | 175061870.9728 | 4216965.0343 | 46.505 | 3005.9163 | 3764.3704 | 61.2797 | 76.7418
1 | 6000 | 707 | 0.03 | 15 | 15 | 7 | 5.6234e-09 | 5spot_SharedNeighbor | Water | Porous | Wet | R245fa | MinimizeLCOE_Brownfield | IgnoreSilica | 189.2265 | 91.0335 | 11.6316 | 4 | 3004.8359 | 3762.9391 | 61.2576 | 76.7126 | 180.9022 | 0 | 173.8782 | 12369824.0447 | 777119.4273 | 12093322.3093 | 11596705.4548 | 0 | 400800.5591 | 0 | 14522731.0001 | 37785167.0405 | 25789152.9127 | 115334822.7484 | 961560.8286 | 23508061.4514 | 23508061.4514 | 1478867.319 | 10284945.6504 | 0 | 139804445.0284 | 175076319.4492 | 5623413.2519 | 46.5265 | 3004.8359 | 3762.9391 | 61.2576 | 76.7126
1 | 6000 | 707 | 0.03 | 15 | 15 | 7 | 7.4989e-09 | 5spot_SharedNeighbor | Water | Porous | Wet | R245fa | MinimizeLCOE_Brownfield | IgnoreSilica | 189.2607 | 91.0466 | 11.6353 | 4 | 3004.0251 | 3761.8896 | 61.2411 | 76.6912 | 180.8998 | 0 | 167.0864 | 12371095.6857 | 777197.7515 | 12094715.3025 | 11598673.486 | 0 | 398122.3679 | 0 | 14523523.7916 | 37787229.7212 | 25790560.7347 | 115341118.8412 | 961560.8286 | 23508061.4514 | 23508061.4514 | 1478867.319 | 10284945.6504 | 0 | 139810741.1212 | 175082615.5421 | 7498942.0933 | 46.5411 | 3004.0251 | 3761.8896 | 61.2411 | 76.6912
1 | 6000 | 707 | 0.03 | 15 | 15 | 7 | 1e-08 | 5spot_SharedNeighbor | Water | Porous | Wet | R245fa | MinimizeLCOE_Brownfield | IgnoreSilica | 189.2996 | 91.0615 | 11.6386 | 4 | 3003.4168 | 3761.0684 | 61.2287 | 76.6745 | 180.8971 | 0 | 169.9389 | 12372544.0729 | 777286.9618 | 12096301.9286 | 11600909.4211 | 0 | 396301.0645 | 0 | 14524903.9451 | 37790820.5976 | 25793011.5816 | 115352079.5731 | 961560.8286 | 23508061.4514 | 23508061.4514 | 1478867.319 | 10284945.6504 | 0 | 139821701.8531 | 175093576.274 | 10000000 | 46.5542 | 3003.4168 | 3761.0684 | 61.2287 | 76.6745
1 | 6100 | 707 | 0.03 | 15 | 15 | 7 | 1e-13 | 5spot_SharedNeighbor | Water | Porous | Wet | R245fa | MinimizeLCOE_Brownfield | IgnoreSilica | 0 | 0 | 0 | 0 | [6 empty] | 10.6185 | [19 empty] | 100 | 0
1 | 6100 | 707 | 0.03 | 15 | 15 | 7 | 1.3335e-13 | 5spot_SharedNeighbor | Water | Porous | Wet | R245fa | MinimizeLCOE_Brownfield | IgnoreSilica | 1.1081 | 0.23936 | 0.0099205 | 4 | 661359.5274 | 1569897.516 | 13482.7085 | 32004.4843 | 118.6259 | 0 | 29.3234 | 145806.6933 | 5779.267 | 108626.1976 | 66112.5035 | 0 | 66534.1682 | 0 | 153214.9436 | 398633.8544 | 272075.7967 | 1216783.4243 | 961560.8286 | 24065791.4134 | 24065791.4134 | 1478867.319 | 10508037.6352 | 0 | 26244135.6664 | 62296832.0341 | 133.3521 | 0.039682 | 661359.5274 | 1569897.516 | 13482.7085 | 32004.4843
1 | 6100 | 707 | 0.03 | 15 | 15 | 7 | 1.7783e-13 | 5spot_SharedNeighbor | Water | Porous | Wet | R245fa | MinimizeLCOE_Brownfield | IgnoreSilica | 1.4371 | 0.37045 | 0.022273 | 4 | 299346.9397 | 704006.1298 | 6102.5923 | 14352.1172 | 130.9002 | 0 | 29.7536 | 210094.3951 | 9096.5216 | 152754.6813 | 83785.7792 | 0 | 74627.8302 | 0 | 206840.0909 | 538155.4878 | 367302.1784 | 1642656.9646 | 961560.8286 | 24065791.4134 | 24065791.4134 | 1478867.319 | 10508037.6352 | 0 | 26670009.2066 | 62722705.5743 | 177.8279 | 0.089094 | 299346.9397 | 704006.1298 | 6102.5923 | 14352.1172
1 | 6100 | 707 | 0.03 | 15 | 15 | 7 | 2.3714e-13 | 5spot_SharedNeighbor | Water | Porous | Wet | R245fa | MinimizeLCOE_Brownfield | IgnoreSilica | 1.8653 | 0.5566 | 0.041638 | 4 | 163449.1473 | 379914.7295 | 3332.1319 | 7745.0756 | 141.8537 | 0 | 145.099 | 293062.8811 | 13754.9994 | 210013.8925 | 108154.889 | 0 | 83825.2592 | 0 | 276436.6493 | 719231.4565 | 490890.2478 | 2195370.2749 | 961560.8286 | 24065791.4134 | 24065791.4134 | 1478867.319 | 10508037.6352 | 0 | 27222722.517 | 63275418.8847 | 237.1374 | 0.16655 | 163449.1473 | 379914.7295 | 3332.1319 | 7745.0756
1 | 6100 | 707 | 0.03 | 15 | 15 | 7 | 3.1623e-13 | 5spot_SharedNeighbor | Water | Porous | Wet | R245fa | MinimizeLCOE_Brownfield | IgnoreSilica | 2.4293 | 0.81708 | 0.070559 | 4 | 98972.4518 | 226712.1159 | 2017.6873 | 4621.8331 | 151.398 | 0 | 191.7089 | 398510.3351 | 20113.2891 | 283732.5626 | 141302.6799 | 0 | 94659.2518 | 0 | 365944.0662 | 952111.3948 | 649835.5909 | 2906209.1704 | 961560.8286 | 24065791.4134 | 24065791.4134 | 1478867.319 | 10508037.6352 | 0 | 27933561.4125 | 63986257.7802 | 316.2278 | 0.28224 | 98972.4518 | 226712.1159 | 2017.6873 | 4621.8331
1 | 6100 | 707 | 0.03 | 15 | 15 | 7 | 4.217e-13 | 5spot_SharedNeighbor | Water | Porous | Wet | R245fa | MinimizeLCOE_Brownfield | IgnoreSilica | 3.1489 | 1.1655 | 0.11155 | 4 | 64583.769 | 145383.8878 | 1316.6275 | 2963.8472 | 159.2619 | 0 | 250.8531 | 527377.3418 | 28407.2169 | 374974.6222 | 186452.3095 | 0 | 106347.4713 | 0 | 477187.9951 | 1241545.2784 | 847380.1637 | 3789672.399 | 961560.8286 | 24065791.4134 | 24065791.4134 | 1478867.319 | 10508037.6352 | 0 | 28817024.641 | 64869721.0087 | 421.6965 | 0.4462 | 64583.769 | 145383.8878 | 1316.6275 | 2963.8472
1 | 6100 | 707 | 0.03 | 15 | 15 | 7 | 5.6234e-13 | 5spot_SharedNeighbor | Water | Porous | Wet | R245fa | MinimizeLCOE_Brownfield | IgnoreSilica | 4.1043 | 1.6385 | 0.16872 | 4 | 44345.4114 | 97767.3232 | 904.0412 | 1993.1191 | 165.8647 | 0 | 36.8463 | 686616.9789 | 39134.5766 | 490335.2652 | 245292.0653 | 0 | 120639.3278 | 0 | 616987.1034 | 1605273.8816 | 1095632.4093 | 4899911.6082 | 961560.8286 | 24065791.4134 | 24065791.4134 | 1478867.319 | 10508037.6352 | 0 | 29927263.8503 | 65979960.218 | 562.3413 | 0.67487 | 44345.4114 | 97767.3232 | 904.0412 | 1993.1191
1 | 6100 | 707 | 0.03 | 15 | 15 | 7 | 7.4989e-13 | 5spot_SharedNeighbor | Water | Porous | Wet | R245fa | MinimizeLCOE_Brownfield | IgnoreSilica | 5.3884 | 2.2888 | 0.24949 | 4 | 31431.5104 | 67558.4224 | 640.7739 | 1377.2698 | 171.3195 | 0 | 38.6693 | 887617.3171 | 53414.5793 | 638130.1595 | 328867.7237 | 0 | 138812.0746 | 0 | 798268.3231 | 2076930.4295 | 1417547.6948 | 6339588.3016 | 961560.8286 | 24065791.4134 | 24065791.4134 | 1478867.319 | 10508037.6352 | 0 | 31366940.5437 | 67419636.9114 | 749.8942 | 0.99795 | 31431.5104 | 67558.4224 | 640.7739 | 1377.2698
1 | 6100 | 707 | 0.03 | 15 | 15 | 7 | 1e-12 | 5spot_SharedNeighbor | Water | Porous | Wet | R245fa | MinimizeLCOE_Brownfield | IgnoreSilica | 7.0669 | 3.1463 | 0.35787 | 4 | 23152.6386 | 48337.9046 | 471.9979 | 985.4336 | 175.5577 | 0 | 38.626 | 1129749.2498 | 71216.4724 | 820570.3638 | 438653.9015 | 0 | 160079.4392 | 0 | 1021905.0764 | 2658787.3873 | 1814677.0244 | 8115638.9148 | 961560.8286 | 24065791.4134 | 24065791.4134 | 1478867.319 | 10508037.6352 | 0 | 33142991.1568 | 69195687.5246 | 1000 | 1.4315 | 23152.6386 | 48337.9046 | 471.9979 | 985.4336
1 | 6100 | 707 | 0.03 | 15 | 15 | 7 | 1.3335e-12 | 5spot_SharedNeighbor | Water | Porous | Wet | R245fa | MinimizeLCOE_Brownfield | IgnoreSilica | 9.2789 | 4.3351 | 0.50458 | 4 | 17541.7141 | 35404.2758 | 357.6116 | 721.764 | 178.994 | 0 | 39.7827 | 1427231.2931 | 92010.4289 | 1058858.6522 | 586161.0337 | 0 | 186373.1818 | 0 | 1306747.49 | 3399888.9182 | 2320494.0474 | 10377765.0455 | 961560.8286 | 24065791.4134 | 24065791.4134 | 1478867.319 | 10508037.6352 | 0 | 35405117.2875 | 71457813.6552 | 1333.5214 | 2.0183 | 17541.7141 | 35404.2758 | 357.6116 | 721.764
1 | 6100 | 707 | 0.03 | 15 | 15 | 7 | 1.7783e-12 | 5spot_SharedNeighbor | Water | Porous | Wet | R245fa | MinimizeLCOE_Brownfield | IgnoreSilica | 12.2406 | 5.9646 | 0.69915 | 4 | 13673.3219 | 26564.869 | 278.7492 | 541.5608 | 181.7426 | 0 | 42.3121 | 1788180.4318 | 115333.5486 | 1366632.6314 | 775378.4002 | 0 | 220082.3279 | 0 | 1663586.8625 | 4328311.7678 | 2954161.7194 | 13211667.6896 | 961560.8286 | 24065791.4134 | 24065791.4134 | 1478867.319 | 10508037.6352 | 0 | 38239019.9316 | 74291716.2993 | 1778.2794 | 2.7966 | 13673.3219 | 26564.869 | 278.7492 | 541.5608
1 | 6100 | 707 | 0.03 | 15 | 15 | 7 | 2.3714e-12 | 5spot_SharedNeighbor | Water | Porous | Wet | R245fa | MinimizeLCOE_Brownfield | IgnoreSilica | 16.1654 | 8.1242 | 0.95627 | 4 | 10917.6778 | 20342.9758 | 222.5716 | 414.7191 | 183.8292 | 0 | 35.0023 | 2223841.7058 | 143183.8782 | 1749887.117 | 1024808.9898 | 0 | 261079.2285 | 0 | 2107092.3585 | 5482222.0927 | 3741729.2267 | 16733844.5972 | 961560.8286 | 24065791.4134 | 24065791.4134 | 1478867.319 | 10508037.6352 | 0 | 41761196.8392 | 77813893.2069 | 2371.3737 | 3.8251 | 10917.6778 | 20342.9758 | 222.5716 | 414.7191
1 | 6100 | 707 | 0.03 | 15 | 15 | 7 | 3.1623e-12 | 5spot_SharedNeighbor | Water | Porous | Wet | R245fa | MinimizeLCOE_Brownfield | IgnoreSilica | 21.371 | 10.9898 | 1.2974 | 4 | 8895.783 | 15842.928 | 181.3526 | 322.9795 | 185.437 | 0 | 52.1012 | 2753131.5394 | 176905.395 | 2228322.183 | 1355314.3073 | 0 | 311062.2409 | 0 | 2661646.9096 | 6925059.2799 | 4726495.2542 | 21137937.1092 | 961560.8286 | 24065791.4134 | 24065791.4134 | 1478867.319 | 10508037.6352 | 0 | 46165289.3513 | 82217985.719 | 3162.2777 | 5.1896 | 8895.783 | 15842.928 | 181.3526 | 322.9795
1 | 6100 | 707 | 0.03 | 15 | 15 | 7 | 4.217e-12 | 5spot_SharedNeighbor | Water | Porous | Wet | R245fa | MinimizeLCOE_Brownfield | IgnoreSilica | 28.2506 | 14.7777 | 1.7482 | 4 | 7388.1477 | 12543.7956 | 150.6174 | 255.7222 | 186.6673 | 0 | 43.4334 | 3395064.5461 | 217656.7505 | 2824038.5951 | 1791659.903 | 0 | 371744.8416 | 0 | 3354064.2082 | 8726587.0565 | 5956074.9795 | 26636890.8805 | 961560.8286 | 24065791.4134 | 24065791.4134 | 1478867.319 | 10508037.6352 | 0 | 51664243.1225 | 87716939.4902 | 4216.965 | 6.9929 | 7388.1477 | 12543.7956 | 150.6174 | 255.7222
1 | 6100 | 707 | 0.03 | 15 | 15 | 7 | 5.6234e-12 | 5spot_SharedNeighbor | Water | Porous | Wet | R245fa | MinimizeLCOE_Brownfield | IgnoreSilica | 37.2689 | 19.7446 | 2.3394 | 4 | 6250.7877 | 10103.5951 | 127.4308 | 205.9755 | 187.6014 | 0 | 52.8095 | 4168968.9033 | 266600.1394 | 3560761.5522 | 2363543.394 | 0 | 444690.3856 | 0 | 4213780.1061 | 10963391.4708 | 7482739.954 | 33464475.9054 | 961560.8286 | 24065791.4134 | 24065791.4134 | 1478867.319 | 10508037.6352 | 0 | 58491828.1474 | 94544524.5151 | 5623.4133 | 9.3575 | 6250.7877 | 10103.5951 | 127.4308 | 205.9755
1 | 6100 | 707 | 0.03 | 15 | 15 | 7 | 7.4989e-12 | 5spot_SharedNeighbor | Water | Porous | Wet | R245fa | MinimizeLCOE_Brownfield | IgnoreSilica | 48.9622 | 26.1812 | 3.1053 | 4 | 5385.3066 | 8287.7905 | 109.7868 | 168.9578 | 188.2931 | 0 | 44.9118 | 5093160.5696 | 324817.6167 | 4462479.839 | 3104774.2131 | 0 | 531675.4803 | 0 | 5271594.0103 | 13715606.2622 | 9361183.1015 | 41865291.0926 | 961560.8286 | 24065791.4134 | 24065791.4134 | 1478867.319 | 10508037.6352 | 0 | 66892643.3347 | 102945339.7024 | 7498.9421 | 12.4213 | 5385.3066 | 8287.7905 | 109.7868 | 168.9578
1 | 6100 | 707 | 0.03 | 15 | 15 | 7 | 1e-11 | 5spot_SharedNeighbor | Water | Porous | Wet | R245fa | MinimizeLCOE_Brownfield | IgnoreSilica | 63.8459 | 34.3346 | 4.0746 | 4 | 4726.6716 | 6938.7189 | 96.3596 | 141.4552 | 188.7225 | 0 | 52.9398 | 6175129.3334 | 392698.3488 | 5543320.3973 | 4046832.7739 | 0 | 634168.1186 | 0 | 6548938.0991 | 17038993.5619 | 11629463.2223 | 52009543.8554 | 961560.8286 | 24065791.4134 | 24065791.4134 | 1478867.319 | 10508037.6352 | 0 | 77036896.0975 | 113089592.4652 | 10000 | 16.2983 | 4726.6716 | 6938.7189 | 96.3596 | 141.4552
1 | 6100 | 707 | 0.03 | 15 | 15 | 7 | 1.3335e-11 | 5spot_SharedNeighbor | Water | Porous | Wet | R245fa | MinimizeLCOE_Brownfield | IgnoreSilica | 82.1869 | 44.2242 | 5.2472 | 4 | 4233.0334 | 5950.7417 | 86.2961 | 121.3139 | 188.7676 | 0 | 59.1432 | 7393417.1499 | 468823.1871 | 6787546.9561 | 5203215.8869 | 0 | 752055.1965 | 0 | 8035972.7668 | 20907952.7347 | 14270107.3569 | 63819091.2349 | 961560.8286 | 24065791.4134 | 24065791.4134 | 1478867.319 | 10508037.6352 | 0 | 88846443.477 | 124899139.8447 | 13335.2143 | 20.9888 | 4233.0334 | 5950.7417 | 86.2961 | 121.3139
1 | 6100 | 707 | 0.03 | 15 | 15 | 7 | 1.7783e-11 | 5spot_SharedNeighbor | Water | Porous | Wet | R245fa | MinimizeLCOE_Brownfield | IgnoreSilica | 103.717 | 55.4529 | 6.5719 | 4 | 3874.2755 | 5245.7445 | 78.9823 | 106.9416 | 188.2837 | 0 | 47.6047 | 8686019.2664 | 549280.0709 | 8134371.4538 | 6549747.4316 | 0 | 882633.0501 | 0 | 9672799.9964 | 25166641.4266 | 17176749.8964 | 76818242.5924 | 961560.8286 | 24065791.4134 | 24065791.4134 | 1478867.319 | 10508037.6352 | 0 | 101845594.8344 | 137898291.2022 | 17782.7941 | 26.2876 | 3874.2755 | 5245.7445 | 78.9823 | 106.9416
1 | 6100 | 707 | 0.03 | 15 | 15 | 7 | 2.3714e-11 | 5spot_SharedNeighbor | Water | Porous | Wet | R245fa | MinimizeLCOE_Brownfield | IgnoreSilica | 127.5468 | 67.226 | 7.9481 | 4 | 3624.4192 | 4758.4282 | 73.8887 | 97.007 | 187.2219 | 0 | 65.1947 | 9963636.1551 | 628525.9721 | 9488875.0446 | 8019948.3646 | 0 | 1021940.4731 | 0 | 11357941.1437 | 29551033.0219 | 20169187.2504 | 90201087.4256 | 961560.8286 | 24065791.4134 | 24065791.4134 | 1478867.319 | 10508037.6352 | 0 | 115228439.6677 | 151281136.0354 | 23713.7371 | 31.7922 | 3624.4192 | 4758.4282 | 73.8887 | 97.007
1 | 6100 | 707 | 0.03 | 15 | 15 | 7 | 3.1623e-11 | 5spot_SharedNeighbor | Water | Porous | Wet | R245fa | MinimizeLCOE_Brownfield | IgnoreSilica | 151.705 | 78.4815 | 9.2549 | 4 | 3454.6843 | 4428.5665 | 70.4284 | 90.2823 | 185.8645 | 0 | 69.3836 | 11126871.3205 | 700461.2411 | 10739859.2917 | 9489212.1023 | 0 | 1154815.7261 | 0 | 12952375.6759 | 33699424.611 | 23000549.751 | 102863569.7196 | 961560.8286 | 24065791.4134 | 24065791.4134 | 1478867.319 | 10508037.6352 | 0 | 127890921.9617 | 163943618.3294 | 31622.7766 | 37.0196 | 3454.6843 | 4428.5665 | 70.4284 | 90.2823
1 | 6100 | 707 | 0.03 | 15 | 15 | 7 | 4.217e-11 | 5spot_SharedNeighbor | Water | Porous | Wet | R245fa | MinimizeLCOE_Brownfield | IgnoreSilica | 161.0024 | 82.6353 | 9.9101 | 4 | 3332.1946 | 4241.685 | 67.9313 | 86.4725 | 185.3006 | 0 | 88.2288 | 11544015.8075 | 726211.2404 | 11192246.9915 | 10048139.3119 | 0 | 1056353.6171 | 0 | 13481117.1176 | 35075101.3828 | 23939477.415 | 107062662.8837 | 961560.8286 | 24065791.4134 | 24065791.4134 | 1478867.319 | 10508037.6352 | 0 | 132090015.1258 | 168142711.4935 | 42169.6503 | 39.6405 | 3332.1946 | 4241.685 | 67.9313 | 86.4725
1 | 6100 | 707 | 0.03 | 15 | 15 | 7 | 5.6234e-11 | 5spot_SharedNeighbor | Water | Porous | Wet | R245fa | MinimizeLCOE_Brownfield | IgnoreSilica | 168.5144 | 85.9071 | 10.4464 | 4 | 3238.7638 | 4101.5625 | 66.0266 | 83.6159 | 184.8222 | 0 | 112.8748 | 11868432.2333 | 746221.0149 | 11545377.9014 | 10496854.9223 | 0 | 957517.5265 | 0 | 13889617.4034 | 36137935.3314 | 24664883.424 | 110306839.7572 | 961560.8286 | 24065791.4134 | 24065791.4134 | 1478867.319 | 10508037.6352 | 0 | 135334191.9993 | 171386888.367 | 56234.1325 | 41.7858 | 3238.7638 | 4101.5625 | 66.0266 | 83.6159
1 | 6100 | 707 | 0.03 | 15 | 15 | 7 | 7.4989e-11 | 5spot_SharedNeighbor | Water | Porous | Wet | R245fa | MinimizeLCOE_Brownfield | IgnoreSilica | 174.4017 | 88.4154 | 10.873 | 4 | 3167.6864 | 3996.6392 | 64.5776 | 81.4769 | 184.4336 | 0 | 122.9227 | 12114779.159 | 761406.2695 | 11814272.3746 | 10846023.0748 | 0 | 863900.3024 | 0 | 14196148.6603 | 36935466.7836 | 25209215.0277 | 112741211.6518 | 961560.8286 | 24065791.4134 | 24065791.4134 | 1478867.319 | 10508037.6352 | 0 | 137768563.8939 | 173821260.2616 | 74989.4209 | 43.4919 | 3167.6864 | 3996.6392 | 64.5776 | 81.4769
1 | 6100 | 707 | 0.03 | 15 | 15 | 7 | 1e-10 | 5spot_SharedNeighbor | Water | Porous | Wet | R245fa | MinimizeLCOE_Brownfield | IgnoreSilica | 178.8982 | 90.2989 | 11.2048 | 4 | 3113.724 | 3918.124 | 63.4775 | 79.8763 | 184.1291 | 0 | 127.2529 | 12298478.4193 | 772724.7052 | 12015194.5309 | 11111890.4302 | 0 | 778916.4398 | 0 | 14421109.7649 | 37520769.4318 | 25608696.1119 | 114527779.8338 | 961560.8286 | 24065791.4134 | 24065791.4134 | 1478867.319 | 10508037.6352 | 0 | 139555132.0759 | 175607828.4436 | 100000 | 44.8194 | 3113.724 | 3918.124 | 63.4775 | 79.8763
1 | 6100 | 707 | 0.03 | 15 | 15 | 7 | 1.3335e-10 | 5spot_SharedNeighbor | Water | Porous | Wet | R245fa | MinimizeLCOE_Brownfield | IgnoreSilica | 182.3204 | 91.7131 | 11.4608 | 4 | 3072.8141 | 3859.2474 | 62.6435 | 78.676 | 183.893 | 0 | 154.238 | 12435690.0381 | 781176.0433 | 12165495.412 | 11313597.2799 | 0 | 705103.1848 | 0 | 14586414.1636 | 37950857.5688 | 25902240.1029 | 115840573.7934 | 961560.8286 | 24065791.4134 | 24065791.4134 | 1478867.319 | 10508037.6352 | 0 | 140867926.0354 | 176920622.4031 | 133352.1432 | 45.8433 | 3072.8141 | 3859.2474 | 62.6435 | 78.676
1 | 6100 | 707 | 0.03 | 15 | 15 | 7 | 1.7783e-10 | 5spot_SharedNeighbor | Water | Porous | Wet | R245fa | MinimizeLCOE_Brownfield | IgnoreSilica | 184.8419 | 92.7439 | 11.6539 | 4 | 3041.835 | 3815.2377 | 62.0119 | 77.7788 | 183.7166 | 0 | 151.4116 | 12535334.2804 | 787311.9843 | 12274764.4337 | 11461795.0838 | 0 | 641893.247 | 0 | 14703428.6214 | 38255305.1849 | 26110031.8566 | 116769864.6921 | 961560.8286 | 24065791.4134 | 24065791.4134 | 1478867.319 | 10508037.6352 | 0 | 141797216.9342 | 177849913.3019 | 177827.941 | 46.6157 | 3041.835 | 3815.2377 | 62.0119 | 77.7788
1 | 6100 | 707 | 0.03 | 15 | 15 | 7 | 2.3714e-10 | 5spot_SharedNeighbor | Water | Porous | Wet | R245fa | MinimizeLCOE_Brownfield | IgnoreSilica | 186.6861 | 93.492 | 11.7985 | 4 | 3018.4027 | 3782.3251 | 61.5342 | 77.1078 | 183.5861 | 0 | 143.1935 | 12607448.8066 | 791751.9093 | 12353906.7035 | 11570044.2326 | 0 | 589052.0962 | 0 | 14785759.4618 | 38469513.1433 | 26256233.1897 | 117423709.543 | 961560.8286 | 24065791.4134 | 24065791.4134 | 1478867.319 | 10508037.6352 | 0 | 142451061.7851 | 178503758.1528 | 237137.3706 | 47.1942 | 3018.4027 | 3782.3251 | 61.5342 | 77.1078
1 | 6100 | 707 | 0.03 | 15 | 15 | 7 | 3.1623e-10 | 5spot_SharedNeighbor | Water | Porous | Wet | R245fa | MinimizeLCOE_Brownfield | IgnoreSilica | 188.0427 | 94.0392 | 11.9069 | 4 | 3000.6955 | 3757.6655 | 61.1732 | 76.6051 | 183.4895 | 0 | 187.7041 | 12660096.4298 | 794992.8914 | 12411717.7186 | 11649601.6554 | 0 | 545929.9138 | 0 | 14844312.0575 | 38621854.9866 | 26360209.6281 | 117888715.2814 | 961560.8286 | 24065791.4134 | 24065791.4134 | 1478867.319 | 10508037.6352 | 0 | 142916067.5235 | 178968763.8912 | 316227.766 | 47.6276 | 3000.6955 | 3757.6655 | 61.1732 | 76.6051
1 | 6100 | 707 | 0.03 | 15 | 15 | 7 | 4.217e-10 | 5spot_SharedNeighbor | Water | Porous | Wet | R245fa | MinimizeLCOE_Brownfield | IgnoreSilica | 189.0024 | 94.4246 | 11.9864 | 4 | 2987.3282 | 3739.2796 | 60.9007 | 76.2303 | 183.4208 | 0 | 188.3771 | 12697121.3106 | 797271.9323 | 12452390.2844 | 11705837.9415 | 0 | 510754.4053 | 0 | 14883716.5909 | 38724377.4995 | 26430183.3498 | 118201653.3144 | 961560.8286 | 24065791.4134 | 24065791.4134 | 1478867.319 | 10508037.6352 | 0 | 143229005.5565 | 179281701.9242 | 421696.5034 | 47.9455 | 2987.3282 | 3739.2796 | 60.9007 | 76.2303
1 | 6100 | 707 | 0.03 | 15 | 15 | 7 | 5.6234e-10 | 5spot_SharedNeighbor | Water | Porous | Wet | R245fa | MinimizeLCOE_Brownfield | IgnoreSilica | 189.6823 | 94.6967 | 12.0447 | 4 | 2977.2467 | 3725.5596 | 60.6952 | 75.9506 | 183.3718 | 0 | 177.8367 | 12723241.5998 | 798879.6462 | 12481092.1069 | 11745662.371 | 0 | 482518.993 | 0 | 14910243.9396 | 38793396.2193 | 26477290.0442 | 118412324.9201 | 961560.8286 | 24065791.4134 | 24065791.4134 | 1478867.319 | 10508037.6352 | 0 | 143439677.1621 | 179492373.5298 | 562341.3252 | 48.1786 | 2977.2467 | 3725.5596 | 60.6952 | 75.9506
1 | 6100 | 707 | 0.03 | 15 | 15 | 7 | 7.4989e-10 | 5spot_SharedNeighbor | Water | Porous | Wet | R245fa | MinimizeLCOE_Brownfield | IgnoreSilica | 190.1692 | 94.8911 | 12.0876 | 4 | 2969.6499 | 3715.305 | 60.5403 | 75.7415 | 183.3366 | 0 | 173.2305 | 12741889.4091 | 800027.3743 | 12501587.051 | 11774172.4706 | 0 | 460204.1043 | 0 | 14928373.3596 | 38840565.2513 | 26509483.8778 | 118556302.8981 | 961560.8286 | 24065791.4134 | 24065791.4134 | 1478867.319 | 10508037.6352 | 0 | 143583655.1402 | 179636351.5079 | 749894.2093 | 48.3504 | 2969.6499 | 3715.305 | 60.5403 | 75.7415
1 | 6100 | 707 | 0.03 | 15 | 15 | 7 | 1e-09 | 5spot_SharedNeighbor | Water | Porous | Wet | R245fa | MinimizeLCOE_Brownfield | IgnoreSilica | 190.5176 | 95.0299 | 12.1192 | 4 | 2963.9301 | 3707.6409 | 60.4237 | 75.5853 | 183.3114 | 0 | 180.1189 | 12755199.0913 | 800846.5271 | 12516217.2055 | 11794563.6124 | 0 | 442725.0275 | 0 | 14940725.0709 | 38872701.8703 | 26531417.7806 | 118654396.1855 | 961560.8286 | 24065791.4134 | 24065791.4134 | 1478867.319 | 10508037.6352 | 0 | 143681748.4276 | 179734444.7953 | 1000000 | 48.4768 | 2963.9301 | 3707.6409 | 60.4237 | 75.5853
1 | 6100 | 707 | 0.03 | 15 | 15 | 7 | 1.3335e-09 | 5spot_SharedNeighbor | Water | Porous | Wet | R245fa | MinimizeLCOE_Brownfield | IgnoreSilica | 190.7734 | 95.1317 | 12.1427 | 4 | 2959.6266 | 3701.8967 | 60.336 | 75.4682 | 183.2928 | 0 | 184.9494 | 12764954.7223 | 801446.9297 | 12526941.8156 | 11809531.27 | 0 | 429232.4098 | 0 | 14949521.7874 | 38895589.1224 | 26547038.8004 | 118724256.8575 | 961560.8286 | 24065791.4134 | 24065791.4134 | 1478867.319 | 10508037.6352 | 0 | 143751609.0996 | 179804305.4673 | 1333521.4322 | 48.5709 | 2959.6266 | 3701.8967 | 60.336 | 75.4682
1 | 6100 | 707 | 0.03 | 15 | 15 | 7 | 1.7783e-09 | 5spot_SharedNeighbor | Water | Porous | Wet | R245fa | MinimizeLCOE_Brownfield | IgnoreSilica | 190.9392 | 95.1976 | 12.1593 | 4 | 2956.391 | 3697.6477 | 60.27 | 75.3815 | 183.2807 | 0 | 178.997 | 12771262.905 | 801835.1555 | 12533877.0583 | 11819228.0443 | 0 | 418546.5221 | 0 | 14954452.3772 | 38908417.5055 | 26555794.4356 | 118763414.0035 | 961560.8286 | 24065791.4134 | 24065791.4134 | 1478867.319 | 10508037.6352 | 0 | 143790766.2455 | 179843462.6132 | 1778279.41 | 48.6373 | 2956.391 | 3697.6477 | 60.27 | 75.3815
1 | 6100 | 707 | 0.03 | 15 | 15 | 7 | 2.3714e-09 | 5spot_SharedNeighbor | Water | Porous | Wet | R245fa | MinimizeLCOE_Brownfield | IgnoreSilica | 191.0707 | 95.2498 | 12.1721 | 4 | 2953.9595 | 3694.4392 | 60.2205 | 75.3161 | 183.2711 | 0 | 181.4654 | 12776266.0401 | 802143.061 | 12539377.8049 | 11826920.6795 | 0 | 410530.0915 | 0 | 14958542.694 | 38919059.6707 | 26563057.932 | 118795897.9735 | 961560.8286 | 24065791.4134 | 24065791.4134 | 1478867.319 | 10508037.6352 | 0 | 143823250.2155 | 179875946.5832 | 2371373.7057 | 48.6883 | 2953.9595 | 3694.4392 | 60.2205 | 75.3161
1 | 6100 | 707 | 0.03 | 15 | 15 | 7 | 3.1623e-09 | 5spot_SharedNeighbor | Water | Porous | Wet | R245fa | MinimizeLCOE_Brownfield | IgnoreSilica | 191.1561 | 95.2837 | 12.1811 | 4 | 2952.1331 | 3692.0638 | 60.1832 | 75.2677 | 183.2648 | 0 | 182.0837 | 12779508.0439 | 802342.5804 | 12542942.3897 | 11831913.161 | 0 | 404257.4032 | 0 | 14960775.7955 | 38924869.7427 | 26567023.4255 | 118813632.5418 | 961560.8286 | 24065791.4134 | 24065791.4134 | 1478867.319 | 10508037.6352 | 0 | 143840984.7838 | 179893681.1515 | 3162277.6602 | 48.7244 | 2952.1331 | 3692.0638 | 60.1832 | 75.2677
1 | 6100 | 707 | 0.03 | 15 | 15 | 7 | 4.217e-09 | 5spot_SharedNeighbor | Water | Porous | Wet | R245fa | MinimizeLCOE_Brownfield | IgnoreSilica | 191.2339 | 95.3145 | 12.1884 | 4 | 2950.7617 | 3690.2466 | 60.1553 | 75.2307 | 183.2591 | 0 | 187.8377 | 12782466.1626 | 802524.6278 | 12546194.9329 | 11836463.688 | 0 | 399721.6556 | 0 | 14963274.7161 | 38931371.4215 | 26571460.9549 | 118833478.1594 | 961560.8286 | 24065791.4134 | 24065791.4134 | 1478867.319 | 10508037.6352 | 0 | 143860830.4014 | 179913526.7692 | 4216965.0343 | 48.7538 | 2950.7617 | 3690.2466 | 60.1553 | 75.2307
1 | 6100 | 707 | 0.03 | 15 | 15 | 7 | 5.6234e-09 | 5spot_SharedNeighbor | Water | Porous | Wet | R245fa | MinimizeLCOE_Brownfield | IgnoreSilica | 191.283 | 95.334 | 12.1936 | 4 | 2949.7323 | 3688.9062 | 60.1343 | 75.2033 | 183.2555 | 0 | 182.4561 | 12784329.0564 | 802639.2727 | 12548243.2866 | 11839333.7568 | 0 | 396160.6468 | 0 | 14964575.3476 | 38934755.3979 | 26573770.5883 | 118843807.3531 | 961560.8286 | 24065791.4134 | 24065791.4134 | 1478867.319 | 10508037.6352 | 0 | 143871159.5952 | 179923855.9629 | 5623413.2519 | 48.7743 | 2949.7323 | 3688.9062 | 60.1343 | 75.2033
1 | 6100 | 707 | 0.03 | 15 | 15 | 7 | 7.4989e-09 | 5spot_SharedNeighbor | Water | Porous | Wet | R245fa | MinimizeLCOE_Brownfield | IgnoreSilica | 191.307 | 95.3435 | 12.1969 | 4 | 2948.9598 | 3687.9322 | 60.1185 | 75.1835 | 183.2537 | 0 | 184.4484 | 12785237.9263 | 802695.2056 | 12549242.6512 | 11840740.0564 | 0 | 393286.8658 | 0 | 14964769.0551 | 38935259.3851 | 26574114.5699 | 118845345.7155 | 961560.8286 | 24065791.4134 | 24065791.4134 | 1478867.319 | 10508037.6352 | 0 | 143872697.9576 | 179925394.3253 | 7498942.0933 | 48.7876 | 2948.9598 | 3687.9322 | 60.1185 | 75.1835
1 | 6100 | 707 | 0.03 | 15 | 15 | 7 | 1e-08 | 5spot_SharedNeighbor | Water | Porous | Wet | R245fa | MinimizeLCOE_Brownfield | IgnoreSilica | 191.3413 | 95.3571 | 12.2001 | 4 | 2948.3801 | 3687.1612 | 60.1067 | 75.1678 | 183.2512 | 0 | 174.7587 | 12786540.5434 | 802775.37 | 12550674.9819 | 11842744.4687 | 0 | 391367.8915 | 0 | 14965900.2696 | 38938202.5734 | 26576123.3564 | 118854329.4549 | 961560.8286 | 24065791.4134 | 24065791.4134 | 1478867.319 | 10508037.6352 | 0 | 143881681.6969 | 179934378.0646 | 10000000 | 48.8002 | 2948.3801 | 3687.1612 | 60.1067 | 75.1678
1 | 6200 | 707 | 0.03 | 15 | 15 | 7 | 1e-13 | 5spot_SharedNeighbor | Water | Porous | Wet | R245fa | MinimizeLCOE_Brownfield | IgnoreSilica | 0 | 0 | 0 | 0 | [6 empty] | 10.5573 | [19 empty] | 100 | 0
1 | 6200 | 707 | 0.03 | 15 | 15 | 7 | 1.3335e-13 | 5spot_SharedNeighbor | Water | Porous | Wet | R245fa | MinimizeLCOE_Brownfield | IgnoreSilica | 1.1424 | 0.25574 | 0.011459 | 4 | 586075.1926 | 1389817.4136 | 11947.9355 | 28333.3078 | 121.0242 | 0 | 22.9346 | 154621.1396 | 6233.7201 | 114340.6987 | 68181.0444 | 0 | 67767.2294 | 0 | 160346.0946 | 417187.6466 | 284739.1411 | 1273416.7145 | 961560.8286 | 24629381.4663 | 24629381.4663 | 1478867.319 | 10733473.6564 | 0 | 26864359.0094 | 63706081.4512 | 133.3521 | 0.045838 | 586075.1926 | 1389817.4136 | 11947.9355 | 28333.3078
1 | 6200 | 707 | 0.03 | 15 | 15 | 7 | 1.7783e-13 | 5spot_SharedNeighbor | Water | Porous | Wet | R245fa | MinimizeLCOE_Brownfield | IgnoreSilica | 1.476 | 0.39292 | 0.024828 | 4 | 274931.1935 | 645905.886 | 5604.8443 | 13167.6651 | 133.2546 | 0 | 33.095 | 221307.358 | 9745.7499 | 159866.9533 | 86453.4915 | 0 | 75581.4334 | 0 | 215652.4446 | 561083.4244 | 382950.9663 | 1712641.8213 | 961560.8286 | 24629381.4663 | 24629381.4663 | 1478867.319 | 10733473.6564 | 0 | 27303584.1163 | 64145306.558 | 177.8279 | 0.099311 | 274931.1935 | 645905.886 | 5604.8443 | 13167.6651
1 | 6200 | 707 | 0.03 | 15 | 15 | 7 | 2.3714e-13 | 5spot_SharedNeighbor | Water | Porous | Wet | R245fa | MinimizeLCOE_Brownfield | IgnoreSilica | 1.9042 | 0.58474 | 0.045427 | 4 | 153357.6332 | 356112.1808 | 3126.4028 | 7259.8285 | 144.0774 | 0 | 146.4212 | 306247.337 | 14616.0985 | 218141.62 | 111412.0123 | 0 | 84125.0769 | 0 | 286471.4364 | 745339.9142 | 508709.8067 | 2275063.302 | 961560.8286 | 24629381.4663 | 24629381.4663 | 1478867.319 | 10733473.6564 | 0 | 27866005.597 | 64707728.0388 | 237.1374 | 0.18171 | 153357.6332 | 356112.1808 | 3126.4028 | 7259.8285
1 | 6200 | 707 | 0.03 | 15 | 15 | 7 | 3.1623e-13 | 5spot_SharedNeighbor | Water | Porous | Wet | R245fa | MinimizeLCOE_Brownfield | IgnoreSilica | 2.4877 | 0.86299 | 0.077047 | 4 | 92871.4931 | 212415.0419 | 1893.311 | 4330.3679 | 153.8433 | 0 | 194.1429 | 418435.4028 | 21559.5685 | 295906.7923 | 147280.4724 | 0 | 95365.1446 | 0 | 381633.4784 | 992932.0271 | 677696.5112 | 3030809.3972 | 961560.8286 | 24629381.4663 | 24629381.4663 | 1478867.319 | 10733473.6564 | 0 | 28621751.6922 | 65463474.134 | 316.2278 | 0.30819 | 92871.4931 | 212415.0419 | 1893.311 | 4330.3679
1 | 6200 | 707 | 0.03 | 15 | 15 | 7 | 4.217e-13 | 5spot_SharedNeighbor | Water | Porous | Wet | R245fa | MinimizeLCOE_Brownfield | IgnoreSilica | 3.2267 | 1.2303 | 0.12108 | 4 | 60993.6827 | 137060.7065 | 1243.4387 | 2794.1679 | 161.8001 | 0 | 254.7287 | 553228.0293 | 30446.438 | 390922.5561 | 193651.7703 | 0 | 107162.769 | 0 | 497410.5094 | 1294160.1126 | 883290.8692 | 3950273.0539 | 961560.8286 | 24629381.4663 | 24629381.4663 | 1478867.319 | 10733473.6564 | 0 | 29541215.3489 | 66382937.7906 | 421.6965 | 0.48433 | 60993.6827 | 137060.7065 | 1243.4387 | 2794.1679
1 | 6200 | 707 | 0.03 | 15 | 15 | 7 | 5.6234e-13 | 5spot_SharedNeighbor | Water | Porous | Wet | R245fa | MinimizeLCOE_Brownfield | IgnoreSilica | 4.1969 | 1.7251 | 0.1824 | 4 | 42070.97 | 92567.9626 | 857.6736 | 1887.1231 | 168.4094 | 0 | 36.3851 | 719215.7155 | 42004.246 | 510039.8803 | 255296.2 | 0 | 121129.979 | 0 | 642597.5481 | 1671907.0053 | 1141110.8854 | 5103301.4596 | 961560.8286 | 24629381.4663 | 24629381.4663 | 1478867.319 | 10733473.6564 | 0 | 30694243.7546 | 67535966.1964 | 562.3413 | 0.72958 | 42070.97 | 92567.9626 | 857.6736 | 1887.1231
1 | 6200 | 707 | 0.03 | 15 | 15 | 7 | 7.4989e-13 | 5spot_SharedNeighbor | Water | Porous | Wet | R245fa | MinimizeLCOE_Brownfield | IgnoreSilica | 5.5005 | 2.4045 | 0.26877 | 4 | 29938.3981 | 64206.7186 | 610.3347 | 1308.9408 | 173.8815 | 0 | 38.7613 | 928543.7247 | 57414.2768 | 662612.5723 | 342000.7735 | 0 | 138960.2877 | 0 | 830517.3377 | 2160835.7502 | 1474814.8002 | 6595699.5233 | 961560.8286 | 24629381.4663 | 24629381.4663 | 1478867.319 | 10733473.6564 | 0 | 32186641.8182 | 69028364.26 | 749.8942 | 1.0751 | 29938.3981 | 64206.7186 | 610.3347 | 1308.9408
1 | 6200 | 707 | 0.03 | 15 | 15 | 7 | 1e-12 | 5spot_SharedNeighbor | Water | Porous | Wet | R245fa | MinimizeLCOE_Brownfield | IgnoreSilica | 7.1984 | 3.3013 | 0.38399 | 4 | 22149.5931 | 46135.9988 | 451.5494 | 940.5447 | 178.1214 | 0 | 42.2288 | 1179691.8703 | 76380.4929 | 851331.2601 | 454454.0023 | 0 | 159760.9854 | 0 | 1061431.2584 | 2761626.4047 | 1884866.767 | 8429543.0412 | 961560.8286 | 24629381.4663 | 24629381.4663 | 1478867.319 | 10733473.6564 | 0 | 34020485.3362 | 70862207.778 | 1000 | 1.5359 | 22149.5931 | 46135.9988 | 451.5494 | 940.5447
1 | 6200 | 707 | 0.03 | 15 | 15 | 7 | 1.3335e-12 | 5spot_SharedNeighbor | Water | Porous | Wet | R245fa | MinimizeLCOE_Brownfield | IgnoreSilica | 9.481 | 4.6163 | 0.5408 | 4 | 16836.2391 | 33867.3007 | 343.2295 | 690.4307 | 181.6911 | 0 | 46.6886 | 1492772.193 | 96394.5982 | 1113319.5491 | 605867.7263 | 0 | 188078.5551 | 0 | 1363608.7225 | 3547830.1813 | 2421466.9993 | 10829338.5248 | 961560.8286 | 24629381.4663 | 24629381.4663 | 1478867.319 | 10733473.6564 | 0 | 36420280.8198 | 73262003.2615 | 1333.5214 | 2.1632 | 16836.2391 | 33867.3007 | 343.2295 | 690.4307
1 | 6200 | 707 | 0.03 | 15 | 15 | 7 | 1.7783e-12 | 5spot_SharedNeighbor | Water | Porous | Wet | R245fa | MinimizeLCOE_Brownfield | IgnoreSilica | 12.499 | 6.3348 | 0.74618 | 4 | 13183.1855 | 25526.6499 | 268.7571 | 520.3953 | 184.4141 | 0 | 37.103 | 1865735.8249 | 120298.1398 | 1434068.1626 | 799604.6266 | 0 | 222005.1134 | 0 | 1732267.6283 | 4507005.0319 | 3076123.544 | 13757108.0716 | 961560.8286 | 24629381.4663 | 24629381.4663 | 1478867.319 | 10733473.6564 | 0 | 39348050.3665 | 76189772.8083 | 1778.2794 | 2.9847 | 13183.1855 | 25526.6499 | 268.7571 | 520.3953
1 | 6200 | 707 | 0.03 | 15 | 15 | 7 | 2.3714e-12 | 5spot_SharedNeighbor | Water | Porous | Wet | R245fa | MinimizeLCOE_Brownfield | IgnoreSilica | 16.499 | 8.6127 | 1.0185 | 4 | 10554.0481 | 19597.6012 | 215.1585 | 399.5236 | 186.517 | 0 | 45.4714 | 2317469.8064 | 149157.6868 | 1833569.9517 | 1055840.6255 | 0 | 263214.6284 | 0 | 2191508.5525 | 5701855.7134 | 3891633.6858 | 17404250.6504 | 961560.8286 | 24629381.4663 | 24629381.4663 | 1478867.319 | 10733473.6564 | 0 | 42995192.9453 | 79836915.3871 | 2371.3737 | 4.0738 | 10554.0481 | 19597.6012 | 215.1585 | 399.5236
1 | 6200 | 707 | 0.03 | 15 | 15 | 7 | 3.1623e-12 | 5spot_SharedNeighbor | Water | Porous | Wet | R245fa | MinimizeLCOE_Brownfield | IgnoreSilica | 21.7996 | 11.6327 | 1.3794 | 4 | 8618.3407 | 15295.5192 | 175.6965 | 311.8198 | 188.1374 | 0 | 42.0424 | 2866079.4942 | 184086.664 | 2331996.9801 | 1395032.3857 | 0 | 313362.3306 | 0 | 2765317.5633 | 7194789.0551 | 4910591.3682 | 21961255.8412 | 961560.8286 | 24629381.4663 | 24629381.4663 | 1478867.319 | 10733473.6564 | 0 | 47552198.1361 | 84393920.5779 | 3162.2777 | 5.5176 | 8618.3407 | 15295.5192 | 175.6965 | 311.8198
1 | 6200 | 707 | 0.03 | 15 | 15 | 7 | 4.217e-12 | 5spot_SharedNeighbor | Water | Porous | Wet | R245fa | MinimizeLCOE_Brownfield | IgnoreSilica | 28.799 | 15.6211 | 1.8561 | 4 | 7170.8809 | 12133.2571 | 146.1881 | 247.3529 | 189.3775 | 0 | 35.9031 | 3531195.5486 | 226279.9302 | 2952263.2421 | 1842458.2784 | 0 | 374156.9585 | 0 | 3481278.0435 | 9057571.361 | 6181978.5684 | 27647181.9307 | 961560.8286 | 24629381.4663 | 24629381.4663 | 1478867.319 | 10733473.6564 | 0 | 53238124.2257 | 90079846.6674 | 4216.965 | 7.4242 | 7170.8809 | 12133.2571 | 146.1881 | 247.3529
1 | 6200 | 707 | 0.03 | 15 | 15 | 7 | 5.6234e-12 | 5spot_SharedNeighbor | Water | Porous | Wet | R245fa | MinimizeLCOE_Brownfield | IgnoreSilica | 37.9754 | 20.852 | 2.4812 | 4 | 6075.8319 | 9787.969 | 123.8641 | 199.541 | 190.32 | 0 | 40.281 | 4333492.0309 | 276981.299 | 3719657.7201 | 2429117.9743 | 0 | 447344.6208 | 0 | 4370571.5216 | 11371330.5716 | 7761166.7726 | 34709662.5108 | 961560.8286 | 24629381.4663 | 24629381.4663 | 1478867.319 | 10733473.6564 | 0 | 60300604.8058 | 97142327.2476 | 5623.4133 | 9.9247 | 6075.8319 | 9787.969 | 123.8641 | 199.541
1 | 6200 | 707 | 0.03 | 15 | 15 | 7 | 7.4989e-12 | 5spot_SharedNeighbor | Water | Porous | Wet | R245fa | MinimizeLCOE_Brownfield | IgnoreSilica | 49.8636 | 27.6248 | 3.2904 | 4 | 5241.302 | 8040.4839 | 106.851 | 163.9161 | 191.0151 | 0 | 49.557 | 5291038.379 | 337253.1255 | 4658258.5545 | 3189038.6134 | 0 | 534564.0257 | 0 | 5463959.5522 | 14216101.9426 | 9702781.6875 | 43392995.8804 | 961560.8286 | 24629381.4663 | 24629381.4663 | 1478867.319 | 10733473.6564 | 0 | 68983938.1754 | 105825660.6171 | 7498.9421 | 13.1616 | 5241.302 | 8040.4839 | 106.851 | 163.9161
1 | 6200 | 707 | 0.03 | 15 | 15 | 7 | 1e-11 | 5spot_SharedNeighbor | Water | Porous | Wet | R245fa | MinimizeLCOE_Brownfield | IgnoreSilica | 64.9669 | 36.1835 | 4.3121 | 4 | 4606.0004 | 6741.9667 | 93.8995 | 137.4441 | 191.4349 | 0 | 49.7009 | 6409774.0741 | 407384.1844 | 5780866.5039 | 4152746.422 | 0 | 637084.1406 | 0 | 6781263.5767 | 17643456.7981 | 12042021.8015 | 53854597.5012 | 961560.8286 | 24629381.4663 | 24629381.4663 | 1478867.319 | 10733473.6564 | 0 | 79445539.7961 | 116287262.2379 | 10000 | 17.2483 | 4606.0004 | 6741.9667 | 93.8995 | 137.4441
1 | 6200 | 707 | 0.03 | 15 | 15 | 7 | 1.3335e-11 | 5spot_SharedNeighbor | Water | Porous | Wet | R245fa | MinimizeLCOE_Brownfield | IgnoreSilica | 83.5294 | 46.5299 | 5.544 | 4 | 4130.0156 | 5791.3399 | 84.196 | 118.0643 | 191.4485 | 0 | 66.382 | 7665792.8443 | 485802.262 | 7069203.8272 | 5332616.4525 | 0 | 754741.6912 | 0 | 8310181.2601 | 21621386.9862 | 14757040.8932 | 65996766.2166 | 961560.8286 | 24629381.4663 | 24629381.4663 | 1478867.319 | 10733473.6564 | 0 | 91587708.5116 | 128429430.9534 | 13335.2143 | 22.1761 | 4130.0156 | 5791.3399 | 84.196 | 118.0643
1 | 6200 | 707 | 0.03 | 15 | 15 | 7 | 1.7783e-11 | 5spot_SharedNeighbor | Water | Porous | Wet | R245fa | MinimizeLCOE_Brownfield | IgnoreSilica | 105.2421 | 58.2258 | 6.9299 | 4 | 3784.3664 | 5113.4616 | 77.1494 | 104.2448 | 190.9089 | 0 | 61.4141 | 8993333.2624 | 568365.6811 | 8458184.3866 | 6701764.083 | 0 | 884723.4171 | 0 | 9986484.6238 | 25982784.4814 | 17733784.3014 | 79309424.2368 | 961560.8286 | 24629381.4663 | 24629381.4663 | 1478867.319 | 10733473.6564 | 0 | 104900366.5318 | 141742088.9736 | 17782.7941 | 27.7194 | 3784.3664 | 5113.4616 | 77.1494 | 104.2448
1 | 6200 | 707 | 0.03 | 15 | 15 | 7 | 2.3714e-11 | 5spot_SharedNeighbor | Water | Porous | Wet | R245fa | MinimizeLCOE_Brownfield | IgnoreSilica | 129.1474 | 70.416 | 8.3616 | 4 | 3543.8516 | 4645.3615 | 72.2462 | 94.702 | 189.775 | 0 | 54.5503 | 10298549.0466 | 649257.4092 | 9847404.945 | 8189011.5672 | 0 | 1022595.4904 | 0 | 11702659.1988 | 30447918.6898 | 20781330.1479 | 92938726.4949 | 961560.8286 | 24629381.4663 | 24629381.4663 | 1478867.319 | 10733473.6564 | 0 | 118529668.7899 | 155371391.2316 | 23713.7371 | 33.4466 | 3543.8516 | 4645.3615 | 72.2462 | 94.702
1 | 6200 | 707 | 0.03 | 15 | 15 | 7 | 3.1623e-11 | 5spot_SharedNeighbor | Water | Porous | Wet | R245fa | MinimizeLCOE_Brownfield | IgnoreSilica | 153.807 | 82.2847 | 9.7401 | 4 | 3379.816 | 4325.4374 | 68.9021 | 88.1799 | 188.3303 | 0 | 62.3166 | 11509039.7633 | 724053.1043 | 11154242.6847 | 9702750.6097 | 0 | 1162131.1124 | 0 | 13358364.737 | 34755724.8683 | 23721496.3814 | 106087803.2611 | 961560.8286 | 24629381.4663 | 24629381.4663 | 1478867.319 | 10733473.6564 | 0 | 131678745.556 | 168520467.9978 | 31622.7766 | 38.9603 | 3379.816 | 4325.4374 | 68.9021 | 88.1799
1 | 6200 | 707 | 0.03 | 15 | 15 | 7 | 4.217e-11 | 5spot_SharedNeighbor | Water | Porous | Wet | R245fa | MinimizeLCOE_Brownfield | IgnoreSilica | 163.6165 | 86.8034 | 10.4365 | 4 | 3263.0347 | 4145.559 | 66.5214 | 84.5128 | 187.7051 | 0 | 80.5039 | 11956686.0723 | 751662.0447 | 11641636.4669 | 10298471.9893 | 0 | 1069376.0938 | 0 | 13929954.7401 | 36242884.8072 | 24736513.5977 | 110627185.812 | 961560.8286 | 24629381.4663 | 24629381.4663 | 1478867.319 | 10733473.6564 | 0 | 136218128.1069 | 173059850.5487 | 42169.6503 | 41.7458 | 3263.0347 | 4145.559 | 66.5214 | 84.5128
1 | 6200 | 707 | 0.03 | 15 | 15 | 7 | 5.6234e-11 | 5spot_SharedNeighbor | Water | Porous | Wet | R245fa | MinimizeLCOE_Brownfield | IgnoreSilica | 171.0554 | 90.1392 | 10.9852 | 4 | 3173.996 | 4012.434 | 64.7062 | 81.7989 | 187.2064 | 0 | 99.2243 | 12282937.8044 | 771767.354 | 11998183.4942 | 10746923.1122 | 0 | 967374.8223 | 0 | 14339202.769 | 37307664.2301 | 25463247.4329 | 113877301.0191 | 961560.8286 | 24629381.4663 | 24629381.4663 | 1478867.319 | 10733473.6564 | 0 | 139468243.3141 | 176309965.7559 | 56234.1325 | 43.9409 | 3173.996 | 4012.434 | 64.7062 | 81.7989
1 | 6200 | 707 | 0.03 | 15 | 15 | 7 | 7.4989e-11 | 5spot_SharedNeighbor | Water | Porous | Wet | R245fa | MinimizeLCOE_Brownfield | IgnoreSilica | 176.8696 | 92.6916 | 11.4207 | 4 | 3106.269 | 3912.7351 | 63.3255 | 79.7664 | 186.8029 | 0 | 114.662 | 12530278.2514 | 787000.6718 | 12269217.6333 | 11095770.727 | 0 | 871157.1996 | 0 | 14645835.5484 | 38105459.823 | 26007759.3181 | 116312479.1727 | 961560.8286 | 24629381.4663 | 24629381.4663 | 1478867.319 | 10733473.6564 | 0 | 141903421.4677 | 178745143.9095 | 74989.4209 | 45.6829 | 3106.269 | 3912.7351 | 63.3255 | 79.7664
1 | 6200 | 707 | 0.03 | 15 | 15 | 7 | 1e-10 | 5spot_SharedNeighbor | Water | Porous | Wet | R245fa | MinimizeLCOE_Brownfield | IgnoreSilica | 181.3265 | 94.6145 | 11.7598 | 4 | 3054.8485 | 3838.0616 | 62.2772 | 78.2441 | 186.4857 | 0 | 136.7406 | 12715356.168 | 798394.3038 | 12472426.6272 | 11362083.1842 | 0 | 784459.3076 | 0 | 14871760.6404 | 38693270.5687 | 26408952.2303 | 118106703.0301 | 961560.8286 | 24629381.4663 | 24629381.4663 | 1478867.319 | 10733473.6564 | 0 | 143697645.3251 | 180539367.7669 | 100000 | 47.0392 | 3054.8485 | 3838.0616 | 62.2772 | 78.2441
1 | 6200 | 707 | 0.03 | 15 | 15 | 7 | 1.3335e-10 | 5spot_SharedNeighbor | Water | Porous | Wet | R245fa | MinimizeLCOE_Brownfield | IgnoreSilica | 184.6936 | 96.0484 | 12.0202 | 4 | 3015.8625 | 3782.1095 | 61.4824 | 77.1034 | 186.2417 | 0 | 136.2442 | 12852670.5142 | 806844.8004 | 12623412.0194 | 11562877.632 | 0 | 708985.2601 | 0 | 15036368.1882 | 39121545.6424 | 26701258.7683 | 119413962.8249 | 961560.8286 | 24629381.4663 | 24629381.4663 | 1478867.319 | 10733473.6564 | 0 | 145004905.1199 | 181846627.5617 | 133352.1432 | 48.0807 | 3015.8625 | 3782.1095 | 61.4824 | 77.1034
1 | 6200 | 707 | 0.03 | 15 | 15 | 7 | 1.7783e-10 | 5spot_SharedNeighbor | Water | Porous | Wet | R245fa | MinimizeLCOE_Brownfield | IgnoreSilica | 187.164 | 97.0897 | 12.2161 | 4 | 2986.3416 | 3740.2997 | 60.8806 | 76.2511 | 186.0603 | 0 | 137.8141 | 12952035.0329 | 812958.3698 | 12732784.4918 | 11709984.4744 | 0 | 644362.0507 | 0 | 15152328.5237 | 39423250.6486 | 26907178.6345 | 120334882.2264 | 961560.8286 | 24629381.4663 | 24629381.4663 | 1478867.319 | 10733473.6564 | 0 | 145925824.5213 | 182767546.9631 | 177827.941 | 48.8644 | 2986.3416 | 3740.2997 | 60.8806 | 76.2511
1 | 6200 | 707 | 0.03 | 15 | 15 | 7 | 2.3714e-10 | 5spot_SharedNeighbor | Water | Porous | Wet | R245fa | MinimizeLCOE_Brownfield | IgnoreSilica | 189.0755 | 97.8884 | 12.367 | 4 | 2964.0033 | 3708.7612 | 60.4252 | 75.6081 | 185.9186 | 0 | 170.8499 | 13028035.4828 | 817633.6108 | 12816504.469 | 11823254.0815 | 0 | 591942.5525 | 0 | 15240174.3767 | 39651807.5385 | 27063173.4082 | 121032525.5201 | 961560.8286 | 24629381.4663 | 24629381.4663 | 1478867.319 | 10733473.6564 | 0 | 146623467.8151 | 183465190.2569 | 237137.3706 | 49.4681 | 2964.0033 | 3708.7612 | 60.4252 | 75.6081
1 | 6200 | 707 | 0.03 | 15 | 15 | 7 | 3.1623e-10 | 5spot_SharedNeighbor | Water | Porous | Wet | R245fa | MinimizeLCOE_Brownfield | IgnoreSilica | 190.3861 | 98.4319 | 12.4759 | 4 | 2947.1177 | 3685.374 | 60.081 | 75.1313 | 185.8206 | 0 | 165.0543 | 13079662.4606 | 820809.0933 | 12873407.1664 | 11900612.6412 | 0 | 547724.6983 | 0 | 15296664.2633 | 39798782.6358 | 27163486.9321 | 121481149.891 | 961560.8286 | 24629381.4663 | 24629381.4663 | 1478867.319 | 10733473.6564 | 0 | 147072092.186 | 183913814.6277 | 316227.766 | 49.9037 | 2947.1177 | 3685.374 | 60.081 | 75.1313
1 | 6200 | 707 | 0.03 | 15 | 15 | 7 | 4.217e-10 | 5spot_SharedNeighbor | Water | Porous | Wet | R245fa | MinimizeLCOE_Brownfield | IgnoreSilica | 191.3413 | 98.8264 | 12.557 | 4 | 2934.369 | 3667.8606 | 59.8211 | 74.7743 | 185.7487 | 0 | 164.2626 | 13117074.8251 | 823110.0585 | 12914658.713 | 11956951.5175 | 0 | 512126.7629 | 0 | 15336329.5321 | 39901983.5287 | 27233923.6621 | 121796158.6 | 961560.8286 | 24629381.4663 | 24629381.4663 | 1478867.319 | 10733473.6564 | 0 | 147387100.895 | 184228823.3368 | 421696.5034 | 50.2279 | 2934.369 | 3667.8606 | 59.8211 | 74.7743
1 | 6200 | 707 | 0.03 | 15 | 15 | 7 | 5.6234e-10 | 5spot_SharedNeighbor | Water | Porous | Wet | R245fa | MinimizeLCOE_Brownfield | IgnoreSilica | 192.0038 | 99.099 | 12.6158 | 4 | 2924.7525 | 3654.8249 | 59.625 | 74.5085 | 185.6986 | 0 | 180.0187 | 13142908.2469 | 824698.7875 | 12943150.9559 | 11996005.8706 | 0 | 483344.8647 | 0 | 15362142.403 | 39969143.3239 | 27279761.6023 | 122001156.0547 | 961560.8286 | 24629381.4663 | 24629381.4663 | 1478867.319 | 10733473.6564 | 0 | 147592098.3497 | 184433820.7915 | 562341.3252 | 50.4631 | 2924.7525 | 3654.8249 | 59.625 | 74.5085
1 | 6200 | 707 | 0.03 | 15 | 15 | 7 | 7.4989e-10 | 5spot_SharedNeighbor | Water | Porous | Wet | R245fa | MinimizeLCOE_Brownfield | IgnoreSilica | 192.4667 | 99.2889 | 12.6586 | 4 | 2917.5052 | 3645.1073 | 59.4773 | 74.3104 | 185.6634 | 0 | 159.8399 | 13160897.5868 | 825805.066 | 12962995.569 | 12023279.5772 | 0 | 460438.744 | 0 | 15379032.4517 | 40013087.7661 | 27309754.5871 | 122135291.3479 | 961560.8286 | 24629381.4663 | 24629381.4663 | 1478867.319 | 10733473.6564 | 0 | 147726233.6429 | 184567956.0847 | 749894.2093 | 50.6344 | 2917.5052 | 3645.1073 | 59.4773 | 74.3104
1 | 6200 | 707 | 0.03 | 15 | 15 | 7 | 1e-09 | 5spot_SharedNeighbor | Water | Porous | Wet | R245fa | MinimizeLCOE_Brownfield | IgnoreSilica | 192.8151 | 99.4317 | 12.6909 | 4 | 2912.0478 | 3637.8003 | 59.366 | 74.1615 | 185.6369 | 0 | 165.5715 | 13174410.9459 | 826636.0623 | 12977904.623 | 12043802.8881 | 0 | 442770.4257 | 0 | 15391554.7286 | 40045668.1617 | 27331991.3766 | 122234739.2119 | 961560.8286 | 24629381.4663 | 24629381.4663 | 1478867.319 | 10733473.6564 | 0 | 147825681.5069 | 184667403.9487 | 1000000 | 50.7635 | 2912.0478 | 3637.8003 | 59.366 | 74.1615
1 | 6200 | 707 | 0.03 | 15 | 15 | 7 | 1.3335e-09 | 5spot_SharedNeighbor | Water | Porous | Wet | R245fa | MinimizeLCOE_Brownfield | IgnoreSilica | 193.0392 | 99.5233 | 12.7135 | 4 | 2907.9415 | 3632.3997 | 59.2823 | 74.0514 | 185.6197 | 0 | 163.8061 | 13183079.9626 | 827169.147 | 12987469.9181 | 12056999.1742 | 0 | 428654.5756 | 0 | 15398515.3832 | 40063778.3572 | 27344351.9571 | 122290018.475 | 961560.8286 | 24629381.4663 | 24629381.4663 | 1478867.319 | 10733473.6564 | 0 | 147880960.77 | 184722683.2117 | 1333521.4322 | 50.8542 | 2907.9415 | 3632.3997 | 59.2823 | 74.0514
1 | 6200 | 707 | 0.03 | 15 | 15 | 7 | 1.7783e-09 | 5spot_SharedNeighbor | Water | Porous | Wet | R245fa | MinimizeLCOE_Brownfield | IgnoreSilica | 193.2218 | 99.598 | 12.7312 | 4 | 2904.8537 | 3628.308 | 59.2194 | 73.968 | 185.6057 | 0 | 173.4266 | 13190142.0456 | 827603.4096 | 12995262.6716 | 12067752.5713 | 0 | 418099.4047 | 0 | 15404555.4401 | 40079493.3464 | 27355077.7602 | 122337986.6496 | 961560.8286 | 24629381.4663 | 24629381.4663 | 1478867.319 | 10733473.6564 | 0 | 147928928.9446 | 184770651.3864 | 1778279.41 | 50.9247 | 2904.8537 | 3628.308 | 59.2194 | 73.968
1 | 6200 | 707 | 0.03 | 15 | 15 | 7 | 2.3714e-09 | 5spot_SharedNeighbor | Water | Porous | Wet | R245fa | MinimizeLCOE_Brownfield | IgnoreSilica | 193.3339 | 99.6437 | 12.7434 | 4 | 2902.5331 | 3625.2952 | 59.1721 | 73.9065 | 185.5971 | 0 | 173.2765 | 13194463.8234 | 827869.162 | 13000031.8322 | 12074347.6143 | 0 | 409696.695 | 0 | 15407499.5595 | 40087153.341 | 27360305.8639 | 122361367.8913 | 961560.8286 | 24629381.4663 | 24629381.4663 | 1478867.319 | 10733473.6564 | 0 | 147952310.1862 | 184794032.628 | 2371373.7057 | 50.9735 | 2902.5331 | 3625.2952 | 59.1721 | 73.9065
1 | 6200 | 707 | 0.03 | 15 | 15 | 7 | 3.1623e-09 | 5spot_SharedNeighbor | Water | Porous | Wet | R245fa | MinimizeLCOE_Brownfield | IgnoreSilica | 193.4265 | 99.6814 | 12.7529 | 4 | 2900.79 | 3623.0129 | 59.1365 | 73.86 | 185.59 | 0 | 170.4836 | 13198037.2905 | 828088.8981 | 13003975.3531 | 12079798.9616 | 0 | 403459.3509 | 0 | 15410210.3431 | 40094206.2441 | 27365119.6151 | 122382896.0566 | 961560.8286 | 24629381.4663 | 24629381.4663 | 1478867.319 | 10733473.6564 | 0 | 147973838.3515 | 184815560.7933 | 3162277.6602 | 51.0116 | 2900.79 | 3623.0129 | 59.1365 | 73.86
1 | 6200 | 707 | 0.03 | 15 | 15 | 7 | 4.217e-09 | 5spot_SharedNeighbor | Water | Porous | Wet | R245fa | MinimizeLCOE_Brownfield | IgnoreSilica | 193.4802 | 99.7033 | 12.7594 | 4 | 2899.4811 | 3621.3377 | 59.1098 | 73.8259 | 185.5858 | 0 | 164.8471 | 13200103.174 | 828215.9306 | 13006255.2267 | 12082958.5734 | 0 | 398504.0776 | 0 | 15411254.4231 | 40096922.7259 | 27366973.6698 | 122391187.801 | 961560.8286 | 24629381.4663 | 24629381.4663 | 1478867.319 | 10733473.6564 | 0 | 147982130.096 | 184823852.5378 | 4216965.0343 | 51.0375 | 2899.4811 | 3621.3377 | 59.1098 | 73.8259
1 | 6200 | 707 | 0.03 | 15 | 15 | 7 | 5.6234e-09 | 5spot_SharedNeighbor | Water | Porous | Wet | R245fa | MinimizeLCOE_Brownfield | IgnoreSilica | 193.5339 | 99.7252 | 12.7648 | 4 | 2898.4985 | 3620.0483 | 59.0898 | 73.7996 | 185.5817 | 0 | 158.4823 | 13202175.09 | 828343.3335 | 13008541.7987 | 12086120.3346 | 0 | 394970.6196 | 0 | 15412858.9588 | 40101097.3986 | 27369822.9697 | 122403930.5035 | 961560.8286 | 24629381.4663 | 24629381.4663 | 1478867.319 | 10733473.6564 | 0 | 147994872.7985 | 184836595.2403 | 5623413.2519 | 51.0592 | 2898.4985 | 3620.0483 | 59.0898 | 73.7996
1 | 6200 | 707 | 0.03 | 15 | 15 | 7 | 7.4989e-09 | 5spot_SharedNeighbor | Water | Porous | Wet | R245fa | MinimizeLCOE_Brownfield | IgnoreSilica | 193.5534 | 99.733 | 12.768 | 4 | 2897.7611 | 3619.1309 | 59.0748 | 73.7809 | 185.5801 | 0 | 161.6739 | 13202917.4556 | 828388.9817 | 13009361.0853 | 12087262.4696 | 0 | 391989.6669 | 0 | 15412768.6671 | 40100862.4781 | 27369662.6316 | 122403213.4359 | 961560.8286 | 24629381.4663 | 24629381.4663 | 1478867.319 | 10733473.6564 | 0 | 147994155.7309 | 184835878.1727 | 7498942.0933 | 51.0719 | 2897.7611 | 3619.1309 | 59.0748 | 73.7809
1 | 6200 | 707 | 0.03 | 15 | 15 | 7 | 1e-08 | 5spot_SharedNeighbor | Water | Porous | Wet | R245fa | MinimizeLCOE_Brownfield | IgnoreSilica | 193.5922 | 99.7489 | 12.7714 | 4 | 2897.2078 | 3618.3844 | 59.0635 | 73.7657 | 185.5772 | 0 | 165.7498 | 13204420.5165 | 828481.4051 | 13011019.9036 | 12089553.0254 | 0 | 390118.9503 | 0 | 15414201.5823 | 40104590.6297 | 27372207.1717 | 122414593.1847 | 961560.8286 | 24629381.4663 | 24629381.4663 | 1478867.319 | 10733473.6564 | 0 | 148005535.4796 | 184847257.9214 | 10000000 | 51.0856 | 2897.2078 | 3618.3844 | 59.0635 | 73.7657
1 | 6300 | 707 | 0.03 | 15 | 15 | 7 | 1e-13 | 5spot_SharedNeighbor | Water | Porous | Wet | R245fa | MinimizeLCOE_Brownfield | IgnoreSilica | 0.88403 | 0.16265 | 0.0039455 | 4 | 1717308.2985 | 4102255.2662 | 35009.6525 | 83630.0223 | 108.4012 | 0 | 25.6834 | 105215.4657 | 3875.5943 | 80330.6788 | 55154.5234 | 0 | 59552.9255 | 0 | 118610.3832 | 308599.8868 | 210625.7638 | 941965.2215 | 961560.8286 | 25198831.6101 | 25198831.6101 | 1478867.319 | 10961253.7139 | 0 | 27102357.6602 | 64741310.3033 | 100 | 0.015782 | 1717308.2985 | 4102255.2662 | 35009.6525 | 83630.0223
1 | 6300 | 707 | 0.03 | 15 | 15 | 7 | 1.3335e-13 | 5spot_SharedNeighbor | Water | Porous | Wet | R245fa | MinimizeLCOE_Brownfield | IgnoreSilica | 1.1619 | 0.26683 | 0.012785 | 4 | 537162.1089 | 1273184.4654 | 10950.7762 | 25955.5874 | 122.7684 | 0 | 24.335 | 160692.3735 | 6558.6923 | 118146.7597 | 69497.0206 | 0 | 67795.647 | 0 | 164849.2923 | 428904.0434 | 292735.8227 | 1309179.6517 | 961560.8286 | 25198831.6101 | 25198831.6101 | 1478867.319 | 10961253.7139 | 0 | 27469572.0904 | 65108524.7335 | 133.3521 | 0.051138 | 537162.1089 | 1273184.4654 | 10950.7762 | 25955.5874
1 | 6300 | 707 | 0.03 | 15 | 15 | 7 | 1.7783e-13 | 5spot_SharedNeighbor | Water | Porous | Wet | R245fa | MinimizeLCOE_Brownfield | IgnoreSilica | 1.5102 | 0.41416 | 0.0274 | 4 | 254906.9444 | 598329.9606 | 5196.6228 | 12197.7655 | 135.4615 | 0 | 27.1484 | 231889.0317 | 10375.0155 | 166498.4127 | 88898.4289 | 0 | 76154.8426 | 0 | 223788.1353 | 582250.8227 | 397398.1505 | 1777252.8399 | 961560.8286 | 25198831.6101 | 25198831.6101 | 1478867.319 | 10961253.7139 | 0 | 27937645.2786 | 65576597.9216 | 177.8279 | 0.1096 | 254906.9444 | 598329.9606 | 5196.6228 | 12197.7655
1 | 6300 | 707 | 0.03 | 15 | 15 | 7 | 2.3714e-13 | 5spot_SharedNeighbor | Water | Porous | Wet | R245fa | MinimizeLCOE_Brownfield | IgnoreSilica | 1.9626 | 0.62278 | 0.050147 | 4 | 142299.3992 | 329941.3728 | 2900.9657 | 6726.3012 | 146.697 | 0 | 151.3037 | 323503.394 | 15743.2359 | 229032.9041 | 115664.5674 | 0 | 85553.6412 | 0 | 300104.1196 | 780809.3594 | 532918.4319 | 2383329.6536 | 961560.8286 | 25198831.6101 | 25198831.6101 | 1478867.319 | 10961253.7139 | 0 | 28543722.0923 | 66182674.7353 | 237.1374 | 0.20059 | 142299.3992 | 329941.3728 | 2900.9657 | 6726.3012
1 | 6300 | 707 | 0.03 | 15 | 15 | 7 | 3.1623e-13 | 5spot_SharedNeighbor | Water | Porous | Wet | R245fa | MinimizeLCOE_Brownfield | IgnoreSilica | 2.546 | 0.90932 | 0.083638 | 4 | 87614.9339 | 200120.5503 | 1786.1489 | 4079.7281 | 156.2838 | 0 | 196.8244 | 438178.5616 | 23015.6597 | 308063.3396 | 152237.9668 | 0 | 95966.6574 | 0 | 396810.2522 | 1032418.8792 | 704647.0991 | 3151338.4155 | 961560.8286 | 25198831.6101 | 25198831.6101 | 1478867.319 | 10961253.7139 | 0 | 29311730.8542 | 66950683.4973 | 316.2278 | 0.33455 | 87614.9339 | 200120.5503 | 1786.1489 | 4079.7281
1 | 6300 | 707 | 0.03 | 15 | 15 | 7 | 4.217e-13 | 5spot_SharedNeighbor | Water | Porous | Wet | R245fa | MinimizeLCOE_Brownfield | IgnoreSilica | 3.3045 | 1.296 | 0.13088 | 4 | 57816.58 | 129712.1714 | 1178.6692 | 2644.3581 | 164.3329 | 0 | 257.3753 | 579137.7501 | 32546.7593 | 406877.417 | 199891.3614 | 0 | 107845.0577 | 0 | 517256.3547 | 1345794.9311 | 918532.6938 | 4107882.325 | 961560.8286 | 25198831.6101 | 25198831.6101 | 1478867.319 | 10961253.7139 | 0 | 30268274.7637 | 67907227.4068 | 421.6965 | 0.52352 | 57816.58 | 129712.1714 | 1178.6692 | 2644.3581
1 | 6300 | 707 | 0.03 | 15 | 15 | 7 | 5.6234e-13 | 5spot_SharedNeighbor | Water | Porous | Wet | R245fa | MinimizeLCOE_Brownfield | IgnoreSilica | 4.2869 | 1.8134 | 0.19678 | 4 | 39981.8101 | 87799.3937 | 815.0833 | 1789.9094 | 170.9361 | 0 | 42.0374 | 752628.8799 | 45100.0648 | 529863.9511 | 265675.9898 | 0 | 121391.8042 | 0 | 668717.669 | 1739866.2019 | 1187494.4335 | 5310738.9942 | 961560.8286 | 25198831.6101 | 25198831.6101 | 1478867.319 | 10961253.7139 | 0 | 31471131.4329 | 69110084.076 | 562.3413 | 0.78714 | 39981.8101 | 87799.3937 | 815.0833 | 1789.9094
1 | 6300 | 707 | 0.03 | 15 | 15 | 7 | 7.4989e-13 | 5spot_SharedNeighbor | Water | Porous | Wet | R245fa | MinimizeLCOE_Brownfield | IgnoreSilica | 5.6099 | 2.5205 | 0.28895 | 4 | 28563.7244 | 61129.212 | 582.3102 | 1246.2017 | 176.4312 | 0 | 47.1753 | 970347.4608 | 61832.3983 | 686720.3736 | 355001.2116 | 0 | 138817.4607 | 0 | 862960.3729 | 2245245.8729 | 1532426.4434 | 6853351.5942 | 961560.8286 | 25198831.6101 | 25198831.6101 | 1478867.319 | 10961253.7139 | 0 | 33013744.0329 | 70652696.6759 | 749.8942 | 1.1558 | 28563.7244 | 61129.212 | 582.3102 | 1246.2017
1 | 6300 | 707 | 0.03 | 15 | 15 | 7 | 1e-12 | 5spot_SharedNeighbor | Water | Porous | Wet | R245fa | MinimizeLCOE_Brownfield | IgnoreSilica | 7.3615 | 3.5325 | 0.41279 | 4 | 21191.6641 | 43987.3559 | 432.0207 | 896.7417 | 180.7378 | 0 | 44.0746 | 1236566.7876 | 79929.2978 | 898777.4712 | 473952.5903 | 0 | 161712.7278 | 0 | 1111866.1611 | 2892847.6761 | 1974427.981 | 8830080.6928 | 961560.8286 | 25198831.6101 | 25198831.6101 | 1478867.319 | 10961253.7139 | 0 | 34990473.1315 | 72629425.7746 | 1000 | 1.6511 | 21191.6641 | 43987.3559 | 432.0207 | 896.7417
1 | 6300 | 707 | 0.03 | 15 | 15 | 7 | 1.3335e-12 | 5spot_SharedNeighbor | Water | Porous | Wet | R245fa | MinimizeLCOE_Brownfield | IgnoreSilica | 9.681 | 4.9018 | 0.57713 | 4 | 16215.7511 | 32520.1409 | 330.58 | 662.9671 | 184.3464 | 0 | 36.3207 | 1557210.4686 | 100529.8356 | 1168068.0621 | 624596.75 | 0 | 189573.3069 | 0 | 1419591.5851 | 3693486.1061 | 2520880.1609 | 11273936.2753 | 961560.8286 | 25198831.6101 | 25198831.6101 | 1478867.319 | 10961253.7139 | 0 | 37434328.714 | 75073281.3571 | 1333.5214 | 2.3085 | 16215.7511 | 32520.1409 | 330.58 | 662.9671
1 | 6300 | 707 | 0.03 | 15 | 15 | 7 | 1.7783e-12 | 5spot_SharedNeighbor | Water | Porous | Wet | R245fa | MinimizeLCOE_Brownfield | IgnoreSilica | 12.7548 | 6.7097 | 0.794 | 4 | 12739.0113 | 24590.0183 | 259.702 | 501.3008 | 187.0793 | 0 | 39.4332 | 1942956.7322 | 125238.3369 | 1501568.2812 | 823281.9715 | 0 | 223584.5953 | 0 | 1800485.6677 | 4684494.3769 | 3197263.669 | 14298873.6307 | 961560.8286 | 25198831.6101 | 25198831.6101 | 1478867.319 | 10961253.7139 | 0 | 40459266.0694 | 78098218.7124 | 1778.2794 | 3.176 | 12739.0113 | 24590.0183 | 259.702 | 501.3008
1 | 6300 | 707 | 0.03 | 15 | 15 | 7 | 2.3714e-12 | 5spot_SharedNeighbor | Water | Porous | Wet | R245fa | MinimizeLCOE_Brownfield | IgnoreSilica | 16.8279 | 9.1064 | 1.0816 | 4 | 10223.233 | 18923.2545 | 208.4144 | 385.7761 | 189.1983 | 0 | 45.295 | 2410545.0048 | 155092.4099 | 1917180.8785 | 1085992.9961 | 0 | 264885.5804 | 0 | 2275141.7792 | 5919452.2137 | 4040147.7684 | 18068438.6311 | 961560.8286 | 25198831.6101 | 25198831.6101 | 1478867.319 | 10961253.7139 | 0 | 44228831.0698 | 81867783.7128 | 2371.3737 | 4.3263 | 10223.233 | 18923.2545 | 208.4144 | 385.7761
1 | 6300 | 707 | 0.03 | 15 | 15 | 7 | 3.1623e-12 | 5spot_SharedNeighbor | Water | Porous | Wet | R245fa | MinimizeLCOE_Brownfield | IgnoreSilica | 22.2212 | 12.2818 | 1.4626 | 4 | 8364.8153 | 14798.4422 | 170.5281 | 301.6863 | 190.8313 | 0 | 41.0226 | 2978330.3101 | 191218.7759 | 2435535.7291 | 1433672.8827 | 0 | 315074.7363 | 0 | 2867994.6493 | 7461933.7709 | 5092923.126 | 22776683.9803 | 961560.8286 | 25198831.6101 | 25198831.6101 | 1478867.319 | 10961253.7139 | 0 | 48937076.419 | 86576029.062 | 3162.2777 | 5.8503 | 8364.8153 | 14798.4422 | 170.5281 | 301.6863
1 | 6300 | 707 | 0.03 | 15 | 15 | 7 | 4.217e-12 | 5spot_SharedNeighbor | Water | Porous | Wet | R245fa | MinimizeLCOE_Brownfield | IgnoreSilica | 29.3495 | 16.4799 | 1.9662 | 4 | 6970.2391 | 11756.0218 | 142.0978 | 239.6624 | 192.0832 | 0 | 45.7058 | 3667645.7565 | 234917.159 | 3081398.6205 | 1892864.365 | 0 | 376129.2992 | 0 | 3608652.5281 | 9388973.6417 | 6408167.4346 | 28658748.8046 | 961560.8286 | 25198831.6101 | 25198831.6101 | 1478867.319 | 10961253.7139 | 0 | 54819141.2433 | 92458093.8863 | 4216.965 | 7.8647 | 6970.2391 | 11756.0218 | 142.0978 | 239.6624
1 | 6300 | 707 | 0.03 | 15 | 15 | 7 | 5.6234e-12 | 5spot_SharedNeighbor | Water | Porous | Wet | R245fa | MinimizeLCOE_Brownfield | IgnoreSilica | 38.7018 | 21.9885 | 2.6269 | 4 | 5912.8136 | 9494.9277 | 120.5407 | 193.5669 | 193.0351 | 0 | 36.2988 | 4499753.4628 | 287464.2524 | 3880977.7006 | 2494960.9452 | 0 | 449813.1232 | 0 | 4529058.0988 | 11783680.1356 | 8042603.8229 | 35968311.5415 | 961560.8286 | 25198831.6101 | 25198831.6101 | 1478867.319 | 10961253.7139 | 0 | 62128703.9802 | 99767656.6233 | 5623.4133 | 10.5075 | 5912.8136 | 9494.9277 | 120.5407 | 193.5669
1 | 6300 | 707 | 0.03 | 15 | 15 | 7 | 7.4989e-12 | 5spot_SharedNeighbor | Water | Porous | Wet | R245fa | MinimizeLCOE_Brownfield | IgnoreSilica | 50.7863 | 29.1012 | 3.48 | 4 | 5107.0552 | 7810.986 | 104.1142 | 159.2375 | 193.7324 | 0 | 50.9312 | 5490396.526 | 349771.8539 | 4856391.9875 | 3272811.0313 | 0 | 537113.3929 | 0 | 5657529.0688 | 14719730.1181 | 10046518.2658 | 44930262.2444 | 961560.8286 | 25198831.6101 | 25198831.6101 | 1478867.319 | 10961253.7139 | 0 | 71090654.6832 | 108729607.3262 | 7498.9421 | 13.9201 | 5107.0552 | 7810.986 | 104.1142 | 159.2375
1 | 6300 | 707 | 0.03 | 15 | 15 | 7 | 1e-11 | 5spot_SharedNeighbor | Water | Porous | Wet | R245fa | MinimizeLCOE_Brownfield | IgnoreSilica | 66.1117 | 38.0709 | 4.5549 | 4 | 4493.3995 | 6559.2298 | 91.604 | 133.7188 | 194.1409 | 0 | 46.8298 | 6645816.2538 | 422145.5782 | 6020870.9333 | 4257955.9544 | 0 | 639569.4939 | 0 | 7014679.7033 | 18250757.6793 | 12456517.1317 | 55708312.7279 | 961560.8286 | 25198831.6101 | 25198831.6101 | 1478867.319 | 10961253.7139 | 0 | 81868705.1666 | 119507657.8097 | 10000 | 18.2198 | 4493.3995 | 6559.2298 | 91.604 | 133.7188
1 | 6300 | 707 | 0.03 | 15 | 15 | 7 | 1.3335e-11 | 5spot_SharedNeighbor | Water | Porous | Wet | R245fa | MinimizeLCOE_Brownfield | IgnoreSilica | 84.8937 | 48.8747 | 5.8465 | 4 | 4033.8958 | 5643.3625 | 82.2364 | 115.0476 | 194.1205 | 0 | 55.0698 | 7938885.4366 | 502812.1342 | 7352785.4706 | 5460494.3612 | 0 | 756848.0977 | 0 | 8584611.9451 | 22335399.3352 | 15244368.9928 | 68176205.7734 | 961560.8286 | 25198831.6101 | 25198831.6101 | 1478867.319 | 10961253.7139 | 0 | 94336598.2121 | 131975550.8552 | 13335.2143 | 23.386 | 4033.8958 | 5643.3625 | 82.2364 | 115.0476
1 | 6300 | 707 | 0.03 | 15 | 15 | 7 | 1.7783e-11 | 5spot_SharedNeighbor | Water | Porous | Wet | R245fa | MinimizeLCOE_Brownfield | IgnoreSilica | 106.7768 | 61.0288 | 7.2926 | 4 | 3700.5513 | 4990.8682 | 75.4407 | 101.7456 | 193.5233 | 0 | 56.5467 | 9299793.6708 | 587382.82 | 8782384.6644 | 6850393.3872 | 0 | 885974.4888 | 0 | 10298312.3221 | 26794096.1879 | 18287521.2118 | 81785858.753 | 961560.8286 | 25198831.6101 | 25198831.6101 | 1478867.319 | 10961253.7139 | 0 | 107946251.1917 | 145585203.8348 | 17782.7941 | 29.1703 | 3700.5513 | 4990.8682 | 75.4407 | 101.7456
1 | 6300 | 707 | 0.03 | 15 | 15 | 7 | 2.3714e-11 | 5spot_SharedNeighbor | Water | Porous | Wet | R245fa | MinimizeLCOE_Brownfield | IgnoreSilica | 130.7474 | 73.6281 | 8.7792 | 4 | 3468.8363 | 4540.6621 | 70.7169 | 92.5675 | 192.3164 | 0 | 61.1938 | 10631479.5817 | 669849.7475 | 10205152.3565 | 8354568.9007 | 0 | 1022304.0922 | 0 | 12044508.3246 | 31337339.9923 | 21388378.4627 | 95653581.4583 | 961560.8286 | 25198831.6101 | 25198831.6101 | 1478867.319 | 10961253.7139 | 0 | 121813973.897 | 159452926.5401 | 23713.7371 | 35.1167 | 3468.8363 | 4540.6621 | 70.7169 | 92.5675
1 | 6300 | 707 | 0.03 | 15 | 15 | 7 | 3.1623e-11 | 5spot_SharedNeighbor | Water | Porous | Wet | R245fa | MinimizeLCOE_Brownfield | IgnoreSilica | 155.3736 | 85.8603 | 10.2075 | 4 | 3310.1071 | 4231.957 | 67.481 | 86.2742 | 190.8169 | 0 | 71.066 | 11863807.7164 | 745935.8759 | 11540336.1956 | 9879704.8328 | 0 | 1159661.6794 | 0 | 13723884.057 | 35706731.1606 | 24370577.7171 | 108990639.2348 | 961560.8286 | 25198831.6101 | 25198831.6101 | 1478867.319 | 10961253.7139 | 0 | 135151031.6735 | 172789984.3166 | 31622.7766 | 40.8298 | 3310.1071 | 4231.957 | 67.481 | 86.2742
1 | 6300 | 707 | 0.03 | 15 | 15 | 7 | 4.217e-11 | 5spot_SharedNeighbor | Water | Porous | Wet | R245fa | MinimizeLCOE_Brownfield | IgnoreSilica | 166.1964 | 90.9939 | 10.9668 | 4 | 3198.5335 | 4056.5501 | 65.2064 | 82.6983 | 190.0955 | 0 | 84.59 | 12365979.8266 | 776882.649 | 12089111.339 | 10542227.2356 | 0 | 1081335.8902 | 0 | 14373659.4067 | 37397313.3334 | 25524434.788 | 114150944.4685 | 961560.8286 | 25198831.6101 | 25198831.6101 | 1478867.319 | 10961253.7139 | 0 | 140311336.9072 | 177950289.5503 | 42169.6503 | 43.8674 | 3198.5335 | 4056.5501 | 65.2064 | 82.6983
1 | 6300 | 707 | 0.03 | 15 | 15 | 7 | 5.6234e-11 | 5spot_SharedNeighbor | Water | Porous | Wet | R245fa | MinimizeLCOE_Brownfield | IgnoreSilica | 173.5787 | 94.3964 | 11.528 | 4 | 3113.5698 | 3929.8233 | 63.4743 | 80.1148 | 189.5758 | 0 | 88.8523 | 12694417.6455 | 797105.5159 | 12449419.7948 | 10990908.6842 | 0 | 976584.6447 | 0 | 14784290.1512 | 38465690.2985 | 26253624.0196 | 117412040.7545 | 961560.8286 | 25198831.6101 | 25198831.6101 | 1478867.319 | 10961253.7139 | 0 | 143572433.1932 | 181211385.8363 | 56234.1325 | 46.1118 | 3113.5698 | 3929.8233 | 63.4743 | 80.1148
1 | 6300 | 707 | 0.03 | 15 | 15 | 7 | 7.4989e-11 | 5spot_SharedNeighbor | Water | Porous | Wet | R245fa | MinimizeLCOE_Brownfield | IgnoreSilica | 179.3445 | 96.9986 | 11.9726 | 4 | 3048.954 | 3834.8933 | 62.1571 | 78.1795 | 189.1561 | 0 | 104.5883 | 12943347.0057 | 812423.8725 | 12723217.5724 | 11339991.921 | 0 | 878287.3221 | 0 | 15091934.4006 | 39266117.5288 | 26799932.0515 | 119855251.6746 | 961560.8286 | 25198831.6101 | 25198831.6101 | 1478867.319 | 10961253.7139 | 0 | 146015644.1133 | 183654596.7564 | 74989.4209 | 47.8904 | 3048.954 | 3834.8933 | 62.1571 | 78.1795
1 | 6300 | 707 | 0.03 | 15 | 15 | 7 | 1e-10 | 5spot_SharedNeighbor | Water | Porous | Wet | R245fa | MinimizeLCOE_Brownfield | IgnoreSilica | 183.7749 | 98.9638 | 12.3189 | 4 | 2999.8943 | 3763.7393 | 61.1569 | 76.7289 | 188.8256 | 0 | 128.9754 | 13130097.5758 | 823910.9545 | 12929020.9877 | 11607152.4393 | 0 | 790203.4347 | 0 | 15319350.3028 | 39857807.0572 | 27203772.3126 | 121661315.0645 | 961560.8286 | 25198831.6101 | 25198831.6101 | 1478867.319 | 10961253.7139 | 0 | 147821707.5032 | 185460660.1463 | 100000 | 49.2756 | 2999.8943 | 3763.7393 | 61.1569 | 76.7289
1 | 6300 | 707 | 0.03 | 15 | 15 | 7 | 1.3335e-10 | 5spot_SharedNeighbor | Water | Porous | Wet | R245fa | MinimizeLCOE_Brownfield | IgnoreSilica | 187.0734 | 100.4069 | 12.5824 | 4 | 2962.6967 | 3710.5441 | 60.3986 | 75.6445 | 188.575 | 0 | 126.8339 | 13266570.2314 | 832302.7594 | 13079628.8418 | 11805390.1437 | 0 | 712990.5141 | 0 | 15481784.1713 | 40280426.663 | 27492218.8775 | 122951312.2022 | 961560.8286 | 25198831.6101 | 25198831.6101 | 1478867.319 | 10961253.7139 | 0 | 149111704.641 | 186750657.284 | 133352.1432 | 50.3297 | 2962.6967 | 3710.5441 | 60.3986 | 75.6445
1 | 6300 | 707 | 0.03 | 15 | 15 | 7 | 1.7783e-10 | 5spot_SharedNeighbor | Water | Porous | Wet | R245fa | MinimizeLCOE_Brownfield | IgnoreSilica | 189.5313 | 101.4714 | 12.7822 | 4 | 2934.5268 | 3670.6848 | 59.8243 | 74.8319 | 188.3858 | 0 | 159.8175 | 13366889.1621 | 838470.0209 | 13190451.2838 | 11952903.5393 | 0 | 647606.6302 | 0 | 15598565.0482 | 40584266.5497 | 27699595.8435 | 123878748.0777 | 961560.8286 | 25198831.6101 | 25198831.6101 | 1478867.319 | 10961253.7139 | 0 | 150039140.5164 | 187678093.1595 | 177827.941 | 51.1289 | 2934.5268 | 3670.6848 | 59.8243 | 74.8319
1 | 6300 | 707 | 0.03 | 15 | 15 | 7 | 2.3714e-10 | 5spot_SharedNeighbor | Water | Porous | Wet | R245fa | MinimizeLCOE_Brownfield | IgnoreSilica | 191.305 | 102.2338 | 12.9307 | 4 | 2913.214 | 3640.9192 | 59.3898 | 74.2251 | 188.248 | 0 | 156.9044 | 13438551.7054 | 842874.8526 | 13269675.1569 | 12059245.0419 | 0 | 592748.1302 | 0 | 15679207.0059 | 40794080.3818 | 27842798.0951 | 124519180.3699 | 961560.8286 | 25198831.6101 | 25198831.6101 | 1478867.319 | 10961253.7139 | 0 | 150679572.8087 | 188318525.4517 | 237137.3706 | 51.7228 | 2913.214 | 3640.9192 | 59.3898 | 74.2251
1 | 6300 | 707 | 0.03 | 15 | 15 | 7 | 3.1623e-10 | 5spot_SharedNeighbor | Water | Porous | Wet | R245fa | MinimizeLCOE_Brownfield | IgnoreSilica | 192.5787 | 102.7781 | 13.0405 | 4 | 2897.1059 | 3618.683 | 59.0614 | 73.7717 | 188.1482 | 0 | 148.0447 | 13489626.7902 | 846013.8776 | 13326168.7642 | 12135556.2832 | 0 | 547617.2499 | 0 | 15734543.3564 | 40938054.2147 | 27941063.1944 | 124958643.7305 | 961560.8286 | 25198831.6101 | 25198831.6101 | 1478867.319 | 10961253.7139 | 0 | 151119036.1692 | 188757988.8123 | 316227.766 | 52.1621 | 2897.1059 | 3618.683 | 59.0614 | 73.7717
1 | 6300 | 707 | 0.03 | 15 | 15 | 7 | 4.217e-10 | 5spot_SharedNeighbor | Water | Porous | Wet | R245fa | MinimizeLCOE_Brownfield | IgnoreSilica | 193.4996 | 103.17 | 13.1219 | 4 | 2884.9429 | 3602.0451 | 58.8135 | 73.4326 | 188.0757 | 0 | 156.9192 | 13526349.0908 | 848270.6039 | 13366801.9936 | 12190698.2729 | 0 | 511208.5962 | 0 | 15772898.1374 | 41037845.4872 | 28009172.7884 | 125263244.9705 | 961560.8286 | 25198831.6101 | 25198831.6101 | 1478867.319 | 10961253.7139 | 0 | 151423637.4092 | 189062590.0522 | 421696.5034 | 52.4876 | 2884.9429 | 3602.0451 | 58.8135 | 73.4326
1 | 6300 | 707 | 0.03 | 15 | 15 | 7 | 5.6234e-10 | 5spot_SharedNeighbor | Water | Porous | Wet | R245fa | MinimizeLCOE_Brownfield | IgnoreSilica | 194.1381 | 103.4408 | 13.1809 | 4 | 2875.7671 | 3589.6573 | 58.6264 | 73.18 | 188.0251 | 0 | 158.1533 | 13551696.6974 | 849828.2189 | 13394856.4644 | 12228909.2591 | 0 | 481810.2088 | 0 | 15797769.331 | 41102555.2311 | 28053338.5183 | 125460763.9289 | 961560.8286 | 25198831.6101 | 25198831.6101 | 1478867.319 | 10961253.7139 | 0 | 151621156.3676 | 189260109.0107 | 562341.3252 | 52.7237 | 2875.7671 | 3589.6573 | 58.6264 | 73.18
1 | 6300 | 707 | 0.03 | 15 | 15 | 7 | 7.4989e-10 | 5spot_SharedNeighbor | Water | Porous | Wet | R245fa | MinimizeLCOE_Brownfield | IgnoreSilica | 194.7325 | 103.6923 | 13.2304 | 4 | 2868.8491 | 3580.0728 | 58.4854 | 72.9846 | 187.9781 | 0 | 141.573 | 13575230.7528 | 851274.3231 | 13420909.0726 | 12264353.4228 | 0 | 460671.6606 | 0 | 15823251.3004 | 41168854.0886 | 28098588.8508 | 125663133.4717 | 961560.8286 | 25198831.6101 | 25198831.6101 | 1478867.319 | 10961253.7139 | 0 | 151823525.9105 | 189462478.5535 | 749894.2093 | 52.9214 | 2868.8491 | 3580.0728 | 58.4854 | 72.9846
1 | 6300 | 707 | 0.03 | 15 | 15 | 7 | 1e-09 | 5spot_SharedNeighbor | Water | Porous | Wet | R245fa | MinimizeLCOE_Brownfield | IgnoreSilica | 195.0607 | 103.8305 | 13.2624 | 4 | 2863.6378 | 3573.1444 | 58.3791 | 72.8434 | 187.9519 | 0 | 192.5685 | 13588149.8506 | 852068.1391 | 13435212.9284 | 12283831.4702 | 0 | 442545.5032 | 0 | 15834705.0777 | 41198654.4676 | 28118928.2218 | 125754095.6586 | 961560.8286 | 25198831.6101 | 25198831.6101 | 1478867.319 | 10961253.7139 | 0 | 151914488.0974 | 189553440.7404 | 1000000 | 53.0495 | 2863.6378 | 3573.1444 | 58.3791 | 72.8434
1 | 6300 | 707 | 0.03 | 15 | 15 | 7 | 1.3335e-09 | 5spot_SharedNeighbor | Water | Porous | Wet | R245fa | MinimizeLCOE_Brownfield | IgnoreSilica | 195.2971 | 103.9298 | 13.286 | 4 | 2859.7162 | 3567.961 | 58.2992 | 72.7377 | 187.933 | 0 | 195.5439 | 13597433.745 | 852638.5774 | 13445492.8922 | 12297850.2204 | 0 | 428486.7101 | 0 | 15842541.8366 | 41219044.1066 | 28132844.5694 | 125816332.6577 | 961560.8286 | 25198831.6101 | 25198831.6101 | 1478867.319 | 10961253.7139 | 0 | 151976725.0965 | 189615677.7395 | 1333521.4322 | 53.144 | 2859.7162 | 3567.961 | 58.2992 | 72.7377
1 | 6300 | 707 | 0.03 | 15 | 15 | 7 | 1.7783e-09 | 5spot_SharedNeighbor | Water | Porous | Wet | R245fa | MinimizeLCOE_Brownfield | IgnoreSilica | 195.448 | 103.9931 | 13.3026 | 4 | 2856.7671 | 3564.1281 | 58.2391 | 72.6596 | 187.9209 | 0 | 197.4071 | 13603348.2685 | 853001.9832 | 13452042.4025 | 12306800.2724 | 0 | 417350.3529 | 0 | 15846691.879 | 41229841.6657 | 28140214.1253 | 125849290.9494 | 961560.8286 | 25198831.6101 | 25198831.6101 | 1478867.319 | 10961253.7139 | 0 | 152009683.3882 | 189648636.0312 | 1778279.41 | 53.2104 | 2856.7671 | 3564.1281 | 58.2391 | 72.6596
1 | 6300 | 707 | 0.03 | 15 | 15 | 7 | 2.3714e-09 | 5spot_SharedNeighbor | Water | Porous | Wet | R245fa | MinimizeLCOE_Brownfield | IgnoreSilica | 195.5601 | 104.04 | 13.315 | 4 | 2854.5506 | 3561.2523 | 58.1939 | 72.6009 | 187.9118 | 0 | 197.9569 | 13607735.3981 | 853271.5388 | 13456900.7467 | 12313443.5073 | 0 | 408866.2013 | 0 | 15849684.783 | 41237628.5879 | 28145528.8598 | 125873059.623 | 961560.8286 | 25198831.6101 | 25198831.6101 | 1478867.319 | 10961253.7139 | 0 | 152033452.0618 | 189672404.7048 | 2371373.7057 | 53.26 | 2854.5506 | 3561.2523 | 58.1939 | 72.6009
1 | 6300 | 707 | 0.03 | 15 | 15 | 7 | 3.1623e-09 | 5spot_SharedNeighbor | Water | Porous | Wet | R245fa | MinimizeLCOE_Brownfield | IgnoreSilica | 195.6527 | 104.0788 | 13.3247 | 4 | 2852.8856 | 3559.0735 | 58.1599 | 72.5565 | 187.9044 | 0 | 200.4173 | 13611363.0404 | 853494.428 | 13460918.1631 | 12318934.7369 | 0 | 402569.1218 | 0 | 15852439.0012 | 41244794.4987 | 28150419.7412 | 125894932.7313 | 961560.8286 | 25198831.6101 | 25198831.6101 | 1478867.319 | 10961253.7139 | 0 | 152055325.17 | 189694277.8131 | 3162277.6602 | 53.2988 | 2852.8856 | 3559.0735 | 58.1599 | 72.5565
1 | 6300 | 707 | 0.03 | 15 | 15 | 7 | 4.217e-09 | 5spot_SharedNeighbor | Water | Porous | Wet | R245fa | MinimizeLCOE_Brownfield | IgnoreSilica | 195.7038 | 104.1002 | 13.3312 | 4 | 2851.6353 | 3557.4804 | 58.1344 | 72.5241 | 187.9002 | 0 | 205.7072 | 13613357.0832 | 853616.9451 | 13463126.5089 | 12321962.7752 | 0 | 397523.5886 | 0 | 15853338.8914 | 41247135.8284 | 28152017.7467 | 125902079.3674 | 961560.8286 | 25198831.6101 | 25198831.6101 | 1478867.319 | 10961253.7139 | 0 | 152062471.8061 | 189701424.4492 | 4216965.0343 | 53.3247 | 2851.6353 | 3557.4804 | 58.1344 | 72.5241
1 | 6300 | 707 | 0.03 | 15 | 15 | 7 | 5.6234e-09 | 5spot_SharedNeighbor | Water | Porous | Wet | R245fa | MinimizeLCOE_Brownfield | IgnoreSilica | 195.7381 | 104.1145 | 13.3358 | 4 | 2850.6966 | 3556.2944 | 58.1153 | 72.4999 | 187.8974 | 0 | 198.2389 | 13614691.3927 | 853698.9269 | 13464604.2396 | 12323991.9927 | 0 | 393653.4148 | 0 | 15853749.587 | 41248204.3741 | 28152747.0512 | 125905340.9789 | 961560.8286 | 25198831.6101 | 25198831.6101 | 1478867.319 | 10961253.7139 | 0 | 152065733.4177 | 189704686.0607 | 5623413.2519 | 53.3434 | 2850.6966 | 3556.2944 | 58.1153 | 72.4999
1 | 6300 | 707 | 0.03 | 15 | 15 | 7 | 7.4989e-09 | 5spot_SharedNeighbor | Water | Porous | Wet | R245fa | MinimizeLCOE_Brownfield | IgnoreSilica | 195.7723 | 104.1288 | 13.3397 | 4 | 2849.9922 | 3555.3846 | 58.1009 | 72.4813 | 187.8946 | 0 | 203.0313 | 13616030.6913 | 853781.215 | 13466087.512 | 12326022.9278 | 0 | 390871.2379 | 0 | 15854589.4977 | 41250389.6496 | 28154238.5466 | 125912011.2778 | 961560.8286 | 25198831.6101 | 25198831.6101 | 1478867.319 | 10961253.7139 | 0 | 152072403.7165 | 189711356.3595 | 7498942.0933 | 53.3589 | 2849.9922 | 3555.3846 | 58.1009 | 72.4813
1 | 6300 | 707 | 0.03 | 15 | 15 | 7 | 1e-08 | 5spot_SharedNeighbor | Water | Porous | Wet | R245fa | MinimizeLCOE_Brownfield | IgnoreSilica | 195.7964 | 104.1389 | 13.3426 | 4 | 2849.4636 | 3554.7059 | 58.0902 | 72.4675 | 187.8927 | 0 | 207.2854 | 13616970.9411 | 853838.985 | 13467128.8481 | 12327449.7985 | 0 | 388752.2163 | 0 | 15855114.9077 | 41251756.6585 | 28155171.5583 | 125916183.9134 | 961560.8286 | 25198831.6101 | 25198831.6101 | 1478867.319 | 10961253.7139 | 0 | 152076576.3522 | 189715528.9952 | 10000000 | 53.3702 | 2849.4636 | 3554.7059 | 58.0902 | 72.4675
1 | 6400 | 707 | 0.03 | 15 | 15 | 7 | 1e-13 | 5spot_SharedNeighbor | Water | Porous | Wet | R245fa | MinimizeLCOE_Brownfield | IgnoreSilica | 0.90348 | 0.17115 | 0.0047318 | 4 | 1463955.582 | 3495127.131 | 29844.7147 | 71252.8941 | 110.2084 | 0 | 30.9489 | 110182.4425 | 4110.4437 | 83562.4754 | 56239.5848 | 0 | 60014.0213 | 0 | 122502.4974 | 318726.3696 | 217537.2964 | 972875.1312 | 961560.8286 | 25774141.8447 | 25774141.8447 | 1478867.319 | 11191377.8078 | 0 | 27708577.8046 | 66152964.7761 | 100 | 0.018927 | 1463955.582 | 3495127.131 | 29844.7147 | 71252.8941
1 | 6400 | 707 | 0.03 | 15 | 15 | 7 | 1.3335e-13 | 5spot_SharedNeighbor | Water | Porous | Wet | R245fa | MinimizeLCOE_Brownfield | IgnoreSilica | 1.1813 | 0.27822 | 0.014176 | 4 | 495229.5972 | 1173218.7683 | 10095.9252 | 23917.6515 | 124.5127 | 0 | 29.7242 | 166902.0777 | 6896.705 | 122017.9134 | 70834.6278 | 0 | 67788.1575 | 0 | 169431.3977 | 440825.7418 | 300872.6268 | 1345569.2478 | 961560.8286 | 25774141.8447 | 25774141.8447 | 1478867.319 | 11191377.8078 | 0 | 28081271.9211 | 66525658.8927 | 133.3521 | 0.056704 | 495229.5972 | 1173218.7683 | 10095.9252 | 23917.6515
1 | 6400 | 707 | 0.03 | 15 | 15 | 7 | 1.7783e-13 | 5spot_SharedNeighbor | Water | Porous | Wet | R245fa | MinimizeLCOE_Brownfield | IgnoreSilica | 1.5491 | 0.43825 | 0.030289 | 4 | 235942.2286 | 553251.6752 | 4810.0015 | 11278.7837 | 137.8032 | 0 | 38.124 | 243743.0165 | 11092.252 | 173931.2794 | 91689.5473 | 0 | 76990.5818 | 0 | 233004.204 | 606229.1432 | 413763.847 | 1850443.8713 | 961560.8286 | 25774141.8447 | 25774141.8447 | 1478867.319 | 11191377.8078 | 0 | 28586146.5446 | 67030533.5162 | 177.8279 | 0.12116 | 235942.2286 | 553251.6752 | 4810.0015 | 11278.7837
1 | 6400 | 707 | 0.03 | 15 | 15 | 7 | 2.3714e-13 | 5spot_SharedNeighbor | Water | Porous | Wet | R245fa | MinimizeLCOE_Brownfield | IgnoreSilica | 2.0015 | 0.65307 | 0.054409 | 4 | 134182.4392 | 310827.6563 | 2735.4905 | 6336.6422 | 148.9139 | 0 | 158.2888 | 337509.189 | 16706.9717 | 237553.3771 | 119106.1936 | 0 | 85716.5512 | 0 | 310670.9901 | 808302.189 | 551682.8529 | 2467248.3145 | 961560.8286 | 25774141.8447 | 25774141.8447 | 1478867.319 | 11191377.8078 | 0 | 29202950.9879 | 67647337.9594 | 237.1374 | 0.21764 | 134182.4392 | 310827.6563 | 2735.4905 | 6336.6422
1 | 6400 | 707 | 0.03 | 15 | 15 | 7 | 3.1623e-13 | 5spot_SharedNeighbor | Water | Porous | Wet | R245fa | MinimizeLCOE_Brownfield | IgnoreSilica | 2.5849 | 0.94779 | 0.089767 | 4 | 83510.8653 | 190577.881 | 1702.4819 | 3885.1879 | 158.4637 | 0 | 196.5259 | 455059.3627 | 24343.9246 | 317979.7859 | 156633.3731 | 0 | 95433.9389 | 0 | 409285.6502 | 1064877.3059 | 726800.6423 | 3250413.9836 | 961560.8286 | 25774141.8447 | 25774141.8447 | 1478867.319 | 11191377.8078 | 0 | 29986116.6569 | 68430503.6285 | 316.2278 | 0.35907 | 83510.8653 | 190577.881 | 1702.4819 | 3885.1879
1 | 6400 | 707 | 0.03 | 15 | 15 | 7 | 4.217e-13 | 5spot_SharedNeighbor | Water | Porous | Wet | R245fa | MinimizeLCOE_Brownfield | IgnoreSilica | 3.3628 | 1.3556 | 0.14061 | 4 | 55099.2443 | 123453.5398 | 1123.2726 | 2516.7674 | 166.6972 | 0 | 260.4777 | 603371.4945 | 34664.2741 | 421082.2304 | 206733.9431 | 0 | 107516.0658 | 0 | 535613.5231 | 1393556.5176 | 951130.958 | 4253669.0065 | 961560.8286 | 25774141.8447 | 25774141.8447 | 1478867.319 | 11191377.8078 | 0 | 30989371.6799 | 69433758.6514 | 421.6965 | 0.56243 | 55099.2443 | 123453.5398 | 1123.2726 | 2516.7674
1 | 6400 | 707 | 0.03 | 15 | 15 | 7 | 5.6234e-13 | 5spot_SharedNeighbor | Water | Porous | Wet | R245fa | MinimizeLCOE_Brownfield | IgnoreSilica | 4.399 | 1.9166 | 0.21329 | 4 | 37846.3232 | 82908.1887 | 771.5485 | 1690.1956 | 173.5743 | 0 | 42.8916 | 791007.3532 | 48763.7857 | 552773.5051 | 277768.7852 | 0 | 122490.1728 | 0 | 699193.4048 | 1819157.815 | 1241612.5887 | 5552767.4105 | 961560.8286 | 25774141.8447 | 25774141.8447 | 1478867.319 | 11191377.8078 | 0 | 32288470.0838 | 70732857.0554 | 562.3413 | 0.85315 | 37846.3232 | 82908.1887 | 771.5485 | 1690.1956
1 | 6400 | 707 | 0.03 | 15 | 15 | 7 | 7.4989e-13 | 5spot_SharedNeighbor | Water | Porous | Wet | R245fa | MinimizeLCOE_Brownfield | IgnoreSilica | 5.7368 | 2.6819 | 0.31169 | 4 | 27199.4465 | 58034.8103 | 554.4975 | 1183.1181 | 179.0323 | 0 | 39.3325 | 1018276.9112 | 65745.8359 | 721089.7546 | 371682.2902 | 0 | 139953.663 | 0 | 903531.8975 | 2350804.6573 | 1604472.4828 | 7175557.4926 | 961560.8286 | 25774141.8447 | 25774141.8447 | 1478867.319 | 11191377.8078 | 0 | 33911260.166 | 72355647.1375 | 749.8942 | 1.2468 | 27199.4465 | 58034.8103 | 554.4975 | 1183.1181
1 | 6400 | 707 | 0.03 | 15 | 15 | 7 | 1e-12 | 5spot_SharedNeighbor | Water | Porous | Wet | R245fa | MinimizeLCOE_Brownfield | IgnoreSilica | 7.5079 | 3.7452 | 0.44 | 4 | 20406.8389 | 42250.1581 | 416.021 | 861.3266 | 183.3164 | 0 | 39.1666 | 1288469.3857 | 83268.0239 | 941810.0775 | 487933.5574 | 0 | 162586.6998 | 0 | 1155986.4203 | 3007639.5402 | 2052775.787 | 9180469.492 | 961560.8286 | 25774141.8447 | 25774141.8447 | 1478867.319 | 11191377.8078 | 0 | 35916172.1653 | 74360559.1369 | 1000 | 1.76 | 20406.8389 | 42250.1581 | 416.021 | 861.3266
1 | 6400 | 707 | 0.03 | 15 | 15 | 7 | 1.3335e-12 | 5spot_SharedNeighbor | Water | Porous | Wet | R245fa | MinimizeLCOE_Brownfield | IgnoreSilica | 9.8831 | 5.1928 | 0.61425 | 4 | 15651.1164 | 31297.9234 | 319.0692 | 638.0505 | 186.992 | 0 | 44.8538 | 1621789.3777 | 104671.8017 | 1223229.1938 | 643158.3619 | 0 | 190913.8549 | 0 | 1475667.4101 | 3839383.9 | 2620458.4032 | 11719272.3032 | 961560.8286 | 25774141.8447 | 25774141.8447 | 1478867.319 | 11191377.8078 | 0 | 38454974.9765 | 76899361.9481 | 1333.5214 | 2.457 | 15651.1164 | 31297.9234 | 319.0692 | 638.0505
1 | 6400 | 707 | 0.03 | 15 | 15 | 7 | 1.7783e-12 | 5spot_SharedNeighbor | Water | Porous | Wet | R245fa | MinimizeLCOE_Brownfield | IgnoreSilica | 12.9984 | 7.0832 | 0.84201 | 4 | 12340.2086 | 23754.635 | 251.5718 | 484.2704 | 189.7316 | 0 | 43.9148 | 2018666.4866 | 130079.0357 | 1568079.0856 | 845740.3422 | 0 | 224504.2363 | 0 | 1866956.9827 | 4857439.1034 | 3315301.9985 | 14826767.2709 | 961560.8286 | 25774141.8447 | 25774141.8447 | 1478867.319 | 11191377.8078 | 0 | 41562469.9443 | 80006856.9158 | 1778.2794 | 3.3681 | 12340.2086 | 23754.635 | 251.5718 | 484.2704
1 | 6400 | 707 | 0.03 | 15 | 15 | 7 | 2.3714e-12 | 5spot_SharedNeighbor | Water | Porous | Wet | R245fa | MinimizeLCOE_Brownfield | IgnoreSilica | 17.1595 | 9.6102 | 1.1462 | 4 | 9917.9963 | 18303.3992 | 202.1918 | 373.1395 | 191.8759 | 0 | 38.7365 | 2504030.1562 | 161049.5441 | 2001568.5399 | 1116019.4272 | 0 | 266282.8484 | 0 | 2359090.7012 | 6137870.0884 | 4189222.456 | 18735133.7614 | 961560.8286 | 25774141.8447 | 25774141.8447 | 1478867.319 | 11191377.8078 | 0 | 45470836.4348 | 83915223.4063 | 2371.3737 | 4.5847 | 9917.9963 | 18303.3992 | 202.1918 | 373.1395
1 | 6400 | 707 | 0.03 | 15 | 15 | 7 | 3.1623e-12 | 5spot_SharedNeighbor | Water | Porous | Wet | R245fa | MinimizeLCOE_Brownfield | IgnoreSilica | 22.6622 | 12.9529 | 1.5486 | 4 | 8127.2551 | 14333.5392 | 165.6851 | 292.2086 | 193.5249 | 0 | 43.4806 | 3092602.0617 | 198474.4697 | 2541436.189 | 1472893.3037 | 0 | 316831.4592 | 0 | 2972672.6185 | 7734284.3744 | 5278808.0091 | 23608002.4854 | 961560.8286 | 25774141.8447 | 25774141.8447 | 1478867.319 | 11191377.8078 | 0 | 50343705.1587 | 88788092.1303 | 3162.2777 | 6.1944 | 8127.2551 | 14333.5392 | 165.6851 | 292.2086
1 | 6400 | 707 | 0.03 | 15 | 15 | 7 | 4.217e-12 | 5spot_SharedNeighbor | Water | Porous | Wet | R245fa | MinimizeLCOE_Brownfield | IgnoreSilica | 29.922 | 17.3648 | 2.0798 | 4 | 6782.2074 | 11403.4593 | 138.2645 | 232.4749 | 194.7869 | 0 | 53.6796 | 3806147.2552 | 243678.0811 | 3213078.1216 | 1943591.9046 | 0 | 378048.7519 | 0 | 3737972.2046 | 9725436.9129 | 6637810.5308 | 29685763.7627 | 961560.8286 | 25774141.8447 | 25774141.8447 | 1478867.319 | 11191377.8078 | 0 | 56421466.4361 | 94865853.4076 | 4216.965 | 8.319 | 6782.2074 | 11403.4593 | 138.2645 | 232.4749
1 | 6400 | 707 | 0.03 | 15 | 15 | 7 | 5.6234e-12 | 5spot_SharedNeighbor | Water | Porous | Wet | R245fa | MinimizeLCOE_Brownfield | IgnoreSilica | 39.4226 | 23.1396 | 2.7751 | 4 | 5761.6289 | 9224.9967 | 117.4586 | 188.064 | 195.7446 | 0 | 47.0387 | 4665668.286 | 297917.6566 | 4042682.1943 | 2559349.5187 | 0 | 451496.1319 | 0 | 4686674.3772 | 12193765.3603 | 8322495.4152 | 37220048.9404 | 961560.8286 | 25774141.8447 | 25774141.8447 | 1478867.319 | 11191377.8078 | 0 | 63955751.6138 | 102400138.5853 | 5623.4133 | 11.1003 | 5761.6289 | 9224.9967 | 117.4586 | 188.064
1 | 6400 | 707 | 0.03 | 15 | 15 | 7 | 7.4989e-12 | 5spot_SharedNeighbor | Water | Porous | Wet | R245fa | MinimizeLCOE_Brownfield | IgnoreSilica | 51.7265 | 30.6116 | 3.6744 | 4 | 4981.3961 | 7597.0801 | 101.5525 | 154.8768 | 196.4447 | 0 | 50.6655 | 5691366.3919 | 362382.0953 | 5057000.7395 | 3356574.6664 | 0 | 539220.5507 | 0 | 5852552.3331 | 15227140.6471 | 10392836.3781 | 46479073.8019 | 961560.8286 | 25774141.8447 | 25774141.8447 | 1478867.319 | 11191377.8078 | 0 | 73214776.4753 | 111659163.4468 | 7498.9421 | 14.6976 | 4981.3961 | 7597.0801 | 101.5525 | 154.8768
1 | 6400 | 707 | 0.03 | 15 | 15 | 7 | 1e-11 | 5spot_SharedNeighbor | Water | Porous | Wet | R245fa | MinimizeLCOE_Brownfield | IgnoreSilica | 67.2689 | 39.9931 | 4.803 | 4 | 4388.0397 | 6389.1187 | 89.4561 | 130.2508 | 196.84 | 0 | 58.6192 | 6882810.0162 | 436954.7989 | 6262860.9237 | 4362333.4493 | 0 | 641367.3234 | 0 | 7248667.3395 | 18859545.5113 | 12872027.3364 | 57566566.6988 | 961560.8286 | 25774141.8447 | 25774141.8447 | 1478867.319 | 11191377.8078 | 0 | 84302269.3722 | 122746656.3437 | 10000 | 19.2118 | 4388.0397 | 6389.1187 | 89.4561 | 130.2508
1 | 6400 | 707 | 0.03 | 15 | 15 | 7 | 1.3335e-11 | 5spot_SharedNeighbor | Water | Porous | Wet | R245fa | MinimizeLCOE_Brownfield | IgnoreSilica | 86.258 | 51.249 | 6.1538 | 4 | 3944.0188 | 5505.835 | 80.4042 | 112.2439 | 196.7836 | 0 | 46.8421 | 8211658.0438 | 519788.5662 | 7637179.6405 | 5586143.021 | 0 | 757942.628 | 0 | 8857957.6408 | 23046588.7644 | 15729770.3918 | 70347028.6966 | 961560.8286 | 25774141.8447 | 25774141.8447 | 1478867.319 | 11191377.8078 | 0 | 97082731.3699 | 135527118.3415 | 13335.2143 | 24.6152 | 3944.0188 | 5505.835 | 80.4042 | 112.2439
1 | 6400 | 707 | 0.03 | 15 | 15 | 7 | 1.7783e-11 | 5spot_SharedNeighbor | Water | Porous | Wet | R245fa | MinimizeLCOE_Brownfield | IgnoreSilica | 108.3238 | 63.8679 | 7.6609 | 4 | 3622.0782 | 4876.6456 | 73.841 | 99.417 | 196.1264 | 0 | 55.3575 | 9606171.9213 | 606379.837 | 9107742.7321 | 6997282.1374 | 0 | 886394.4009 | 0 | 10609548.7012 | 27603869.4028 | 18840208.0702 | 84257597.2028 | 961560.8286 | 25774141.8447 | 25774141.8447 | 1478867.319 | 11191377.8078 | 0 | 110993299.8761 | 149437686.8477 | 17782.7941 | 30.6435 | 3622.0782 | 4876.6456 | 73.841 | 99.417
1 | 6400 | 707 | 0.03 | 15 | 15 | 7 | 2.3714e-11 | 5spot_SharedNeighbor | Water | Porous | Wet | R245fa | MinimizeLCOE_Brownfield | IgnoreSilica | 132.3721 | 76.8736 | 9.2018 | 4 | 3398.5949 | 4443.0777 | 69.285 | 90.5781 | 194.8447 | 0 | 65.5181 | 10963735.261 | 690384.4693 | 10563467.0371 | 8517167.1832 | 0 | 1021359.8107 | 0 | 12384884.3669 | 32222928.6337 | 21992810.9075 | 98356737.6695 | 961560.8286 | 25774141.8447 | 25774141.8447 | 1478867.319 | 11191377.8078 | 0 | 125092440.3428 | 163536827.3144 | 23713.7371 | 36.8071 | 3398.5949 | 4443.0777 | 69.285 | 90.5781
1 | 6400 | 707 | 0.03 | 15 | 15 | 7 | 3.1623e-11 | 5spot_SharedNeighbor | Water | Porous | Wet | R245fa | MinimizeLCOE_Brownfield | IgnoreSilica | 156.9502 | 89.4531 | 10.6781 | 4 | 3244.9249 | 4145.0018 | 66.1522 | 84.5015 | 193.2925 | 0 | 61.1131 | 12216118.3978 | 767650.7149 | 11925069.9082 | 10051532.2935 | 0 | 1156341.2763 | 0 | 14085517.9104 | 36647628.2658 | 25012759.3249 | 111862618.0918 | 961560.8286 | 25774141.8447 | 25774141.8447 | 1478867.319 | 11191377.8078 | 0 | 138598320.7652 | 177042707.7367 | 31622.7766 | 42.7123 | 3244.9249 | 4145.0018 | 66.1522 | 84.5015
1 | 6400 | 707 | 0.03 | 15 | 15 | 7 | 4.217e-11 | 5spot_SharedNeighbor | Water | Porous | Wet | R245fa | MinimizeLCOE_Brownfield | IgnoreSilica | 168.7346 | 95.2034 | 11.5011 | 4 | 3138.1409 | 3973.8064 | 63.9752 | 81.0114 | 192.4722 | 0 | 79.5752 | 12771819.0851 | 801869.3843 | 12534488.5439 | 10779561.9527 | 0 | 1092023.6549 | 0 | 14812107.4222 | 38538065.1315 | 26303021.3303 | 117632956.505 | 961560.8286 | 25774141.8447 | 25774141.8447 | 1478867.319 | 11191377.8078 | 0 | 144368659.1783 | 182813046.1499 | 42169.6503 | 46.0045 | 3138.1409 | 3973.8064 | 63.9752 | 81.0114
1 | 6400 | 707 | 0.03 | 15 | 15 | 7 | 5.6234e-11 | 5spot_SharedNeighbor | Water | Porous | Wet | R245fa | MinimizeLCOE_Brownfield | IgnoreSilica | 176.1003 | 98.6911 | 12.076 | 4 | 3057.0154 | 3852.8982 | 62.3214 | 78.5465 | 191.929 | 0 | 90.3787 | 13104250.6192 | 822321.353 | 12900516.9969 | 11232040.3065 | 0 | 985339.2383 | 0 | 15227342.7204 | 39618422.201 | 27040387.2293 | 120930620.6646 | 961560.8286 | 25774141.8447 | 25774141.8447 | 1478867.319 | 11191377.8078 | 0 | 147666323.3379 | 186110710.3095 | 56234.1325 | 48.3041 | 3057.0154 | 3852.8982 | 62.3214 | 78.5465
1 | 6400 | 707 | 0.03 | 15 | 15 | 7 | 7.4989e-11 | 5spot_SharedNeighbor | Water | Porous | Wet | R245fa | MinimizeLCOE_Brownfield | IgnoreSilica | 181.7929 | 101.327 | 12.5279 | 4 | 2995.3062 | 3762.4788 | 61.0634 | 76.7032 | 191.4952 | 0 | 110.9098 | 13353298.7237 | 837634.598 | 13175432.3354 | 11579158.2077 | 0 | 884744.0581 | 0 | 15533804.4899 | 40415772.8613 | 27584595.4389 | 123364440.7129 | 961560.8286 | 25774141.8447 | 25774141.8447 | 1478867.319 | 11191377.8078 | 0 | 150100143.3863 | 188544530.3578 | 74989.4209 | 50.1118 | 2995.3062 | 3762.4788 | 61.0634 | 76.7032
1 | 6400 | 707 | 0.03 | 15 | 15 | 7 | 1e-10 | 5spot_SharedNeighbor | Water | Porous | Wet | R245fa | MinimizeLCOE_Brownfield | IgnoreSilica | 186.1675 | 103.3192 | 12.8798 | 4 | 2948.4599 | 3694.6763 | 60.1083 | 75.321 | 191.1538 | 0 | 119.1474 | 13540316.7667 | 849128.9295 | 13382260.5331 | 11845316.6352 | 0 | 794991.0139 | 0 | 15760685.4126 | 41006070.4823 | 27987485.6947 | 125166255.4679 | 961560.8286 | 25774141.8447 | 25774141.8447 | 1478867.319 | 11191377.8078 | 0 | 151901958.1413 | 190346345.1128 | 100000 | 51.5191 | 2948.4599 | 3694.6763 | 60.1083 | 75.321
1 | 6400 | 707 | 0.03 | 15 | 15 | 7 | 1.3335e-10 | 5spot_SharedNeighbor | Water | Porous | Wet | R245fa | MinimizeLCOE_Brownfield | IgnoreSilica | 189.4971 | 104.8144 | 13.1504 | 4 | 2912.9358 | 3643.7931 | 59.3841 | 74.2837 | 190.8895 | 0 | 163.8924 | 13680016.5548 | 857712.3389 | 13536971.1734 | 12047047.398 | 0 | 717615.7321 | 0 | 15927351.6469 | 41439701.8363 | 28283448.004 | 126489864.6844 | 961560.8286 | 25774141.8447 | 25774141.8447 | 1478867.319 | 11191377.8078 | 0 | 153225567.3578 | 191669954.3293 | 133352.1432 | 52.6018 | 2912.9358 | 3643.7931 | 59.3841 | 74.2837
1 | 6400 | 707 | 0.03 | 15 | 15 | 7 | 1.7783e-10 | 5spot_SharedNeighbor | Water | Porous | Wet | R245fa | MinimizeLCOE_Brownfield | IgnoreSilica | 191.9138 | 105.8872 | 13.3525 | 4 | 2886.0247 | 3605.8234 | 58.8355 | 73.5096 | 190.695 | 0 | 141.5376 | 13779899.9254 | 863847.9566 | 13647697.6502 | 12192739.9387 | 0 | 651169.5088 | 0 | 16042788.4421 | 41740044.6978 | 28488438.1784 | 127406626.2979 | 961560.8286 | 25774141.8447 | 25774141.8447 | 1478867.319 | 11191377.8078 | 0 | 154142328.9713 | 192586715.9428 | 177827.941 | 53.4099 | 2886.0247 | 3605.8234 | 58.8355 | 73.5096
1 | 6400 | 707 | 0.03 | 15 | 15 | 7 | 2.3714e-10 | 5spot_SharedNeighbor | Water | Porous | Wet | R245fa | MinimizeLCOE_Brownfield | IgnoreSilica | 193.6628 | 106.6575 | 13.5028 | 4 | 2865.6644 | 3577.4521 | 58.4204 | 72.9312 | 190.5529 | 0 | 147.2385 | 13851451.1198 | 868242.478 | 13727072.546 | 12298065.9124 | 0 | 595590.1072 | 0 | 16122764.6438 | 41948126.3693 | 28630458.1948 | 128041771.3714 | 961560.8286 | 25774141.8447 | 25774141.8447 | 1478867.319 | 11191377.8078 | 0 | 154777474.0447 | 193221861.0163 | 237137.3706 | 54.011 | 2865.6644 | 3577.4521 | 58.4204 | 72.9312
1 | 6400 | 707 | 0.03 | 15 | 15 | 7 | 3.1623e-10 | 5spot_SharedNeighbor | Water | Porous | Wet | R245fa | MinimizeLCOE_Brownfield | IgnoreSilica | 194.9151 | 107.2059 | 13.6137 | 4 | 2850.2745 | 3556.2616 | 58.1067 | 72.4992 | 190.4502 | 0 | 132.3011 | 13902294.0317 | 871364.7812 | 13783503.234 | 12373418.272 | 0 | 549856.4073 | 0 | 16177370.3233 | 42090199.1462 | 28727425.7844 | 128475431.9801 | 961560.8286 | 25774141.8447 | 25774141.8447 | 1478867.319 | 11191377.8078 | 0 | 155211134.6535 | 193655521.625 | 316227.766 | 54.4548 | 2850.2745 | 3556.2616 | 58.1067 | 72.4992
1 | 6400 | 707 | 0.03 | 15 | 15 | 7 | 4.217e-10 | 5spot_SharedNeighbor | Water | Porous | Wet | R245fa | MinimizeLCOE_Brownfield | IgnoreSilica | 195.8307 | 107.6052 | 13.6963 | 4 | 2838.6525 | 3540.3795 | 57.8698 | 72.1754 | 190.3748 | 0 | 177.649 | 13939268.3729 | 873635.2174 | 13824555.9243 | 12428483.3448 | 0 | 513144.165 | 0 | 16215843.9395 | 42190299.6037 | 28795746.4035 | 128780976.9712 | 961560.8286 | 25774141.8447 | 25774141.8447 | 1478867.319 | 11191377.8078 | 0 | 155516679.6445 | 193961066.6161 | 421696.5034 | 54.7854 | 2838.6525 | 3540.3795 | 57.8698 | 72.1754
1 | 6400 | 707 | 0.03 | 15 | 15 | 7 | 5.6234e-10 | 5spot_SharedNeighbor | Water | Porous | Wet | R245fa | MinimizeLCOE_Brownfield | IgnoreSilica | 196.4567 | 107.8772 | 13.7559 | 4 | 2829.8838 | 3528.5731 | 57.691 | 71.9347 | 190.323 | 0 | 179.556 | 13964438.2076 | 875180.6994 | 13852509.1414 | 12466115.3699 | 0 | 483375.5879 | 0 | 16240231.4125 | 42253750.8057 | 28839053.1527 | 128974654.3771 | 961560.8286 | 25774141.8447 | 25774141.8447 | 1478867.319 | 11191377.8078 | 0 | 155710357.0505 | 194154744.022 | 562341.3252 | 55.0236 | 2829.8838 | 3528.5731 | 57.691 | 71.9347
1 | 6400 | 707 | 0.03 | 15 | 15 | 7 | 7.4989e-10 | 5spot_SharedNeighbor | Water | Porous | Wet | R245fa | MinimizeLCOE_Brownfield | IgnoreSilica | 196.8977 | 108.0683 | 13.7994 | 4 | 2823.2741 | 3519.7594 | 57.5563 | 71.7551 | 190.2863 | 0 | 180.5548 | 13982112.1909 | 876265.8765 | 13872141.0144 | 12492614.6103 | 0 | 459776.1998 | 0 | 16256334.8579 | 42295648.6674 | 28867649.3042 | 129102542.7213 | 961560.8286 | 25774141.8447 | 25774141.8447 | 1478867.319 | 11191377.8078 | 0 | 155838245.3947 | 194282632.3662 | 749894.2093 | 55.1977 | 2823.2741 | 3519.7594 | 57.5563 | 71.7551
1 | 6400 | 707 | 0.03 | 15 | 15 | 7 | 1e-09 | 5spot_SharedNeighbor | Water | Porous | Wet | R245fa | MinimizeLCOE_Brownfield | IgnoreSilica | 197.1996 | 108.1989 | 13.8309 | 4 | 2818.2959 | 3513.1983 | 57.4548 | 71.6213 | 190.261 | 0 | 175.7556 | 13994179.0361 | 877006.7565 | 13885546.2245 | 12510749.648 | 0 | 441110.5297 | 0 | 16266350.956 | 42321708.5001 | 28885435.6755 | 129182087.3265 | 961560.8286 | 25774141.8447 | 25774141.8447 | 1478867.319 | 11191377.8078 | 0 | 155917789.9998 | 194362176.9714 | 1000000 | 55.3234 | 2818.2959 | 3513.1983 | 57.4548 | 71.6213
1 | 6400 | 707 | 0.03 | 15 | 15 | 7 | 1.3335e-09 | 5spot_SharedNeighbor | Water | Porous | Wet | R245fa | MinimizeLCOE_Brownfield | IgnoreSilica | 197.4165 | 108.2925 | 13.854 | 4 | 2814.5494 | 3508.2889 | 57.3784 | 71.5212 | 190.2429 | 0 | 176.1042 | 14002832.54 | 877538.054 | 13895160.3211 | 12523774.6765 | 0 | 426641.5895 | 0 | 16273119.4006 | 42339318.6046 | 28897454.9336 | 129235840.1199 | 961560.8286 | 25774141.8447 | 25774141.8447 | 1478867.319 | 11191377.8078 | 0 | 155971542.7932 | 194415929.7648 | 1333521.4322 | 55.4162 | 2814.5494 | 3508.2889 | 57.3784 | 71.5212
1 | 6400 | 707 | 0.03 | 15 | 15 | 7 | 1.7783e-09 | 5spot_SharedNeighbor | Water | Porous | Wet | R245fa | MinimizeLCOE_Brownfield | IgnoreSilica | 197.5675 | 108.3576 | 13.8709 | 4 | 2811.7317 | 3504.6268 | 57.321 | 71.4466 | 190.2302 | 0 | 183.7927 | 14008845.0336 | 877907.1968 | 13901840.637 | 12532838.0147 | 0 | 415413.2325 | 0 | 16277369.2047 | 42350375.723 | 28905001.6442 | 129269590.6864 | 961560.8286 | 25774141.8447 | 25774141.8447 | 1478867.319 | 11191377.8078 | 0 | 156005293.3598 | 194449680.3313 | 1778279.41 | 55.4837 | 2811.7317 | 3504.6268 | 57.321 | 71.4466
1 | 6400 | 707 | 0.03 | 15 | 15 | 7 | 2.3714e-09 | 5spot_SharedNeighbor | Water | Porous | Wet | R245fa | MinimizeLCOE_Brownfield | IgnoreSilica | 197.6749 | 108.4039 | 13.8833 | 4 | 2809.6139 | 3501.8894 | 57.2778 | 71.3908 | 190.2211 | 0 | 170.7108 | 14013118.451 | 878169.5648 | 13906588.9118 | 12539286.8106 | 0 | 406785.2781 | 0 | 16280140.1164 | 42357585.0668 | 28909922.1695 | 129291596.3689 | 961560.8286 | 25774141.8447 | 25774141.8447 | 1478867.319 | 11191377.8078 | 0 | 156027299.0423 | 194471686.0138 | 2371373.7057 | 55.5334 | 2809.6139 | 3501.8894 | 57.2778 | 71.3908
1 | 6400 | 707 | 0.03 | 15 | 15 | 7 | 3.1623e-09 | 5spot_SharedNeighbor | Water | Porous | Wet | R245fa | MinimizeLCOE_Brownfield | IgnoreSilica | 197.7527 | 108.4374 | 13.8925 | 4 | 2808.0228 | 3499.8404 | 57.2453 | 71.349 | 190.2145 | 0 | 180.248 | 14016210.2149 | 878359.3835 | 13910024.3318 | 12543956.0221 | 0 | 400202.3356 | 0 | 16282013.3923 | 42362458.9465 | 28913248.6925 | 129306473.3192 | 961560.8286 | 25774141.8447 | 25774141.8447 | 1478867.319 | 11191377.8078 | 0 | 156042175.9925 | 194486562.9641 | 3162277.6602 | 55.5701 | 2808.0228 | 3499.8404 | 57.2453 | 71.349
1 | 6400 | 707 | 0.03 | 15 | 15 | 7 | 4.217e-09 | 5spot_SharedNeighbor | Water | Porous | Wet | R245fa | MinimizeLCOE_Brownfield | IgnoreSilica | 197.8038 | 108.4593 | 13.8991 | 4 | 2806.828 | 3498.3185 | 57.221 | 71.318 | 190.2102 | 0 | 185.9526 | 14018237.3259 | 878483.8373 | 13912276.8072 | 12547022.6505 | 0 | 395111.2114 | 0 | 16282941.4146 | 42364873.4702 | 28914896.6545 | 129313843.3716 | 961560.8286 | 25774141.8447 | 25774141.8447 | 1478867.319 | 11191377.8078 | 0 | 156049546.0449 | 194493933.0165 | 4216965.0343 | 55.5964 | 2806.828 | 3498.3185 | 57.221 | 71.318
1 | 6400 | 707 | 0.03 | 15 | 15 | 7 | 5.6234e-09 | 5spot_SharedNeighbor | Water | Porous | Wet | R245fa | MinimizeLCOE_Brownfield | IgnoreSilica | 197.8381 | 108.474 | 13.9038 | 4 | 2805.931 | 3497.1855 | 57.2027 | 71.2949 | 190.2072 | 0 | 177.151 | 14019593.6986 | 878567.111 | 13913783.9957 | 12549077.7945 | 0 | 391205.2768 | 0 | 16283368.8719 | 42365985.6265 | 28915655.724 | 129317238.0991 | 961560.8286 | 25774141.8447 | 25774141.8447 | 1478867.319 | 11191377.8078 | 0 | 156052940.7724 | 194497327.744 | 5623413.2519 | 55.6154 | 2805.931 | 3497.1855 | 57.2027 | 71.2949
1 | 6400 | 707 | 0.03 | 15 | 15 | 7 | 7.4989e-09 | 5spot_SharedNeighbor | Water | Porous | Wet | R245fa | MinimizeLCOE_Brownfield | IgnoreSilica | 197.8723 | 108.4888 | 13.9078 | 4 | 2805.2578 | 3496.3162 | 57.189 | 71.2771 | 190.2043 | 0 | 179.3314 | 14020955.2966 | 878650.7054 | 13915297.007 | 12551134.5524 | 0 | 388398.3571 | 0 | 16284230.0082 | 42368226.1265 | 28917184.9113 | 129324076.9645 | 961560.8286 | 25774141.8447 | 25774141.8447 | 1478867.319 | 11191377.8078 | 0 | 156059779.6379 | 194504166.6094 | 7498942.0933 | 55.6312 | 2805.2578 | 3496.3162 | 57.189 | 71.2771
1 | 6400 | 707 | 0.03 | 15 | 15 | 7 | 1e-08 | 5spot_SharedNeighbor | Water | Porous | Wet | R245fa | MinimizeLCOE_Brownfield | IgnoreSilica | 197.8964 | 108.4991 | 13.9107 | 4 | 2804.7527 | 3495.6676 | 57.1787 | 71.2639 | 190.2023 | 0 | 181.1803 | 14021911.1803 | 878709.3911 | 13916359.1976 | 12552579.5886 | 0 | 386260.1909 | 0 | 16284769.6239 | 42369630.0958 | 28918143.1492 | 129328362.4174 | 961560.8286 | 25774141.8447 | 25774141.8447 | 1478867.319 | 11191377.8078 | 0 | 156064065.0908 | 194508452.0623 | 10000000 | 55.6427 | 2804.7527 | 3495.6676 | 57.1787 | 71.2639
1 | 6500 | 707 | 0.03 | 15 | 15 | 7 | 1e-13 | 5spot_SharedNeighbor | Water | Porous | Wet | R245fa | MinimizeLCOE_Brownfield | IgnoreSilica | 0.92292 | 0.17999 | 0.0055806 | 4 | 1268750.626 | 3027427.2585 | 25865.1976 | 61718.1996 | 112.0137 | 0 | 31.966 | 115324.7771 | 4357.9651 | 86882.1454 | 57406.7105 | 0 | 60441.1449 | 0 | 126520.9697 | 329181.6102 | 224673.213 | 1004788.5358 | 961560.8286 | 26355312.1702 | 26355312.1702 | 1478867.319 | 11423845.938 | 0 | 28321661.5346 | 67579686.9619 | 100 | 0.022322 | 1268750.626 | 3027427.2585 | 25865.1976 | 61718.1996
1 | 6500 | 707 | 0.03 | 15 | 15 | 7 | 1.3335e-13 | 5spot_SharedNeighbor | Water | Porous | Wet | R245fa | MinimizeLCOE_Brownfield | IgnoreSilica | 1.2202 | 0.29815 | 0.016157 | 4 | 444541.9962 | 1051996.306 | 9062.5899 | 21446.3676 | 127.0943 | 0 | 29.5688 | 177377.3884 | 7465.2408 | 128734.2995 | 73271.8076 | 0 | 69232.1043 | 0 | 177871.5279 | 462785.2291 | 315860.4281 | 1412598.0258 | 961560.8286 | 26355312.1702 | 26355312.1702 | 1478867.319 | 11423845.938 | 0 | 28729471.0246 | 67987496.4518 | 133.3521 | 0.064627 | 444541.9962 | 1051996.306 | 9062.5899 | 21446.3676
1 | 6500 | 707 | 0.03 | 15 | 15 | 7 | 1.7783e-13 | 5spot_SharedNeighbor | Water | Porous | Wet | R245fa | MinimizeLCOE_Brownfield | IgnoreSilica | 1.5834 | 0.46109 | 0.033202 | 4 | 220133.5358 | 515733.7484 | 4487.7199 | 10513.93 | 140.0016 | 0 | 24.426 | 254991.5783 | 11793.3707 | 180880.7764 | 94332.3709 | 0 | 77449.4575 | 0 | 241584.546 | 628553.4329 | 429000.6334 | 1918586.1662 | 961560.8286 | 26355312.1702 | 26355312.1702 | 1478867.319 | 11423845.938 | 0 | 29235459.1651 | 68493484.5923 | 177.8279 | 0.13281 | 220133.5358 | 515733.7484 | 4487.7199 | 10513.93
1 | 6500 | 707 | 0.03 | 15 | 15 | 7 | 2.3714e-13 | 5spot_SharedNeighbor | Water | Porous | Wet | R245fa | MinimizeLCOE_Brownfield | IgnoreSilica | 2.0404 | 0.68398 | 0.058824 | 4 | 126937.3957 | 293781.8962 | 2587.7905 | 5989.1413 | 151.1291 | 0 | 156.4297 | 351678.9892 | 17702.3916 | 246157.6117 | 122324.8573 | 0 | 85810.0076 | 0 | 321232.8044 | 835781.863 | 570438.2951 | 2551126.8198 | 961560.8286 | 26355312.1702 | 26355312.1702 | 1478867.319 | 11423845.938 | 0 | 29867999.8187 | 69126025.2459 | 237.1374 | 0.2353 | 126937.3957 | 293781.8962 | 2587.7905 | 5989.1413
1 | 6500 | 707 | 0.03 | 15 | 15 | 7 | 3.1623e-13 | 5spot_SharedNeighbor | Water | Porous | Wet | R245fa | MinimizeLCOE_Brownfield | IgnoreSilica | 2.6433 | 0.99724 | 0.097101 | 4 | 79027.2053 | 180102.4703 | 1611.0765 | 3671.6325 | 160.8986 | 0 | 202.8475 | 476012.9115 | 25985.8946 | 330656.8827 | 161985.5022 | 0 | 95873.458 | 0 | 425300.7131 | 1106545.2144 | 755239.846 | 3377600.4226 | 961560.8286 | 26355312.1702 | 26355312.1702 | 1478867.319 | 11423845.938 | 0 | 30694473.4214 | 69952498.8487 | 316.2278 | 0.3884 | 79027.2053 | 180102.4703 | 1611.0765 | 3671.6325
1 | 6500 | 707 | 0.03 | 15 | 15 | 7 | 4.217e-13 | 5spot_SharedNeighbor | Water | Porous | Wet | R245fa | MinimizeLCOE_Brownfield | IgnoreSilica | 3.4406 | 1.4272 | 0.15191 | 4 | 52243.306 | 116848.875 | 1065.0505 | 2382.1224 | 169.2219 | 0 | 269.0815 | 631909.4662 | 37203.1936 | 438010.6858 | 214874.2558 | 0 | 108023.1477 | 0 | 557708.0921 | 1451042.054 | 990366.0178 | 4429136.913 | 961560.8286 | 26355312.1702 | 26355312.1702 | 1478867.319 | 11423845.938 | 0 | 31746009.9118 | 71004035.3391 | 421.6965 | 0.60766 | 52243.306 | 116848.875 | 1065.0505 | 2382.1224
1 | 6500 | 707 | 0.03 | 15 | 15 | 7 | 5.6234e-13 | 5spot_SharedNeighbor | Water | Porous | Wet | R245fa | MinimizeLCOE_Brownfield | IgnoreSilica | 4.4916 | 2.0113 | 0.2295 | 4 | 36046.839 | 78811.9369 | 734.8636 | 1606.6879 | 176.1055 | 0 | 43.8785 | 827125.3084 | 52519.0079 | 573431.7889 | 288517.2198 | 0 | 122588.3273 | 0 | 727030.8444 | 1891585.1227 | 1291045.7144 | 5773843.3338 | 961560.8286 | 26355312.1702 | 26355312.1702 | 1478867.319 | 11423845.938 | 0 | 33090716.3327 | 72348741.7599 | 562.3413 | 0.91799 | 36046.839 | 78811.9369 | 734.8636 | 1606.6879
1 | 6500 | 707 | 0.03 | 15 | 15 | 7 | 7.4989e-13 | 5spot_SharedNeighbor | Water | Porous | Wet | R245fa | MinimizeLCOE_Brownfield | IgnoreSilica | 5.8559 | 2.8475 | 0.33319 | 4 | 26101.9019 | 55558.4651 | 532.1226 | 1132.6345 | 181.6037 | 0 | 32.5445 | 1062714.6597 | 68733.6655 | 756403.1511 | 383284.4368 | 0 | 140759.428 | 0 | 940639.183 | 2447350.2025 | 1670366.8012 | 7470251.5278 | 961560.8286 | 26355312.1702 | 26355312.1702 | 1478867.319 | 11423845.938 | 0 | 34787124.5266 | 74045149.9539 | 749.8942 | 1.3327 | 26101.9019 | 55558.4651 | 532.1226 | 1132.6345
1 | 6500 | 707 | 0.03 | 15 | 15 | 7 | 1e-12 | 5spot_SharedNeighbor | Water | Porous | Wet | R245fa | MinimizeLCOE_Brownfield | IgnoreSilica | 7.671 | 3.9714 | 0.46878 | 4 | 19661.0565 | 40597.5459 | 400.8172 | 827.6359 | 185.9181 | 0 | 42.9487 | 1342749.5878 | 86757.9494 | 987055.6569 | 502783.3294 | 0 | 163897.0772 | 0 | 1202465.0043 | 3128567.2816 | 2135311.4553 | 9549587.342 | 961560.8286 | 26355312.1702 | 26355312.1702 | 1478867.319 | 11423845.938 | 0 | 36866460.3408 | 76124485.768 | 1000 | 1.8751 | 19661.0565 | 40597.5459 | 400.8172 | 827.6359
1 | 6500 | 707 | 0.03 | 15 | 15 | 7 | 1.3335e-12 | 5spot_SharedNeighbor | Water | Porous | Wet | R245fa | MinimizeLCOE_Brownfield | IgnoreSilica | 10.0869 | 5.4897 | 0.65222 | 4 | 15133.7532 | 30181.5233 | 308.522 | 615.2912 | 189.6338 | 0 | 45.6811 | 1686581.5078 | 108825.1824 | 1278856.4112 | 661496.5343 | 0 | 192066.313 | 0 | 1531852.1199 | 3985564.99 | 2720230.0009 | 12165473.0594 | 961560.8286 | 26355312.1702 | 26355312.1702 | 1478867.319 | 11423845.938 | 0 | 39482346.0582 | 78740371.4854 | 1333.5214 | 2.6089 | 15133.7532 | 30181.5233 | 308.522 | 615.2912
1 | 6500 | 707 | 0.03 | 15 | 15 | 7 | 1.7783e-12 | 5spot_SharedNeighbor | Water | Porous | Wet | R245fa | MinimizeLCOE_Brownfield | IgnoreSilica | 13.2736 | 7.4826 | 0.89302 | 4 | 11955.0091 | 22945.2914 | 243.719 | 467.7708 | 192.4006 | 0 | 53.5346 | 2098350.4996 | 135170.8893 | 1638423.2058 | 869993.668 | 0 | 226082.8854 | 0 | 1937528.2477 | 5041051.0589 | 3440620.9309 | 15387221.3855 | 961560.8286 | 26355312.1702 | 26355312.1702 | 1478867.319 | 11423845.938 | 0 | 42704094.3844 | 81962119.8116 | 1778.2794 | 3.5721 | 11955.0091 | 22945.2914 | 243.719 | 467.7708
1 | 6500 | 707 | 0.03 | 15 | 15 | 7 | 2.3714e-12 | 5spot_SharedNeighbor | Water | Porous | Wet | R245fa | MinimizeLCOE_Brownfield | IgnoreSilica | 17.5079 | 10.1323 | 1.2131 | 4 | 9630.9436 | 17721.3449 | 196.3398 | 361.2736 | 194.5553 | 0 | 45.9456 | 2599443.8164 | 167125.8072 | 2088104.3654 | 1146520.6305 | 0 | 267749.6538 | 0 | 2444888.2666 | 6361097.7542 | 4341579.9247 | 19416510.2189 | 961560.8286 | 26355312.1702 | 26355312.1702 | 1478867.319 | 11423845.938 | 0 | 46733383.2178 | 85991408.645 | 2371.3737 | 4.8524 | 9630.9436 | 17721.3449 | 196.3398 | 361.2736
1 | 6500 | 707 | 0.03 | 15 | 15 | 7 | 3.1623e-12 | 5spot_SharedNeighbor | Water | Porous | Wet | R245fa | MinimizeLCOE_Brownfield | IgnoreSilica | 23.1032 | 13.6356 | 1.6364 | 4 | 7906.8838 | 13904.4065 | 161.1925 | 283.4601 | 196.2136 | 0 | 52.0716 | 3207098.4442 | 205739.6676 | 2648031.0713 | 1511639.4708 | 0 | 318117.559 | 0 | 3077344.223 | 8006618.4182 | 5464681.59 | 24439270.4442 | 961560.8286 | 26355312.1702 | 26355312.1702 | 1478867.319 | 11423845.938 | 0 | 51756143.443 | 91014168.8702 | 3162.2777 | 6.5457 | 7906.8838 | 13904.4065 | 161.1925 | 283.4601
1 | 6500 | 707 | 0.03 | 15 | 15 | 7 | 4.217e-12 | 5spot_SharedNeighbor | Water | Porous | Wet | R245fa | MinimizeLCOE_Brownfield | IgnoreSilica | 30.5085 | 18.2739 | 2.1966 | 4 | 6605.8158 | 11073.7688 | 134.6685 | 225.7538 | 197.4874 | 0 | 59.4503 | 3946334.9293 | 252539.5126 | 3346958.145 | 1994739.0973 | 0 | 379717.9922 | 0 | 3868912.9738 | 10066117.9347 | 6870332.3285 | 30725652.9134 | 961560.8286 | 26355312.1702 | 26355312.1702 | 1478867.319 | 11423845.938 | 0 | 58042525.9122 | 97300551.3394 | 4216.965 | 8.7866 | 6605.8158 | 11073.7688 | 134.6685 | 225.7538
1 | 6500 | 707 | 0.03 | 15 | 15 | 7 | 5.6234e-12 | 5spot_SharedNeighbor | Water | Porous | Wet | R245fa | MinimizeLCOE_Brownfield | IgnoreSilica | 40.1795 | 24.3325 | 2.9286 | 4 | 5618.5213 | 8969.7306 | 114.5412 | 182.8601 | 198.4517 | 0 | 52.9473 | 4835131.0762 | 308586.8725 | 4208563.0165 | 2625412.8777 | 0 | 453245.8267 | 0 | 4848066.4711 | 12613674.4827 | 8609092.0196 | 38501772.643 | 961560.8286 | 26355312.1702 | 26355312.1702 | 1478867.319 | 11423845.938 | 0 | 65818645.6419 | 105076671.0691 | 5623.4133 | 11.7146 | 5618.5213 | 8969.7306 | 114.5412 | 182.8601
1 | 6500 | 707 | 0.03 | 15 | 15 | 7 | 7.4989e-12 | 5spot_SharedNeighbor | Water | Porous | Wet | R245fa | MinimizeLCOE_Brownfield | IgnoreSilica | 52.6622 | 32.1439 | 3.8724 | 4 | 4863.9375 | 7398.3907 | 99.1579 | 150.8262 | 199.151 | 0 | 48.6599 | 5892399.127 | 374986.8022 | 5258520.724 | 3439121.3127 | 0 | 540405.7768 | 0 | 6047119.1596 | 15733363.6187 | 10738343.958 | 48024260.479 | 961560.8286 | 26355312.1702 | 26355312.1702 | 1478867.319 | 11423845.938 | 0 | 75341133.4779 | 114599158.9051 | 7498.9421 | 15.4897 | 4863.9375 | 7398.3907 | 99.1579 | 150.8262
1 | 6500 | 707 | 0.03 | 15 | 15 | 7 | 1e-11 | 5spot_SharedNeighbor | Water | Porous | Wet | R245fa | MinimizeLCOE_Brownfield | IgnoreSilica | 68.448 | 41.9572 | 5.0569 | 4 | 4288.8767 | 6229.6728 | 87.4346 | 127.0003 | 199.532 | 0 | 49.1034 | 7121654.2967 | 451868.1279 | 6507739.1237 | 4466588.1819 | 0 | 642585.0677 | 0 | 7484269.5712 | 19472534.1894 | 13290404.7049 | 59437643.2634 | 961560.8286 | 26355312.1702 | 26355312.1702 | 1478867.319 | 11423845.938 | 0 | 86754516.2623 | 126012541.6895 | 10000 | 20.2278 | 4288.8767 | 6229.6728 | 87.4346 | 127.0003
1 | 6500 | 707 | 0.03 | 15 | 15 | 7 | 1.3335e-11 | 5spot_SharedNeighbor | Water | Porous | Wet | R245fa | MinimizeLCOE_Brownfield | IgnoreSilica | 87.669 | 53.6822 | 6.469 | 4 | 3859.2017 | 5376.3607 | 78.675 | 109.6044 | 199.4366 | 0 | 55.7036 | 8487506.1387 | 536943.038 | 7925907.4863 | 5712867.8104 | 0 | 758776.1051 | 0 | 9134580.2256 | 23766303.987 | 16220990.8198 | 72543875.6109 | 961560.8286 | 26355312.1702 | 26355312.1702 | 1478867.319 | 11423845.938 | 0 | 99860748.6098 | 139118774.037 | 13335.2143 | 25.876 | 3859.2017 | 5376.3607 | 78.675 | 109.6044
1 | 6500 | 707 | 0.03 | 15 | 15 | 7 | 1.7783e-11 | 5spot_SharedNeighbor | Water | Porous | Wet | R245fa | MinimizeLCOE_Brownfield | IgnoreSilica | 109.8831 | 66.745 | 8.0351 | 4 | 3548.3081 | 4769.7662 | 72.3371 | 97.2381 | 198.7181 | 0 | 60.8791 | 9912742.6011 | 625374.1361 | 9434513.5678 | 7142646.2316 | 0 | 885918.8912 | 0 | 10920466.2168 | 28412813.0005 | 19392328.6978 | 86726803.3428 | 961560.8286 | 26355312.1702 | 26355312.1702 | 1478867.319 | 11423845.938 | 0 | 114043676.3416 | 153301701.7688 | 17782.7941 | 32.1403 | 3548.3081 | 4769.7662 | 72.3371 | 97.2381
1 | 6500 | 707 | 0.03 | 15 | 15 | 7 | 2.3714e-11 | 5spot_SharedNeighbor | Water | Porous | Wet | R245fa | MinimizeLCOE_Brownfield | IgnoreSilica | 133.9922 | 80.1423 | 9.6287 | 4 | 3332.6481 | 4351.9451 | 67.9405 | 88.7203 | 197.3612 | 0 | 57.21 | 11294386.1827 | 710804.6546 | 10921296.4486 | 8676505.8718 | 0 | 1019265.572 | 0 | 12722680.9046 | 33101805.9331 | 22592662.7235 | 101039408.291 | 961560.8286 | 26355312.1702 | 26355312.1702 | 1478867.319 | 11423845.938 | 0 | 128356281.2899 | 167614306.7171 | 23713.7371 | 38.5148 | 3332.6481 | 4351.9451 | 67.9405 | 88.7203
1 | 6500 | 707 | 0.03 | 15 | 15 | 7 | 3.1623e-11 | 5spot_SharedNeighbor | Water | Porous | Wet | R245fa | MinimizeLCOE_Brownfield | IgnoreSilica | 158.5212 | 93.0608 | 11.1521 | 4 | 3183.74 | 4063.8019 | 64.9048 | 82.8461 | 195.758 | 0 | 58.3299 | 12565896.3544 | 789193.7002 | 12308298.5132 | 10218945.3624 | 0 | 1151834.8866 | 0 | 14443325.8385 | 37578571.0983 | 25648146.937 | 114704212.6906 | 961560.8286 | 26355312.1702 | 26355312.1702 | 1478867.319 | 11423845.938 | 0 | 142021085.6895 | 181279111.1167 | 31622.7766 | 44.6083 | 3183.74 | 4063.8019 | 64.9048 | 82.8461
1 | 6500 | 707 | 0.03 | 15 | 15 | 7 | 4.217e-11 | 5spot_SharedNeighbor | Water | Porous | Wet | R245fa | MinimizeLCOE_Brownfield | IgnoreSilica | 171.2996 | 99.4639 | 12.0423 | 4 | 3081.3548 | 3896.3556 | 62.8176 | 79.4325 | 194.8309 | 0 | 80.3816 | 13177458.7564 | 826823.4826 | 12981267.4609 | 11014371.6126 | 0 | 1102413.9442 | 0 | 15249910.7501 | 39677139.585 | 27080463.0504 | 121109848.6423 | 961560.8286 | 26355312.1702 | 26355312.1702 | 1478867.319 | 11423845.938 | 0 | 148426721.6411 | 187684747.0684 | 42169.6503 | 48.1693 | 3081.3548 | 3896.3556 | 62.8176 | 79.4325
1 | 6500 | 707 | 0.03 | 15 | 15 | 7 | 5.6234e-11 | 5spot_SharedNeighbor | Water | Porous | Wet | R245fa | MinimizeLCOE_Brownfield | IgnoreSilica | 178.5292 | 102.9711 | 12.6243 | 4 | 3003.8228 | 3781.2498 | 61.237 | 77.0859 | 194.2732 | 0 | 89.5654 | 13507716.1088 | 847125.5556 | 13346183.0228 | 11461243.3623 | 0 | 992120.239 | 0 | 15660211.4325 | 40744657.7963 | 27809066.165 | 124368323.6823 | 961560.8286 | 26355312.1702 | 26355312.1702 | 1478867.319 | 11423845.938 | 0 | 151685196.6811 | 190943222.1083 | 56234.1325 | 50.4974 | 3003.8228 | 3781.2498 | 61.237 | 77.0859
1 | 6500 | 707 | 0.03 | 15 | 15 | 7 | 7.4989e-11 | 5spot_SharedNeighbor | Water | Porous | Wet | R245fa | MinimizeLCOE_Brownfield | IgnoreSilica | 184.2749 | 105.6996 | 13.0889 | 4 | 2944.8588 | 3694.6958 | 60.0349 | 75.3214 | 193.816 | 0 | 117.5961 | 13762451.5023 | 862776.2217 | 13628348.4553 | 11814732.2372 | 0 | 891337.0162 | 0 | 15974261.7188 | 41561752.2206 | 28366749.8992 | 126862409.2713 | 961560.8286 | 26355312.1702 | 26355312.1702 | 1478867.319 | 11423845.938 | 0 | 154179282.2702 | 193437307.6974 | 74989.4209 | 52.3554 | 2944.8588 | 3694.6958 | 60.0349 | 75.3214
1 | 6500 | 707 | 0.03 | 15 | 15 | 7 | 1e-10 | 5spot_SharedNeighbor | Water | Porous | Wet | R245fa | MinimizeLCOE_Brownfield | IgnoreSilica | 188.5692 | 107.7022 | 13.4443 | 4 | 2900.0911 | 3630.1039 | 59.1223 | 74.0046 | 193.466 | 0 | 111.2173 | 13948252.4313 | 874186.8663 | 13834532.8173 | 12077495.1316 | 0 | 799694.1754 | 0 | 16198322.9545 | 42144713.5948 | 28764633.0157 | 128641830.987 | 961560.8286 | 26355312.1702 | 26355312.1702 | 1478867.319 | 11423845.938 | 0 | 155958703.9858 | 195216729.413 | 100000 | 53.7772 | 2900.0911 | 3630.1039 | 59.1223 | 74.0046
1 | 6500 | 707 | 0.03 | 15 | 15 | 7 | 1.3335e-10 | 5spot_SharedNeighbor | Water | Porous | Wet | R245fa | MinimizeLCOE_Brownfield | IgnoreSilica | 191.7823 | 109.1812 | 13.7152 | 4 | 2866.1515 | 3581.7452 | 58.4304 | 73.0187 | 193.1995 | 0 | 135.7145 | 14084838.8719 | 882572.5549 | 13986303.3844 | 12273783.2955 | 0 | 720120.7063 | 0 | 16359571.3371 | 42564248.8095 | 29050974.4203 | 129922413.3799 | 961560.8286 | 26355312.1702 | 26355312.1702 | 1478867.319 | 11423845.938 | 0 | 157239286.3787 | 196497311.806 | 133352.1432 | 54.8608 | 2866.1515 | 3581.7452 | 58.4304 | 73.0187
1 | 6500 | 707 | 0.03 | 15 | 15 | 7 | 1.7783e-10 | 5spot_SharedNeighbor | Water | Porous | Wet | R245fa | MinimizeLCOE_Brownfield | IgnoreSilica | 194.2159 | 110.2902 | 13.9221 | 4 | 2840.4472 | 3545.4042 | 57.9064 | 72.2779 | 192.9952 | 0 | 149.2015 | 14186922.957 | 888838.5908 | 14099845.5282 | 12422276.8778 | 0 | 653580.4431 | 0 | 16478071.1148 | 42872560.9236 | 29261403.7734 | 130863500.2088 | 961560.8286 | 26355312.1702 | 26355312.1702 | 1478867.319 | 11423845.938 | 0 | 158180373.2077 | 197438398.6349 | 177827.941 | 55.6885 | 2840.4472 | 3545.4042 | 57.9064 | 72.2779
1 | 6500 | 707 | 0.03 | 15 | 15 | 7 | 2.3714e-10 | 5spot_SharedNeighbor | Water | Porous | Wet | R245fa | MinimizeLCOE_Brownfield | IgnoreSilica | 195.9233 | 111.0613 | 14.0734 | 4 | 2820.9935 | 3518.3741 | 57.5098 | 71.7268 | 192.8503 | 0 | 162.6275 | 14257729.9452 | 893184.1093 | 14178654.6385 | 12526036.6016 | 0 | 597116.4122 | 0 | 16556561.4657 | 43076776.7159 | 29400785.2479 | 131486845.1363 | 961560.8286 | 26355312.1702 | 26355312.1702 | 1478867.319 | 11423845.938 | 0 | 158803718.1352 | 198061743.5624 | 237137.3706 | 56.2935 | 2820.9935 | 3518.3741 | 57.5098 | 71.7268
1 | 6500 | 707 | 0.03 | 15 | 15 | 7 | 3.1623e-10 | 5spot_SharedNeighbor | Water | Porous | Wet | R245fa | MinimizeLCOE_Brownfield | IgnoreSilica | 197.1607 | 111.617 | 14.1857 | 4 | 2806.288 | 3498.1472 | 57.21 | 71.3145 | 192.7445 | 0 | 158.5116 | 14308669.3569 | 896309.9783 | 14235378.4229 | 12601185.1306 | 0 | 550949.7352 | 0 | 16611072.1233 | 43218602.2654 | 29497584.0996 | 131919751.112 | 961560.8286 | 26355312.1702 | 26355312.1702 | 1478867.319 | 11423845.938 | 0 | 159236624.1108 | 198494649.5381 | 316227.766 | 56.7428 | 2806.288 | 3498.1472 | 57.21 | 71.3145
1 | 6500 | 707 | 0.03 | 15 | 15 | 7 | 4.217e-10 | 5spot_SharedNeighbor | Water | Porous | Wet | R245fa | MinimizeLCOE_Brownfield | IgnoreSilica | 198.0427 | 112.0113 | 14.2683 | 4 | 2795.1818 | 3483.0361 | 56.9836 | 71.0064 | 192.6687 | 0 | 161.7463 | 14344775.2135 | 898525.4174 | 14275598.1556 | 12654719.978 | 0 | 513560.2424 | 0 | 16647999.8127 | 43314680.5382 | 29563159.495 | 132213018.8527 | 961560.8286 | 26355312.1702 | 26355312.1702 | 1478867.319 | 11423845.938 | 0 | 159529891.8516 | 198787917.2788 | 421696.5034 | 57.0732 | 2795.1818 | 3483.0361 | 56.9836 | 71.0064
1 | 6500 | 707 | 0.03 | 15 | 15 | 7 | 5.6234e-10 | 5spot_SharedNeighbor | Water | Porous | Wet | R245fa | MinimizeLCOE_Brownfield | IgnoreSilica | 198.654 | 112.2837 | 14.3282 | 4 | 2786.8018 | 3471.7808 | 56.8127 | 70.7769 | 192.6158 | 0 | 160.2721 | 14369688.2688 | 900053.986 | 14303356.4999 | 12691803.5412 | 0 | 483419.1832 | 0 | 16671845.3769 | 43376721.8049 | 29605503.9343 | 132402392.5951 | 961560.8286 | 26355312.1702 | 26355312.1702 | 1478867.319 | 11423845.938 | 0 | 159719265.594 | 198977291.0212 | 562341.3252 | 57.3127 | 2786.8018 | 3471.7808 | 56.8127 | 70.7769
1 | 6500 | 707 | 0.03 | 15 | 15 | 7 | 7.4989e-10 | 5spot_SharedNeighbor | Water | Porous | Wet | R245fa | MinimizeLCOE_Brownfield | IgnoreSilica | 199.0903 | 112.4776 | 14.3722 | 4 | 2780.4844 | 3463.3643 | 56.6839 | 70.6054 | 192.5779 | 0 | 159.4785 | 14387420.2278 | 901141.9079 | 14323116.9375 | 12718270.3618 | 0 | 459628.1842 | 0 | 16687935.2715 | 43418584.4103 | 29634076.0228 | 132530173.324 | 961560.8286 | 26355312.1702 | 26355312.1702 | 1478867.319 | 11423845.938 | 0 | 159847046.3228 | 199105071.7501 | 749894.2093 | 57.4889 | 2780.4844 | 3463.3643 | 56.6839 | 70.6054
1 | 6500 | 707 | 0.03 | 15 | 15 | 7 | 1e-09 | 5spot_SharedNeighbor | Water | Porous | Wet | R245fa | MinimizeLCOE_Brownfield | IgnoreSilica | 199.3922 | 112.6115 | 14.4042 | 4 | 2775.726 | 3457.0917 | 56.5869 | 70.4775 | 192.5515 | 0 | 156.1301 | 14399656.0254 | 901892.5992 | 14336754.0851 | 12736576.2782 | 0 | 440863.0334 | 0 | 16698139.3883 | 43445133.4291 | 29652196.2736 | 132611211.1123 | 961560.8286 | 26355312.1702 | 26355312.1702 | 1478867.319 | 11423845.938 | 0 | 159928084.1112 | 199186109.5384 | 1000000 | 57.6167 | 2775.726 | 3457.0917 | 56.5869 | 70.4775
1 | 6500 | 707 | 0.03 | 15 | 15 | 7 | 1.3335e-09 | 5spot_SharedNeighbor | Water | Porous | Wet | R245fa | MinimizeLCOE_Brownfield | IgnoreSilica | 199.5897 | 112.6988 | 14.4268 | 4 | 2772.1446 | 3452.4405 | 56.5139 | 70.3827 | 192.5342 | 0 | 154.7902 | 14407635.4645 | 902382.1452 | 14345648.1086 | 12748542.9097 | 0 | 426008.6953 | 0 | 16703784.7561 | 43459821.5181 | 29662221.1961 | 132656044.7937 | 961560.8286 | 26355312.1702 | 26355312.1702 | 1478867.319 | 11423845.938 | 0 | 159972917.7926 | 199230943.2198 | 1333521.4322 | 57.7073 | 2772.1446 | 3452.4405 | 56.5139 | 70.3827
1 | 6500 | 707 | 0.03 | 15 | 15 | 7 | 1.7783e-09 | 5spot_SharedNeighbor | Water | Porous | Wet | R245fa | MinimizeLCOE_Brownfield | IgnoreSilica | 199.7406 | 112.7656 | 14.444 | 4 | 2769.4509 | 3448.9394 | 56.459 | 70.3113 | 192.5209 | 0 | 157.0892 | 14413732.391 | 902756.1925 | 14352444.2278 | 12757692.0303 | 0 | 414715.3204 | 0 | 16708122.6632 | 43471107.8623 | 29669924.358 | 132690495.0455 | 961560.8286 | 26355312.1702 | 26355312.1702 | 1478867.319 | 11423845.938 | 0 | 160007368.0443 | 199265393.4715 | 1778279.41 | 57.7758 | 2769.4509 | 3448.9394 | 56.459 | 70.3113
1 | 6500 | 707 | 0.03 | 15 | 15 | 7 | 2.3714e-09 | 5spot_SharedNeighbor | Water | Porous | Wet | R245fa | MinimizeLCOE_Brownfield | IgnoreSilica | 199.8332 | 112.8064 | 14.4559 | 4 | 2767.4261 | 3446.3547 | 56.4177 | 70.2586 | 192.5127 | 0 | 156.4035 | 14417460.6663 | 902984.9207 | 14356600.221 | 12763301.9353 | 0 | 405800.131 | 0 | 16709997.671 | 43475986.248 | 29673253.9565 | 132705385.7497 | 961560.8286 | 26355312.1702 | 26355312.1702 | 1478867.319 | 11423845.938 | 0 | 160022258.7486 | 199280284.1758 | 2371373.7057 | 57.8235 | 2767.4261 | 3446.3547 | 56.4177 | 70.2586
1 | 6500 | 707 | 0.03 | 15 | 15 | 7 | 3.1623e-09 | 5spot_SharedNeighbor | Water | Porous | Wet | R245fa | MinimizeLCOE_Brownfield | IgnoreSilica | 199.9038 | 112.8375 | 14.4649 | 4 | 2765.9049 | 3444.4115 | 56.3867 | 70.219 | 192.5065 | 0 | 168.4199 | 14420300.7178 | 903159.1556 | 14359766.1728 | 12767576.1851 | 0 | 399060.9313 | 0 | 16711446.6334 | 43479756.1511 | 29675826.9928 | 132716892.9399 | 961560.8286 | 26355312.1702 | 26355312.1702 | 1478867.319 | 11423845.938 | 0 | 160033765.9387 | 199291791.366 | 3162277.6602 | 57.8595 | 2765.9049 | 3444.4115 | 56.3867 | 70.219
1 | 6500 | 707 | 0.03 | 15 | 15 | 7 | 4.217e-09 | 5spot_SharedNeighbor | Water | Porous | Wet | R245fa | MinimizeLCOE_Brownfield | IgnoreSilica | 199.9575 | 112.8611 | 14.4716 | 4 | 2764.7625 | 3442.9511 | 56.3634 | 70.1892 | 192.5017 | 0 | 160.2296 | 14422462.4801 | 903291.7774 | 14362176.0483 | 12770830.0029 | 0 | 393978.5816 | 0 | 16712568.1672 | 43482674.152 | 29677818.5883 | 132725799.7979 | 961560.8286 | 26355312.1702 | 26355312.1702 | 1478867.319 | 11423845.938 | 0 | 160042672.7968 | 199300698.224 | 4216965.0343 | 57.8866 | 2764.7625 | 3442.9511 | 56.3634 | 70.1892
1 | 6500 | 707 | 0.03 | 15 | 15 | 7 | 5.6234e-09 | 5spot_SharedNeighbor | Water | Porous | Wet | R245fa | MinimizeLCOE_Brownfield | IgnoreSilica | 199.9964 | 112.8783 | 14.4767 | 4 | 2763.9049 | 3441.8581 | 56.3459 | 70.1669 | 192.4982 | 0 | 164.1814 | 14424026.734 | 903387.7424 | 14363919.8628 | 12773185.949 | 0 | 390121.2052 | 0 | 16713310.1825 | 43484604.7235 | 29679136.243 | 132731692.6425 | 961560.8286 | 26355312.1702 | 26355312.1702 | 1478867.319 | 11423845.938 | 0 | 160048565.6413 | 199306591.0686 | 5623413.2519 | 57.9067 | 2763.9049 | 3441.8581 | 56.3459 | 70.1669
1 | 6500 | 707 | 0.03 | 15 | 15 | 7 | 7.4989e-09 | 5spot_SharedNeighbor | Water | Porous | Wet | R245fa | MinimizeLCOE_Brownfield | IgnoreSilica | 200.0112 | 112.8847 | 14.4798 | 4 | 2763.2611 | 3441.0692 | 56.3328 | 70.1508 | 192.4969 | 0 | 154.3049 | 14424614.0874 | 903423.7757 | 14364574.644 | 12774081.0668 | 0 | 386983.6244 | 0 | 16712934.1073 | 43483626.2531 | 29678468.4169 | 132728705.9757 | 961560.8286 | 26355312.1702 | 26355312.1702 | 1478867.319 | 11423845.938 | 0 | 160045578.9746 | 199303604.4018 | 7498942.0933 | 57.9191 | 2763.2611 | 3441.0692 | 56.3328 | 70.1508
1 | 6500 | 707 | 0.03 | 15 | 15 | 7 | 1e-08 | 5spot_SharedNeighbor | Water | Porous | Wet | R245fa | MinimizeLCOE_Brownfield | IgnoreSilica | 200.0307 | 112.8932 | 14.4825 | 4 | 2762.7781 | 3440.4591 | 56.323 | 70.1384 | 192.4951 | 0 | 157.4434 | 14425394.6027 | 903471.6592 | 14365444.7666 | 12775258.6161 | 0 | 384756.8221 | 0 | 16713187.322 | 43484285.0657 | 29678918.07 | 132730716.9243 | 961560.8286 | 26355312.1702 | 26355312.1702 | 1478867.319 | 11423845.938 | 0 | 160047589.9232 | 199305615.3504 | 10000000 | 57.9299 | 2762.7781 | 3440.4591 | 56.323 | 70.1384
1 | 6600 | 707 | 0.03 | 15 | 15 | 7 | 1e-13 | 5spot_SharedNeighbor | Water | Porous | Wet | R245fa | MinimizeLCOE_Brownfield | IgnoreSilica | 0.95719 | 0.19468 | 0.006742 | 4 | 1074004.3833 | 2560208.6176 | 21895.0321 | 52193.3156 | 114.6943 | 0 | 23.241 | 123653.2292 | 4762.1537 | 92334.2784 | 59326.3651 | 0 | 62092.7123 | 0 | 133445.8081 | 347198.6191 | 236970.1918 | 1059783.3576 | 961560.8286 | 26942342.5866 | 26942342.5866 | 1478867.319 | 11658658.1045 | 0 | 28963686.7728 | 69043554.7829 | 100 | 0.026968 | 1074004.3833 | 2560208.6176 | 21895.0321 | 52193.3156
1 | 6600 | 707 | 0.03 | 15 | 15 | 7 | 1.3335e-13 | 5spot_SharedNeighbor | Water | Porous | Wet | R245fa | MinimizeLCOE_Brownfield | IgnoreSilica | 1.235 | 0.30849 | 0.017611 | 4 | 416615.0265 | 985574.9844 | 8493.2608 | 20092.2791 | 128.6406 | 0 | 21.6761 | 183031.6358 | 7790.0045 | 132151.4268 | 74512.8711 | 0 | 68786.5439 | 0 | 181846.268 | 473126.6875 | 322918.686 | 1444164.1236 | 961560.8286 | 26942342.5866 | 26942342.5866 | 1478867.319 | 11658658.1045 | 0 | 29348067.5388 | 69427935.549 | 133.3521 | 0.070444 | 416615.0265 | 985574.9844 | 8493.2608 | 20092.2791
1 | 6600 | 707 | 0.03 | 15 | 15 | 7 | 1.7783e-13 | 5spot_SharedNeighbor | Water | Porous | Wet | R245fa | MinimizeLCOE_Brownfield | IgnoreSilica | 1.6125 | 0.48236 | 0.036105 | 4 | 206929.9634 | 484451.4497 | 4218.5472 | 9876.1981 | 142.0455 | 0 | 124.4176 | 265521.9293 | 12471.2946 | 187264.4182 | 96865.1873 | 0 | 77502.6035 | 0 | 249453.9188 | 649027.9268 | 442974.8962 | 1981082.1748 | 961560.8286 | 26942342.5866 | 26942342.5866 | 1478867.319 | 11658658.1045 | 0 | 29884985.59 | 69964853.6001 | 177.8279 | 0.14442 | 206929.9634 | 484451.4497 | 4218.5472 | 9876.1981
1 | 6600 | 707 | 0.03 | 15 | 15 | 7 | 2.3714e-13 | 5spot_SharedNeighbor | Water | Porous | Wet | R245fa | MinimizeLCOE_Brownfield | IgnoreSilica | 2.0987 | 0.72701 | 0.064652 | 4 | 118237.7944 | 273220.613 | 2410.4374 | 5569.9718 | 153.726 | 0 | 182.0691 | 371115.6353 | 19094.0995 | 257999.2807 | 127918.2601 | 0 | 87021.4364 | 0 | 336627.9977 | 875836.998 | 597776.7478 | 2673390.4554 | 961560.8286 | 26942342.5866 | 26942342.5866 | 1478867.319 | 11658658.1045 | 0 | 30577293.8706 | 70657161.8808 | 237.1374 | 0.25861 | 118237.7944 | 273220.613 | 2410.4374 | 5569.9718
1 | 6600 | 707 | 0.03 | 15 | 15 | 7 | 3.1623e-13 | 5spot_SharedNeighbor | Water | Porous | Wet | R245fa | MinimizeLCOE_Brownfield | IgnoreSilica | 2.7211 | 1.0585 | 0.10586 | 4 | 74246.776 | 168899.8673 | 1513.621 | 3443.2522 | 163.5788 | 0 | 208.4147 | 501395.9831 | 27999.988 | 346217.1945 | 168498.9868 | 0 | 97261.1134 | 0 | 445135.5737 | 1158151.453 | 790462.1643 | 3535122.4569 | 961560.8286 | 26942342.5866 | 26942342.5866 | 1478867.319 | 11658658.1045 | 0 | 31439025.8721 | 71518893.8822 | 316.2278 | 0.42344 | 74246.776 | 168899.8673 | 1513.621 | 3443.2522
1 | 6600 | 707 | 0.03 | 15 | 15 | 7 | 4.217e-13 | 5spot_SharedNeighbor | Water | Porous | Wet | R245fa | MinimizeLCOE_Brownfield | IgnoreSilica | 3.5184 | 1.5012 | 0.16406 | 4 | 49550.664 | 110625.6972 | 1010.1573 | 2255.2545 | 171.7416 | 0 | 270.7504 | 661831.7115 | 40043.8976 | 455223.6331 | 223932.6124 | 0 | 108421.5095 | 0 | 580886.812 | 1511348.3286 | 1031526.2894 | 4613214.7941 | 961560.8286 | 26942342.5866 | 26942342.5866 | 1478867.319 | 11658658.1045 | 0 | 32517118.2093 | 72596986.2194 | 421.6965 | 0.65624 | 49550.664 | 110625.6972 | 1010.1573 | 2255.2545
1 | 6600 | 707 | 0.03 | 15 | 15 | 7 | 5.6234e-13 | 5spot_SharedNeighbor | Water | Porous | Wet | R245fa | MinimizeLCOE_Brownfield | IgnoreSilica | 4.5842 | 2.1255 | 0.24674 | 4 | 34369.9737 | 74978.6704 | 700.6784 | 1528.5416 | 178.6326 | 0 | 44.2124 | 865364.0269 | 55971.9662 | 598640.8445 | 300275.4959 | 0 | 122916.1683 | 0 | 757835.7157 | 1971733.0787 | 1345748.3413 | 6018485.6375 | 961560.8286 | 26942342.5866 | 26942342.5866 | 1478867.319 | 11658658.1045 | 0 | 33922389.0527 | 74002257.0629 | 562.3413 | 0.98698 | 34369.9737 | 74978.6704 | 700.6784 | 1528.5416
1 | 6600 | 707 | 0.03 | 15 | 15 | 7 | 7.4989e-13 | 5spot_SharedNeighbor | Water | Porous | Wet | R245fa | MinimizeLCOE_Brownfield | IgnoreSilica | 5.9802 | 3.021 | 0.35533 | 4 | 25099.5262 | 53298.3042 | 511.6878 | 1086.558 | 184.1863 | 0 | 35.4833 | 1107806.233 | 71639.3053 | 793056.3145 | 394801.2226 | 0 | 141659.7673 | 0 | 978495.5087 | 2545844.5965 | 1737591.249 | 7770894.1969 | 961560.8286 | 26942342.5866 | 26942342.5866 | 1478867.319 | 11658658.1045 | 0 | 35674797.6121 | 75754665.6222 | 749.8942 | 1.4213 | 25099.5262 | 53298.3042 | 511.6878 | 1086.558
1 | 6600 | 707 | 0.03 | 15 | 15 | 7 | 1e-12 | 5spot_SharedNeighbor | Water | Porous | Wet | R245fa | MinimizeLCOE_Brownfield | IgnoreSilica | 7.8322 | 4.2 | 0.49798 | 4 | 18986.3091 | 39107.5656 | 387.0616 | 797.2606 | 188.5082 | 0 | 41.077 | 1396682.8598 | 90223.8362 | 1032247.7369 | 517216.4811 | 0 | 164930.9761 | 0 | 1248507.7371 | 3248361.0278 | 2217073.1486 | 9915243.8036 | 961560.8286 | 26942342.5866 | 26942342.5866 | 1478867.319 | 11658658.1045 | 0 | 37819147.2188 | 77899015.229 | 1000 | 1.9919 | 18986.3091 | 39107.5656 | 387.0616 | 797.2606
1 | 6600 | 707 | 0.03 | 15 | 15 | 7 | 1.3335e-12 | 5spot_SharedNeighbor | Water | Porous | Wet | R245fa | MinimizeLCOE_Brownfield | IgnoreSilica | 10.2916 | 5.7923 | 0.69106 | 4 | 14657.4261 | 29156.8158 | 298.8115 | 594.4011 | 192.2718 | 0 | 49.668 | 1751601.6545 | 112990.9509 | 1334955.0838 | 679718.657 | 0 | 192991.764 | 0 | 1588180.663 | 4132120.3044 | 2820257.0143 | 12612816.0919 | 961560.8286 | 26942342.5866 | 26942342.5866 | 1478867.319 | 11658658.1045 | 0 | 40516719.5072 | 80596587.5173 | 1333.5214 | 2.7642 | 14657.4261 | 29156.8158 | 298.8115 | 594.4011
1 | 6600 | 707 | 0.03 | 15 | 15 | 7 | 1.7783e-12 | 5spot_SharedNeighbor | Water | Porous | Wet | R245fa | MinimizeLCOE_Brownfield | IgnoreSilica | 13.5442 | 7.886 | 0.9448 | 4 | 11602.0239 | 22207.3875 | 236.523 | 452.7276 | 195.0616 | 0 | 48.0253 | 2177597.3468 | 140231.8746 | 1708717.1127 | 893583.5705 | 0 | 227188.4812 | 0 | 2007454.1705 | 5222983.9661 | 3564793.8784 | 15942550.4008 | 961560.8286 | 26942342.5866 | 26942342.5866 | 1478867.319 | 11658658.1045 | 0 | 43846453.816 | 83926321.8262 | 1778.2794 | 3.7792 | 11602.0239 | 22207.3875 | 236.523 | 452.7276
1 | 6600 | 707 | 0.03 | 15 | 15 | 7 | 2.3714e-12 | 5spot_SharedNeighbor | Water | Porous | Wet | R245fa | MinimizeLCOE_Brownfield | IgnoreSilica | 17.8562 | 10.6639 | 1.2815 | 4 | 9364.4971 | 17183.3881 | 190.9079 | 350.3066 | 197.2298 | 0 | 47.4916 | 2695139.2027 | 173216.2853 | 2175294.9282 | 1176763.5708 | 0 | 268814.8999 | 0 | 2530799.2658 | 6584620.5514 | 4494138.8268 | 20098787.5308 | 961560.8286 | 26942342.5866 | 26942342.5866 | 1478867.319 | 11658658.1045 | 0 | 48002690.9461 | 88082558.9562 | 2371.3737 | 5.126 | 9364.4971 | 17183.3881 | 190.9079 | 350.3066
1 | 6600 | 707 | 0.03 | 15 | 15 | 7 | 3.1623e-12 | 5spot_SharedNeighbor | Water | Porous | Wet | R245fa | MinimizeLCOE_Brownfield | IgnoreSilica | 23.5636 | 14.3426 | 1.7274 | 4 | 7698.3533 | 13498.8788 | 156.9413 | 275.1929 | 198.9016 | 0 | 52.6028 | 3323967.0804 | 213150.6009 | 2757319.6006 | 1551268.7818 | 0 | 319391.454 | 0 | 3184388.0319 | 8285124.4512 | 5654767.6802 | 25289377.681 | 961560.8286 | 26942342.5866 | 26942342.5866 | 1478867.319 | 11658658.1045 | 0 | 53193281.0963 | 93273149.1064 | 3162.2777 | 6.9097 | 7698.3533 | 13498.8788 | 156.9413 | 275.1929
1 | 6600 | 707 | 0.03 | 15 | 15 | 7 | 4.217e-12 | 5spot_SharedNeighbor | Water | Porous | Wet | R245fa | MinimizeLCOE_Brownfield | IgnoreSilica | 31.0958 | 19.1993 | 2.3161 | 4 | 6440.9177 | 10767.1989 | 131.3068 | 219.5039 | 200.1828 | 0 | 50.5385 | 4086989.2202 | 261424.3785 | 3481867.7942 | 2045295.719 | 0 | 380781.2243 | 0 | 3999979.7511 | 10407126.8036 | 7103077.8886 | 31766542.7794 | 961560.8286 | 26942342.5866 | 26942342.5866 | 1478867.319 | 11658658.1045 | 0 | 59670446.1946 | 99750314.2047 | 4216.965 | 9.2643 | 6440.9177 | 10767.1989 | 131.3068 | 219.5039
1 | 6600 | 707 | 0.03 | 15 | 15 | 7 | 5.6234e-12 | 5spot_SharedNeighbor | Water | Porous | Wet | R245fa | MinimizeLCOE_Brownfield | IgnoreSilica | 40.93 | 25.5394 | 3.0853 | 4 | 5484.2116 | 8731.8744 | 111.8031 | 178.0111 | 201.1529 | 0 | 57.6875 | 5004708.1947 | 319350.0202 | 4374676.0479 | 2690052.4641 | 0 | 454053.1272 | 0 | 5008707.5431 | 13031629.5999 | 8894354.9752 | 39777531.9722 | 961560.8286 | 26942342.5866 | 26942342.5866 | 1478867.319 | 11658658.1045 | 0 | 67681435.3874 | 107761303.3976 | 5623.4133 | 12.3411 | 5484.2116 | 8731.8744 | 111.8031 | 178.0111
1 | 6600 | 707 | 0.03 | 15 | 15 | 7 | 7.4989e-12 | 5spot_SharedNeighbor | Water | Porous | Wet | R245fa | MinimizeLCOE_Brownfield | IgnoreSilica | 53.6368 | 33.7093 | 4.0789 | 4 | 4749.7892 | 7206.3397 | 96.8309 | 146.911 | 201.8528 | 0 | 56.0046 | 6098444.2809 | 388536.041 | 5461863.6437 | 3521440.6039 | 0 | 541099.7377 | 0 | 6244439.8798 | 16246751.6564 | 11088741.8429 | 49591317.6861 | 961560.8286 | 26942342.5866 | 26942342.5866 | 1478867.319 | 11658658.1045 | 0 | 77495221.1013 | 117575089.1114 | 7498.9421 | 16.3155 | 4749.7892 | 7206.3397 | 96.8309 | 146.911
1 | 6600 | 707 | 0.03 | 15 | 15 | 7 | 1e-11 | 5spot_SharedNeighbor | Water | Porous | Wet | R245fa | MinimizeLCOE_Brownfield | IgnoreSilica | 69.6468 | 43.9453 | 5.3194 | 4 | 4193.0195 | 6076.6681 | 85.4804 | 123.8811 | 202.2168 | 0 | 58.0394 | 7364061.0956 | 467699.7674 | 6752659.2766 | 4569143.6382 | 0 | 642766.4641 | 0 | 7720568.7943 | 20087336.2965 | 13710019.7758 | 61314255.1085 | 961560.8286 | 26942342.5866 | 26942342.5866 | 1478867.319 | 11658658.1045 | 0 | 89218158.5237 | 129298026.5339 | 10000 | 21.2778 | 4193.0195 | 6076.6681 | 85.4804 | 123.8811
1 | 6600 | 707 | 0.03 | 15 | 15 | 7 | 1.3335e-11 | 5spot_SharedNeighbor | Water | Porous | Wet | R245fa | MinimizeLCOE_Brownfield | IgnoreSilica | 89.0742 | 56.1167 | 6.7927 | 4 | 3776.9617 | 5252.0594 | 76.9985 | 107.0703 | 202.0806 | 0 | 56.5685 | 8765379.5825 | 555195.8407 | 8211296.5735 | 5834808.5474 | 0 | 757885.5448 | 0 | 9408580.7747 | 24479197.2105 | 16707555.0933 | 74719899.1674 | 961560.8286 | 26942342.5866 | 26942342.5866 | 1478867.319 | 11658658.1045 | 0 | 102623802.5827 | 142703670.5928 | 13335.2143 | 27.171 | 3776.9617 | 5252.0594 | 76.9985 | 107.0703
1 | 6600 | 707 | 0.03 | 15 | 15 | 7 | 1.7783e-11 | 5spot_SharedNeighbor | Water | Porous | Wet | R245fa | MinimizeLCOE_Brownfield | IgnoreSilica | 111.4442 | 69.6428 | 8.416 | 4 | 3478.0396 | 4668.6193 | 70.9045 | 95.1761 | 201.2987 | 0 | 68.1608 | 10219823.6134 | 644757.8097 | 9760465.5669 | 7284515.7965 | 0 | 884134.9262 | 0 | 11229542.108 | 29216965.0692 | 19941179.0083 | 89181383.8982 | 961560.8286 | 26942342.5866 | 26942342.5866 | 1478867.319 | 11658658.1045 | 0 | 117085287.3134 | 157165155.3235 | 17782.7941 | 33.6642 | 3478.0396 | 4668.6193 | 70.9045 | 95.1761
1 | 6600 | 707 | 0.03 | 15 | 15 | 7 | 2.3714e-11 | 5spot_SharedNeighbor | Water | Porous | Wet | R245fa | MinimizeLCOE_Brownfield | IgnoreSilica | 135.6099 | 83.4352 | 10.0601 | 4 | 3270.4856 | 4266.4934 | 66.6733 | 86.9782 | 199.8656 | 0 | 76.4848 | 11623657.6599 | 731124.7902 | 11278833.6661 | 8832378.1452 | 0 | 1015965.3698 | 0 | 13057964.2562 | 33974144.4378 | 23188051.6776 | 103702120.0028 | 961560.8286 | 26942342.5866 | 26942342.5866 | 1478867.319 | 11658658.1045 | 0 | 131606023.418 | 171685891.4281 | 23713.7371 | 40.2405 | 3270.4856 | 4266.4934 | 66.6733 | 86.9782
1 | 6600 | 707 | 0.03 | 15 | 15 | 7 | 3.1623e-11 | 5spot_SharedNeighbor | Water | Porous | Wet | R245fa | MinimizeLCOE_Brownfield | IgnoreSilica | 160.1064 | 96.6967 | 11.6308 | 4 | 3126.1162 | 3987.6223 | 63.7301 | 81.2931 | 198.2118 | 0 | 78.1468 | 12914569.1475 | 810653.3602 | 12691533.7526 | 10384116.8757 | 0 | 1146448.4814 | 0 | 14799455.4308 | 38505147.2452 | 26280554.1965 | 117532478.4898 | 961560.8286 | 26942342.5866 | 26942342.5866 | 1478867.319 | 11658658.1045 | 0 | 145436381.9051 | 185516249.9152 | 31622.7766 | 46.523 | 3126.1162 | 3987.6223 | 63.7301 | 81.2931
1 | 6600 | 707 | 0.03 | 15 | 15 | 7 | 4.217e-11 | 5spot_SharedNeighbor | Water | Porous | Wet | R245fa | MinimizeLCOE_Brownfield | IgnoreSilica | 173.8017 | 103.7338 | 12.5868 | 4 | 3027.8062 | 3823.8756 | 61.7259 | 77.9549 | 197.1777 | 0 | 82.4998 | 13579110.5563 | 851512.7203 | 13425204.5773 | 11242219.9602 | 0 | 1111013.3773 | 0 | 15681533.8646 | 40800134.3908 | 27846930.0807 | 124537659.5275 | 961560.8286 | 26942342.5866 | 26942342.5866 | 1478867.319 | 11658658.1045 | 0 | 152441562.9427 | 192521430.9528 | 42169.6503 | 50.3472 | 3027.8062 | 3823.8756 | 61.7259 | 77.9549
1 | 6600 | 707 | 0.03 | 15 | 15 | 7 | 5.6234e-11 | 5spot_SharedNeighbor | Water | Porous | Wet | R245fa | MinimizeLCOE_Brownfield | IgnoreSilica | 181.0554 | 107.3345 | 13.1825 | 4 | 2953.6579 | 3713.7561 | 60.2143 | 75.7099 | 196.5939 | 0 | 106.4187 | 13914206.752 | 872096.3076 | 13796728.597 | 11693102.417 | 0 | 999800.0257 | 0 | 16097614.2987 | 41882690.3306 | 28585796.7538 | 127842035.4825 | 961560.8286 | 26942342.5866 | 26942342.5866 | 1478867.319 | 11658658.1045 | 0 | 155745938.8977 | 195825806.9078 | 56234.1325 | 52.7299 | 2953.6579 | 3713.7561 | 60.2143 | 75.7099
1 | 6600 | 707 | 0.03 | 15 | 15 | 7 | 7.4989e-11 | 5spot_SharedNeighbor | Water | Porous | Wet | R245fa | MinimizeLCOE_Brownfield | IgnoreSilica | 186.6481 | 110.0519 | 13.6493 | 4 | 2897.2909 | 3631.3901 | 59.0652 | 74.0308 | 196.1295 | 0 | 103.7534 | 14165012.0037 | 887493.7716 | 14075467.4014 | 12039401.0521 | 0 | 895850.9379 | 0 | 16404657.815 | 42681554.5766 | 29131038.0168 | 130280475.575 | 961560.8286 | 26942342.5866 | 26942342.5866 | 1478867.319 | 11658658.1045 | 0 | 158184378.9902 | 198264247.0004 | 74989.4209 | 54.5973 | 2897.2909 | 3631.3901 | 59.0652 | 74.0308
1 | 6600 | 707 | 0.03 | 15 | 15 | 7 | 1e-10 | 5spot_SharedNeighbor | Water | Porous | Wet | R245fa | MinimizeLCOE_Brownfield | IgnoreSilica | 190.9593 | 112.1106 | 14.0126 | 4 | 2854.4991 | 3569.57 | 58.1928 | 72.7705 | 195.7633 | 0 | 113.8089 | 14353859.8479 | 899082.8235 | 14285719.7005 | 12305283.6464 | 0 | 803947.4608 | 0 | 16632678.4568 | 43274817.5132 | 29535952.1614 | 132091341.6105 | 961560.8286 | 26942342.5866 | 26942342.5866 | 1478867.319 | 11658658.1045 | 0 | 159995245.0257 | 200075113.0358 | 100000 | 56.0502 | 2854.4991 | 3569.57 | 58.1928 | 72.7705
1 | 6600 | 707 | 0.03 | 15 | 15 | 7 | 1.3335e-10 | 5spot_SharedNeighbor | Water | Porous | Wet | R245fa | MinimizeLCOE_Brownfield | IgnoreSilica | 194.1381 | 113.6079 | 14.2869 | 4 | 2822.0563 | 3523.3977 | 57.5314 | 71.8292 | 195.4885 | 0 | 141.9555 | 14490595.0067 | 907471.3685 | 14438149.3941 | 12500798.2447 | 0 | 723520.4263 | 0 | 16793608.4317 | 43693524.2966 | 29821728.1446 | 133369395.3132 | 961560.8286 | 26942342.5866 | 26942342.5866 | 1478867.319 | 11658658.1045 | 0 | 161273298.7284 | 201353166.7385 | 133352.1432 | 57.1474 | 2822.0563 | 3523.3977 | 57.5314 | 71.8292
1 | 6600 | 707 | 0.03 | 15 | 15 | 7 | 1.7783e-10 | 5spot_SharedNeighbor | Water | Porous | Wet | R245fa | MinimizeLCOE_Brownfield | IgnoreSilica | 196.4614 | 114.6912 | 14.4923 | 4 | 2797.4862 | 3488.8835 | 57.0305 | 71.1256 | 195.285 | 0 | 163.6594 | 14589212.1188 | 913520.1222 | 14548187.4157 | 12643544.1995 | 0 | 655105.2523 | 0 | 16906331.9523 | 43986807.7744 | 30021900.1445 | 134264608.9797 | 961560.8286 | 26942342.5866 | 26942342.5866 | 1478867.319 | 11658658.1045 | 0 | 162168512.3949 | 202248380.405 | 177827.941 | 57.9694 | 2797.4862 | 3488.8835 | 57.0305 | 71.1256
1 | 6600 | 707 | 0.03 | 15 | 15 | 7 | 2.3714e-10 | 5spot_SharedNeighbor | Water | Porous | Wet | R245fa | MinimizeLCOE_Brownfield | IgnoreSilica | 198.1741 | 115.484 | 14.6465 | 4 | 2778.8943 | 3463.0127 | 56.6515 | 70.5982 | 195.1337 | 0 | 157.5757 | 14661212.3858 | 917935.6316 | 14628579.4907 | 12748700.9599 | 0 | 598555.638 | 0 | 16986443.8013 | 44195242.3723 | 30164161.0405 | 134900831.3201 | 961560.8286 | 26942342.5866 | 26942342.5866 | 1478867.319 | 11658658.1045 | 0 | 162804734.7353 | 202884602.7454 | 237137.3706 | 58.5862 | 2778.8943 | 3463.0127 | 56.6515 | 70.5982
1 | 6600 | 707 | 0.03 | 15 | 15 | 7 | 3.1623e-10 | 5spot_SharedNeighbor | Water | Porous | Wet | R245fa | MinimizeLCOE_Brownfield | IgnoreSilica | 199.3922 | 116.0446 | 14.7599 | 4 | 2764.8397 | 3443.7043 | 56.365 | 70.2046 | 195.0253 | 0 | 163.0735 | 14712040.6495 | 921052.3962 | 14685358.9298 | 12823451.387 | 0 | 551973.787 | 0 | 17040612.0883 | 44336177.1436 | 30260351.9178 | 135331018.2992 | 961560.8286 | 26942342.5866 | 26942342.5866 | 1478867.319 | 11658658.1045 | 0 | 163234921.7144 | 203314789.7246 | 316227.766 | 59.0396 | 2764.8397 | 3443.7043 | 56.365 | 70.2046
1 | 6600 | 707 | 0.03 | 15 | 15 | 7 | 4.217e-10 | 5spot_SharedNeighbor | Water | Porous | Wet | R245fa | MinimizeLCOE_Brownfield | IgnoreSilica | 200.3324 | 116.475 | 14.8465 | 4 | 2754.2217 | 3429.124 | 56.1485 | 69.9073 | 194.9412 | 0 | 162.0156 | 14751026.2998 | 923442.785 | 14728924.2751 | 12880926.636 | 0 | 515386.2994 | 0 | 17081885.4551 | 44443561.9778 | 30333644.2737 | 135658798.0019 | 961560.8286 | 26942342.5866 | 26942342.5866 | 1478867.319 | 11658658.1045 | 0 | 163562701.4171 | 203642569.4272 | 421696.5034 | 59.3862 | 2754.2217 | 3429.124 | 56.1485 | 69.9073
1 | 6600 | 707 | 0.03 | 15 | 15 | 7 | 5.6234e-10 | 5spot_SharedNeighbor | Water | Porous | Wet | R245fa | MinimizeLCOE_Brownfield | IgnoreSilica | 200.9392 | 116.7516 | 14.9071 | 4 | 2746.2088 | 3418.3679 | 55.9852 | 69.6881 | 194.8866 | 0 | 157.4648 | 14776045.9623 | 924976.7673 | 14756889.9189 | 12917945.0511 | 0 | 485106.1579 | 0 | 17105775.9044 | 44505720.0262 | 30376068.4189 | 135848528.207 | 961560.8286 | 26942342.5866 | 26942342.5866 | 1478867.319 | 11658658.1045 | 0 | 163752431.6222 | 203832299.6323 | 562341.3252 | 59.6285 | 2746.2088 | 3418.3679 | 55.9852 | 69.6881
1 | 6600 | 707 | 0.03 | 15 | 15 | 7 | 7.4989e-10 | 5spot_SharedNeighbor | Water | Porous | Wet | R245fa | MinimizeLCOE_Brownfield | IgnoreSilica | 201.3607 | 116.9431 | 14.9511 | 4 | 2740.1679 | 3410.3491 | 55.862 | 69.5246 | 194.8484 | 0 | 152.8373 | 14793370.8242 | 926038.9329 | 14776257.8757 | 12943654.4728 | 0 | 461027.9296 | 0 | 17121136.5137 | 44545685.1806 | 30403345.4581 | 135970517.1876 | 961560.8286 | 26942342.5866 | 26942342.5866 | 1478867.319 | 11658658.1045 | 0 | 163874420.6028 | 203954288.6129 | 749894.2093 | 59.8045 | 2740.1679 | 3410.3491 | 55.862 | 69.5246
1 | 6600 | 707 | 0.03 | 15 | 15 | 7 | 1e-09 | 5spot_SharedNeighbor | Water | Porous | Wet | R245fa | MinimizeLCOE_Brownfield | IgnoreSilica | 201.6554 | 117.0767 | 14.9832 | 4 | 2735.6175 | 3404.3652 | 55.7693 | 69.4026 | 194.8216 | 0 | 161.7419 | 14805450.5882 | 926779.5087 | 14789763.7118 | 12961620.9485 | 0 | 442102.069 | 0 | 17131029.5623 | 44571424.8636 | 30420913.3206 | 136049084.5728 | 961560.8286 | 26942342.5866 | 26942342.5866 | 1478867.319 | 11658658.1045 | 0 | 163952987.9881 | 204032855.9982 | 1000000 | 59.9327 | 2735.6175 | 3404.3652 | 55.7693 | 69.4026
1 | 6600 | 707 | 0.03 | 15 | 15 | 7 | 1.3335e-09 | 5spot_SharedNeighbor | Water | Porous | Wet | R245fa | MinimizeLCOE_Brownfield | IgnoreSilica | 201.8406 | 117.1605 | 15.0056 | 4 | 2732.1926 | 3399.943 | 55.6994 | 69.3124 | 194.8046 | 0 | 157.0316 | 14813017.82 | 927243.4259 | 14798224.9277 | 12972908.229 | 0 | 427011.9564 | 0 | 17135978.48 | 44584300.9325 | 30429701.5022 | 136088387.2738 | 961560.8286 | 26942342.5866 | 26942342.5866 | 1478867.319 | 11658658.1045 | 0 | 163992290.689 | 204072158.6991 | 1333521.4322 | 60.0222 | 2732.1926 | 3399.943 | 55.6994 | 69.3124
1 | 6600 | 707 | 0.03 | 15 | 15 | 7 | 1.7783e-09 | 5spot_SharedNeighbor | Water | Porous | Wet | R245fa | MinimizeLCOE_Brownfield | IgnoreSilica | 201.9844 | 117.2254 | 15.0226 | 4 | 2729.6165 | 3396.61 | 55.6469 | 69.2445 | 194.7915 | 0 | 162.7432 | 14818887.3474 | 927603.2592 | 14804788.2121 | 12981666.7672 | 0 | 415571.6138 | 0 | 17139921.7079 | 44594560.4026 | 30436703.8014 | 136119703.1116 | 961560.8286 | 26942342.5866 | 26942342.5866 | 1478867.319 | 11658658.1045 | 0 | 164023606.5268 | 204103474.5369 | 1778279.41 | 60.0903 | 2729.6165 | 3396.61 | 55.6469 | 69.2445
1 | 6600 | 707 | 0.03 | 15 | 15 | 7 | 2.3714e-09 | 5spot_SharedNeighbor | Water | Porous | Wet | R245fa | MinimizeLCOE_Brownfield | IgnoreSilica | 202.077 | 117.2672 | 15.0346 | 4 | 2727.6801 | 3394.1385 | 55.6074 | 69.1941 | 194.7829 | 0 | 161.3701 | 14822659.162 | 927834.4896 | 14809005.9974 | 12987308.0057 | 0 | 406628.4484 | 0 | 17141840.0802 | 44599551.6138 | 30440110.4056 | 136134938.2027 | 961560.8286 | 26942342.5866 | 26942342.5866 | 1478867.319 | 11658658.1045 | 0 | 164038841.6179 | 204118709.6281 | 2371373.7057 | 60.1386 | 2727.6801 | 3394.1385 | 55.6074 | 69.1941
1 | 6600 | 707 | 0.03 | 15 | 15 | 7 | 3.1623e-09 | 5spot_SharedNeighbor | Water | Porous | Wet | R245fa | MinimizeLCOE_Brownfield | IgnoreSilica | 202.1501 | 117.3002 | 15.0439 | 4 | 2726.2253 | 3392.2749 | 55.5778 | 69.1561 | 194.7762 | 0 | 159.0153 | 14825639.915 | 928017.2229 | 14812339.2739 | 12991765.067 | 0 | 399910.6611 | 0 | 17143492.1346 | 44603849.9204 | 30443044.0881 | 136148058.2831 | 961560.8286 | 26942342.5866 | 26942342.5866 | 1478867.319 | 11658658.1045 | 0 | 164051961.6983 | 204131829.7084 | 3162277.6602 | 60.1755 | 2726.2253 | 3392.2749 | 55.5778 | 69.1561
1 | 6600 | 707 | 0.03 | 15 | 15 | 7 | 4.217e-09 | 5spot_SharedNeighbor | Water | Porous | Wet | R245fa | MinimizeLCOE_Brownfield | IgnoreSilica | 202.2085 | 117.3265 | 15.051 | 4 | 2725.1327 | 3390.8687 | 55.5555 | 69.1274 | 194.7708 | 0 | 163.6943 | 14828018.2123 | 928163.0224 | 14814998.8989 | 12995319.9021 | 0 | 394888.3204 | 0 | 17144941.4589 | 44607620.7649 | 30445617.767 | 136159568.3469 | 961560.8286 | 26942342.5866 | 26942342.5866 | 1478867.319 | 11658658.1045 | 0 | 164063471.7621 | 204143339.7722 | 4216965.0343 | 60.2038 | 2725.1327 | 3390.8687 | 55.5555 | 69.1274
1 | 6600 | 707 | 0.03 | 15 | 15 | 7 | 5.6234e-09 | 5spot_SharedNeighbor | Water | Porous | Wet | R245fa | MinimizeLCOE_Brownfield | IgnoreSilica | 202.2427 | 117.3419 | 15.0558 | 4 | 2724.3124 | 3389.8333 | 55.5388 | 69.1063 | 194.7676 | 0 | 155.435 | 14829409.4126 | 928248.3085 | 14816554.686 | 12997406.1742 | 0 | 390943.8682 | 0 | 17145399.3553 | 44608812.1175 | 30446430.8896 | 136163204.8118 | 961560.8286 | 26942342.5866 | 26942342.5866 | 1478867.319 | 11658658.1045 | 0 | 164067108.227 | 204146976.2371 | 5623413.2519 | 60.2233 | 2724.3124 | 3389.8333 | 55.5388 | 69.1063
1 | 6600 | 707 | 0.03 | 15 | 15 | 7 | 7.4989e-09 | 5spot_SharedNeighbor | Water | Porous | Wet | R245fa | MinimizeLCOE_Brownfield | IgnoreSilica | 202.2692 | 117.3538 | 15.0595 | 4 | 2723.6968 | 3389.0546 | 55.5262 | 69.0905 | 194.7651 | 0 | 146.3831 | 14830485.9747 | 928314.3058 | 14817758.623 | 12999020.1455 | 0 | 387985.1561 | 0 | 17145790.04 | 44609828.599 | 30447124.6592 | 136166307.5034 | 961560.8286 | 26942342.5866 | 26942342.5866 | 1478867.319 | 11658658.1045 | 0 | 164070210.9187 | 204150078.9288 | 7498942.0933 | 60.2381 | 2723.6968 | 3389.0546 | 55.5262 | 69.0905
1 | 6600 | 707 | 0.03 | 15 | 15 | 7 | 1e-08 | 5spot_SharedNeighbor | Water | Porous | Wet | R245fa | MinimizeLCOE_Brownfield | IgnoreSilica | 202.2887 | 117.3626 | 15.0623 | 4 | 2723.2348 | 3388.4714 | 55.5168 | 69.0786 | 194.7633 | 0 | 147.191 | 14831275.4799 | 928362.7054 | 14818641.5457 | 13000204.2544 | 0 | 385751.4449 | 0 | 17146051.8178 | 44610509.6911 | 30447589.5185 | 136168386.4575 | 961560.8286 | 26942342.5866 | 26942342.5866 | 1478867.319 | 11658658.1045 | 0 | 164072289.8728 | 204152157.8829 | 10000000 | 60.249 | 2723.2348 | 3388.4714 | 55.5168 | 69.0786
1 | 6700 | 707 | 0.03 | 15 | 15 | 7 | 1e-13 | 5spot_SharedNeighbor | Water | Porous | Wet | R245fa | MinimizeLCOE_Brownfield | IgnoreSilica | 0.97664 | 0.20421 | 0.0077293 | 4 | 957069.0656 | 2280274.7048 | 19511.1474 | 46486.4842 | 116.491 | 0 | 25.7827 | 129119.948 | 5036.6976 | 95811.6053 | 60539.3899 | 0 | 62442.1735 | 0 | 137650.4275 | 358138.1765 | 244436.6645 | 1093175.0827 | 961560.8286 | 27535233.0938 | 27535233.0938 | 1478867.319 | 11895814.3074 | 0 | 29589969.0051 | 70499883.7254 | 100 | 0.030917 | 957069.0656 | 2280274.7048 | 19511.1474 | 46486.4842
1 | 6700 | 707 | 0.03 | 15 | 15 | 7 | 1.3335e-13 | 5spot_SharedNeighbor | Water | Porous | Wet | R245fa | MinimizeLCOE_Brownfield | IgnoreSilica | 1.2739 | 0.32977 | 0.019866 | 4 | 377660.7606 | 892473.1348 | 7699.1254 | 18194.272 | 131.2065 | 0 | 26.3984 | 194096.5629 | 8415.3182 | 139153.0534 | 77118.645 | 0 | 70125.2853 | 0 | 190674.4573 | 496095.8252 | 338595.5944 | 1514274.7417 | 961560.8286 | 27535233.0938 | 27535233.0938 | 1478867.319 | 11895814.3074 | 0 | 30011068.6641 | 70920983.3844 | 133.3521 | 0.079466 | 377660.7606 | 892473.1348 | 7699.1254 | 18194.272
1 | 6700 | 707 | 0.03 | 15 | 15 | 7 | 1.7783e-13 | 5spot_SharedNeighbor | Water | Porous | Wet | R245fa | MinimizeLCOE_Brownfield | IgnoreSilica | 1.6514 | 0.50902 | 0.039552 | 4 | 193141.8477 | 451723.3415 | 3937.4578 | 9208.9913 | 144.3736 | 0 | 126.9906 | 278445.8407 | 13310.1659 | 195197.0604 | 99985.8786 | 0 | 78160.3059 | 0 | 259388.7081 | 674876.2106 | 460616.881 | 2059981.0513 | 961560.8286 | 27535233.0938 | 27535233.0938 | 1478867.319 | 11895814.3074 | 0 | 30556774.9737 | 71466689.6939 | 177.8279 | 0.15821 | 193141.8477 | 451723.3415 | 3937.4578 | 9208.9913
1 | 6700 | 707 | 0.03 | 15 | 15 | 7 | 2.3714e-13 | 5spot_SharedNeighbor | Water | Porous | Wet | R245fa | MinimizeLCOE_Brownfield | IgnoreSilica | 2.1376 | 0.76028 | 0.06961 | 4 | 112265.4621 | 259191.6074 | 2288.6833 | 5283.9715 | 155.9352 | 0 | 164.5864 | 386217.3853 | 20219.8041 | 267022.7703 | 131404.3345 | 0 | 86973.4415 | 0 | 347816.7169 | 904947.7505 | 617645.4345 | 2762247.6377 | 961560.8286 | 27535233.0938 | 27535233.0938 | 1478867.319 | 11895814.3074 | 0 | 31259041.5601 | 72168956.2803 | 237.1374 | 0.27844 | 112265.4621 | 259191.6074 | 2288.6833 | 5283.9715
1 | 6700 | 707 | 0.03 | 15 | 15 | 7 | 3.1623e-13 | 5spot_SharedNeighbor | Water | Porous | Wet | R245fa | MinimizeLCOE_Brownfield | IgnoreSilica | 2.7794 | 1.1114 | 0.11406 | 4 | 70498.7526 | 160162.5369 | 1437.2124 | 3265.13 | 166.0021 | 0 | 214.6138 | 523667.7522 | 29878.9526 | 359413.0208 | 174093.927 | 0 | 97512.3314 | 0 | 461980.7338 | 1201979.104 | 820375.4367 | 3668901.2586 | 961560.8286 | 27535233.0938 | 27535233.0938 | 1478867.319 | 11895814.3074 | 0 | 32165695.181 | 73075609.9012 | 316.2278 | 0.45626 | 70498.7526 | 160162.5369 | 1437.2124 | 3265.13
1 | 6700 | 707 | 0.03 | 15 | 15 | 7 | 4.217e-13 | 5spot_SharedNeighbor | Water | Porous | Wet | R245fa | MinimizeLCOE_Brownfield | IgnoreSilica | 3.5962 | 1.5786 | 0.17674 | 4 | 47098.6145 | 104964.9524 | 960.169 | 2139.8525 | 174.2563 | 0 | 283.0052 | 692478.2907 | 43023.6572 | 473072.0784 | 232663.0787 | 0 | 108728.1651 | 0 | 604486.4553 | 1572749.7596 | 1073434.0277 | 4800635.5127 | 961560.8286 | 27535233.0938 | 27535233.0938 | 1478867.319 | 11895814.3074 | 0 | 33297429.4351 | 74207344.1553 | 421.6965 | 0.70697 | 47098.6145 | 104964.9524 | 960.169 | 2139.8525
1 | 6700 | 707 | 0.03 | 15 | 15 | 7 | 5.6234e-13 | 5spot_SharedNeighbor | Water | Porous | Wet | R245fa | MinimizeLCOE_Brownfield | IgnoreSilica | 4.689 | 2.2667 | 0.26472 | 4 | 32849.1812 | 71484.8618 | 669.675 | 1457.3156 | 181.2169 | 0 | 40.6917 | 905463.4453 | 58590.0144 | 630232.612 | 311234.9966 | 0 | 124021.3236 | 0 | 791521.5328 | 2059376.6651 | 1405566.8899 | 6286007.4796 | 961560.8286 | 27535233.0938 | 27535233.0938 | 1478867.319 | 11895814.3074 | 0 | 34782801.4021 | 75692716.1223 | 562.3413 | 1.0589 | 32849.1812 | 71484.8618 | 669.675 | 1457.3156
1 | 6700 | 707 | 0.03 | 15 | 15 | 7 | 7.4989e-13 | 5spot_SharedNeighbor | Water | Porous | Wet | R245fa | MinimizeLCOE_Brownfield | IgnoreSilica | 6.1117 | 3.2022 | 0.37843 | 4 | 24164.1522 | 51190.5848 | 492.6189 | 1043.5893 | 186.7857 | 0 | 36.2967 | 1154095.221 | 74620.7378 | 830886.9534 | 406634.036 | 0 | 142682.9265 | 0 | 1017478.7511 | 2647270.9969 | 1806816.8514 | 8080486.4741 | 961560.8286 | 27535233.0938 | 27535233.0938 | 1478867.319 | 11895814.3074 | 0 | 36577280.3965 | 77487195.1168 | 749.8942 | 1.5137 | 24164.1522 | 51190.5848 | 492.6189 | 1043.5893
1 | 6700 | 707 | 0.03 | 15 | 15 | 7 | 1e-12 | 5spot_SharedNeighbor | Water | Porous | Wet | R245fa | MinimizeLCOE_Brownfield | IgnoreSilica | 7.9948 | 4.4335 | 0.52789 | 4 | 18365.2668 | 37739.3951 | 374.4008 | 769.3686 | 191.0925 | 0 | 37.8025 | 1450907.995 | 93706.7705 | 1077912.6686 | 531640.138 | 0 | 165817.1477 | 0 | 1294794.0407 | 3368788.4952 | 2299267.3696 | 10282834.6253 | 961560.8286 | 27535233.0938 | 27535233.0938 | 1478867.319 | 11895814.3074 | 0 | 38779628.5477 | 79689543.268 | 1000 | 2.1116 | 18365.2668 | 37739.3951 | 374.4008 | 769.3686
1 | 6700 | 707 | 0.03 | 15 | 15 | 7 | 1.3335e-12 | 5spot_SharedNeighbor | Water | Porous | Wet | R245fa | MinimizeLCOE_Brownfield | IgnoreSilica | 10.489 | 6.0952 | 0.73019 | 4 | 14225.0729 | 28231.6288 | 289.9974 | 575.5399 | 194.8969 | 0 | 45.1782 | 1815689.9476 | 117094.8767 | 1390510.7318 | 697156.1285 | 0 | 193397.1259 | 0 | 1643401.0361 | 4275792.3881 | 2918316.1637 | 13051358.3986 | 961560.8286 | 27535233.0938 | 27535233.0938 | 1478867.319 | 11895814.3074 | 0 | 41548152.321 | 82458067.0412 | 1333.5214 | 2.9208 | 14225.0729 | 28231.6288 | 289.9974 | 575.5399
1 | 6700 | 707 | 0.03 | 15 | 15 | 7 | 1.7783e-12 | 5spot_SharedNeighbor | Water | Porous | Wet | R245fa | MinimizeLCOE_Brownfield | IgnoreSilica | 13.807 | 8.2915 | 0.99718 | 4 | 11278.5619 | 21534.9861 | 229.9287 | 439.0198 | 197.7127 | 0 | 40.3736 | 2256081.9547 | 145241.3615 | 1778653.6743 | 916422.1879 | 0 | 227715.4938 | 0 | 2076404.7221 | 5402379.1578 | 3687234.783 | 16490133.3351 | 961560.8286 | 27535233.0938 | 27535233.0938 | 1478867.319 | 11895814.3074 | 0 | 44986927.2575 | 85896841.9777 | 1778.2794 | 3.9887 | 11278.5619 | 21534.9861 | 229.9287 | 439.0198
1 | 6700 | 707 | 0.03 | 15 | 15 | 7 | 2.3714e-12 | 5spot_SharedNeighbor | Water | Porous | Wet | R245fa | MinimizeLCOE_Brownfield | IgnoreSilica | 18.2117 | 11.2094 | 1.3519 | 4 | 9114.298 | 16679.7556 | 185.8073 | 340.0394 | 199.902 | 0 | 39.1684 | 2791923.0393 | 179372.3295 | 2263870.3441 | 1207085.5146 | 0 | 269635.3347 | 0 | 2617635.7593 | 6810551.2947 | 4648341.2015 | 20788414.8176 | 961560.8286 | 27535233.0938 | 27535233.0938 | 1478867.319 | 11895814.3074 | 0 | 49285208.74 | 90195123.4603 | 2371.3737 | 5.4075 | 9114.298 | 16679.7556 | 185.8073 | 340.0394
1 | 6700 | 707 | 0.03 | 15 | 15 | 7 | 3.1623e-12 | 5spot_SharedNeighbor | Water | Porous | Wet | R245fa | MinimizeLCOE_Brownfield | IgnoreSilica | 24.0311 | 15.0617 | 1.8215 | 4 | 7499.6409 | 13114.6541 | 152.8903 | 267.36 | 201.586 | 0 | 44.0409 | 3442482.7221 | 220911.1908 | 2867169.5199 | 1590352.0963 | 0 | 320162.5349 | 0 | 3292020.445 | 8565161.9115 | 5845899.0011 | 26144159.4216 | 961560.8286 | 27535233.0938 | 27535233.0938 | 1478867.319 | 11895814.3074 | 0 | 54640953.344 | 95550868.0643 | 3162.2777 | 7.2858 | 7499.6409 | 13114.6541 | 152.8903 | 267.36
1 | 6700 | 707 | 0.03 | 15 | 15 | 7 | 4.217e-12 | 5spot_SharedNeighbor | Water | Porous | Wet | R245fa | MinimizeLCOE_Brownfield | IgnoreSilica | 31.6948 | 20.1478 | 2.4391 | 4 | 6284.6589 | 10477.7393 | 128.1213 | 213.6029 | 202.8745 | 0 | 46.7014 | 4229527.9304 | 270487.8155 | 3618766.8275 | 2096165.1094 | 0 | 381430.3002 | 0 | 4132587.4133 | 10752144.7393 | 7338559.719 | 32819669.8546 | 961560.8286 | 27535233.0938 | 27535233.0938 | 1478867.319 | 11895814.3074 | 0 | 61316463.777 | 102226378.4973 | 4216.965 | 9.7565 | 6284.6589 | 10477.7393 | 128.1213 | 213.6029
1 | 6700 | 707 | 0.03 | 15 | 15 | 7 | 5.6234e-12 | 5spot_SharedNeighbor | Water | Porous | Wet | R245fa | MinimizeLCOE_Brownfield | IgnoreSilica | 41.707 | 26.7904 | 3.2467 | 4 | 5357.5573 | 8507.6426 | 109.2211 | 173.4398 | 203.8507 | 0 | 48.7976 | 5177043.6616 | 330090.4001 | 4545363.6161 | 2756573.5575 | 0 | 454740.4111 | 0 | 5172886.5421 | 13458789.6776 | 9185900.5054 | 41081388.3715 | 961560.8286 | 27535233.0938 | 27535233.0938 | 1478867.319 | 11895814.3074 | 0 | 69578182.2939 | 110488097.0141 | 5623.4133 | 12.9869 | 5357.5573 | 8507.6426 | 109.2211 | 173.4398
1 | 6700 | 707 | 0.03 | 15 | 15 | 7 | 7.4989e-12 | 5spot_SharedNeighbor | Water | Porous | Wet | R245fa | MinimizeLCOE_Brownfield | IgnoreSilica | 54.6185 | 35.3416 | 4.2867 | 4 | 4647.1269 | 7033.0082 | 94.738 | 143.3774 | 204.5487 | 0 | 47.5681 | 6303366.1888 | 400725.8594 | 5673012.5642 | 3607431.2188 | 0 | 541701.9685 | 0 | 6445232.7419 | 16769173.4953 | 11445305.4826 | 51185949.5195 | 961560.8286 | 27535233.0938 | 27535233.0938 | 1478867.319 | 11895814.3074 | 0 | 79682743.4419 | 120592658.1621 | 7498.9421 | 17.1467 | 4647.1269 | 7033.0082 | 94.738 | 143.3774
1 | 6700 | 707 | 0.03 | 15 | 15 | 7 | 1e-11 | 5spot_SharedNeighbor | Water | Porous | Wet | R245fa | MinimizeLCOE_Brownfield | IgnoreSilica | 70.8595 | 46.0158 | 5.5838 | 4 | 4106.5697 | 5938.1975 | 83.718 | 121.0582 | 204.8938 | 0 | 56.5748 | 7605396.7617 | 482038.5609 | 7006646.655 | 4676149.8023 | 0 | 642877.8011 | 0 | 7961112.7366 | 20713182.2918 | 14137172.5275 | 63224577.1369 | 961560.8286 | 27535233.0938 | 27535233.0938 | 1478867.319 | 11895814.3074 | 0 | 91721371.0593 | 132631285.7795 | 10000 | 22.3353 | 4106.5697 | 5938.1975 | 83.718 | 121.0582
1 | 6700 | 707 | 0.03 | 15 | 15 | 7 | 1.3335e-11 | 5spot_SharedNeighbor | Water | Porous | Wet | R245fa | MinimizeLCOE_Brownfield | IgnoreSilica | 90.489 | 58.6533 | 7.1164 | 4 | 3703.7609 | 5140.928 | 75.5062 | 104.8048 | 204.7142 | 0 | 64.0881 | 9040333.3318 | 571283.2221 | 8507822.7191 | 5962733.5709 | 0 | 757000.2181 | 0 | 9687277.4942 | 25204308.9061 | 17202458.7252 | 76933218.1875 | 961560.8286 | 27535233.0938 | 27535233.0938 | 1478867.319 | 11895814.3074 | 0 | 105430012.11 | 146339926.8302 | 13335.2143 | 28.4657 | 3703.7609 | 5140.928 | 75.5062 | 104.8048
1 | 6700 | 707 | 0.03 | 15 | 15 | 7 | 1.7783e-11 | 5spot_SharedNeighbor | Water | Porous | Wet | R245fa | MinimizeLCOE_Brownfield | IgnoreSilica | 113.03 | 72.6166 | 8.802 | 4 | 3412.8646 | 4574.8188 | 69.5759 | 93.2639 | 203.8662 | 0 | 67.6135 | 10527089.4823 | 663394.7693 | 10092839.6338 | 7429654.3637 | 0 | 881901.8803 | 0 | 11542003.2505 | 30029924.8673 | 20496040.7752 | 91662849.0223 | 961560.8286 | 27535233.0938 | 27535233.0938 | 1478867.319 | 11895814.3074 | 0 | 120159642.9448 | 161069557.665 | 17782.7941 | 35.2079 | 3412.8646 | 4574.8188 | 69.5759 | 93.2639
1 | 6700 | 707 | 0.03 | 15 | 15 | 7 | 2.3714e-11 | 5spot_SharedNeighbor | Water | Porous | Wet | R245fa | MinimizeLCOE_Brownfield | IgnoreSilica | 137.2495 | 86.739 | 10.5016 | 4 | 3210.2055 | 4184.1048 | 65.4444 | 85.2986 | 202.3573 | 0 | 70.3562 | 11955513.874 | 752523.8108 | 11633848.5307 | 8984247.8767 | 0 | 1011413.8944 | 0 | 13391643.7147 | 34842309.9419 | 23780592.4732 | 106352094.1164 | 961560.8286 | 27535233.0938 | 27535233.0938 | 1478867.319 | 11895814.3074 | 0 | 134848888.0389 | 175758802.7591 | 23713.7371 | 42.0063 | 3210.2055 | 4184.1048 | 65.4444 | 85.2986
1 | 6700 | 707 | 0.03 | 15 | 15 | 7 | 3.1623e-11 | 5spot_SharedNeighbor | Water | Porous | Wet | R245fa | MinimizeLCOE_Brownfield | IgnoreSilica | 161.6948 | 100.3543 | 12.1137 | 4 | 3071.6259 | 3915.9194 | 62.6192 | 79.8313 | 200.6546 | 0 | 68.487 | 13261612.0193 | 831997.9144 | 13074153.9731 | 10545371.3485 | 0 | 1139882.8585 | 0 | 15152677.0644 | 39424157.4801 | 26907797.5656 | 120337650.2238 | 961560.8286 | 27535233.0938 | 27535233.0938 | 1478867.319 | 11895814.3074 | 0 | 148834444.1462 | 189744358.8665 | 31622.7766 | 48.4546 | 3071.6259 | 3915.9194 | 62.6192 | 79.8313
1 | 6700 | 707 | 0.03 | 15 | 15 | 7 | 4.217e-11 | 5spot_SharedNeighbor | Water | Porous | Wet | R245fa | MinimizeLCOE_Brownfield | IgnoreSilica | 176.3427 | 108.062 | 13.1391 | 4 | 2977.1153 | 3755.5144 | 60.6925 | 76.5612 | 199.505 | 0 | 81.0162 | 13981524.4828 | 876229.792 | 13871488.1558 | 11468624.0963 | 0 | 1119350.983 | 0 | 16113714.8288 | 41924580.6073 | 28614387.7284 | 127969900.6744 | 961560.8286 | 27535233.0938 | 27535233.0938 | 1478867.319 | 11895814.3074 | 0 | 156466694.5968 | 197376609.3171 | 42169.6503 | 52.5565 | 2977.1153 | 3755.5144 | 60.6925 | 76.5612
1 | 6700 | 707 | 0.03 | 15 | 15 | 7 | 5.6234e-11 | 5spot_SharedNeighbor | Water | Porous | Wet | R245fa | MinimizeLCOE_Brownfield | IgnoreSilica | 183.5186 | 111.705 | 13.7433 | 4 | 2906.2154 | 3650.3926 | 59.2471 | 74.4182 | 198.903 | 0 | 95.6359 | 14316731.1141 | 896804.6568 | 14244357.7315 | 11918211.1068 | 0 | 1005832.6741 | 0 | 16528955.5405 | 43004951.7613 | 29351763.2405 | 131267607.8256 | 961560.8286 | 27535233.0938 | 27535233.0938 | 1478867.319 | 11895814.3074 | 0 | 159764401.748 | 200674316.4682 | 56234.1325 | 54.9734 | 2906.2154 | 3650.3926 | 59.2471 | 74.4182
1 | 6700 | 707 | 0.03 | 15 | 15 | 7 | 7.4989e-11 | 5spot_SharedNeighbor | Water | Porous | Wet | R245fa | MinimizeLCOE_Brownfield | IgnoreSilica | 189.0498 | 114.4523 | 14.2161 | 4 | 2852.3157 | 3571.7441 | 58.1483 | 72.8148 | 198.4246 | 0 | 98.1814 | 14567486.2844 | 912187.6447 | 14523938.2209 | 12262924.683 | 0 | 900296.9267 | 0 | 16835065.1663 | 43801386.2159 | 29895346.1208 | 133698631.2626 | 961560.8286 | 27535233.0938 | 27535233.0938 | 1478867.319 | 11895814.3074 | 0 | 162195425.1851 | 203105339.9053 | 74989.4209 | 56.8645 | 2852.3157 | 3571.7441 | 58.1483 | 72.8148
1 | 6700 | 707 | 0.03 | 15 | 15 | 7 | 1e-10 | 5spot_SharedNeighbor | Water | Porous | Wet | R245fa | MinimizeLCOE_Brownfield | IgnoreSilica | 193.2808 | 116.5192 | 14.5822 | 4 | 2811.4105 | 3512.7766 | 57.3144 | 71.6127 | 198.0504 | 0 | 121.7135 | 14755022.7946 | 923687.819 | 14733390.9827 | 12526189.5299 | 0 | 806821.1704 | 0 | 17060593.7957 | 44388165.4473 | 30295835.0034 | 135489706.5429 | 961560.8286 | 27535233.0938 | 27535233.0938 | 1478867.319 | 11895814.3074 | 0 | 163986500.4654 | 204896415.1856 | 100000 | 58.3289 | 2811.4105 | 3512.7766 | 57.3144 | 71.6127
1 | 6700 | 707 | 0.03 | 15 | 15 | 7 | 1.3335e-10 | 5spot_SharedNeighbor | Water | Porous | Wet | R245fa | MinimizeLCOE_Brownfield | IgnoreSilica | 196.5009 | 118.0695 | 14.8631 | 4 | 2780.3879 | 3468.4978 | 56.682 | 70.71 | 197.761 | 0 | 133.7696 | 14895078.2342 | 932273.8256 | 14890011.3217 | 12725412.6849 | 0 | 726827.9279 | 0 | 17226145.5578 | 44818897.173 | 30589818.2568 | 136804464.982 | 961560.8286 | 27535233.0938 | 27535233.0938 | 1478867.319 | 11895814.3074 | 0 | 165301258.9044 | 206211173.6247 | 133352.1432 | 59.4526 | 2780.3879 | 3468.4978 | 56.682 | 70.71
1 | 6700 | 707 | 0.03 | 15 | 15 | 7 | 1.7783e-10 | 5spot_SharedNeighbor | Water | Porous | Wet | R245fa | MinimizeLCOE_Brownfield | IgnoreSilica | 198.8197 | 119.1741 | 15.0717 | 4 | 2756.8922 | 3435.4811 | 56.203 | 70.0369 | 197.5498 | 0 | 149.9955 | 14994544.5324 | 938370.2446 | 15001343.5028 | 12868585.4297 | 0 | 658240.9905 | 0 | 17339823.033 | 45114662.6451 | 30791684.2689 | 137707254.6469 | 961560.8286 | 27535233.0938 | 27535233.0938 | 1478867.319 | 11895814.3074 | 0 | 166204048.5694 | 207113963.2896 | 177827.941 | 60.2867 | 2756.8922 | 3435.4811 | 56.203 | 70.0369
1 | 6700 | 707 | 0.03 | 15 | 15 | 7 | 2.3714e-10 | 5spot_SharedNeighbor | Water | Porous | Wet | R245fa | MinimizeLCOE_Brownfield | IgnoreSilica | 200.4936 | 119.9653 | 15.2264 | 4 | 2739.1144 | 3410.8097 | 55.8406 | 69.534 | 197.3958 | 0 | 152.0007 | 15065632.6296 | 942726.6703 | 15080963.4698 | 12971855.4845 | 0 | 601048.4803 | 0 | 17418268.4265 | 45318761.4676 | 30930985.909 | 138330242.5377 | 961560.8286 | 27535233.0938 | 27535233.0938 | 1478867.319 | 11895814.3074 | 0 | 166827036.4601 | 207736951.1803 | 237137.3706 | 60.9055 | 2739.1144 | 3410.8097 | 55.8406 | 69.534
1 | 6700 | 707 | 0.03 | 15 | 15 | 7 | 3.1623e-10 | 5spot_SharedNeighbor | Water | Porous | Wet | R245fa | MinimizeLCOE_Brownfield | IgnoreSilica | 201.6897 | 120.5274 | 15.3403 | 4 | 2725.6749 | 3392.3809 | 55.5666 | 69.1583 | 197.285 | 0 | 154.1938 | 15116058.6729 | 945816.5523 | 15137467.4059 | 13045612.3754 | 0 | 554099.2726 | 0 | 17471631.1689 | 45457600.3771 | 31025746.3176 | 138754032.1427 | 961560.8286 | 27535233.0938 | 27535233.0938 | 1478867.319 | 11895814.3074 | 0 | 167250826.0651 | 208160740.7853 | 316227.766 | 61.3613 | 2725.6749 | 3392.3809 | 55.5666 | 69.1583
1 | 6700 | 707 | 0.03 | 15 | 15 | 7 | 4.217e-10 | 5spot_SharedNeighbor | Water | Porous | Wet | R245fa | MinimizeLCOE_Brownfield | IgnoreSilica | 202.5398 | 120.9252 | 15.4239 | 4 | 2715.524 | 3378.6148 | 55.3596 | 68.8776 | 197.2057 | 0 | 143.1434 | 15151707.092 | 948000.7628 | 15177425.4596 | 13098015.2091 | 0 | 516105.634 | 0 | 17507589.1214 | 45551155.5937 | 31089599.6753 | 139039598.548 | 961560.8286 | 27535233.0938 | 27535233.0938 | 1478867.319 | 11895814.3074 | 0 | 167536392.4704 | 208446307.1907 | 421696.5034 | 61.6958 | 2715.524 | 3378.6148 | 55.3596 | 68.8776
1 | 6700 | 707 | 0.03 | 15 | 15 | 7 | 5.6234e-10 | 5spot_SharedNeighbor | Water | Porous | Wet | R245fa | MinimizeLCOE_Brownfield | IgnoreSilica | 203.1318 | 121.2012 | 15.4847 | 4 | 2707.8639 | 3368.3531 | 55.2035 | 68.6684 | 197.1503 | 0 | 149.3335 | 15176424.9782 | 949515.1697 | 15205137.8177 | 13134490.1493 | 0 | 485570.5582 | 0 | 17530944.0825 | 45611920.4116 | 31131072.9122 | 139225076.0794 | 961560.8286 | 27535233.0938 | 27535233.0938 | 1478867.319 | 11895814.3074 | 0 | 167721870.0019 | 208631784.7221 | 562341.3252 | 61.9388 | 2707.8639 | 3368.3531 | 55.2035 | 68.6684
1 | 6700 | 707 | 0.03 | 15 | 15 | 7 | 7.4989e-10 | 5spot_SharedNeighbor | Water | Porous | Wet | R245fa | MinimizeLCOE_Brownfield | IgnoreSilica | 203.5527 | 121.397 | 15.5293 | 4 | 2702.0889 | 3360.6822 | 55.0857 | 68.5121 | 197.1107 | 0 | 188.2809 | 15193946.2534 | 950588.6175 | 15224784.8241 | 13160418.2555 | 0 | 461461.469 | 0 | 17546567.7736 | 45652570.0509 | 31158817.1263 | 139349154.3702 | 961560.8286 | 27535233.0938 | 27535233.0938 | 1478867.319 | 11895814.3074 | 0 | 167845948.2926 | 208755863.0129 | 749894.2093 | 62.1171 | 2702.0889 | 3360.6822 | 55.0857 | 68.5121
1 | 6700 | 707 | 0.03 | 15 | 15 | 7 | 1e-09 | 5spot_SharedNeighbor | Water | Porous | Wet | R245fa | MinimizeLCOE_Brownfield | IgnoreSilica | 203.8233 | 121.5225 | 15.5606 | 4 | 2697.7386 | 3355.0068 | 54.9971 | 68.3964 | 197.085 | 0 | 184.1526 | 15205171.2781 | 951276.3058 | 15237373.0507 | 13177080.8104 | 0 | 442131.6424 | 0 | 17555082.9041 | 45674724.6738 | 31173938.1116 | 139416778.7769 | 961560.8286 | 27535233.0938 | 27535233.0938 | 1478867.319 | 11895814.3074 | 0 | 167913572.6993 | 208823487.4195 | 1000000 | 62.2423 | 2697.7386 | 3355.0068 | 54.9971 | 68.3964
1 | 6700 | 707 | 0.03 | 15 | 15 | 7 | 1.3335e-09 | 5spot_SharedNeighbor | Water | Porous | Wet | R245fa | MinimizeLCOE_Brownfield | IgnoreSilica | 204.013 | 121.6103 | 15.5835 | 4 | 2694.4642 | 3350.7678 | 54.9303 | 68.3099 | 197.0669 | 0 | 179.4096 | 15213023.4103 | 951757.3496 | 15246179.3965 | 13188757.8968 | 0 | 427091.7974 | 0 | 17560455.8418 | 45688703.9555 | 31183479.2586 | 139459448.9065 | 961560.8286 | 27535233.0938 | 27535233.0938 | 1478867.319 | 11895814.3074 | 0 | 167956242.8289 | 208866157.5491 | 1333521.4322 | 62.3338 | 2694.4642 | 3350.7678 | 54.9303 | 68.3099
1 | 6700 | 707 | 0.03 | 15 | 15 | 7 | 1.7783e-09 | 5spot_SharedNeighbor | Water | Porous | Wet | R245fa | MinimizeLCOE_Brownfield | IgnoreSilica | 204.1593 | 121.678 | 15.6008 | 4 | 2692.0012 | 3347.5743 | 54.8801 | 68.2448 | 197.053 | 0 | 171.8738 | 15219077.9643 | 952128.2643 | 15252970.0691 | 13197766.1519 | 0 | 415679.0843 | 0 | 17564672.3982 | 45699674.5703 | 31190966.9286 | 139492935.4309 | 961560.8286 | 27535233.0938 | 27535233.0938 | 1478867.319 | 11895814.3074 | 0 | 167989729.3533 | 208899644.0735 | 1778279.41 | 62.4033 | 2692.0012 | 3347.5743 | 54.8801 | 68.2448
1 | 6700 | 707 | 0.03 | 15 | 15 | 7 | 2.3714e-09 | 5spot_SharedNeighbor | Water | Porous | Wet | R245fa | MinimizeLCOE_Brownfield | IgnoreSilica | 204.2519 | 121.7207 | 15.613 | 4 | 2690.1498 | 3345.2106 | 54.8423 | 68.1966 | 197.0441 | 0 | 173.7336 | 15222898.2913 | 952362.3035 | 15257255.0327 | 13203465.042 | 0 | 406722.2693 | 0 | 17566654.1461 | 45704830.672 | 31194486.074 | 139508673.8308 | 961560.8286 | 27535233.0938 | 27535233.0938 | 1478867.319 | 11895814.3074 | 0 | 168005467.7532 | 208915382.4735 | 2371373.7057 | 62.4521 | 2690.1498 | 3345.2106 | 54.8423 | 68.1966
1 | 6700 | 707 | 0.03 | 15 | 15 | 7 | 3.1623e-09 | 5spot_SharedNeighbor | Water | Porous | Wet | R245fa | MinimizeLCOE_Brownfield | IgnoreSilica | 204.3102 | 121.7476 | 15.6216 | 4 | 2688.7588 | 3343.4585 | 54.814 | 68.1609 | 197.0385 | 0 | 145.3537 | 15225296.97 | 952509.2495 | 15259945.5063 | 13207053.4702 | 0 | 399751.8541 | 0 | 17567377.2495 | 45706712.0387 | 31195770.1454 | 139514416.4836 | 961560.8286 | 27535233.0938 | 27535233.0938 | 1478867.319 | 11895814.3074 | 0 | 168011210.4061 | 208921125.1263 | 3162277.6602 | 62.4865 | 2688.7588 | 3343.4585 | 54.814 | 68.1609
1 | 6700 | 707 | 0.03 | 15 | 15 | 7 | 4.217e-09 | 5spot_SharedNeighbor | Water | Porous | Wet | R245fa | MinimizeLCOE_Brownfield | IgnoreSilica | 204.3614 | 121.7711 | 15.6285 | 4 | 2687.7141 | 3342.1281 | 54.7927 | 68.1338 | 197.0335 | 0 | 168.3926 | 15227403.3727 | 952638.2898 | 15262308.1887 | 13210198.4253 | 0 | 394603.3665 | 0 | 17568389.1408 | 45709344.7722 | 31197567.0401 | 139522452.5962 | 961560.8286 | 27535233.0938 | 27535233.0938 | 1478867.319 | 11895814.3074 | 0 | 168019246.5186 | 208929161.2388 | 4216965.0343 | 62.5138 | 2687.7141 | 3342.1281 | 54.7927 | 68.1338
1 | 6700 | 707 | 0.03 | 15 | 15 | 7 | 5.6234e-09 | 5spot_SharedNeighbor | Water | Porous | Wet | R245fa | MinimizeLCOE_Brownfield | IgnoreSilica | 204.4003 | 121.7891 | 15.6336 | 4 | 2686.9297 | 3341.1285 | 54.7767 | 68.1134 | 197.0298 | 0 | 173.1335 | 15229006.3473 | 952736.4893 | 15264106.2172 | 13212591.7969 | 0 | 390727.8225 | 0 | 17569175.7825 | 45711391.4526 | 31198963.9416 | 139528699.8498 | 961560.8286 | 27535233.0938 | 27535233.0938 | 1478867.319 | 11895814.3074 | 0 | 168025493.7722 | 208935408.4924 | 5623413.2519 | 62.5344 | 2686.9297 | 3341.1285 | 54.7767 | 68.1134
1 | 6700 | 707 | 0.03 | 15 | 15 | 7 | 7.4989e-09 | 5spot_SharedNeighbor | Water | Porous | Wet | R245fa | MinimizeLCOE_Brownfield | IgnoreSilica | 204.4151 | 121.7958 | 15.6368 | 4 | 2686.341 | 3340.4077 | 54.7647 | 68.0987 | 197.0283 | 0 | 164.8586 | 15229607.577 | 952773.321 | 15264780.6115 | 13213501.2314 | 0 | 387570.4849 | 0 | 17568810.9581 | 45710442.2542 | 31198316.0942 | 139525802.5323 | 961560.8286 | 27535233.0938 | 27535233.0938 | 1478867.319 | 11895814.3074 | 0 | 168022596.4547 | 208932511.1749 | 7498942.0933 | 62.547 | 2686.341 | 3340.4077 | 54.7647 | 68.0987
1 | 6700 | 707 | 0.03 | 15 | 15 | 7 | 1e-08 | 5spot_SharedNeighbor | Water | Porous | Wet | R245fa | MinimizeLCOE_Brownfield | IgnoreSilica | 204.4345 | 121.8047 | 15.6395 | 4 | 2685.8993 | 3339.8499 | 54.7557 | 68.0874 | 197.0264 | 0 | 168.0013 | 15230407.2993 | 952822.3125 | 15265677.658 | 13214697.5078 | 0 | 385332.3966 | 0 | 17569085.498 | 45711156.5507 | 31198803.6162 | 139527982.8391 | 961560.8286 | 27535233.0938 | 27535233.0938 | 1478867.319 | 11895814.3074 | 0 | 168024776.7615 | 208934691.4817 | 10000000 | 62.5581 | 2685.8993 | 3339.8499 | 54.7557 | 68.0874
1 | 6800 | 707 | 0.03 | 15 | 15 | 7 | 1e-13 | 5spot_SharedNeighbor | Water | Porous | Wet | R245fa | MinimizeLCOE_Brownfield | IgnoreSilica | 0.99609 | 0.21405 | 0.0087739 | 4 | 861148.9849 | 2050699.0972 | 17555.6868 | 41806.2749 | 118.2864 | 0 | 27.5343 | 134714.2635 | 5321.9494 | 99359.7207 | 61761.178 | 0 | 62756.8415 | 0 | 141926.4417 | 369263.4883 | 252029.9183 | 1127133.8015 | 961560.8286 | 28133983.6919 | 28133983.6919 | 1478867.319 | 12135314.5466 | 0 | 30222678.322 | 71970843.8795 | 100 | 0.035096 | 861148.9849 | 2050699.0972 | 17555.6868 | 41806.2749
1 | 6800 | 707 | 0.03 | 15 | 15 | 7 | 1.3335e-13 | 5spot_SharedNeighbor | Water | Porous | Wet | R245fa | MinimizeLCOE_Brownfield | IgnoreSilica | 1.2934 | 0.34287 | 0.021622 | 4 | 354388.8011 | 837102.45 | 7224.6951 | 17065.4657 | 132.9502 | 0 | 28.0918 | 201058.4082 | 8827.1131 | 143386.9667 | 78602.5024 | 0 | 69946.0338 | 0 | 195710.1994 | 509197.7932 | 347537.9569 | 1554266.9737 | 961560.8286 | 28133983.6919 | 28133983.6919 | 1478867.319 | 12135314.5466 | 0 | 30649811.4942 | 72397977.0518 | 133.3521 | 0.086486 | 354388.8011 | 837102.45 | 7224.6951 | 17065.4657
1 | 6800 | 707 | 0.03 | 15 | 15 | 7 | 1.7783e-13 | 5spot_SharedNeighbor | Water | Porous | Wet | R245fa | MinimizeLCOE_Brownfield | IgnoreSilica | 1.6903 | 0.53637 | 0.043153 | 4 | 180954.0832 | 422815.6799 | 3688.9937 | 8619.6695 | 146.6956 | 0 | 127.6528 | 291570.1344 | 14180.0511 | 203236.8904 | 102957.4791 | 0 | 78753.0063 | 0 | 269372.0489 | 700850.8154 | 478345.0826 | 2139265.5082 | 961560.8286 | 28133983.6919 | 28133983.6919 | 1478867.319 | 12135314.5466 | 0 | 31234810.0287 | 72982975.5862 | 177.8279 | 0.17261 | 180954.0832 | 422815.6799 | 3688.9937 | 8619.6695
1 | 6800 | 707 | 0.03 | 15 | 15 | 7 | 2.3714e-13 | 5spot_SharedNeighbor | Water | Porous | Wet | R245fa | MinimizeLCOE_Brownfield | IgnoreSilica | 2.196 | 0.80568 | 0.075989 | 4 | 105221.4089 | 242571.5555 | 2145.0807 | 4945.1493 | 158.5159 | 0 | 169.321 | 406388.7708 | 21741.3444 | 279217.521 | 136735.9554 | 0 | 88017.5292 | 0 | 363519.4372 | 945803.0074 | 645529.9868 | 2886953.5523 | 961560.8286 | 28133983.6919 | 28133983.6919 | 1478867.319 | 12135314.5466 | 0 | 31982498.0728 | 73730663.6303 | 237.1374 | 0.30395 | 105221.4089 | 242571.5555 | 2145.0807 | 4945.1493
1 | 6800 | 707 | 0.03 | 15 | 15 | 7 | 3.1623e-13 | 5spot_SharedNeighbor | Water | Porous | Wet | R245fa | MinimizeLCOE_Brownfield | IgnoreSilica | 2.8377 | 1.1666 | 0.12287 | 4 | 66951.8832 | 151896.0528 | 1364.9047 | 3096.6065 | 168.4213 | 0 | 217.485 | 547027.2349 | 31947.1929 | 372976.8074 | 180429.0834 | 0 | 97681.5022 | 0 | 479724.1101 | 1248143.7296 | 851883.7422 | 3809813.4028 | 961560.8286 | 28133983.6919 | 28133983.6919 | 1478867.319 | 12135314.5466 | 0 | 32905357.9233 | 74653523.4808 | 316.2278 | 0.49148 | 66951.8832 | 151896.0528 | 1364.9047 | 3096.6065
1 | 6800 | 707 | 0.03 | 15 | 15 | 7 | 4.217e-13 | 5spot_SharedNeighbor | Water | Porous | Wet | R245fa | MinimizeLCOE_Brownfield | IgnoreSilica | 3.674 | 1.6565 | 0.19006 | 4 | 44834.2271 | 99747.2453 | 914.0064 | 2033.4825 | 176.7661 | 0 | 287.9564 | 723951.0991 | 46340.4895 | 490712.2887 | 241257.3615 | 0 | 108882.3723 | 0 | 628346.0083 | 1634827.4222 | 1115803.308 | 4990120.3495 | 961560.8286 | 28133983.6919 | 28133983.6919 | 1478867.319 | 12135314.5466 | 0 | 34085664.8701 | 75833830.4276 | 421.6965 | 0.76026 | 44834.2271 | 99747.2453 | 914.0064 | 2033.4825
1 | 6800 | 707 | 0.03 | 15 | 15 | 7 | 5.6234e-13 | 5spot_SharedNeighbor | Water | Porous | Wet | R245fa | MinimizeLCOE_Brownfield | IgnoreSilica | 4.7816 | 2.3998 | 0.28186 | 4 | 31596.7556 | 68626.4406 | 644.1426 | 1399.0428 | 183.7352 | 0 | 38.7014 | 942458.3648 | 60977.9205 | 659672.3877 | 319978.7101 | 0 | 124394.0624 | 0 | 821917.7637 | 2138461.4226 | 1459543.8619 | 6527404.4936 | 961560.8286 | 28133983.6919 | 28133983.6919 | 1478867.319 | 12135314.5466 | 0 | 35622949.0141 | 77371114.5716 | 562.3413 | 1.1274 | 31596.7556 | 68626.4406 | 644.1426 | 1399.0428
1 | 6800 | 707 | 0.03 | 15 | 15 | 7 | 7.4989e-13 | 5spot_SharedNeighbor | Water | Porous | Wet | R245fa | MinimizeLCOE_Brownfield | IgnoreSilica | 6.2432 | 3.3865 | 0.402 | 4 | 23311.7528 | 49274.6195 | 475.2416 | 1004.5298 | 189.379 | 0 | 40.1933 | 1200401.7646 | 77601.9384 | 868931.2231 | 418277.0964 | 0 | 143524.0982 | 0 | 1056407.087 | 2748554.5416 | 1875944.9518 | 8389642.7011 | 961560.8286 | 28133983.6919 | 28133983.6919 | 1478867.319 | 12135314.5466 | 0 | 37485187.2216 | 79233352.7791 | 749.8942 | 1.608 | 23311.7528 | 49274.6195 | 475.2416 | 1004.5298
1 | 6800 | 707 | 0.03 | 15 | 15 | 7 | 1e-12 | 5spot_SharedNeighbor | Water | Porous | Wet | R245fa | MinimizeLCOE_Brownfield | IgnoreSilica | 8.158 | 4.671 | 0.55842 | 4 | 17793.767 | 36483.9737 | 362.75 | 743.7752 | 193.6692 | 0 | 40.81 | 1505214.7945 | 97193.2657 | 1123867.8234 | 545838.4327 | 0 | 166496.9201 | 0 | 1341058.3822 | 3489158.8216 | 2381422.5908 | 10650251.0309 | 961560.8286 | 28133983.6919 | 28133983.6919 | 1478867.319 | 12135314.5466 | 0 | 39745795.5514 | 81493961.1089 | 1000 | 2.2337 | 17793.767 | 36483.9737 | 362.75 | 743.7752
1 | 6800 | 707 | 0.03 | 15 | 15 | 7 | 1.3335e-12 | 5spot_SharedNeighbor | Water | Porous | Wet | R245fa | MinimizeLCOE_Brownfield | IgnoreSilica | 10.7131 | 6.4213 | 0.77204 | 4 | 13799.8569 | 27318.5824 | 281.3287 | 556.9263 | 197.5467 | 0 | 47.221 | 1883677.1952 | 121446.1993 | 1449719.8941 | 716181.6481 | 0 | 194392.0484 | 0 | 1702512.6242 | 4429588.6148 | 3023285.2485 | 13520803.4727 | 961560.8286 | 28133983.6919 | 28133983.6919 | 1478867.319 | 12135314.5466 | 0 | 42616347.9932 | 84364513.5507 | 1333.5214 | 3.0882 | 13799.8569 | 27318.5824 | 281.3287 | 556.9263
1 | 6800 | 707 | 0.03 | 15 | 15 | 7 | 1.7783e-12 | 5spot_SharedNeighbor | Water | Porous | Wet | R245fa | MinimizeLCOE_Brownfield | IgnoreSilica | 14.0849 | 8.7141 | 1.0517 | 4 | 10969.8871 | 20893.5273 | 223.636 | 425.9428 | 200.3685 | 0 | 38.1301 | 2336711.5688 | 150384.9012 | 1850821.1304 | 939967.9714 | 0 | 228321.2908 | 0 | 2147420.6764 | 5587148.1034 | 3813343.385 | 17054119.0274 | 961560.8286 | 28133983.6919 | 28133983.6919 | 1478867.319 | 12135314.5466 | 0 | 46149663.5479 | 87897829.1054 | 1778.2794 | 4.2069 | 10969.8871 | 20893.5273 | 223.636 | 425.9428
1 | 6800 | 707 | 0.03 | 15 | 15 | 7 | 2.3714e-12 | 5spot_SharedNeighbor | Water | Porous | Wet | R245fa | MinimizeLCOE_Brownfield | IgnoreSilica | 18.5795 | 11.7707 | 1.425 | 4 | 8874.6239 | 16198.6987 | 180.9212 | 330.2324 | 202.5737 | 0 | 45.2944 | 2890912.3391 | 185817.9159 | 2353985.9071 | 1237736.6476 | 0 | 270259.0023 | 0 | 2706097.6067 | 7040710.8757 | 4805429.8448 | 21490950.1394 | 961560.8286 | 28133983.6919 | 28133983.6919 | 1478867.319 | 12135314.5466 | 0 | 50586494.6599 | 92334660.2174 | 2371.3737 | 5.7001 | 8874.6239 | 16198.6987 | 180.9212 | 330.2324
1 | 6800 | 707 | 0.03 | 15 | 15 | 7 | 3.1623e-12 | 5spot_SharedNeighbor | Water | Porous | Wet | R245fa | MinimizeLCOE_Brownfield | IgnoreSilica | 24.5064 | 15.8106 | 1.9171 | 4 | 7317.0387 | 12761.122 | 149.1677 | 260.1527 | 204.2669 | 0 | 40.597 | 3561480.9302 | 228197.5071 | 2980873.1164 | 1630989.7536 | 0 | 320848.1491 | 0 | 3401731.888 | 8850608.5814 | 6040722.2186 | 27015452.1443 | 961560.8286 | 28133983.6919 | 28133983.6919 | 1478867.319 | 12135314.5466 | 0 | 56110996.6648 | 97859162.2223 | 3162.2777 | 7.6685 | 7317.0387 | 12761.122 | 149.1677 | 260.1527
1 | 6800 | 707 | 0.03 | 15 | 15 | 7 | 4.217e-12 | 5spot_SharedNeighbor | Water | Porous | Wet | R245fa | MinimizeLCOE_Brownfield | IgnoreSilica | 32.3092 | 21.1271 | 2.5657 | 4 | 6137.2417 | 10205.1086 | 125.116 | 208.0449 | 205.5629 | 0 | 42.5885 | 4373963.0725 | 279533.7617 | 3758857.9761 | 2147937.3675 | 0 | 381800.1604 | 0 | 4267416.0119 | 11102941.0956 | 7577985.4404 | 33890434.8862 | 961560.8286 | 28133983.6919 | 28133983.6919 | 1478867.319 | 12135314.5466 | 0 | 62985979.4067 | 104734144.9643 | 4216.965 | 10.2629 | 6137.2417 | 10205.1086 | 125.116 | 208.0449
1 | 6800 | 707 | 0.03 | 15 | 15 | 7 | 5.6234e-12 | 5spot_SharedNeighbor | Water | Porous | Wet | R245fa | MinimizeLCOE_Brownfield | IgnoreSilica | 42.499 | 28.0714 | 3.413 | 4 | 5236.8251 | 8294.8167 | 106.7598 | 169.1011 | 206.544 | 0 | 45.2489 | 5351655.651 | 341060.6266 | 4718410.3439 | 2823076.0964 | 0 | 454823.4382 | 0 | 5338720.2009 | 13890254.8406 | 9480384.3449 | 42398385.5425 | 961560.8286 | 28133983.6919 | 28133983.6919 | 1478867.319 | 12135314.5466 | 0 | 71493930.063 | 113242095.6205 | 5623.4133 | 13.6522 | 5236.8251 | 8294.8167 | 106.7598 | 169.1011
1 | 6800 | 707 | 0.03 | 15 | 15 | 7 | 7.4989e-12 | 5spot_SharedNeighbor | Water | Porous | Wet | R245fa | MinimizeLCOE_Brownfield | IgnoreSilica | 55.6099 | 36.9917 | 4.5015 | 4 | 4547.2605 | 6865.8449 | 92.7021 | 139.9695 | 207.2386 | 0 | 61.504 | 6511267.258 | 413732.7176 | 5883937.1831 | 3691456.9557 | 0 | 541126.4975 | 0 | 6646193.0386 | 17292030.9649 | 11802166.4492 | 52781911.0646 | 961560.8286 | 28133983.6919 | 28133983.6919 | 1478867.319 | 12135314.5466 | 0 | 81877455.5852 | 123625621.1427 | 7498.9421 | 18.0059 | 4547.2605 | 6865.8449 | 92.7021 | 139.9695
1 | 6800 | 707 | 0.03 | 15 | 15 | 7 | 1e-11 | 5spot_SharedNeighbor | Water | Porous | Wet | R245fa | MinimizeLCOE_Brownfield | IgnoreSilica | 72.0775 | 48.1029 | 5.8535 | 4 | 4024.6704 | 5807.705 | 82.0483 | 118.3979 | 207.5626 | 0 | 26.251 | 7849414.9942 | 497240.8779 | 7259750.4883 | 4780279.0741 | 0 | 644373.6666 | 0 | 8202113.0494 | 21340215.6699 | 14565135.6923 | 65138523.5127 | 961560.8286 | 28133983.6919 | 28133983.6919 | 1478867.319 | 12135314.5466 | 0 | 94234068.0332 | 135982233.5907 | 10000 | 23.4141 | 4024.6704 | 5807.705 | 82.0483 | 118.3979
1 | 6800 | 707 | 0.03 | 15 | 15 | 7 | 1.3335e-11 | 5spot_SharedNeighbor | Water | Porous | Wet | R245fa | MinimizeLCOE_Brownfield | IgnoreSilica | 91.9311 | 61.2136 | 7.4511 | 4 | 3631.8441 | 5032.5776 | 74.0401 | 102.5959 | 207.3374 | 0 | 42.8837 | 9319860.0771 | 588627.4951 | 8803656.4948 | 6087865.0898 | 0 | 754810.6888 | 0 | 9966379.7397 | 25930475.6972 | 17698082.4814 | 79149757.7639 | 961560.8286 | 28133983.6919 | 28133983.6919 | 1478867.319 | 12135314.5466 | 0 | 108245302.2844 | 149993467.8419 | 13335.2143 | 29.8045 | 3631.8441 | 5032.5776 | 74.0401 | 102.5959
1 | 6800 | 707 | 0.03 | 15 | 15 | 7 | 1.7783e-11 | 5spot_SharedNeighbor | Water | Porous | Wet | R245fa | MinimizeLCOE_Brownfield | IgnoreSilica | 114.6185 | 75.6134 | 9.1951 | 4 | 3350.3218 | 4485.3866 | 68.3008 | 91.4407 | 206.4222 | 0 | 44.248 | 10835207.498 | 682442.798 | 10424708.0397 | 7571093.0007 | 0 | 878219.7012 | 0 | 11852751.7046 | 30838428.6018 | 21047861.1871 | 94130712.531 | 961560.8286 | 28133983.6919 | 28133983.6919 | 1478867.319 | 12135314.5466 | 0 | 123226257.0515 | 164974422.609 | 17782.7941 | 36.7804 | 3350.3218 | 4485.3866 | 68.3008 | 91.4407
1 | 6800 | 707 | 0.03 | 15 | 15 | 7 | 2.3714e-11 | 5spot_SharedNeighbor | Water | Porous | Wet | R245fa | MinimizeLCOE_Brownfield | IgnoreSilica | 138.889 | 90.1391 | 10.9416 | 4 | 3155.877 | 4109.7656 | 64.3368 | 83.7831 | 204.8355 | 0 | 48.9365 | 12282929.1255 | 771766.8194 | 11998173.9948 | 9141362.1804 | 0 | 1006464.2947 | 0 | 13728271.6018 | 35718146.6521 | 24378369.0246 | 109025483.6932 | 961560.8286 | 28133983.6919 | 28133983.6919 | 1478867.319 | 12135314.5466 | 0 | 138121028.2137 | 179869193.7713 | 23713.7371 | 43.7663 | 3155.877 | 4109.7656 | 64.3368 | 83.7831
1 | 6800 | 707 | 0.03 | 15 | 15 | 7 | 3.1623e-11 | 5spot_SharedNeighbor | Water | Porous | Wet | R245fa | MinimizeLCOE_Brownfield | IgnoreSilica | 163.2736 | 104.0327 | 12.6009 | 4 | 3019.9932 | 3848.2722 | 61.5666 | 78.4522 | 203.0869 | 0 | 59.2739 | 13607048.2295 | 853229.3177 | 13456139.7586 | 10703876.6079 | 0 | 1131925.4243 | 0 | 15503365.5418 | 40336576.9623 | 27530542.6105 | 123122704.4527 | 961560.8286 | 28133983.6919 | 28133983.6919 | 1478867.319 | 12135314.5466 | 0 | 152218248.9732 | 193966414.5307 | 31622.7766 | 50.4035 | 3019.9932 | 3848.2722 | 61.5666 | 78.4522
1 | 6800 | 707 | 0.03 | 15 | 15 | 7 | 4.217e-11 | 5spot_SharedNeighbor | Water | Porous | Wet | R245fa | MinimizeLCOE_Brownfield | IgnoreSilica | 176.7104 | 111.2246 | 13.5982 | 4 | 2927.1811 | 3694.713 | 59.6745 | 75.3217 | 201.9992 | 0 | 59.1598 | 14282288.7421 | 896420.6943 | 14193657.9735 | 11549189.4823 | 0 | 1090457.5267 | 0 | 16384685.6234 | 42629591.0309 | 29095571.8291 | 130121862.9023 | 961560.8286 | 28133983.6919 | 28133983.6919 | 1478867.319 | 12135314.5466 | 0 | 159217407.4228 | 200965572.9803 | 42169.6503 | 54.3927 | 2927.1811 | 3694.713 | 59.6745 | 75.3217
1 | 6800 | 707 | 0.03 | 15 | 15 | 7 | 5.6234e-11 | 5spot_SharedNeighbor | Water | Porous | Wet | R245fa | MinimizeLCOE_Brownfield | IgnoreSilica | 183.4797 | 114.7919 | 14.189 | 4 | 2860.6293 | 3596.202 | 58.3178 | 73.3134 | 201.4119 | 0 | 78.994 | 14602406.3379 | 915057.3565 | 14557694.5496 | 11979538.274 | 0 | 971265.1485 | 0 | 16780125.05 | 43658443.3031 | 29797784.6456 | 133262314.6652 | 961560.8286 | 28133983.6919 | 28133983.6919 | 1478867.319 | 12135314.5466 | 0 | 162357859.1857 | 204106024.7433 | 56234.1325 | 56.756 | 2860.6293 | 3596.202 | 58.3178 | 73.3134
1 | 6800 | 707 | 0.03 | 15 | 15 | 7 | 7.4989e-11 | 5spot_SharedNeighbor | Water | Porous | Wet | R245fa | MinimizeLCOE_Brownfield | IgnoreSilica | 191.5176 | 118.92 | 14.7911 | 4 | 2809.6516 | 3515.2795 | 57.2785 | 71.6637 | 200.6977 | 0 | 78.2825 | 14971684.5221 | 936969.2197 | 14975748.9602 | 12487142.4653 | 0 | 905192.6791 | 0 | 17267927.7601 | 44927605.8928 | 30664014.1918 | 137136285.6911 | 961560.8286 | 28133983.6919 | 28133983.6919 | 1478867.319 | 12135314.5466 | 0 | 166231830.2116 | 207979995.7691 | 74989.4209 | 59.1646 | 2809.6516 | 3515.2795 | 57.2785 | 71.6637
1 | 6800 | 707 | 0.03 | 15 | 15 | 7 | 1e-10 | 5spot_SharedNeighbor | Water | Porous | Wet | R245fa | MinimizeLCOE_Brownfield | IgnoreSilica | 195.6929 | 121 | 15.1603 | 4 | 2770.5262 | 3458.9722 | 56.4809 | 70.5158 | 200.3138 | 0 | 87.0373 | 15158405.9205 | 948411.1908 | 15184935.3183 | 12747768.3892 | 0 | 810660.1815 | 0 | 17491570.5901 | 45509478.661 | 31061154.3124 | 138912384.5639 | 961560.8286 | 28133983.6919 | 28133983.6919 | 1478867.319 | 12135314.5466 | 0 | 168007929.0844 | 209756094.642 | 100000 | 60.6412 | 2770.5262 | 3458.9722 | 56.4809 | 70.5158
1 | 6800 | 707 | 0.03 | 15 | 15 | 7 | 1.3335e-10 | 5spot_SharedNeighbor | Water | Porous | Wet | R245fa | MinimizeLCOE_Brownfield | IgnoreSilica | 198.8056 | 122.5305 | 15.4405 | 4 | 2740.8695 | 3416.8238 | 55.8763 | 69.6566 | 200.0228 | 0 | 102.5669 | 15295222.1811 | 956792.6841 | 15338398.0763 | 12941842.3945 | 0 | 728983.1031 | 0 | 17651882.9912 | 45926578.6441 | 31345833.6214 | 140185533.6959 | 961560.8286 | 28133983.6919 | 28133983.6919 | 1478867.319 | 12135314.5466 | 0 | 169281078.2164 | 211029243.774 | 133352.1432 | 61.7618 | 2740.8695 | 3416.8238 | 55.8763 | 69.6566
1 | 6800 | 707 | 0.03 | 15 | 15 | 7 | 1.7783e-10 | 5spot_SharedNeighbor | Water | Porous | Wet | R245fa | MinimizeLCOE_Brownfield | IgnoreSilica | 201.1561 | 123.6736 | 15.6536 | 4 | 2718.4044 | 3385.1535 | 55.4184 | 69.0109 | 199.8006 | 0 | 119.902 | 15397098.8763 | 963032.452 | 15452771.315 | 13087838.4051 | 0 | 660909.2413 | 0 | 17769043.6129 | 46231406.5489 | 31553884.93 | 141115985.3814 | 961560.8286 | 28133983.6919 | 28133983.6919 | 1478867.319 | 12135314.5466 | 0 | 170211529.9019 | 211959695.4594 | 177827.941 | 62.6145 | 2718.4044 | 3385.1535 | 55.4184 | 69.0109
1 | 6800 | 707 | 0.03 | 15 | 15 | 7 | 2.3714e-10 | 5spot_SharedNeighbor | Water | Porous | Wet | R245fa | MinimizeLCOE_Brownfield | IgnoreSilica | 202.8151 | 124.4739 | 15.8097 | 4 | 2701.4064 | 3361.5714 | 55.0718 | 68.5302 | 199.6421 | 0 | 123.3129 | 15468265.3544 | 967390.6212 | 15532718.223 | 13190772.8085 | 0 | 603546.4865 | 0 | 17847450.4625 | 46435405.0879 | 31693118.1246 | 141738667.1685 | 961560.8286 | 28133983.6919 | 28133983.6919 | 1478867.319 | 12135314.5466 | 0 | 170834211.689 | 212582377.2465 | 237137.3706 | 63.239 | 2701.4064 | 3361.5714 | 55.0718 | 68.5302
1 | 6800 | 707 | 0.03 | 15 | 15 | 7 | 3.1623e-10 | 5spot_SharedNeighbor | Water | Porous | Wet | R245fa | MinimizeLCOE_Brownfield | IgnoreSilica | 203.9935 | 125.0391 | 15.9244 | 4 | 2688.5567 | 3343.9705 | 54.8099 | 68.1714 | 199.5286 | 0 | 142.5066 | 15518443.6313 | 970463.1713 | 15589112.4882 | 13263852.6311 | 0 | 556388.769 | 0 | 17900321.6694 | 46572965.123 | 31787005.6752 | 142158553.1585 | 961560.8286 | 28133983.6919 | 28133983.6919 | 1478867.319 | 12135314.5466 | 0 | 171254097.679 | 213002263.2366 | 316227.766 | 63.6974 | 2688.5567 | 3343.9705 | 54.8099 | 68.1714
1 | 6800 | 707 | 0.03 | 15 | 15 | 7 | 4.217e-10 | 5spot_SharedNeighbor | Water | Porous | Wet | R245fa | MinimizeLCOE_Brownfield | IgnoreSilica | 204.8218 | 125.4346 | 16.008 | 4 | 2678.8515 | 3330.8415 | 54.612 | 67.9037 | 199.4484 | 0 | 155.2446 | 15553516.2242 | 972610.6028 | 15628542.0714 | 13315196.7613 | 0 | 518112.4636 | 0 | 17935311.4681 | 46664001.4016 | 31849139.806 | 142436430.7989 | 961560.8286 | 28133983.6919 | 28133983.6919 | 1478867.319 | 12135314.5466 | 0 | 171531975.3194 | 213280140.8769 | 421696.5034 | 64.0319 | 2678.8515 | 3330.8415 | 54.612 | 67.9037
1 | 6800 | 707 | 0.03 | 15 | 15 | 7 | 5.6234e-10 | 5spot_SharedNeighbor | Water | Porous | Wet | R245fa | MinimizeLCOE_Brownfield | IgnoreSilica | 205.4091 | 125.714 | 16.0692 | 4 | 2671.5279 | 3321.0321 | 54.4627 | 67.7037 | 199.3912 | 0 | 162.0712 | 15578284.0526 | 974127.0144 | 15656392.8185 | 13351592.9112 | 0 | 487553.2855 | 0 | 17958700.5321 | 46724854.9484 | 31890673.6021 | 142622179.1648 | 961560.8286 | 28133983.6919 | 28133983.6919 | 1478867.319 | 12135314.5466 | 0 | 171717723.6853 | 213465889.2428 | 562341.3252 | 64.277 | 2671.5279 | 3321.0321 | 54.4627 | 67.7037
1 | 6800 | 707 | 0.03 | 15 | 15 | 7 | 7.4989e-10 | 5spot_SharedNeighbor | Water | Porous | Wet | R245fa | MinimizeLCOE_Brownfield | IgnoreSilica | 205.8159 | 125.907 | 16.1136 | 4 | 2666.0064 | 3313.7212 | 54.3501 | 67.5547 | 199.3513 | 0 | 172.5918 | 15595378.6301 | 975173.5933 | 15675618.1288 | 13376790.709 | 0 | 463258.3698 | 0 | 17973625.5781 | 46763686.8566 | 31917177.1773 | 142740709.0431 | 961560.8286 | 28133983.6919 | 28133983.6919 | 1478867.319 | 12135314.5466 | 0 | 171836253.5636 | 213584419.1211 | 749894.2093 | 64.4546 | 2666.0064 | 3313.7212 | 54.3501 | 67.5547
1 | 6800 | 707 | 0.03 | 15 | 15 | 7 | 1e-09 | 5spot_SharedNeighbor | Water | Porous | Wet | R245fa | MinimizeLCOE_Brownfield | IgnoreSilica | 206.0935 | 126.0384 | 16.1456 | 4 | 2661.8472 | 3308.2783 | 54.2654 | 67.4437 | 199.324 | 0 | 158.924 | 15607014.7515 | 975885.9724 | 15688705.9852 | 13393986.9734 | 0 | 444070.9024 | 0 | 17982769.1881 | 46787476.6542 | 31933414.203 | 142813324.6302 | 961560.8286 | 28133983.6919 | 28133983.6919 | 1478867.319 | 12135314.5466 | 0 | 171908869.1507 | 213657034.7082 | 1000000 | 64.5825 | 2661.8472 | 3308.2783 | 54.2654 | 67.4437
1 | 6800 | 707 | 0.03 | 15 | 15 | 7 | 1.3335e-09 | 5spot_SharedNeighbor | Water | Porous | Wet | R245fa | MinimizeLCOE_Brownfield | IgnoreSilica | 206.2787 | 126.1259 | 16.1685 | 4 | 2658.7165 | 3304.2326 | 54.2015 | 67.3613 | 199.3056 | 0 | 157.4171 | 15614755.5667 | 976359.8677 | 15697413.1646 | 13405454.6104 | 0 | 428981.3229 | 0 | 17987956.1676 | 46800972.111 | 31942625.1296 | 142854517.9406 | 961560.8286 | 28133983.6919 | 28133983.6919 | 1478867.319 | 12135314.5466 | 0 | 171950062.4611 | 213698228.0186 | 1333521.4322 | 64.6741 | 2658.7165 | 3304.2326 | 54.2015 | 67.3613
1 | 6800 | 707 | 0.03 | 15 | 15 | 7 | 1.7783e-09 | 5spot_SharedNeighbor | Water | Porous | Wet | R245fa | MinimizeLCOE_Brownfield | IgnoreSilica | 206.4102 | 126.1879 | 16.1853 | 4 | 2656.3617 | 3301.2073 | 54.1535 | 67.2996 | 199.2926 | 0 | 168.4709 | 15620242.5995 | 976695.7819 | 15703585.4951 | 13413595.1807 | 0 | 417344.8225 | 0 | 17991270.9131 | 46809596.3987 | 31948511.3831 | 142880842.5746 | 961560.8286 | 28133983.6919 | 28133983.6919 | 1478867.319 | 12135314.5466 | 0 | 171976387.0951 | 213724552.6527 | 1778279.41 | 64.7413 | 2656.3617 | 3301.2073 | 54.1535 | 67.2996
1 | 6800 | 707 | 0.03 | 15 | 15 | 7 | 2.3714e-09 | 5spot_SharedNeighbor | Water | Porous | Wet | R245fa | MinimizeLCOE_Brownfield | IgnoreSilica | 206.5151 | 126.2373 | 16.1983 | 4 | 2654.5915 | 3298.9226 | 54.1174 | 67.253 | 199.2822 | 0 | 172.9797 | 15624617.6937 | 976963.6214 | 15708507.1885 | 13420084.8809 | 0 | 408601.7456 | 0 | 17994122.3007 | 46817015.1245 | 31953574.8159 | 142903487.3713 | 961560.8286 | 28133983.6919 | 28133983.6919 | 1478867.319 | 12135314.5466 | 0 | 171999031.8918 | 213747197.4493 | 2371373.7057 | 64.793 | 2654.5915 | 3298.9226 | 54.1174 | 67.253
1 | 6800 | 707 | 0.03 | 15 | 15 | 7 | 3.1623e-09 | 5spot_SharedNeighbor | Water | Porous | Wet | R245fa | MinimizeLCOE_Brownfield | IgnoreSilica | 206.5734 | 126.2647 | 16.2069 | 4 | 2653.2615 | 3297.2473 | 54.0903 | 67.2188 | 199.2763 | 0 | 176.8821 | 15627039.5768 | 977111.8861 | 15711231.7148 | 13423693.9394 | 0 | 401640.0749 | 0 | 17994879.7049 | 46818985.7347 | 31954919.7979 | 142909502.4294 | 961560.8286 | 28133983.6919 | 28133983.6919 | 1478867.319 | 12135314.5466 | 0 | 172005046.9499 | 213753212.5075 | 3162277.6602 | 64.8278 | 2653.2615 | 3297.2473 | 54.0903 | 67.2188
1 | 6800 | 707 | 0.03 | 15 | 15 | 7 | 4.217e-09 | 5spot_SharedNeighbor | Water | Porous | Wet | R245fa | MinimizeLCOE_Brownfield | IgnoreSilica | 206.6271 | 126.29 | 16.214 | 4 | 2652.2627 | 3295.9699 | 54.07 | 67.1928 | 199.2709 | 0 | 171.164 | 15629276.6677 | 977248.8376 | 15713748.3994 | 13427018.4405 | 0 | 396543.0465 | 0 | 17996095.8027 | 46822149.7719 | 31957079.3183 | 142919160.2846 | 961560.8286 | 28133983.6919 | 28133983.6919 | 1478867.319 | 12135314.5466 | 0 | 172014704.8052 | 213762870.3627 | 4216965.0343 | 64.8558 | 2652.2627 | 3295.9699 | 54.07 | 67.1928
1 | 6800 | 707 | 0.03 | 15 | 15 | 7 | 5.6234e-09 | 5spot_SharedNeighbor | Water | Porous | Wet | R245fa | MinimizeLCOE_Brownfield | IgnoreSilica | 206.6466 | 126.299 | 16.2182 | 4 | 2651.5128 | 3295.0525 | 54.0547 | 67.1741 | 199.2689 | 0 | 173.3684 | 15630072.7122 | 977297.5701 | 15714643.9441 | 13428218.8319 | 0 | 392349.952 | 0 | 17995607.374 | 46820878.9806 | 31956211.9771 | 142915281.3422 | 961560.8286 | 28133983.6919 | 28133983.6919 | 1478867.319 | 12135314.5466 | 0 | 172010825.8627 | 213758991.4202 | 5623413.2519 | 64.8727 | 2651.5128 | 3295.0525 | 54.0547 | 67.1741
1 | 6800 | 707 | 0.03 | 15 | 15 | 7 | 7.4989e-09 | 5spot_SharedNeighbor | Water | Porous | Wet | R245fa | MinimizeLCOE_Brownfield | IgnoreSilica | 206.666 | 126.308 | 16.2216 | 4 | 2650.9499 | 3294.3544 | 54.0432 | 67.1599 | 199.2669 | 0 | 174.4461 | 15630875.3327 | 977346.7052 | 15715546.892 | 13429420.8084 | 0 | 389272.1004 | 0 | 17995560.1171 | 46820756.0278 | 31956128.0593 | 142914906.0429 | 961560.8286 | 28133983.6919 | 28133983.6919 | 1478867.319 | 12135314.5466 | 0 | 172010450.5634 | 213758616.1209 | 7498942.0933 | 64.8863 | 2650.9499 | 3294.3544 | 54.0432 | 67.1599
1 | 6800 | 707 | 0.03 | 15 | 15 | 7 | 1e-08 | 5spot_SharedNeighbor | Water | Porous | Wet | R245fa | MinimizeLCOE_Brownfield | IgnoreSilica | 206.6808 | 126.315 | 16.2242 | 4 | 2650.5276 | 3293.8302 | 54.0346 | 67.1492 | 199.2654 | 0 | 166.5366 | 15631487.035 | 977384.1525 | 15716235.0604 | 13430336.6522 | 0 | 386959.7419 | 0 | 17995537.0304 | 46820695.9608 | 31956087.0624 | 142914722.6956 | 961560.8286 | 28133983.6919 | 28133983.6919 | 1478867.319 | 12135314.5466 | 0 | 172010267.2161 | 213758432.7736 | 10000000 | 64.8966 | 2650.5276 | 3293.8302 | 54.0346 | 67.1492
1 | 6900 | 707 | 0.03 | 15 | 15 | 7 | 1e-13 | 5spot_SharedNeighbor | Water | Porous | Wet | R245fa | MinimizeLCOE_Brownfield | IgnoreSilica | 1.0155 | 0.22415 | 0.0098782 | 4 | 781057.3726 | 1859051.6927 | 15922.911 | 37899.2833 | 120.0806 | 0 | 29.8494 | 140437.9147 | 5619.0248 | 102964.7923 | 62997.3565 | 0 | 63036.4986 | 0 | 146271.6789 | 380568.9041 | 259746.0969 | 1161642.2669 | 961560.8286 | 28738594.3808 | 28738594.3808 | 1478867.319 | 12377158.8222 | 0 | 30861797.4763 | 73456417.9984 | 100 | 0.039513 | 781057.3726 | 1859051.6927 | 15922.911 | 37899.2833
1 | 6900 | 707 | 0.03 | 15 | 15 | 7 | 1.3335e-13 | 5spot_SharedNeighbor | Water | Porous | Wet | R245fa | MinimizeLCOE_Brownfield | IgnoreSilica | 1.325 | 0.36213 | 0.023902 | 4 | 327537.0477 | 773046.388 | 6677.2857 | 15759.5962 | 135.2008 | 0 | 28.9625 | 211021.3594 | 9416.8146 | 149570.2761 | 80872.9856 | 0 | 70636.7583 | 0 | 203392.0956 | 529184.5114 | 361179.3027 | 1615274.1036 | 961560.8286 | 28738594.3808 | 28738594.3808 | 1478867.319 | 12377158.8222 | 0 | 31315429.3131 | 73910049.8351 | 133.3521 | 0.095609 | 327537.0477 | 773046.388 | 6677.2857 | 15759.5962
1 | 6900 | 707 | 0.03 | 15 | 15 | 7 | 1.7783e-13 | 5spot_SharedNeighbor | Water | Porous | Wet | R245fa | MinimizeLCOE_Brownfield | IgnoreSilica | 1.7292 | 0.56492 | 0.047013 | 4 | 169751.9092 | 396256.9804 | 3460.6223 | 8078.2345 | 149.0119 | 0 | 131.4786 | 305234.571 | 15111.8948 | 211521.5864 | 106241.0949 | 0 | 79283.6872 | 0 | 279783.2054 | 727938.5089 | 496832.99 | 2221947.5385 | 961560.8286 | 28738594.3808 | 28738594.3808 | 1478867.319 | 12377158.8222 | 0 | 31922102.748 | 74516723.27 | 177.8279 | 0.18805 | 169751.9092 | 396256.9804 | 3460.6223 | 8078.2345
1 | 6900 | 707 | 0.03 | 15 | 15 | 7 | 2.3714e-13 | 5spot_SharedNeighbor | Water | Porous | Wet | R245fa | MinimizeLCOE_Brownfield | IgnoreSilica | 2.2349 | 0.84134 | 0.081522 | 4 | 100221.7992 | 230845.3887 | 2043.1569 | 4706.0955 | 160.7197 | 0 | 168.4077 | 422452.6682 | 23017.0917 | 288647.1355 | 140474.8406 | 0 | 87823.6745 | 0 | 375342.0101 | 976562.917 | 666524.2572 | 2980844.5948 | 961560.8286 | 28738594.3808 | 28738594.3808 | 1478867.319 | 12377158.8222 | 0 | 32680999.8043 | 75275620.3263 | 237.1374 | 0.32609 | 100221.7992 | 230845.3887 | 2043.1569 | 4706.0955
1 | 6900 | 707 | 0.03 | 15 | 15 | 7 | 3.1623e-13 | 5spot_SharedNeighbor | Water | Porous | Wet | R245fa | MinimizeLCOE_Brownfield | IgnoreSilica | 2.8961 | 1.2236 | 0.13221 | 4 | 63640.9798 | 144184.1517 | 1297.4075 | 2939.389 | 170.8367 | 0 | 223.3501 | 571277.4054 | 34199.0782 | 386828.8195 | 187153.3261 | 0 | 97761.4365 | 0 | 498115.8256 | 1295995.2007 | 884543.3545 | 3955874.4465 | 961560.8286 | 28738594.3808 | 28738594.3808 | 1478867.319 | 12377158.8222 | 0 | 33656029.656 | 76250650.1781 | 316.2278 | 0.52884 | 63640.9798 | 144184.1517 | 1297.4075 | 2939.389
1 | 6900 | 707 | 0.03 | 15 | 15 | 7 | 4.217e-13 | 5spot_SharedNeighbor | Water | Porous | Wet | R245fa | MinimizeLCOE_Brownfield | IgnoreSilica | 3.7559 | 1.7631 | 0.20475 | 4 | 42637.1812 | 94646.5039 | 869.2166 | 1929.497 | 179.3034 | 0 | 33.252 | 758863.1988 | 49051.9196 | 515514.8153 | 251983.6234 | 0 | 109583.848 | 0 | 657148.988 | 1709766.8669 | 1166951.0188 | 5218864.2786 | 961560.8286 | 28738594.3808 | 28738594.3808 | 1478867.319 | 12377158.8222 | 0 | 34919019.4881 | 77513640.0102 | 421.6965 | 0.81898 | 42637.1812 | 94646.5039 | 869.2166 | 1929.497
1 | 6900 | 707 | 0.03 | 15 | 15 | 7 | 5.6234e-13 | 5spot_SharedNeighbor | Water | Porous | Wet | R245fa | MinimizeLCOE_Brownfield | IgnoreSilica | 4.8937 | 2.5485 | 0.30073 | 4 | 30339.4191 | 65748.3517 | 618.5101 | 1340.3691 | 186.3445 | 0 | 39.9359 | 983082.229 | 63598.9828 | 692176.6519 | 329920.8536 | 0 | 125479.3203 | 0 | 855760.6347 | 2226513.6308 | 1519641.3033 | 6796173.6063 | 961560.8286 | 28738594.3808 | 28738594.3808 | 1478867.319 | 12377158.8222 | 0 | 36496328.8158 | 79090949.3378 | 562.3413 | 1.2029 | 30339.4191 | 65748.3517 | 618.5101 | 1340.3691
1 | 6900 | 707 | 0.03 | 15 | 15 | 7 | 7.4989e-13 | 5spot_SharedNeighbor | Water | Porous | Wet | R245fa | MinimizeLCOE_Brownfield | IgnoreSilica | 6.3675 | 3.5692 | 0.42557 | 4 | 22551.9601 | 47574.0602 | 459.7522 | 969.8616 | 191.9449 | 0 | 40.1736 | 1245585.0838 | 80509.534 | 906237.966 | 429357.071 | 0 | 143891.1837 | 0 | 1094176.527 | 2846822.8767 | 1943015.1097 | 8689595.3517 | 961560.8286 | 28738594.3808 | 28738594.3808 | 1478867.319 | 12377158.8222 | 0 | 38389750.5612 | 80984371.0833 | 749.8942 | 1.7023 | 22551.9601 | 47574.0602 | 459.7522 | 969.8616
1 | 6900 | 707 | 0.03 | 15 | 15 | 7 | 1e-12 | 5spot_SharedNeighbor | Water | Porous | Wet | R245fa | MinimizeLCOE_Brownfield | IgnoreSilica | 8.3238 | 4.9143 | 0.58976 | 4 | 17261.6377 | 35317.487 | 351.9018 | 719.9947 | 196.2414 | 0 | 37.213 | 1560009.5957 | 100709.4135 | 1170452.9797 | 560062.3298 | 0 | 167041.345 | 0 | 1387727.5088 | 3610582.3159 | 2464296.6207 | 11020882.1091 | 961560.8286 | 28738594.3808 | 28738594.3808 | 1478867.319 | 12377158.8222 | 0 | 40721037.3185 | 83315657.8406 | 1000 | 2.359 | 17261.6377 | 35317.487 | 351.9018 | 719.9947
1 | 6900 | 707 | 0.03 | 15 | 15 | 7 | 1.3335e-12 | 5spot_SharedNeighbor | Water | Porous | Wet | R245fa | MinimizeLCOE_Brownfield | IgnoreSilica | 10.93 | 6.7485 | 0.81431 | 4 | 13410.9423 | 26487.8242 | 273.4002 | 539.9901 | 200.1835 | 0 | 47.6829 | 1950884.5587 | 125745.3529 | 1508517.6728 | 734526.9834 | 0 | 194835.4943 | 0 | 1760658.9242 | 4580873.36 | 3126540.1957 | 13982582.5419 | 961560.8286 | 28738594.3808 | 28738594.3808 | 1478867.319 | 12377158.8222 | 0 | 43682737.7514 | 86277358.2734 | 1333.5214 | 3.2572 | 13410.9423 | 26487.8242 | 273.4002 | 539.9901
1 | 6900 | 707 | 0.03 | 15 | 15 | 7 | 1.7783e-12 | 5spot_SharedNeighbor | Water | Porous | Wet | R245fa | MinimizeLCOE_Brownfield | IgnoreSilica | 14.3795 | 9.1566 | 1.1088 | 4 | 10673.3174 | 20277.0424 | 217.59 | 413.3749 | 203.0299 | 0 | 45.5617 | 2419927.09 | 155690.4297 | 1925631.7113 | 964538.8706 | 0 | 229044.6591 | 0 | 2220984.7767 | 5778546.8023 | 3943976.9299 | 17638341.2697 | 961560.8286 | 28738594.3808 | 28738594.3808 | 1478867.319 | 12377158.8222 | 0 | 47338496.4791 | 89933117.0012 | 1778.2794 | 4.4352 | 10673.3174 | 20277.0424 | 217.59 | 413.3749
1 | 6900 | 707 | 0.03 | 15 | 15 | 7 | 2.3714e-12 | 5spot_SharedNeighbor | Water | Porous | Wet | R245fa | MinimizeLCOE_Brownfield | IgnoreSilica | 18.9474 | 12.3485 | 1.4993 | 4 | 8654.0994 | 15756.7217 | 176.4255 | 321.2221 | 205.2401 | 0 | 49.4793 | 2989771.6835 | 191945.464 | 2446116.607 | 1268831.8366 | 0 | 270560.4612 | 0 | 2795218.1603 | 7272584.2751 | 4963688.2044 | 22198716.6921 | 961560.8286 | 28738594.3808 | 28738594.3808 | 1478867.319 | 12377158.8222 | 0 | 51898871.9016 | 94493492.4236 | 2371.3737 | 5.997 | 8654.0994 | 15756.7217 | 176.4255 | 321.2221
1 | 6900 | 707 | 0.03 | 15 | 15 | 7 | 3.1623e-12 | 5spot_SharedNeighbor | Water | Porous | Wet | R245fa | MinimizeLCOE_Brownfield | IgnoreSilica | 24.9863 | 16.5713 | 2.0159 | 4 | 7142.0175 | 12424.3459 | 145.5997 | 253.2871 | 206.9434 | 0 | 46.5866 | 3682051.0049 | 235828.6501 | 3095066.3921 | 1670991.096 | 0 | 320900.5966 | 0 | 3511886.7185 | 9137208.8544 | 6236332.794 | 27890266.1066 | 961560.8286 | 28738594.3808 | 28738594.3808 | 1478867.319 | 12377158.8222 | 0 | 57590421.316 | 100185041.8381 | 3162.2777 | 8.0636 | 7142.0175 | 12424.3459 | 145.5997 | 253.2871
1 | 6900 | 707 | 0.03 | 15 | 15 | 7 | 4.217e-12 | 5spot_SharedNeighbor | Water | Porous | Wet | R245fa | MinimizeLCOE_Brownfield | IgnoreSilica | 32.9252 | 22.125 | 2.6949 | 4 | 5999.154 | 9950.5152 | 122.3009 | 202.8547 | 208.246 | 0 | 31.8085 | 4519551.0158 | 288711.99 | 3900235.5141 | 2199499.8351 | 0 | 382367.7097 | 0 | 4403242.7652 | 11456334.4458 | 7819183.6634 | 34969126.9391 | 961560.8286 | 28738594.3808 | 28738594.3808 | 1478867.319 | 12377158.8222 | 0 | 64669282.1486 | 107263902.6707 | 4216.965 | 10.7797 | 5999.154 | 9950.5152 | 122.3009 | 202.8547
1 | 6900 | 707 | 0.03 | 15 | 15 | 7 | 5.6234e-12 | 5spot_SharedNeighbor | Water | Porous | Wet | R245fa | MinimizeLCOE_Brownfield | IgnoreSilica | 43.2884 | 29.3757 | 3.5833 | 4 | 5122.3796 | 8094.158 | 104.4266 | 165.0104 | 209.2314 | 0 | 29.6914 | 5527140.3981 | 352078.1383 | 4893005.1965 | 2889439.3458 | 0 | 453784.7763 | 0 | 5505024.6634 | 14322944.9384 | 9775704.2276 | 43719121.6844 | 961560.8286 | 28738594.3808 | 28738594.3808 | 1478867.319 | 12377158.8222 | 0 | 73419276.8939 | 116013897.416 | 5623.4133 | 14.333 | 5122.3796 | 8094.158 | 104.4266 | 165.0104
1 | 6900 | 707 | 0.03 | 15 | 15 | 7 | 7.4989e-12 | 5spot_SharedNeighbor | Water | Porous | Wet | R245fa | MinimizeLCOE_Brownfield | IgnoreSilica | 56.6259 | 38.689 | 4.724 | 4 | 4450.6171 | 6704.7682 | 90.7318 | 136.6858 | 209.9228 | 0 | 28.2416 | 6722387.4459 | 426931.6088 | 6098946.4586 | 3776733.241 | 0 | 538646.9991 | 0 | 6849821.8439 | 17821831.3461 | 12163766.0957 | 54399065.0392 | 961560.8286 | 28738594.3808 | 28738594.3808 | 1478867.319 | 12377158.8222 | 0 | 84099220.2486 | 126693840.7707 | 7498.9421 | 18.8961 | 4450.6171 | 6704.7682 | 90.7318 | 136.6858
1 | 6900 | 707 | 0.03 | 15 | 15 | 7 | 1e-11 | 5spot_SharedNeighbor | Water | Porous | Wet | R245fa | MinimizeLCOE_Brownfield | IgnoreSilica | 73.3273 | 50.2487 | 6.1385 | 4 | 3940.6562 | 5675.3794 | 80.3356 | 115.7003 | 210.2244 | 0 | 34.4358 | 8097180.4343 | 512665.4931 | 7517687.6918 | 4886174.1705 | 0 | 637483.69 | 0 | 8443964.6771 | 21969463.9945 | 14994610.6036 | 67059230.7549 | 961560.8286 | 28738594.3808 | 28738594.3808 | 1478867.319 | 12377158.8222 | 0 | 96759385.9644 | 139354006.4864 | 10000 | 24.5541 | 3940.6562 | 5675.3794 | 80.3356 | 115.7003
1 | 6900 | 707 | 0.03 | 15 | 15 | 7 | 1.3335e-11 | 5spot_SharedNeighbor | Water | Porous | Wet | R245fa | MinimizeLCOE_Brownfield | IgnoreSilica | 93.381 | 63.8195 | 7.7947 | 4 | 3562.3777 | 4928.5208 | 72.6239 | 100.4746 | 209.9514 | 0 | 27.3511 | 9600984.1755 | 606058.2931 | 9102223.4609 | 6212850.2147 | 0 | 749641.1366 | 0 | 10245985.3395 | 26657952.1128 | 18194600.0832 | 81370294.8163 | 961560.8286 | 28738594.3808 | 28738594.3808 | 1478867.319 | 12377158.8222 | 0 | 111070450.0258 | 153665070.5478 | 13335.2143 | 31.1787 | 3562.3777 | 4928.5208 | 72.6239 | 100.4746
1 | 6900 | 707 | 0.03 | 15 | 15 | 7 | 1.7783e-11 | 5spot_SharedNeighbor | Water | Porous | Wet | R245fa | MinimizeLCOE_Brownfield | IgnoreSilica | 116.2238 | 78.6626 | 9.5958 | 4 | 3290.9009 | 4400.6171 | 67.0895 | 89.7125 | 208.9649 | 0 | 28.6509 | 11145184.9269 | 701592.2258 | 10759679.7277 | 7713729.3108 | 0 | 873779.1628 | 0 | 12165646.4881 | 31652516.6447 | 21603493.0042 | 96615621.491 | 961560.8286 | 28738594.3808 | 28738594.3808 | 1478867.319 | 12377158.8222 | 0 | 126315776.7005 | 168910397.2226 | 17782.7941 | 38.3833 | 3290.9009 | 4400.6171 | 67.0895 | 89.7125
1 | 6900 | 707 | 0.03 | 15 | 15 | 7 | 2.3714e-11 | 5spot_SharedNeighbor | Water | Porous | Wet | R245fa | MinimizeLCOE_Brownfield | IgnoreSilica | 140.5474 | 93.5651 | 11.3939 | 4 | 3102.4071 | 4036.9959 | 63.2468 | 82.2996 | 207.3159 | 0 | 50.9029 | 12614485.5203 | 792185.1086 | 12361631.9427 | 9294234.8945 | 0 | 999893.3622 | 0 | 14064348.0231 | 36592548.5615 | 24975166.2949 | 111694493.7078 | 961560.8286 | 28738594.3808 | 28738594.3808 | 1478867.319 | 12377158.8222 | 0 | 141394648.9173 | 183989269.4393 | 23713.7371 | 45.5758 | 3102.4071 | 4036.9959 | 63.2468 | 82.2996
1 | 6900 | 707 | 0.03 | 15 | 15 | 7 | 3.1623e-11 | 5spot_SharedNeighbor | Water | Porous | Wet | R245fa | MinimizeLCOE_Brownfield | IgnoreSilica | 164.8548 | 107.7378 | 13.0931 | 4 | 2970.8994 | 3784.2037 | 60.5658 | 77.1461 | 205.5078 | 0 | 47.8027 | 13951546.1597 | 874389.1091 | 13838190.7213 | 10859752.7009 | 0 | 1122682.6808 | 0 | 15852158.935 | 41244065.824 | 28149922.4057 | 125892708.5364 | 961560.8286 | 28738594.3808 | 28738594.3808 | 1478867.319 | 12377158.8222 | 0 | 155592863.7458 | 198187484.2679 | 31622.7766 | 52.3723 | 2970.8994 | 3784.2037 | 60.5658 | 77.1461
1 | 6900 | 707 | 0.03 | 15 | 15 | 7 | 4.217e-11 | 5spot_SharedNeighbor | Water | Porous | Wet | R245fa | MinimizeLCOE_Brownfield | IgnoreSilica | 181.3392 | 116.8083 | 14.2604 | 4 | 2883.2936 | 3630.0204 | 58.7798 | 74.0029 | 204.1158 | 0 | 52.8055 | 14781182.2927 | 925291.6727 | 14762631.7003 | 11911261.4452 | 0 | 1131738.3159 | 0 | 16969721.1164 | 44151733.3765 | 30134465.2569 | 134768025.1766 | 961560.8286 | 28738594.3808 | 28738594.3808 | 1478867.319 | 12377158.8222 | 0 | 164468180.3861 | 207062800.9081 | 42169.6503 | 57.0418 | 2883.2936 | 3630.0204 | 58.7798 | 74.0029
1 | 6900 | 707 | 0.03 | 15 | 15 | 7 | 5.6234e-11 | 5spot_SharedNeighbor | Water | Porous | Wet | R245fa | MinimizeLCOE_Brownfield | IgnoreSilica | 188.4567 | 120.5682 | 14.8833 | 4 | 2818.3961 | 3533.8718 | 57.4568 | 72.0428 | 203.4702 | 0 | 69.4225 | 15119723.5344 | 946041.108 | 15141574.8302 | 12360997.071 | 0 | 1015754.3426 | 0 | 17387795.4456 | 45239477.0222 | 30876872.6459 | 138088235.9998 | 961560.8286 | 28738594.3808 | 28738594.3808 | 1478867.319 | 12377158.8222 | 0 | 167788391.2093 | 210383011.7314 | 56234.1325 | 59.5333 | 2818.3961 | 3533.8718 | 57.4568 | 72.0428
1 | 6900 | 707 | 0.03 | 15 | 15 | 7 | 7.4989e-11 | 5spot_SharedNeighbor | Water | Porous | Wet | R245fa | MinimizeLCOE_Brownfield | IgnoreSilica | 196.8749 | 124.8876 | 15.517 | 4 | 2768.7495 | 3455.0067 | 56.4447 | 70.435 | 202.6885 | 0 | 90.8827 | 15508253.7288 | 970423.2664 | 15573433.0764 | 12888454.1725 | 0 | 955130.7359 | 0 | 17899321.0423 | 46570361.6963 | 31785228.783 | 142150606.5017 | 961560.8286 | 28738594.3808 | 28738594.3808 | 1478867.319 | 12377158.8222 | 0 | 171850761.7112 | 214445382.2332 | 74989.4209 | 62.068 | 2768.7495 | 3455.0067 | 56.4447 | 70.435
1 | 6900 | 707 | 0.03 | 15 | 15 | 7 | 1e-10 | 5spot_SharedNeighbor | Water | Porous | Wet | R245fa | MinimizeLCOE_Brownfield | IgnoreSilica | 201.1427 | 127.0048 | 15.8995 | 4 | 2730.6199 | 3400.3661 | 55.6674 | 69.3211 | 202.2785 | 0 | 91.8075 | 15700095.8815 | 982953.5776 | 15783527.355 | 13152625.6741 | 0 | 861401.4011 | 0 | 18127435.5168 | 47163868.7664 | 32190309.5537 | 143962217.7262 | 961560.8286 | 28738594.3808 | 28738594.3808 | 1478867.319 | 12377158.8222 | 0 | 173662372.9357 | 216256993.4577 | 100000 | 63.5982 | 2730.6199 | 3400.3661 | 55.6674 | 69.3211
1 | 6900 | 707 | 0.03 | 15 | 15 | 7 | 1.3335e-10 | 5spot_SharedNeighbor | Water | Porous | Wet | R245fa | MinimizeLCOE_Brownfield | IgnoreSilica | 203.9607 | 128.3794 | 16.1713 | 4 | 2701.7836 | 3360.2765 | 55.0795 | 68.5038 | 202.0014 | 0 | 99.3412 | 15824350.562 | 991100.0194 | 15919525.2195 | 13326532.332 | 0 | 775067.1959 | 0 | 18266264.3783 | 47525072.9862 | 32436838.8557 | 145064751.5491 | 961560.8286 | 28738594.3808 | 28738594.3808 | 1478867.319 | 12377158.8222 | 0 | 174764906.7585 | 217359527.2806 | 133352.1432 | 64.685 | 2701.7836 | 3360.2765 | 55.0795 | 68.5038
1 | 6900 | 707 | 0.03 | 15 | 15 | 7 | 1.7783e-10 | 5spot_SharedNeighbor | Water | Porous | Wet | R245fa | MinimizeLCOE_Brownfield | IgnoreSilica | 203.9017 | 128.3407 | 16.2681 | 4 | 2680.143 | 3334.7147 | 54.6383 | 67.9827 | 202.0003 | 0 | 125.1957 | 15820952.192 | 990893.6753 | 15915685.4275 | 13322646.0506 | 0 | 669752.1725 | 0 | 18220772.512 | 47406712.4818 | 32356055.3794 | 144703469.891 | 961560.8286 | 28738594.3808 | 28738594.3808 | 1478867.319 | 12377158.8222 | 0 | 174403625.1005 | 216998245.6225 | 177827.941 | 65.0725 | 2680.143 | 3334.7147 | 54.6383 | 67.9827
1 | 6900 | 707 | 0.03 | 15 | 15 | 7 | 2.3714e-10 | 5spot_SharedNeighbor | Water | Porous | Wet | R245fa | MinimizeLCOE_Brownfield | IgnoreSilica | 203.862 | 128.314 | 16.3404 | 4 | 2663.9586 | 3315.6347 | 54.3084 | 67.5937 | 201.9991 | 0 | 138.2231 | 15818591.9536 | 990747.7297 | 15913037.6735 | 13320022.8804 | 0 | 586181.346 | 0 | 18185146.8175 | 47314021.7325 | 32292792.0384 | 144420542.1717 | 961560.8286 | 28738594.3808 | 28738594.3808 | 1478867.319 | 12377158.8222 | 0 | 174120697.3811 | 216715317.9032 | 237137.3706 | 65.3616 | 2663.9586 | 3315.6347 | 54.3084 | 67.5937
1 | 6900 | 707 | 0.03 | 15 | 15 | 7 | 3.1623e-10 | 5spot_SharedNeighbor | Water | Porous | Wet | R245fa | MinimizeLCOE_Brownfield | IgnoreSilica | 203.8231 | 128.2894 | 16.3938 | 4 | 2651.8051 | 3301.3579 | 54.0606 | 67.3026 | 201.999 | 0 | 149.9973 | 15816424.0315 | 990614.6496 | 15910598.6753 | 13317484.3216 | 0 | 519916.6377 | 0 | 18156464.9432 | 47239397.379 | 32241859.3837 | 144192760.0218 | 961560.8286 | 28738594.3808 | 28738594.3808 | 1478867.319 | 12377158.8222 | 0 | 173892915.2312 | 216487535.7533 | 316227.766 | 65.5753 | 2651.8051 | 3301.3579 | 54.0606 | 67.3026
1 | 6900 | 707 | 0.03 | 15 | 15 | 7 | 4.217e-10 | 5spot_SharedNeighbor | Water | Porous | Wet | R245fa | MinimizeLCOE_Brownfield | IgnoreSilica | 203.7889 | 128.2684 | 16.4334 | 4 | 2642.6564 | 3290.6439 | 53.8741 | 67.0842 | 201.9994 | 0 | 160.6242 | 15814576.5628 | 990502.1816 | 15908513.4409 | 13315258.9635 | 0 | 467655.2212 | 0 | 18133637.4843 | 47180005.0137 | 32201322.874 | 144011471.7421 | 961560.8286 | 28738594.3808 | 28738594.3808 | 1478867.319 | 12377158.8222 | 0 | 173711626.9515 | 216306247.4736 | 421696.5034 | 65.7337 | 2642.6564 | 3290.6439 | 53.8741 | 67.0842
1 | 6900 | 707 | 0.03 | 15 | 15 | 7 | 5.6234e-10 | 5spot_SharedNeighbor | Water | Porous | Wet | R245fa | MinimizeLCOE_Brownfield | IgnoreSilica | 204.2862 | 128.5154 | 16.4899 | 4 | 2635.7541 | 3281.5211 | 53.7334 | 66.8982 | 201.9493 | 0 | 158.4916 | 15835807.4107 | 991707.8446 | 15933104.5987 | 13346580.0497 | 0 | 435153.9974 | 0 | 18151518.0214 | 47226526.5034 | 32233074.7467 | 144153473.1726 | 961560.8286 | 28738594.3808 | 28738594.3808 | 1478867.319 | 12377158.8222 | 0 | 173853628.3821 | 216448248.9041 | 562341.3252 | 65.9597 | 2635.7541 | 3281.5211 | 53.7334 | 66.8982
1 | 6900 | 707 | 0.03 | 15 | 15 | 7 | 7.4989e-10 | 5spot_SharedNeighbor | Water | Porous | Wet | R245fa | MinimizeLCOE_Brownfield | IgnoreSilica | 204.6003 | 128.6708 | 16.5294 | 4 | 2630.5429 | 3274.7687 | 53.6272 | 66.7606 | 201.9173 | 0 | 159.3087 | 15849157.2148 | 992464.9254 | 15948576.7244 | 13366359.1045 | 0 | 408843.0909 | 0 | 18160506.4134 | 47249912.4556 | 32249036.1396 | 144224856.0687 | 961560.8286 | 28738594.3808 | 28738594.3808 | 1478867.319 | 12377158.8222 | 0 | 173925011.2781 | 216519631.8002 | 749894.2093 | 66.1175 | 2630.5429 | 3274.7687 | 53.6272 | 66.7606
1 | 6900 | 707 | 0.03 | 15 | 15 | 7 | 1e-09 | 5spot_SharedNeighbor | Water | Porous | Wet | R245fa | MinimizeLCOE_Brownfield | IgnoreSilica | 204.8024 | 128.7704 | 16.5573 | 4 | 2626.6122 | 3269.7522 | 53.547 | 66.6583 | 201.8965 | 0 | 169.6053 | 15857711.014 | 992949.4195 | 15958495.5118 | 13379078.9716 | 0 | 387921.2026 | 0 | 18164700.8866 | 47260825.6144 | 32256484.5947 | 144258167.215 | 961560.8286 | 28738594.3808 | 28738594.3808 | 1478867.319 | 12377158.8222 | 0 | 173958322.4245 | 216552942.9465 | 1000000 | 66.2292 | 2626.6122 | 3269.7522 | 53.547 | 66.6583
1 | 6900 | 707 | 0.03 | 15 | 15 | 7 | 1.3335e-09 | 5spot_SharedNeighbor | Water | Porous | Wet | R245fa | MinimizeLCOE_Brownfield | IgnoreSilica | 204.9339 | 128.8351 | 16.5772 | 4 | 2623.6499 | 3266.0172 | 53.4867 | 66.5822 | 201.8828 | 0 | 183.085 | 15863257.4677 | 993263.198 | 15964930.1036 | 13387354.6825 | 0 | 371490.4786 | 0 | 18166315.4129 | 47265026.2807 | 32259351.6357 | 144270989.2598 | 961560.8286 | 28738594.3808 | 28738594.3808 | 1478867.319 | 12377158.8222 | 0 | 173971144.4692 | 216565764.9913 | 1333521.4322 | 66.3088 | 2623.6499 | 3266.0172 | 53.4867 | 66.5822
1 | 6900 | 707 | 0.03 | 15 | 15 | 7 | 1.7783e-09 | 5spot_SharedNeighbor | Water | Porous | Wet | R245fa | MinimizeLCOE_Brownfield | IgnoreSilica | 205.005 | 128.8698 | 16.5907 | 4 | 2621.4192 | 3263.2629 | 53.4412 | 66.526 | 201.8752 | 0 | 179.6399 | 15866231.4096 | 993430.9311 | 15968384.0541 | 13391826.9477 | 0 | 358451.4945 | 0 | 18165546.6864 | 47263026.212 | 32257986.5478 | 144264884.2831 | 961560.8286 | 28738594.3808 | 28738594.3808 | 1478867.319 | 12377158.8222 | 0 | 173965039.4925 | 216559660.0146 | 1778279.41 | 66.3629 | 2621.4192 | 3263.2629 | 53.4412 | 66.526
1 | 6900 | 707 | 0.03 | 15 | 15 | 7 | 2.3714e-09 | 5spot_SharedNeighbor | Water | Porous | Wet | R245fa | MinimizeLCOE_Brownfield | IgnoreSilica | 205.0413 | 128.8873 | 16.6 | 4 | 2619.7408 | 3261.2263 | 53.407 | 66.4845 | 201.8712 | 0 | 171.4502 | 15867727.1937 | 993514.8645 | 15970124.401 | 13394105.2038 | 0 | 348224.629 | 0 | 18163741.5539 | 47258329.6276 | 32254781.0324 | 144250548.5059 | 961560.8286 | 28738594.3808 | 28738594.3808 | 1478867.319 | 12377158.8222 | 0 | 173950703.7154 | 216545324.2374 | 2371373.7057 | 66.4 | 2619.7408 | 3261.2263 | 53.407 | 66.4845
1 | 6900 | 707 | 0.03 | 15 | 15 | 7 | 3.1623e-09 | 5spot_SharedNeighbor | Water | Porous | Wet | R245fa | MinimizeLCOE_Brownfield | IgnoreSilica | 205.0607 | 128.8965 | 16.6065 | 4 | 2618.4786 | 3259.7114 | 53.3812 | 66.4536 | 201.8689 | 0 | 173.6243 | 15868514.391 | 993558.7469 | 15971042.4081 | 13395323.559 | 0 | 340324.6803 | 0 | 18161817.8762 | 47253324.6128 | 32251365.007 | 144235271.2812 | 961560.8286 | 28738594.3808 | 28738594.3808 | 1478867.319 | 12377158.8222 | 0 | 173935426.4907 | 216530047.0127 | 3162277.6602 | 66.4261 | 2618.4786 | 3259.7114 | 53.3812 | 66.4536
1 | 6900 | 707 | 0.03 | 15 | 15 | 7 | 4.217e-09 | 5spot_SharedNeighbor | Water | Porous | Wet | R245fa | MinimizeLCOE_Brownfield | IgnoreSilica | 205.0607 | 128.8961 | 16.6107 | 4 | 2617.5301 | 3258.6027 | 53.3619 | 66.431 | 201.8686 | 0 | 172.4097 | 15868477.1686 | 993555.9023 | 15971004.56 | 13395317.1464 | 0 | 334091.15 | 0 | 18159353.9116 | 47246913.8824 | 32246989.5517 | 144215703.273 | 961560.8286 | 28738594.3808 | 28738594.3808 | 1478867.319 | 12377158.8222 | 0 | 173915858.4824 | 216510479.0045 | 4216965.0343 | 66.4427 | 2617.5301 | 3258.6027 | 53.3619 | 66.431
1 | 6900 | 707 | 0.03 | 15 | 15 | 7 | 5.6234e-09 | 5spot_SharedNeighbor | Water | Porous | Wet | R245fa | MinimizeLCOE_Brownfield | IgnoreSilica | 205.0607 | 128.8958 | 16.6138 | 4 | 2616.8175 | 3257.7701 | 53.3474 | 66.4141 | 201.8684 | 0 | 139.9881 | 15868449.2491 | 993553.7686 | 15970976.1712 | 13395312.3368 | 0 | 329380.525 | 0 | 18157492.0997 | 47242069.8298 | 32243683.3863 | 144200917.3664 | 961560.8286 | 28738594.3808 | 28738594.3808 | 1478867.319 | 12377158.8222 | 0 | 173901072.5759 | 216495693.098 | 5623413.2519 | 66.4552 | 2616.8175 | 3257.7701 | 53.3474 | 66.4141
1 | 6900 | 707 | 0.03 | 15 | 15 | 7 | 7.4989e-09 | 5spot_SharedNeighbor | Water | Porous | Wet | R245fa | MinimizeLCOE_Brownfield | IgnoreSilica | 205.0607 | 128.8956 | 16.6161 | 4 | 2616.2825 | 3257.1451 | 53.3365 | 66.4013 | 201.8683 | 0 | 139.1556 | 15868428.3087 | 993552.1683 | 15970954.8788 | 13395308.7295 | 0 | 325827.1054 | 0 | 18156087.7644 | 47238416.0372 | 32241189.5978 | 144189764.5901 | 961560.8286 | 28738594.3808 | 28738594.3808 | 1478867.319 | 12377158.8222 | 0 | 173889919.7996 | 216484540.3217 | 7498942.0933 | 66.4645 | 2616.2825 | 3257.1451 | 53.3365 | 66.4013
1 | 6900 | 707 | 0.03 | 15 | 15 | 7 | 1e-08 | 5spot_SharedNeighbor | Water | Porous | Wet | R245fa | MinimizeLCOE_Brownfield | IgnoreSilica | 205.0607 | 128.8954 | 16.6179 | 4 | 2615.8808 | 3256.676 | 53.3283 | 66.3917 | 201.8681 | 0 | 142.3927 | 15868412.6035 | 993550.9681 | 15970938.9096 | 13395306.0242 | 0 | 323150.3585 | 0 | 18155029.9569 | 47235663.8392 | 32239311.1661 | 144181363.8261 | 961560.8286 | 28738594.3808 | 28738594.3808 | 1478867.319 | 12377158.8222 | 0 | 173881519.0356 | 216476139.5576 | 10000000 | 66.4715 | 2615.8808 | 3256.676 | 53.3283 | 66.3917
1 | 7000 | 707 | 0.03 | 15 | 15 | 7 | 1e-13 | 5spot_SharedNeighbor | Water | Porous | Wet | R245fa | MinimizeLCOE_Brownfield | IgnoreSilica | 1.0498 | 0.24091 | 0.01143 | 4 | 689666.497 | 1639993.3725 | 14059.7844 | 33433.4832 | 122.7156 | 0 | 19.4698 | 149684.0957 | 6102.1476 | 108877.1498 | 65103.0978 | 0 | 64508.3832 | 0 | 153767.2009 | 400070.7148 | 273056.4835 | 1221169.2735 | 961560.8286 | 29349065.1606 | 29349065.1606 | 1478867.319 | 12621347.1341 | 0 | 31531795.2627 | 74981074.8765 | 100 | 0.04572 | 689666.497 | 1639993.3725 | 14059.7844 | 33433.4832
1 | 7000 | 707 | 0.03 | 15 | 15 | 7 | 1.3335e-13 | 5spot_SharedNeighbor | Water | Porous | Wet | R245fa | MinimizeLCOE_Brownfield | IgnoreSilica | 1.3639 | 0.38552 | 0.026592 | 4 | 300838.0029 | 709313.6012 | 6132.9896 | 14460.3172 | 137.7377 | 0 | 26.4185 | 222921.3578 | 10132.4063 | 156983.1834 | 83576.2692 | 0 | 71809.8902 | 0 | 212715.0117 | 553440.8267 | 377734.7363 | 1689313.6817 | 961560.8286 | 29349065.1606 | 29349065.1606 | 1478867.319 | 12621347.1341 | 0 | 31999939.6709 | 75449219.2847 | 133.3521 | 0.10637 | 300838.0029 | 709313.6012 | 6132.9896 | 14460.3172
1 | 7000 | 707 | 0.03 | 15 | 15 | 7 | 1.7783e-13 | 5spot_SharedNeighbor | Water | Porous | Wet | R245fa | MinimizeLCOE_Brownfield | IgnoreSilica | 1.7681 | 0.59413 | 0.05103 | 4 | 159785.0571 | 372645.6013 | 3257.4345 | 7596.8846 | 151.3227 | 0 | 111.5595 | 319086.8445 | 16077.6639 | 219899.3552 | 109344.5105 | 0 | 79747.3425 | 0 | 290220.7295 | 755094.8056 | 515367.7205 | 2304838.9721 | 961560.8286 | 29349065.1606 | 29349065.1606 | 1478867.319 | 12621347.1341 | 0 | 32615464.9613 | 76064744.5751 | 177.8279 | 0.20412 | 159785.0571 | 372645.6013 | 3257.4345 | 7596.8846
1 | 7000 | 707 | 0.03 | 15 | 15 | 7 | 2.3714e-13 | 5spot_SharedNeighbor | Water | Porous | Wet | R245fa | MinimizeLCOE_Brownfield | IgnoreSilica | 2.2932 | 0.88937 | 0.088542 | 4 | 94362.5224 | 217042.3497 | 1923.7077 | 4424.7019 | 163.2856 | 0 | 147.0732 | 443563.5998 | 24707.7421 | 301244.6418 | 145761.8206 | 0 | 88698.0927 | 0 | 391550.5998 | 1018734.3426 | 695307.1217 | 3109567.961 | 961560.8286 | 29349065.1606 | 29349065.1606 | 1478867.319 | 12621347.1341 | 0 | 33420193.9503 | 76869473.5641 | 237.1374 | 0.35417 | 94362.5224 | 217042.3497 | 1923.7077 | 4424.7019
1 | 7000 | 707 | 0.03 | 15 | 15 | 7 | 3.1623e-13 | 5spot_SharedNeighbor | Water | Porous | Wet | R245fa | MinimizeLCOE_Brownfield | IgnoreSilica | 2.9544 | 1.2826 | 0.14206 | 4 | 60566.3038 | 137027.7097 | 1234.726 | 2793.4952 | 173.2483 | 0 | 211.8485 | 596339.737 | 36636.7657 | 400973.7458 | 194068.6085 | 0 | 97750.522 | 0 | 517050.0579 | 1345258.189 | 918166.3563 | 4106243.9823 | 961560.8286 | 29349065.1606 | 29349065.1606 | 1478867.319 | 12621347.1341 | 0 | 34416869.9715 | 77866149.5853 | 316.2278 | 0.56825 | 60566.3038 | 137027.7097 | 1234.726 | 2793.4952
1 | 7000 | 707 | 0.03 | 15 | 15 | 7 | 4.217e-13 | 5spot_SharedNeighbor | Water | Porous | Wet | R245fa | MinimizeLCOE_Brownfield | IgnoreSilica | 3.8459 | 1.8784 | 0.21951 | 4 | 40722.2016 | 90205.8707 | 830.1772 | 1838.9687 | 181.8977 | 0 | 37.0417 | 793690.8409 | 51369.6234 | 542280.5721 | 260289.7877 | 0 | 110578.981 | 0 | 685701.824 | 1784055.4892 | 1217654.5301 | 5445621.6484 | 961560.8286 | 29349065.1606 | 29349065.1606 | 1478867.319 | 12621347.1341 | 0 | 35756247.6377 | 79205527.2514 | 421.6965 | 0.87805 | 40722.2016 | 90205.8707 | 830.1772 | 1838.9687
1 | 7000 | 707 | 0.03 | 15 | 15 | 7 | 5.6234e-13 | 5spot_SharedNeighbor | Water | Porous | Wet | R245fa | MinimizeLCOE_Brownfield | IgnoreSilica | 4.9863 | 2.6862 | 0.31858 | 4 | 29307.6781 | 63403.7941 | 597.4767 | 1292.5721 | 188.8538 | 0 | 36.9617 | 1020062.5401 | 65983.9915 | 721920.5741 | 338386.3589 | 0 | 125550.6095 | 0 | 886042.5889 | 2305301.064 | 1573415.3454 | 7036663.0723 | 961560.8286 | 29349065.1606 | 29349065.1606 | 1478867.319 | 12621347.1341 | 0 | 37347289.0616 | 80796568.6754 | 562.3413 | 1.2743 | 29307.6781 | 63403.7941 | 597.4767 | 1292.5721
1 | 7000 | 707 | 0.03 | 15 | 15 | 7 | 7.4989e-13 | 5spot_SharedNeighbor | Water | Porous | Wet | R245fa | MinimizeLCOE_Brownfield | IgnoreSilica | 6.5138 | 3.7704 | 0.45124 | 4 | 21789.2988 | 45861.3734 | 444.2043 | 934.9461 | 194.5691 | 0 | 32.4292 | 1294555.2572 | 83659.4009 | 946870.8627 | 441697.6093 | 0 | 144932.1816 | 0 | 1135568.9715 | 2954517.5267 | 2016518.9212 | 9018320.7311 | 961560.8286 | 29349065.1606 | 29349065.1606 | 1478867.319 | 12621347.1341 | 0 | 39328946.7203 | 82778226.3341 | 749.8942 | 1.805 | 21789.2988 | 45861.3734 | 444.2043 | 934.9461
1 | 7000 | 707 | 0.03 | 15 | 15 | 7 | 1e-12 | 5spot_SharedNeighbor | Water | Porous | Wet | R245fa | MinimizeLCOE_Brownfield | IgnoreSilica | 8.4869 | 5.16 | 0.62157 | 4 | 16771.6919 | 34247.2114 | 341.9136 | 698.1757 | 198.8018 | 0 | 39.6241 | 1614554.2443 | 104207.867 | 1217034.9373 | 573995.5036 | 0 | 167249.3878 | 0 | 1434046.3566 | 3731094.4566 | 2546548.6329 | 11388731.3862 | 961560.8286 | 29349065.1606 | 29349065.1606 | 1478867.319 | 12621347.1341 | 0 | 41699357.3755 | 85148636.9893 | 1000 | 2.4863 | 16771.6919 | 34247.2114 | 341.9136 | 698.1757
1 | 7000 | 707 | 0.03 | 15 | 15 | 7 | 1.3335e-12 | 5spot_SharedNeighbor | Water | Porous | Wet | R245fa | MinimizeLCOE_Brownfield | IgnoreSilica | 11.1541 | 7.0864 | 0.85818 | 4 | 13040.4855 | 25697.8205 | 265.8479 | 523.8848 | 202.8227 | 0 | 46.1148 | 2019539.7112 | 130179.4361 | 1568605.8587 | 753189.6008 | 0 | 195170.6295 | 0 | 1820007.2421 | 4735285.5092 | 3231929.6604 | 14453907.648 | 961560.8286 | 29349065.1606 | 29349065.1606 | 1478867.319 | 12621347.1341 | 0 | 44764533.6373 | 88213813.251 | 1333.5214 | 3.4327 | 13040.4855 | 25697.8205 | 265.8479 | 523.8848
1 | 7000 | 707 | 0.03 | 15 | 15 | 7 | 1.7783e-12 | 5spot_SharedNeighbor | Water | Porous | Wet | R245fa | MinimizeLCOE_Brownfield | IgnoreSilica | 14.6574 | 9.5956 | 1.1659 | 4 | 10402.9637 | 19719.4432 | 212.0785 | 402.0075 | 205.6753 | 0 | 41.3273 | 2501343.4333 | 160878.39 | 1999137.6945 | 987795.4021 | 0 | 228856.1889 | 0 | 2292424.3324 | 5964417.872 | 4070837.7542 | 18205691.0674 | 961560.8286 | 29349065.1606 | 29349065.1606 | 1478867.319 | 12621347.1341 | 0 | 48516317.0566 | 91965596.6704 | 1778.2794 | 4.6637 | 10402.9637 | 19719.4432 | 212.0785 | 402.0075
1 | 7000 | 707 | 0.03 | 15 | 15 | 7 | 2.3714e-12 | 5spot_SharedNeighbor | Water | Porous | Wet | R245fa | MinimizeLCOE_Brownfield | IgnoreSilica | 19.3178 | 12.9364 | 1.5752 | 4 | 8446.9663 | 15342.7008 | 172.2028 | 312.7817 | 207.9021 | 0 | 29.3834 | 3089811.6795 | 198297.3512 | 2538844.3809 | 1299620.5429 | 0 | 271204.9494 | 0 | 2885133.7725 | 7506526.2537 | 5123358.4118 | 22912797.3417 | 961560.8286 | 29349065.1606 | 29349065.1606 | 1478867.319 | 12621347.1341 | 0 | 53223423.331 | 96672702.9447 | 2371.3737 | 6.3009 | 8446.9663 | 15342.7008 | 172.2028 | 312.7817
1 | 7000 | 707 | 0.03 | 15 | 15 | 7 | 3.1623e-12 | 5spot_SharedNeighbor | Water | Porous | Wet | R245fa | MinimizeLCOE_Brownfield | IgnoreSilica | 25.4662 | 17.3468 | 2.1173 | 4 | 6975.5272 | 12105.7395 | 142.2056 | 246.7919 | 209.6145 | 0 | 28.4554 | 3803352.3434 | 243501.349 | 3210415.0078 | 1710841.6763 | 0 | 319849.7516 | 0 | 3622304.45 | 9424493.142 | 6432410.2234 | 28767167.9434 | 961560.8286 | 29349065.1606 | 29349065.1606 | 1478867.319 | 12621347.1341 | 0 | 59077793.9326 | 102527073.5464 | 3162.2777 | 8.4693 | 6975.5272 | 12105.7395 | 142.2056 | 246.7919
1 | 7000 | 707 | 0.03 | 15 | 15 | 7 | 4.217e-12 | 5spot_SharedNeighbor | Water | Porous | Wet | R245fa | MinimizeLCOE_Brownfield | IgnoreSilica | 33.4199 | 23.0553 | 2.8191 | 4 | 5874.602 | 9727.6558 | 119.7617 | 198.3114 | 210.9083 | 0 | 38.5587 | 4653600.2459 | 297157.5689 | 4030896.6451 | 2242852.3118 | 0 | 377645.7684 | 0 | 4524839.4906 | 11772704.1825 | 8035112.5094 | 35934808.7227 | 961560.8286 | 29349065.1606 | 29349065.1606 | 1478867.319 | 12621347.1341 | 0 | 66245434.7119 | 109694714.3257 | 4216.965 | 11.2766 | 5874.602 | 9727.6558 | 119.7617 | 198.3114
1 | 7000 | 707 | 0.03 | 15 | 15 | 7 | 5.6234e-12 | 5spot_SharedNeighbor | Water | Porous | Wet | R245fa | MinimizeLCOE_Brownfield | IgnoreSilica | 43.8459 | 30.5382 | 3.7391 | 4 | 5024.794 | 7929.8411 | 102.4372 | 161.6605 | 211.8963 | 0 | 50.2582 | 5681674.9401 | 361774.2059 | 5047307.0144 | 2939923.9765 | 0 | 447503.5597 | 0 | 5646491.6417 | 14691012.9971 | 10026918.2406 | 44842606.5762 | 961560.8286 | 29349065.1606 | 29349065.1606 | 1478867.319 | 12621347.1341 | 0 | 75153232.5655 | 118602512.1793 | 5623.4133 | 14.9565 | 5024.794 | 7929.8411 | 102.4372 | 161.6605
1 | 7000 | 707 | 0.03 | 15 | 15 | 7 | 7.4989e-12 | 5spot_SharedNeighbor | Water | Porous | Wet | R245fa | MinimizeLCOE_Brownfield | IgnoreSilica | 57.23 | 40.1244 | 4.9177 | 4 | 4371.9473 | 6580.7477 | 89.1281 | 134.1574 | 212.5859 | 0 | 56.2795 | 6898872.9259 | 437958.1193 | 6279298.5456 | 3834313.5979 | 0 | 529964.6824 | 0 | 7012359.0697 | 18244719.8668 | 12452396.2006 | 55689883.0082 | 961560.8286 | 29349065.1606 | 29349065.1606 | 1478867.319 | 12621347.1341 | 0 | 86000508.9975 | 129449788.6113 | 7498.9421 | 19.671 | 4371.9473 | 6580.7477 | 89.1281 | 134.1574
1 | 7000 | 707 | 0.03 | 15 | 15 | 7 | 1e-11 | 5spot_SharedNeighbor | Water | Porous | Wet | R245fa | MinimizeLCOE_Brownfield | IgnoreSilica | 74.0117 | 52.0339 | 6.3805 | 4 | 3874.1222 | 5576.5412 | 78.9792 | 113.6853 | 212.8757 | 0 | 56.9347 | 8301040.3062 | 525348.5354 | 7730612.8575 | 4954003.0683 | 0 | 626363.4462 | 0 | 8633573.6033 | 22462787.5264 | 15331314.0509 | 68565043.3942 | 961560.8286 | 29349065.1606 | 29349065.1606 | 1478867.319 | 12621347.1341 | 0 | 98875669.3835 | 142324948.9973 | 10000 | 25.5221 | 3874.1222 | 5576.5412 | 78.9792 | 113.6853
1 | 7000 | 707 | 0.03 | 15 | 15 | 7 | 1.3335e-11 | 5spot_SharedNeighbor | Water | Porous | Wet | R245fa | MinimizeLCOE_Brownfield | IgnoreSilica | 94.248 | 66.0679 | 8.0993 | 4 | 3503.0443 | 4844.1932 | 71.4143 | 98.7554 | 212.5701 | 0 | 62.9713 | 9840943.4342 | 620926.9463 | 9357876.9899 | 6298717.2922 | 0 | 736844.6127 | 0 | 10473570.6174 | 27250082.3216 | 18598741.1177 | 83177703.3319 | 961560.8286 | 29349065.1606 | 29349065.1606 | 1478867.319 | 12621347.1341 | 0 | 113488329.3212 | 156937608.935 | 13335.2143 | 32.3971 | 3503.0443 | 4844.1932 | 71.4143 | 98.7554
1 | 7000 | 707 | 0.03 | 15 | 15 | 7 | 1.7783e-11 | 5spot_SharedNeighbor | Water | Porous | Wet | R245fa | MinimizeLCOE_Brownfield | IgnoreSilica | 117.3615 | 81.4477 | 9.9725 | 4 | 3236.0424 | 4325.2714 | 65.9711 | 88.1765 | 211.5235 | 0 | 73.8587 | 11425364.6226 | 718889.4058 | 11063376.8226 | 7823896.0154 | 0 | 859604.5245 | 0 | 12437541.2425 | 32359931.0224 | 22086317.8529 | 98774921.5087 | 961560.8286 | 29349065.1606 | 29349065.1606 | 1478867.319 | 12621347.1341 | 0 | 129085547.498 | 172534827.1118 | 17782.7941 | 39.8899 | 3236.0424 | 4325.2714 | 65.9711 | 88.1765
1 | 7000 | 707 | 0.03 | 15 | 15 | 7 | 2.3714e-11 | 5spot_SharedNeighbor | Water | Porous | Wet | R245fa | MinimizeLCOE_Brownfield | IgnoreSilica | 142.1869 | 97.022 | 11.8541 | 4 | 3050.7737 | 3967.1084 | 62.1941 | 80.8749 | 209.791 | 0 | 51.0596 | 12945578.2823 | 812561.1441 | 12725674.4978 | 9444774.5441 | 0 | 989935.3803 | 0 | 14398224.3009 | 37461226.1491 | 25568056.598 | 114346030.8965 | 961560.8286 | 29349065.1606 | 29349065.1606 | 1478867.319 | 12621347.1341 | 0 | 144656656.8858 | 188105936.4996 | 23713.7371 | 47.4164 | 3050.7737 | 3967.1084 | 62.1941 | 80.8749
1 | 7000 | 707 | 0.03 | 15 | 15 | 7 | 3.1623e-11 | 5spot_SharedNeighbor | Water | Porous | Wet | R245fa | MinimizeLCOE_Brownfield | IgnoreSilica | 166.4601 | 111.4723 | 13.5869 | 4 | 2925.1913 | 3724.6616 | 59.634 | 75.9323 | 207.9023 | 0 | 47.4548 | 14295410.4216 | 895496.3791 | 14220611.6688 | 11015338.6345 | 0 | 1115257.6589 | 0 | 16201424.7575 | 42152783.8499 | 28770141.1307 | 128666464.5011 | 961560.8286 | 29349065.1606 | 29349065.1606 | 1478867.319 | 12621347.1341 | 0 | 158977090.4903 | 202426370.1041 | 31622.7766 | 54.3476 | 2925.1913 | 3724.6616 | 59.634 | 75.9323
1 | 7000 | 707 | 0.03 | 15 | 15 | 7 | 4.217e-11 | 5spot_SharedNeighbor | Water | Porous | Wet | R245fa | MinimizeLCOE_Brownfield | IgnoreSilica | 183.8996 | 121.2783 | 14.8344 | 4 | 2839.6222 | 3571.8607 | 57.8895 | 72.8172 | 206.3902 | 0 | 71.1464 | 15183324.4474 | 949937.8723 | 15212874.0435 | 12132137.9209 | 0 | 1137302.9913 | 0 | 17400075.1374 | 45271426.2614 | 30898678.6582 | 138185757.3325 | 961560.8286 | 29349065.1606 | 29349065.1606 | 1478867.319 | 12621347.1341 | 0 | 168496383.3218 | 211945662.9356 | 42169.6503 | 59.3376 | 2839.6222 | 3571.8607 | 57.8895 | 72.8172
1 | 7000 | 707 | 0.03 | 15 | 15 | 7 | 5.6234e-11 | 5spot_SharedNeighbor | Water | Porous | Wet | R245fa | MinimizeLCOE_Brownfield | IgnoreSilica | 190.8929 | 125.0425 | 15.4609 | 4 | 2777.5649 | 3480.1303 | 56.6244 | 70.9472 | 205.7315 | 0 | 74.5852 | 15518744.8113 | 970481.6126 | 15589451.0402 | 12576608.4434 | 0 | 1018859.4041 | 0 | 17812916.6715 | 46345555.2477 | 31631793.7625 | 141464410.9934 | 961560.8286 | 29349065.1606 | 29349065.1606 | 1478867.319 | 12621347.1341 | 0 | 171775036.9827 | 215224316.5965 | 56234.1325 | 61.8438 | 2777.5649 | 3480.1303 | 56.6244 | 70.9472
1 | 7000 | 707 | 0.03 | 15 | 15 | 7 | 7.4989e-11 | 5spot_SharedNeighbor | Water | Porous | Wet | R245fa | MinimizeLCOE_Brownfield | IgnoreSilica | 196.2977 | 127.8899 | 15.9504 | 4 | 2730.434 | 3411.4402 | 55.6636 | 69.5468 | 205.2076 | 0 | 101.4046 | 15770593.7495 | 985899.0047 | 15872809.83 | 12919150.373 | 0 | 910581.4656 | 0 | 18119023.4249 | 47141982.2288 | 32175371.542 | 143895411.6185 | 961560.8286 | 29349065.1606 | 29349065.1606 | 1478867.319 | 12621347.1341 | 0 | 174206037.6077 | 217655317.2215 | 74989.4209 | 63.8016 | 2730.434 | 3411.4402 | 55.6636 | 69.5468
1 | 7000 | 707 | 0.03 | 15 | 15 | 7 | 1e-10 | 5spot_SharedNeighbor | Water | Porous | Wet | R245fa | MinimizeLCOE_Brownfield | IgnoreSilica | 200.4628 | 130.0463 | 16.3298 | 4 | 2694.6764 | 3359.8621 | 54.9346 | 68.4953 | 204.7955 | 0 | 117.3288 | 15960269.0005 | 997505.9729 | 16086554.83 | 13182279.337 | 0 | 816037.8067 | 0 | 18346632.3093 | 47734173.8571 | 32579554.4967 | 145703007.6102 | 961560.8286 | 29349065.1606 | 29349065.1606 | 1478867.319 | 12621347.1341 | 0 | 176013633.5995 | 219462913.2132 | 100000 | 65.319 | 2694.6764 | 3359.8621 | 54.9346 | 68.4953
1 | 7000 | 707 | 0.03 | 15 | 15 | 7 | 1.3335e-10 | 5spot_SharedNeighbor | Water | Porous | Wet | R245fa | MinimizeLCOE_Brownfield | IgnoreSilica | 203.5145 | 131.604 | 16.6143 | 4 | 2667.5741 | 3321.3674 | 54.3821 | 67.7106 | 204.4885 | 0 | 103.7582 | 16096742.5493 | 1005855.034 | 16240524.8169 | 13374476.3444 | 0 | 733764.2966 | 0 | 18506031.5861 | 48148898.0779 | 32862612.2991 | 146968905.0043 | 961560.8286 | 29349065.1606 | 29349065.1606 | 1478867.319 | 12621347.1341 | 0 | 177279530.9936 | 220728810.6074 | 133352.1432 | 66.4572 | 2667.5741 | 3321.3674 | 54.3821 | 67.7106
1 | 7000 | 707 | 0.03 | 15 | 15 | 7 | 1.7783e-10 | 5spot_SharedNeighbor | Water | Porous | Wet | R245fa | MinimizeLCOE_Brownfield | IgnoreSilica | 205.7628 | 132.7402 | 16.8278 | 4 | 2647.0541 | 3292.5513 | 53.9638 | 67.1231 | 204.2596 | 0 | 123.5332 | 16195992.2287 | 1011925.6519 | 16352591.4606 | 13515984.2584 | 0 | 664547.1775 | 0 | 18619005.9031 | 48442834.0765 | 33063229.6579 | 147866110.4146 | 961560.8286 | 29349065.1606 | 29349065.1606 | 1478867.319 | 12621347.1341 | 0 | 178176736.4039 | 221626016.0176 | 177827.941 | 67.3113 | 2647.0541 | 3292.5513 | 53.9638 | 67.1231
1 | 7000 | 707 | 0.03 | 15 | 15 | 7 | 2.3714e-10 | 5spot_SharedNeighbor | Water | Porous | Wet | R245fa | MinimizeLCOE_Brownfield | IgnoreSilica | 207.4165 | 133.5695 | 16.9875 | 4 | 2631.5303 | 3270.9587 | 53.6473 | 66.6829 | 204.0897 | 0 | 140.9092 | 16268286.8358 | 1016346.9304 | 16434270.9758 | 13620017.5591 | 0 | 607534.9319 | 0 | 18699118.3208 | 48651270.1542 | 33205491.5639 | 148502337.2718 | 961560.8286 | 29349065.1606 | 29349065.1606 | 1478867.319 | 12621347.1341 | 0 | 178812963.2611 | 222262242.8749 | 237137.3706 | 67.9502 | 2631.5303 | 3270.9587 | 53.6473 | 66.6829
1 | 7000 | 707 | 0.03 | 15 | 15 | 7 | 3.1623e-10 | 5spot_SharedNeighbor | Water | Porous | Wet | R245fa | MinimizeLCOE_Brownfield | IgnoreSilica | 208.7077 | 134.2131 | 17.1106 | 4 | 2619.7928 | 3254.6228 | 53.408 | 66.3499 | 203.9566 | 0 | 135.9444 | 16324311.5623 | 1019772.8381 | 16497596.7525 | 13701031.2437 | 0 | 562564.5428 | 0 | 18761058.0064 | 48812424.5104 | 33315482.7234 | 148994242.1796 | 961560.8286 | 29349065.1606 | 29349065.1606 | 1478867.319 | 12621347.1341 | 0 | 179304868.1689 | 222754147.7827 | 316227.766 | 68.4424 | 2619.7928 | 3254.6228 | 53.408 | 66.3499
1 | 7000 | 707 | 0.03 | 15 | 15 | 7 | 4.217e-10 | 5spot_SharedNeighbor | Water | Porous | Wet | R245fa | MinimizeLCOE_Brownfield | IgnoreSilica | 209.536 | 134.623 | 17.196 | 4 | 2610.9248 | 3242.6033 | 53.2272 | 66.1049 | 203.8703 | 0 | 139.593 | 16359947.0112 | 1021951.7785 | 16537888.9329 | 13752717.0039 | 0 | 524654.3658 | 0 | 18796892.046 | 48905657.331 | 33379116.0392 | 149278824.5087 | 961560.8286 | 29349065.1606 | 29349065.1606 | 1478867.319 | 12621347.1341 | 0 | 179589450.4979 | 223038730.1117 | 421696.5034 | 68.7838 | 2610.9248 | 3242.6033 | 53.2272 | 66.1049
1 | 7000 | 707 | 0.03 | 15 | 15 | 7 | 5.6234e-10 | 5spot_SharedNeighbor | Water | Porous | Wet | R245fa | MinimizeLCOE_Brownfield | IgnoreSilica | 210.1038 | 134.9029 | 17.2574 | 4 | 2604.2338 | 3233.6621 | 53.0908 | 65.9226 | 203.8108 | 0 | 133.0226 | 16384267.9218 | 1023438.8146 | 16565393.7177 | 13788139.3511 | 0 | 494094.5202 | 0 | 18819580.3869 | 48964687.74 | 33419405.5063 | 149459007.9587 | 961560.8286 | 29349065.1606 | 29349065.1606 | 1478867.319 | 12621347.1341 | 0 | 179769633.948 | 223218913.5618 | 562341.3252 | 69.0298 | 2604.2338 | 3233.6621 | 53.0908 | 65.9226
1 | 7000 | 707 | 0.03 | 15 | 15 | 7 | 7.4989e-10 | 5spot_SharedNeighbor | Water | Porous | Wet | R245fa | MinimizeLCOE_Brownfield | IgnoreSilica | 210.5176 | 135.1064 | 17.303 | 4 | 2599.1899 | 3226.9597 | 52.988 | 65.7859 | 203.7673 | 0 | 130.7702 | 16401939.293 | 1024519.2454 | 16585381.3576 | 13813945.1183 | 0 | 470171.5053 | 0 | 18835423.0427 | 49005907.0805 | 33447538.5531 | 149584825.1959 | 961560.8286 | 29349065.1606 | 29349065.1606 | 1478867.319 | 12621347.1341 | 0 | 179895451.1851 | 223344730.7989 | 749894.2093 | 69.2121 | 2599.1899 | 3226.9597 | 52.988 | 65.7859
1 | 7000 | 707 | 0.03 | 15 | 15 | 7 | 1e-09 | 5spot_SharedNeighbor | Water | Porous | Wet | R245fa | MinimizeLCOE_Brownfield | IgnoreSilica | 210.7929 | 135.2414 | 17.3355 | 4 | 2595.3908 | 3221.986 | 52.9106 | 65.6845 | 203.7381 | 0 | 137.6638 | 16413653.778 | 1025235.4539 | 16598632.655 | 13831103.1912 | 0 | 451151.6916 | 0 | 18844712.9402 | 49030077.4882 | 33464035.353 | 149658602.551 | 961560.8286 | 29349065.1606 | 29349065.1606 | 1478867.319 | 12621347.1341 | 0 | 179969228.5403 | 223418508.1541 | 1000000 | 69.3419 | 2595.3908 | 3221.986 | 52.9106 | 65.6845
1 | 7000 | 707 | 0.03 | 15 | 15 | 7 | 1.3335e-09 | 5spot_SharedNeighbor | Water | Porous | Wet | R245fa | MinimizeLCOE_Brownfield | IgnoreSilica | 210.9929 | 135.3393 | 17.3595 | 4 | 2592.5315 | 3218.2595 | 52.8523 | 65.6086 | 203.7169 | 0 | 116.4756 | 16422153.6429 | 1025755.116 | 16608248.2777 | 13843571.9776 | 0 | 436471.2383 | 0 | 18851118.0985 | 49046742.3962 | 33475409.4952 | 149709470.2423 | 961560.8286 | 29349065.1606 | 29349065.1606 | 1478867.319 | 12621347.1341 | 0 | 180020096.2315 | 223469375.8453 | 1333521.4322 | 69.438 | 2592.5315 | 3218.2595 | 52.8523 | 65.6086
1 | 7000 | 707 | 0.03 | 15 | 15 | 7 | 1.7783e-09 | 5spot_SharedNeighbor | Water | Porous | Wet | R245fa | MinimizeLCOE_Brownfield | IgnoreSilica | 211.1218 | 135.4022 | 17.3764 | 4 | 2590.3809 | 3215.4991 | 52.8084 | 65.5523 | 203.7031 | 0 | 131.1412 | 16427613.138 | 1026088.8931 | 16614424.7246 | 13851603.3184 | 0 | 424922.2034 | 0 | 18854414.3883 | 49055318.6661 | 33481262.9756 | 149735648.3075 | 961560.8286 | 29349065.1606 | 29349065.1606 | 1478867.319 | 12621347.1341 | 0 | 180046274.2967 | 223495553.9105 | 1778279.41 | 69.5057 | 2590.3809 | 3215.4991 | 52.8084 | 65.5523
1 | 7000 | 707 | 0.03 | 15 | 15 | 7 | 2.3714e-09 | 5spot_SharedNeighbor | Water | Porous | Wet | R245fa | MinimizeLCOE_Brownfield | IgnoreSilica | 211.2144 | 135.4474 | 17.3889 | 4 | 2588.7645 | 3213.4332 | 52.7755 | 65.5102 | 203.6932 | 0 | 129.5395 | 16431530.2167 | 1026328.3696 | 16618856.3447 | 13857372.4526 | 0 | 416079.3569 | 0 | 18856565.0288 | 49060914.1916 | 33485082.0367 | 149752727.9977 | 961560.8286 | 29349065.1606 | 29349065.1606 | 1478867.319 | 12621347.1341 | 0 | 180063353.9869 | 223512633.6007 | 2371373.7057 | 69.5557 | 2588.7645 | 3213.4332 | 52.7755 | 65.5102
1 | 7000 | 707 | 0.03 | 15 | 15 | 7 | 3.1623e-09 | 5spot_SharedNeighbor | Water | Porous | Wet | R245fa | MinimizeLCOE_Brownfield | IgnoreSilica | 211.2829 | 135.4807 | 17.3983 | 4 | 2587.55 | 3211.8838 | 52.7507 | 65.4786 | 203.6858 | 0 | 125.9064 | 16434426.9169 | 1026505.4628 | 16622133.6277 | 13861641.339 | 0 | 409365.2564 | 0 | 18858088.3151 | 49064877.4701 | 33487787.0557 | 149764825.4436 | 961560.8286 | 29349065.1606 | 29349065.1606 | 1478867.319 | 12621347.1341 | 0 | 180075451.4329 | 223524731.0467 | 3162277.6602 | 69.593 | 2587.55 | 3211.8838 | 52.7507 | 65.4786
1 | 7000 | 707 | 0.03 | 15 | 15 | 7 | 4.217e-09 | 5spot_SharedNeighbor | Water | Porous | Wet | R245fa | MinimizeLCOE_Brownfield | IgnoreSilica | 211.3265 | 135.5019 | 17.4048 | 4 | 2586.638 | 3210.7354 | 52.7321 | 65.4552 | 203.6811 | 0 | 155.5376 | 16436260.1158 | 1026617.5371 | 16624207.715 | 13864351.1634 | 0 | 404158.412 | 0 | 18858682.0279 | 49066422.189 | 33488841.3582 | 149769540.5184 | 961560.8286 | 29349065.1606 | 29349065.1606 | 1478867.319 | 12621347.1341 | 0 | 180080166.5077 | 223529446.1215 | 4216965.0343 | 69.6194 | 2586.638 | 3210.7354 | 52.7321 | 65.4552
1 | 7000 | 707 | 0.03 | 15 | 15 | 7 | 5.6234e-09 | 5spot_SharedNeighbor | Water | Porous | Wet | R245fa | MinimizeLCOE_Brownfield | IgnoreSilica | 211.3607 | 135.5185 | 17.4099 | 4 | 2585.9533 | 3209.8705 | 52.7182 | 65.4376 | 203.6774 | 0 | 149.2137 | 16437704.442 | 1026705.8372 | 16625841.8488 | 13866484.7563 | 0 | 400258.1212 | 0 | 18859228.0522 | 49067842.8321 | 33489810.9763 | 149773876.866 | 961560.8286 | 29349065.1606 | 29349065.1606 | 1478867.319 | 12621347.1341 | 0 | 180084502.8553 | 223533782.4691 | 5623413.2519 | 69.6395 | 2585.9533 | 3209.8705 | 52.7182 | 65.4376
1 | 7000 | 707 | 0.03 | 15 | 15 | 7 | 7.4989e-09 | 5spot_SharedNeighbor | Water | Porous | Wet | R245fa | MinimizeLCOE_Brownfield | IgnoreSilica | 211.3802 | 135.5279 | 17.4133 | 4 | 2585.4394 | 3209.2331 | 52.7077 | 65.4246 | 203.6752 | 0 | 151.6508 | 16438518.6672 | 1026755.6154 | 16626763.0834 | 13867694.4094 | 0 | 397214.2537 | 0 | 18859208.9513 | 49067793.1357 | 33489777.0574 | 149773725.1735 | 961560.8286 | 29349065.1606 | 29349065.1606 | 1478867.319 | 12621347.1341 | 0 | 180084351.1628 | 223533630.7766 | 7498942.0933 | 69.6533 | 2585.4394 | 3209.2331 | 52.7077 | 65.4246
1 | 7000 | 707 | 0.03 | 15 | 15 | 7 | 1e-08 | 5spot_SharedNeighbor | Water | Porous | Wet | R245fa | MinimizeLCOE_Brownfield | IgnoreSilica | 211.3944 | 135.5347 | 17.4159 | 4 | 2585.0538 | 3208.7557 | 52.6998 | 65.4148 | 203.6737 | 0 | 183.6526 | 16439111.0376 | 1026791.8303 | 16627433.3092 | 13868575.1452 | 0 | 394916.7132 | 0 | 18859162.9339 | 49067673.4076 | 33489695.3406 | 149773359.7176 | 961560.8286 | 29349065.1606 | 29349065.1606 | 1478867.319 | 12621347.1341 | 0 | 180083985.7068 | 223533265.3206 | 10000000 | 69.6635 | 2585.0538 | 3208.7557 | 52.6998 | 65.4148

## Water (R600a)
Time [year] | Depth [m] | Res Length [m] | Temp Gradient [C/m] | Temp Surface Air [C] | Temp Surface Rock [C] | dT Approach [C] | Transmissivity [m^3] | Config Number [-] | Fluid | Reservoir | Cooling Wet/Dry | orcFluid | Method | Silica? | mass flow [kg/s] | Reservoir Heat [MWth] | Electric Power I-P Pair [MWe] | N_IP_Multiplier | SpCC (Brownfield) [$/kWe] | SpCC (Greenfield) [$/kWe] | LCOE (Brownfield) [$/MWh] | LCOE (Greenfield) [$/MWh] | Temp Production [C] | dP Surface [Mpa] | SolveTime [s] | C_T_G_N | C_pump_orc_N | C_coolingTowers_N | C_heatExchanger_N | C_recuperator_N | C_pump_prod_N | C_pump_inj_N | C_plant_otherEquipment_N | C_plant_installation_N | C_plant_indirectContingency_N | C_surfacePlant_N | C_gatheringSystem_N | C_wells_production_N | C_wells_injection_N | C_wellfield_N | C_exploration_N | C_stimulation_N | CapitalCost_N (Brownfield) | CapitalCost_N (Greenfield) | Trans [mD-m] | Electric Power 5-spot [MW] | Sp CC (Brownfield) [$/kWe] | Sp CC (Greenfield) [$/kWe] | LCOE (Brownfield) [$/MWh] | LCOE (Greenfield) [$/MWh]
1 | 1000 | 707 | 0.03 | 15 | 15 | 7 | 1e-13 | 5spot_SharedNeighbor | Water | Porous | Wet | R600a | MinimizeLCOE_Brownfield | IgnoreSilica | 0 | 0 | 0 | 0 | [6 empty] | 10.5285 | [19 empty] | 100 | 0
1 | 1000 | 707 | 0.03 | 15 | 15 | 7 | 1.3335e-13 | 5spot_SharedNeighbor | Water | Porous | Wet | R600a | MinimizeLCOE_Brownfield | IgnoreSilica | 0 | 0 | 0 | 0 | [6 empty] | 13.9531 | [19 empty] | 133.3521 | 0
1 | 1000 | 707 | 0.03 | 15 | 15 | 7 | 1.7783e-13 | 5spot_SharedNeighbor | Water | Porous | Wet | R600a | MinimizeLCOE_Brownfield | IgnoreSilica | 0 | 0 | 0 | 0 | [6 empty] | 17.4319 | [19 empty] | 177.8279 | 0
1 | 1000 | 707 | 0.03 | 15 | 15 | 7 | 2.3714e-13 | 5spot_SharedNeighbor | Water | Porous | Wet | R600a | MinimizeLCOE_Brownfield | IgnoreSilica | 0 | 0 | 0 | 0 | [6 empty] | 21.2954 | [19 empty] | 237.1374 | 0
1 | 1000 | 707 | 0.03 | 15 | 15 | 7 | 3.1623e-13 | 5spot_SharedNeighbor | Water | Porous | Wet | R600a | MinimizeLCOE_Brownfield | IgnoreSilica | 0 | 0 | 0 | 0 | [6 empty] | 20.6549 | [19 empty] | 316.2278 | 0
1 | 1000 | 707 | 0.03 | 15 | 15 | 7 | 4.217e-13 | 5spot_SharedNeighbor | Water | Porous | Wet | R600a | MinimizeLCOE_Brownfield | IgnoreSilica | 0 | 0 | 0 | 0 | [6 empty] | 20.5429 | [19 empty] | 421.6965 | 0
1 | 1000 | 707 | 0.03 | 15 | 15 | 7 | 5.6234e-13 | 5spot_SharedNeighbor | Water | Porous | Wet | R600a | MinimizeLCOE_Brownfield | IgnoreSilica | 0 | 0 | 0 | 0 | [6 empty] | 19.869 | [19 empty] | 562.3413 | 0
1 | 1000 | 707 | 0.03 | 15 | 15 | 7 | 7.4989e-13 | 5spot_SharedNeighbor | Water | Porous | Wet | R600a | MinimizeLCOE_Brownfield | IgnoreSilica | 0 | 0 | 0 | 0 | [6 empty] | 22.0309 | [19 empty] | 749.8942 | 0
1 | 1000 | 707 | 0.03 | 15 | 15 | 7 | 1e-12 | 5spot_SharedNeighbor | Water | Porous | Wet | R600a | MinimizeLCOE_Brownfield | IgnoreSilica | 0 | 0 | 0 | 0 | [6 empty] | 34.8344 | [19 empty] | 1000 | 0
1 | 1000 | 707 | 0.03 | 15 | 15 | 7 | 1.3335e-12 | 5spot_SharedNeighbor | Water | Porous | Wet | R600a | MinimizeLCOE_Brownfield | IgnoreSilica | 0 | 0 | 0 | 0 | [6 empty] | 22.0815 | [19 empty] | 1333.5214 | 0
1 | 1000 | 707 | 0.03 | 15 | 15 | 7 | 1.7783e-12 | 5spot_SharedNeighbor | Water | Porous | Wet | R600a | MinimizeLCOE_Brownfield | IgnoreSilica | 0 | 0 | 0 | 0 | [6 empty] | 25.2085 | [19 empty] | 1778.2794 | 0
1 | 1000 | 707 | 0.03 | 15 | 15 | 7 | 2.3714e-12 | 5spot_SharedNeighbor | Water | Porous | Wet | R600a | MinimizeLCOE_Brownfield | IgnoreSilica | 0 | 0 | 0 | 0 | [6 empty] | 26.7138 | [19 empty] | 2371.3737 | 0
1 | 1000 | 707 | 0.03 | 15 | 15 | 7 | 3.1623e-12 | 5spot_SharedNeighbor | Water | Porous | Wet | R600a | MinimizeLCOE_Brownfield | IgnoreSilica | 0 | 0 | 0 | 0 | [6 empty] | 29.7741 | [19 empty] | 3162.2777 | 0
1 | 1000 | 707 | 0.03 | 15 | 15 | 7 | 4.217e-12 | 5spot_SharedNeighbor | Water | Porous | Wet | R600a | MinimizeLCOE_Brownfield | IgnoreSilica | 0 | 0 | 0 | 0 | [6 empty] | 34.5437 | [19 empty] | 4216.965 | 0
1 | 1000 | 707 | 0.03 | 15 | 15 | 7 | 5.6234e-12 | 5spot_SharedNeighbor | Water | Porous | Wet | R600a | MinimizeLCOE_Brownfield | IgnoreSilica | 0 | 0 | 0 | 0 | [6 empty] | 37.0844 | [19 empty] | 5623.4133 | 0
1 | 1000 | 707 | 0.03 | 15 | 15 | 7 | 7.4989e-12 | 5spot_SharedNeighbor | Water | Porous | Wet | R600a | MinimizeLCOE_Brownfield | IgnoreSilica | 0 | 0 | 0 | 0 | [6 empty] | 36.3586 | [19 empty] | 7498.9421 | 0
1 | 1000 | 707 | 0.03 | 15 | 15 | 7 | 1e-11 | 5spot_SharedNeighbor | Water | Porous | Wet | R600a | MinimizeLCOE_Brownfield | IgnoreSilica | 0 | 0 | 0 | 0 | [6 empty] | 34.3328 | [19 empty] | 10000 | 0
1 | 1000 | 707 | 0.03 | 15 | 15 | 7 | 1.3335e-11 | 5spot_SharedNeighbor | Water | Porous | Wet | R600a | MinimizeLCOE_Brownfield | IgnoreSilica | 0 | 0 | 0 | 0 | [6 empty] | 42.4866 | [19 empty] | 13335.2143 | 0
1 | 1000 | 707 | 0.03 | 15 | 15 | 7 | 1.7783e-11 | 5spot_SharedNeighbor | Water | Porous | Wet | R600a | MinimizeLCOE_Brownfield | IgnoreSilica | 0 | 0 | 0 | 0 | [6 empty] | 34.4867 | [19 empty] | 17782.7941 | 0
1 | 1000 | 707 | 0.03 | 15 | 15 | 7 | 2.3714e-11 | 5spot_SharedNeighbor | Water | Porous | Wet | R600a | MinimizeLCOE_Brownfield | IgnoreSilica | 0 | 0 | 0 | 0 | [6 empty] | 33.6766 | [19 empty] | 23713.7371 | 0
1 | 1000 | 707 | 0.03 | 15 | 15 | 7 | 3.1623e-11 | 5spot_SharedNeighbor | Water | Porous | Wet | R600a | MinimizeLCOE_Brownfield | IgnoreSilica | 0 | 0 | 0 | 0 | [6 empty] | 32.6152 | [19 empty] | 31622.7766 | 0
1 | 1000 | 707 | 0.03 | 15 | 15 | 7 | 4.217e-11 | 5spot_SharedNeighbor | Water | Porous | Wet | R600a | MinimizeLCOE_Brownfield | IgnoreSilica | 0 | 0 | 0 | 0 | [6 empty] | 32.5623 | [19 empty] | 42169.6503 | 0
1 | 1000 | 707 | 0.03 | 15 | 15 | 7 | 5.6234e-11 | 5spot_SharedNeighbor | Water | Porous | Wet | R600a | MinimizeLCOE_Brownfield | IgnoreSilica | 0 | 0 | 0 | 0 | [6 empty] | 31.3828 | [19 empty] | 56234.1325 | 0
1 | 1000 | 707 | 0.03 | 15 | 15 | 7 | 7.4989e-11 | 5spot_SharedNeighbor | Water | Porous | Wet | R600a | MinimizeLCOE_Brownfield | IgnoreSilica | 0 | 0 | 0 | 0 | [6 empty] | 31.0335 | [19 empty] | 74989.4209 | 0
1 | 1000 | 707 | 0.03 | 15 | 15 | 7 | 1e-10 | 5spot_SharedNeighbor | Water | Porous | Wet | R600a | MinimizeLCOE_Brownfield | IgnoreSilica | 0 | 0 | 0 | 0 | [6 empty] | 32.0616 | [19 empty] | 100000 | 0
1 | 1000 | 707 | 0.03 | 15 | 15 | 7 | 1.3335e-10 | 5spot_SharedNeighbor | Water | Porous | Wet | R600a | MinimizeLCOE_Brownfield | IgnoreSilica | 0 | 0 | 0 | 0 | [6 empty] | 31.7193 | [19 empty] | 133352.1432 | 0
1 | 1000 | 707 | 0.03 | 15 | 15 | 7 | 1.7783e-10 | 5spot_SharedNeighbor | Water | Porous | Wet | R600a | MinimizeLCOE_Brownfield | IgnoreSilica | 0 | 0 | 0 | 0 | [6 empty] | 41.7551 | [19 empty] | 177827.941 | 0
1 | 1000 | 707 | 0.03 | 15 | 15 | 7 | 2.3714e-10 | 5spot_SharedNeighbor | Water | Porous | Wet | R600a | MinimizeLCOE_Brownfield | IgnoreSilica | 0 | 0 | 0 | 0 | [6 empty] | 30.4879 | [19 empty] | 237137.3706 | 0
1 | 1000 | 707 | 0.03 | 15 | 15 | 7 | 3.1623e-10 | 5spot_SharedNeighbor | Water | Porous | Wet | R600a | MinimizeLCOE_Brownfield | IgnoreSilica | 0 | 0 | 0 | 0 | [6 empty] | 29.6955 | [19 empty] | 316227.766 | 0
1 | 1000 | 707 | 0.03 | 15 | 15 | 7 | 4.217e-10 | 5spot_SharedNeighbor | Water | Porous | Wet | R600a | MinimizeLCOE_Brownfield | IgnoreSilica | 0 | 0 | 0 | 0 | [6 empty] | 28.9865 | [19 empty] | 421696.5034 | 0
1 | 1000 | 707 | 0.03 | 15 | 15 | 7 | 5.6234e-10 | 5spot_SharedNeighbor | Water | Porous | Wet | R600a | MinimizeLCOE_Brownfield | IgnoreSilica | 3.7 | 0.10536 | 1.4824e-05 | 4 | 77260656.8491 | 190099252.4316 | 1575062.9926 | 3875430.3891 | 43.8242 | 0 | 32.1924 | 31857.5805 | 1411.4212 | 60047.8251 | 70385.344 | 0 | 6325.4745 | 0 | 66310.7817 | 172527.0517 | 117753.2579 | 526618.7366 | 961560.8286 | 3093179.1987 | 3093179.1987 | 1478867.319 | 2118992.7493 | 0 | 4581358.7639 | 11272398.031 | 562341.3252 | 5.9297e-05 | 77260656.8491 | 190099252.4316 | 1575062.9926 | 3875430.3891
1 | 1000 | 707 | 0.03 | 15 | 15 | 7 | 7.4989e-10 | 5spot_SharedNeighbor | Water | Porous | Wet | R600a | MinimizeLCOE_Brownfield | IgnoreSilica | 4.7887 | 0.13808 | 6.0393e-05 | 4 | 19426296.0408 | 47124374.3916 | 396031.3208 | 960694.1124 | 44.0165 | 0 | 63.0691 | 38596.7445 | 1720.0654 | 74540.3569 | 84535.1121 | 0 | 6622.6445 | 0 | 80345.8201 | 209043.3427 | 142676.3768 | 638080.4628 | 961560.8286 | 3093179.1987 | 3093179.1987 | 1478867.319 | 2118992.7493 | 0 | 4692820.4901 | 11383859.7572 | 749894.2093 | 0.00024157 | 19426296.0408 | 47124374.3916 | 396031.3208 | 960694.1124
1 | 1000 | 707 | 0.03 | 15 | 15 | 7 | 1e-09 | 5spot_SharedNeighbor | Water | Porous | Wet | R600a | MinimizeLCOE_Brownfield | IgnoreSilica | 6.0649 | 0.1764 | 0.00011903 | 4 | 10118912.3115 | 24172716.8554 | 206287.7143 | 492793.5291 | 44.1531 | 0 | 103.4239 | 45870.7054 | 2054.0627 | 90661.9866 | 101106.9497 | 0 | 6618.2636 | 0 | 96061.6675 | 249932.7539 | 170584.2401 | 762890.6296 | 961560.8286 | 3093179.1987 | 3093179.1987 | 1478867.319 | 2118992.7493 | 0 | 4817630.6569 | 11508669.9239 | 1000000 | 0.0004761 | 10118912.3115 | 24172716.8554 | 206287.7143 | 492793.5291
1 | 1000 | 707 | 0.03 | 15 | 15 | 7 | 1.3335e-09 | 5spot_SharedNeighbor | Water | Porous | Wet | R600a | MinimizeLCOE_Brownfield | IgnoreSilica | 7.3218 | 0.21406 | 0.0001877 | 4 | 6569883.7332 | 15481832.1043 | 133935.9663 | 315618.0882 | 44.235 | 0 | 99.641 | 52532.2057 | 2360.4446 | 105831.9173 | 117402.2837 | 0 | 5314.7959 | 0 | 110542.2424 | 287608.2394 | 196298.5332 | 877890.6623 | 961560.8286 | 3093179.1987 | 3093179.1987 | 1478867.319 | 2118992.7493 | 0 | 4932630.6896 | 11623669.9567 | 1333521.4322 | 0.00075079 | 6569883.7332 | 15481832.1043 | 133935.9663 | 315618.0882
1 | 1000 | 707 | 0.03 | 15 | 15 | 7 | 1.7783e-09 | 5spot_SharedNeighbor | Water | Porous | Wet | R600a | MinimizeLCOE_Brownfield | IgnoreSilica | 9.6607 | 0.28451 | 0.00028479 | 4 | 4523649.7874 | 10397331.1207 | 92220.7196 | 211963.6583 | 44.3511 | 0 | 81.0117 | 64129.4692 | 2895.1965 | 132864.5148 | 147834.2558 | 0 | 6914.2077 | 0 | 138308.6811 | 359850.8173 | 245605.577 | 1098402.7192 | 961560.8286 | 3093179.1987 | 3093179.1987 | 1478867.319 | 2118992.7493 | 0 | 5153142.7466 | 11844182.0136 | 1778279.41 | 0.0011392 | 4523649.7874 | 10397331.1207 | 92220.7196 | 211963.6583
1 | 1000 | 707 | 0.03 | 15 | 15 | 7 | 2.3714e-09 | 5spot_SharedNeighbor | Water | Porous | Wet | R600a | MinimizeLCOE_Brownfield | IgnoreSilica | 11.264 | 0.3327 | 0.00038425 | 4 | 3439386.9749 | 7792660.0284 | 70116.5556 | 158863.915 | 44.3985 | 0 | 83.3238 | 71533.1332 | 3237.0174 | 150577.6345 | 168666.3409 | 0 | 3642.7009 | 0 | 155086.1625 | 403502.3822 | 275398.667 | 1231644.0384 | 961560.8286 | 3093179.1987 | 3093179.1987 | 1478867.319 | 2118992.7493 | 0 | 5286384.0657 | 11977423.3328 | 2371373.7057 | 0.001537 | 3439386.9749 | 7792660.0284 | 70116.5556 | 158863.915
1 | 1000 | 707 | 0.03 | 15 | 15 | 7 | 3.1623e-09 | 5spot_SharedNeighbor | Water | Porous | Wet | R600a | MinimizeLCOE_Brownfield | IgnoreSilica | 13.643 | 0.40423 | 0.0004987 | 4 | 2748726.8575 | 6102982.8413 | 56036.5149 | 124417.5601 | 44.4484 | 0 | 88.2419 | 81933.6238 | 3717.7284 | 175950.9122 | 199578.976 | 0 | 0 | 0 | 179860.6838 | 467960.6047 | 319392.7283 | 1428395.2573 | 961560.8286 | 3093179.1987 | 3093179.1987 | 1478867.319 | 2118992.7493 | 0 | 5483135.2846 | 12174174.5517 | 3162277.6602 | 0.0019948 | 2748726.8575 | 6102982.8413 | 56036.5149 | 124417.5601
1 | 1000 | 707 | 0.03 | 15 | 15 | 7 | 4.217e-09 | 5spot_SharedNeighbor | Water | Porous | Wet | R600a | MinimizeLCOE_Brownfield | IgnoreSilica | 16.0673 | 0.47711 | 0.00061404 | 4 | 2316825.5707 | 5041026.7712 | 47231.623 | 102768.1492 | 44.4841 | 0 | 82.748 | 91960.6285 | 4181.6448 | 200897.5539 | 231081.1862 | 0 | 0 | 0 | 205967.1952 | 535884.3923 | 365752.1091 | 1635724.71 | 961560.8286 | 3093179.1987 | 3093179.1987 | 1478867.319 | 2118992.7493 | 0 | 5690464.7373 | 12381504.0044 | 4216965.0343 | 0.0024561 | 2316825.5707 | 5041026.7712 | 47231.623 | 102768.1492
1 | 1000 | 707 | 0.03 | 15 | 15 | 7 | 5.6234e-09 | 5spot_SharedNeighbor | Water | Porous | Wet | R600a | MinimizeLCOE_Brownfield | IgnoreSilica | 18.3572 | 0.54596 | 0.00072316 | 4 | 2033705.4889 | 4346832.9308 | 41459.8372 | 88616.0688 | 44.5094 | 0 | 77.5799 | 101005.511 | 4600.4358 | 223767.6652 | 260837.2799 | 0 | 0 | 0 | 230182.2479 | 598886.9921 | 408752.678 | 1828032.8098 | 961560.8286 | 3093179.1987 | 3093179.1987 | 1478867.319 | 2118992.7493 | 0 | 5882772.8372 | 12573812.1042 | 5623413.2519 | 0.0028926 | 2033705.4889 | 4346832.9308 | 41459.8372 | 88616.0688
1 | 1000 | 707 | 0.03 | 15 | 15 | 7 | 7.4989e-09 | 5spot_SharedNeighbor | Water | Porous | Wet | R600a | MinimizeLCOE_Brownfield | IgnoreSilica | 20.4424 | 0.60866 | 0.00082266 | 4 | 1840178.5427 | 3873528.5808 | 37514.5286 | 78967.1195 | 44.5276 | 0 | 89.0932 | 108941.2753 | 4968.0745 | 244095.8562 | 287934.7461 | 0 | 0 | 0 | 251916.5813 | 655435.2693 | 447348.0391 | 2000639.8417 | 961560.8286 | 3093179.1987 | 3093179.1987 | 1478867.319 | 2118992.7493 | 0 | 6055379.8691 | 12746419.1361 | 7498942.0933 | 0.0032906 | 1840178.5427 | 3873528.5808 | 37514.5286 | 78967.1195
1 | 1000 | 707 | 0.03 | 15 | 15 | 7 | 1e-08 | 5spot_SharedNeighbor | Water | Porous | Wet | R600a | MinimizeLCOE_Brownfield | IgnoreSilica | 22.2212 | 0.66216 | 0.00090764 | 4 | 1707993.8208 | 3550970.938 | 34819.7643 | 72391.3456 | 44.5404 | 0 | 86.0471 | 115514.9719 | 5272.7336 | 261108.1164 | 311051.7183 | 0 | 0 | 0 | 270249.5407 | 703133.869 | 479903.3136 | 2146234.2635 | 961560.8286 | 3093179.1987 | 3093179.1987 | 1478867.319 | 2118992.7493 | 0 | 6200974.2908 | 12892013.5579 | 10000000 | 0.0036306 | 1707993.8208 | 3550970.938 | 34819.7643 | 72391.3456
1 | 1100 | 707 | 0.03 | 15 | 15 | 7 | 1e-13 | 5spot_SharedNeighbor | Water | Porous | Wet | R600a | MinimizeLCOE_Brownfield | IgnoreSilica | 0 | 0 | 0 | 0 | [6 empty] | 11.6389 | [19 empty] | 100 | 0
1 | 1100 | 707 | 0.03 | 15 | 15 | 7 | 1.3335e-13 | 5spot_SharedNeighbor | Water | Porous | Wet | R600a | MinimizeLCOE_Brownfield | IgnoreSilica | 0 | 0 | 0 | 0 | [6 empty] | 14.9227 | [19 empty] | 133.3521 | 0
1 | 1100 | 707 | 0.03 | 15 | 15 | 7 | 1.7783e-13 | 5spot_SharedNeighbor | Water | Porous | Wet | R600a | MinimizeLCOE_Brownfield | IgnoreSilica | 0 | 0 | 0 | 0 | [6 empty] | 19.2405 | [19 empty] | 177.8279 | 0
1 | 1100 | 707 | 0.03 | 15 | 15 | 7 | 2.3714e-13 | 5spot_SharedNeighbor | Water | Porous | Wet | R600a | MinimizeLCOE_Brownfield | IgnoreSilica | 0 | 0 | 0 | 0 | [6 empty] | 20.8276 | [19 empty] | 237.1374 | 0
1 | 1100 | 707 | 0.03 | 15 | 15 | 7 | 3.1623e-13 | 5spot_SharedNeighbor | Water | Porous | Wet | R600a | MinimizeLCOE_Brownfield | IgnoreSilica | 0 | 0 | 0 | 0 | [6 empty] | 20.8047 | [19 empty] | 316.2278 | 0
1 | 1100 | 707 | 0.03 | 15 | 15 | 7 | 4.217e-13 | 5spot_SharedNeighbor | Water | Porous | Wet | R600a | MinimizeLCOE_Brownfield | IgnoreSilica | 0 | 0 | 0 | 0 | [6 empty] | 33.4305 | [19 empty] | 421.6965 | 0
1 | 1100 | 707 | 0.03 | 15 | 15 | 7 | 5.6234e-13 | 5spot_SharedNeighbor | Water | Porous | Wet | R600a | MinimizeLCOE_Brownfield | IgnoreSilica | 0 | 0 | 0 | 0 | [6 empty] | 20.4539 | [19 empty] | 562.3413 | 0
1 | 1100 | 707 | 0.03 | 15 | 15 | 7 | 7.4989e-13 | 5spot_SharedNeighbor | Water | Porous | Wet | R600a | MinimizeLCOE_Brownfield | IgnoreSilica | 0 | 0 | 0 | 0 | [6 empty] | 21.7908 | [19 empty] | 749.8942 | 0
1 | 1100 | 707 | 0.03 | 15 | 15 | 7 | 1e-12 | 5spot_SharedNeighbor | Water | Porous | Wet | R600a | MinimizeLCOE_Brownfield | IgnoreSilica | 0 | 0 | 0 | 0 | [6 empty] | 22.2641 | [19 empty] | 1000 | 0
1 | 1100 | 707 | 0.03 | 15 | 15 | 7 | 1.3335e-12 | 5spot_SharedNeighbor | Water | Porous | Wet | R600a | MinimizeLCOE_Brownfield | IgnoreSilica | 0 | 0 | 0 | 0 | [6 empty] | 23.6984 | [19 empty] | 1333.5214 | 0
1 | 1100 | 707 | 0.03 | 15 | 15 | 7 | 1.7783e-12 | 5spot_SharedNeighbor | Water | Porous | Wet | R600a | MinimizeLCOE_Brownfield | IgnoreSilica | 0 | 0 | 0 | 0 | [6 empty] | 25.7093 | [19 empty] | 1778.2794 | 0
1 | 1100 | 707 | 0.03 | 15 | 15 | 7 | 2.3714e-12 | 5spot_SharedNeighbor | Water | Porous | Wet | R600a | MinimizeLCOE_Brownfield | IgnoreSilica | 0 | 0 | 0 | 0 | [6 empty] | 29.7898 | [19 empty] | 2371.3737 | 0
1 | 1100 | 707 | 0.03 | 15 | 15 | 7 | 3.1623e-12 | 5spot_SharedNeighbor | Water | Porous | Wet | R600a | MinimizeLCOE_Brownfield | IgnoreSilica | 0 | 0 | 0 | 0 | [6 empty] | 30.4405 | [19 empty] | 3162.2777 | 0
1 | 1100 | 707 | 0.03 | 15 | 15 | 7 | 4.217e-12 | 5spot_SharedNeighbor | Water | Porous | Wet | R600a | MinimizeLCOE_Brownfield | IgnoreSilica | 0 | 0 | 0 | 0 | [6 empty] | 35.9315 | [19 empty] | 4216.965 | 0
1 | 1100 | 707 | 0.03 | 15 | 15 | 7 | 5.6234e-12 | 5spot_SharedNeighbor | Water | Porous | Wet | R600a | MinimizeLCOE_Brownfield | IgnoreSilica | 0 | 0 | 0 | 0 | [6 empty] | 36.3575 | [19 empty] | 5623.4133 | 0
1 | 1100 | 707 | 0.03 | 15 | 15 | 7 | 7.4989e-12 | 5spot_SharedNeighbor | Water | Porous | Wet | R600a | MinimizeLCOE_Brownfield | IgnoreSilica | 0 | 0 | 0 | 0 | [6 empty] | 34.9199 | [19 empty] | 7498.9421 | 0
1 | 1100 | 707 | 0.03 | 15 | 15 | 7 | 1e-11 | 5spot_SharedNeighbor | Water | Porous | Wet | R600a | MinimizeLCOE_Brownfield | IgnoreSilica | 0 | 0 | 0 | 0 | [6 empty] | 34.4673 | [19 empty] | 10000 | 0
1 | 1100 | 707 | 0.03 | 15 | 15 | 7 | 1.3335e-11 | 5spot_SharedNeighbor | Water | Porous | Wet | R600a | MinimizeLCOE_Brownfield | IgnoreSilica | 0 | 0 | 0 | 0 | [6 empty] | 33.7805 | [19 empty] | 13335.2143 | 0
1 | 1100 | 707 | 0.03 | 15 | 15 | 7 | 1.7783e-11 | 5spot_SharedNeighbor | Water | Porous | Wet | R600a | MinimizeLCOE_Brownfield | IgnoreSilica | 0 | 0 | 0 | 0 | [6 empty] | 33.8431 | [19 empty] | 17782.7941 | 0
1 | 1100 | 707 | 0.03 | 15 | 15 | 7 | 2.3714e-11 | 5spot_SharedNeighbor | Water | Porous | Wet | R600a | MinimizeLCOE_Brownfield | IgnoreSilica | 0 | 0 | 0 | 0 | [6 empty] | 36.3824 | [19 empty] | 23713.7371 | 0
1 | 1100 | 707 | 0.03 | 15 | 15 | 7 | 3.1623e-11 | 5spot_SharedNeighbor | Water | Porous | Wet | R600a | MinimizeLCOE_Brownfield | IgnoreSilica | 0 | 0 | 0 | 0 | [6 empty] | 31.6335 | [19 empty] | 31622.7766 | 0
1 | 1100 | 707 | 0.03 | 15 | 15 | 7 | 4.217e-11 | 5spot_SharedNeighbor | Water | Porous | Wet | R600a | MinimizeLCOE_Brownfield | IgnoreSilica | 0 | 0 | 0 | 0 | [6 empty] | 30.6254 | [19 empty] | 42169.6503 | 0
1 | 1100 | 707 | 0.03 | 15 | 15 | 7 | 5.6234e-11 | 5spot_SharedNeighbor | Water | Porous | Wet | R600a | MinimizeLCOE_Brownfield | IgnoreSilica | 0 | 0 | 0 | 0 | [6 empty] | 31.6513 | [19 empty] | 56234.1325 | 0
1 | 1100 | 707 | 0.03 | 15 | 15 | 7 | 7.4989e-11 | 5spot_SharedNeighbor | Water | Porous | Wet | R600a | MinimizeLCOE_Brownfield | IgnoreSilica | 1.6 | 0.049915 | 2.9606e-06 | 4 | 393538623.4501 | 989836925.5132 | 8022817.1394 | 20179164.5801 | 45.2984 | 0 | 34.7126 | 20194.1326 | 891.2909 | 32984.3055 | 45398.9182 | 0 | 10632.3021 | 0 | 42939.3702 | 111719.4333 | 76250.8088 | 341010.5617 | 961560.8286 | 3357904.6176 | 3357904.6176 | 1478867.319 | 2224882.9169 | 0 | 4660476.008 | 11722130.8615 | 74989.4209 | 1.1842e-05 | 393538623.4501 | 989836925.5132 | 8022817.1394 | 20179164.5801
1 | 1100 | 707 | 0.03 | 15 | 15 | 7 | 1e-10 | 5spot_SharedNeighbor | Water | Porous | Wet | R600a | MinimizeLCOE_Brownfield | IgnoreSilica | 1.6 | 0.049915 | 5.0683e-05 | 4 | 22966740.6005 | 57799469.1228 | 468208.072 | 1178320.3576 | 45.2984 | 0 | 33.8159 | 20194.1705 | 891.2928 | 32984.3439 | 45398.9398 | 0 | 9205.6908 | 0 | 42383.0307 | 110271.952 | 75262.8731 | 336592.2935 | 961560.8286 | 3357904.6176 | 3357904.6176 | 1478867.319 | 2224882.9169 | 0 | 4656057.7397 | 11717712.5933 | 100000 | 0.00020273 | 22966740.6005 | 57799469.1228 | 468208.072 | 1178320.3576
1 | 1100 | 707 | 0.03 | 15 | 15 | 7 | 1.3335e-10 | 5spot_SharedNeighbor | Water | Porous | Wet | R600a | MinimizeLCOE_Brownfield | IgnoreSilica | 2.8667 | 0.094758 | 0.00015226 | 4 | 7933871.2087 | 19528710.6457 | 161742.6959 | 398119.181 | 46.301 | 0 | 68.847 | 32321.1433 | 1453.839 | 55027.728 | 63806.1532 | 0 | 12871.3562 | 0 | 64537.2857 | 167912.7789 | 114603.9219 | 512534.2061 | 961560.8286 | 3357904.6176 | 3357904.6176 | 1478867.319 | 2224882.9169 | 0 | 4831999.6523 | 11893654.5059 | 133352.1432 | 0.00060903 | 7933871.2087 | 19528710.6457 | 161742.6959 | 398119.181
1 | 1100 | 707 | 0.03 | 15 | 15 | 7 | 1.7783e-10 | 5spot_SharedNeighbor | Water | Porous | Wet | R600a | MinimizeLCOE_Brownfield | IgnoreSilica | 3.8265 | 0.12882 | 0.00027113 | 4 | 4566590.1513 | 11077811.7472 | 93096.117 | 225836.1763 | 46.628 | 0 | 87.9913 | 40291.6546 | 1825.7164 | 70327.94 | 77764.0794 | 0 | 14218.9493 | 0 | 79727.0525 | 207433.4363 | 141577.5826 | 633166.4111 | 961560.8286 | 3357904.6176 | 3357904.6176 | 1478867.319 | 2224882.9169 | 0 | 4952631.8573 | 12014286.7109 | 177827.941 | 0.0010845 | 4566590.1513 | 11077811.7472 | 93096.117 | 225836.1763
1 | 1100 | 707 | 0.03 | 15 | 15 | 7 | 2.3714e-10 | 5spot_SharedNeighbor | Water | Porous | Wet | R600a | MinimizeLCOE_Brownfield | IgnoreSilica | 5.023 | 0.17131 | 0.00042983 | 4 | 2963826.5622 | 7071079.3557 | 60421.6133 | 144153.517 | 46.863 | 0 | 76.9788 | 49342.9745 | 2249.2509 | 88320.9349 | 95167.5039 | 0 | 15554.7185 | 0 | 97747.7993 | 254319.7228 | 173578.4366 | 776281.3414 | 961560.8286 | 3357904.6176 | 3357904.6176 | 1478867.319 | 2224882.9169 | 0 | 5095746.7876 | 12157401.6412 | 237137.3706 | 0.0017193 | 2963826.5622 | 7071079.3557 | 60421.6133 | 144153.517
1 | 1100 | 707 | 0.03 | 15 | 15 | 7 | 3.1623e-10 | 5spot_SharedNeighbor | Water | Porous | Wet | R600a | MinimizeLCOE_Brownfield | IgnoreSilica | 6.4593 | 0.22229 | 0.0006356 | 4 | 2068865.7529 | 4846440.0135 | 42176.6267 | 98801.235 | 47.0275 | 0 | 105.8125 | 59301.7654 | 2716.2433 | 108770.6366 | 116050.196 | 0 | 16779.0611 | 0 | 118410.9819 | 308081.0856 | 210271.6714 | 940381.6413 | 961560.8286 | 3357904.6176 | 3357904.6176 | 1478867.319 | 2224882.9169 | 0 | 5259847.0876 | 12321501.9411 | 316227.766 | 0.0025424 | 2068865.7529 | 4846440.0135 | 42176.6267 | 98801.235
1 | 1100 | 707 | 0.03 | 15 | 15 | 7 | 4.217e-10 | 5spot_SharedNeighbor | Water | Porous | Wet | R600a | MinimizeLCOE_Brownfield | IgnoreSilica | 8.0282 | 0.27782 | 0.0008867 | 4 | 1531277.4265 | 3522260.1762 | 31217.1615 | 71806.0379 | 47.1258 | 0 | 79.2405 | 69323.5183 | 3186.7038 | 129998.8059 | 138814.2099 | 0 | 17606.9993 | 0 | 139982.7925 | 364206.5116 | 248578.4279 | 1111697.9691 | 961560.8286 | 3357904.6176 | 3357904.6176 | 1478867.319 | 2224882.9169 | 0 | 5431163.4153 | 12492818.2689 | 421696.5034 | 0.0035468 | 1531277.4265 | 3522260.1762 | 31217.1615 | 71806.0379
1 | 1100 | 707 | 0.03 | 15 | 15 | 7 | 5.6234e-10 | 5spot_SharedNeighbor | Water | Porous | Wet | R600a | MinimizeLCOE_Brownfield | IgnoreSilica | 10.713 | 0.37371 | 0.0012505 | 4 | 1143458.4705 | 2555258.3924 | 23310.9476 | 52092.3986 | 47.2693 | 0 | 88.6069 | 85380.1478 | 3942.6342 | 164776.533 | 178005.8936 | 0 | 19900.874 | 0 | 176282.3722 | 458650.5721 | 313038.4398 | 1399977.4668 | 961560.8286 | 3357904.6176 | 3357904.6176 | 1478867.319 | 2224882.9169 | 0 | 5719442.913 | 12781097.7666 | 562341.3252 | 0.0050019 | 1143458.4705 | 2555258.3924 | 23310.9476 | 52092.3986
1 | 1100 | 707 | 0.03 | 15 | 15 | 7 | 7.4989e-10 | 5spot_SharedNeighbor | Water | Porous | Wet | R600a | MinimizeLCOE_Brownfield | IgnoreSilica | 13.3855 | 0.46882 | 0.0016698 | 4 | 897285.9584 | 1954528.7491 | 18292.3879 | 39845.7122 | 47.3417 | 0 | 91.1078 | 100034.7622 | 4633.1341 | 197534.3084 | 216923.2157 | 0 | 21284.8834 | 0 | 210760.0185 | 548354.3352 | 374263.1013 | 1673787.7588 | 961560.8286 | 3357904.6176 | 3357904.6176 | 1478867.319 | 2224882.9169 | 0 | 5993253.205 | 13054908.0586 | 749894.2093 | 0.0066793 | 897285.9584 | 1954528.7491 | 18292.3879 | 39845.7122
1 | 1100 | 707 | 0.03 | 15 | 15 | 7 | 1e-09 | 5spot_SharedNeighbor | Water | Porous | Wet | R600a | MinimizeLCOE_Brownfield | IgnoreSilica | 16.3427 | 0.57407 | 0.0021632 | 4 | 726598.3564 | 1542714.1182 | 14812.6903 | 31450.314 | 47.3945 | 0 | 104.5778 | 115218.189 | 5349.2218 | 232268.4072 | 259989.1486 | 0 | 22452.903 | 0 | 247758.3691 | 644616.4542 | 439963.9755 | 1967616.6684 | 961560.8286 | 3357904.6176 | 3357904.6176 | 1478867.319 | 2224882.9169 | 0 | 6287082.1146 | 13348736.9682 | 1000000 | 0.0086528 | 726598.3564 | 1542714.1182 | 14812.6903 | 31450.314
1 | 1100 | 707 | 0.03 | 15 | 15 | 7 | 1.3335e-09 | 5spot_SharedNeighbor | Water | Porous | Wet | R600a | MinimizeLCOE_Brownfield | IgnoreSilica | 19.4413 | 0.68436 | 0.0027147 | 4 | 606592.1522 | 1256914.6427 | 12366.2015 | 25623.9051 | 47.4328 | 0 | 112.1326 | 130234.9757 | 6057.939 | 267319.2376 | 305114.1793 | 0 | 23320.5747 | 0 | 285498.2934 | 742807.9958 | 506981.7203 | 2267334.9158 | 961560.8286 | 3357904.6176 | 3357904.6176 | 1478867.319 | 2224882.9169 | 0 | 6586800.362 | 13648455.2156 | 1333521.4322 | 0.010859 | 606592.1522 | 1256914.6427 | 12366.2015 | 25623.9051
1 | 1100 | 707 | 0.03 | 15 | 15 | 7 | 1.7783e-09 | 5spot_SharedNeighbor | Water | Porous | Wet | R600a | MinimizeLCOE_Brownfield | IgnoreSilica | 19.605 | 0.69019 | 0.003222 | 4 | 511200.3136 | 1059127.0477 | 10421.5098 | 21591.7374 | 47.4345 | 0 | 492.8756 | 131007.0843 | 6094.3893 | 269138.6796 | 307498.9396 | 0 | 18800.5248 | 0 | 285690.4509 | 743307.95 | 507322.9494 | 2268860.968 | 961560.8286 | 3357904.6176 | 3357904.6176 | 1478867.319 | 2224882.9169 | 0 | 6588326.4142 | 13649981.2678 | 1778279.41 | 0.012888 | 511200.3136 | 1059127.0477 | 10421.5098 | 21591.7374
1 | 1100 | 707 | 0.03 | 15 | 15 | 7 | 2.3714e-09 | 5spot_SharedNeighbor | Water | Porous | Wet | R600a | MinimizeLCOE_Brownfield | IgnoreSilica | 24.6178 | 0.86864 | 0.0039691 | 4 | 445063.895 | 889848.3156 | 9073.2295 | 18140.7615 | 47.4758 | 0 | 113.8867 | 153775.5447 | 7169.6154 | 323486.5125 | 380507.9633 | 0 | 21854.5563 | 0 | 345849.735 | 899830.0669 | 614152.5103 | 2746626.5044 | 961560.8286 | 3357904.6176 | 3357904.6176 | 1478867.319 | 2224882.9169 | 0 | 7066091.9506 | 14127746.8042 | 2371373.7057 | 0.015877 | 445063.895 | 889848.3156 | 9073.2295 | 18140.7615
1 | 1100 | 707 | 0.03 | 15 | 15 | 7 | 3.1623e-09 | 5spot_SharedNeighbor | Water | Porous | Wet | R600a | MinimizeLCOE_Brownfield | IgnoreSilica | 28.1844 | 0.99562 | 0.0045907 | 4 | 402763.6329 | 787329.0728 | 8210.8814 | 16050.7681 | 47.4965 | 0 | 112.1254 | 169110.5594 | 7894.1017 | 360787.2347 | 432457.1212 | 0 | 23004.2091 | 0 | 387368.7582 | 1007854.0485 | 687881.0974 | 3076357.1302 | 961560.8286 | 3357904.6176 | 3357904.6176 | 1478867.319 | 2224882.9169 | 0 | 7395822.5765 | 14457477.43 | 3162277.6602 | 0.018363 | 402763.6329 | 787329.0728 | 8210.8814 | 16050.7681
1 | 1100 | 707 | 0.03 | 15 | 15 | 7 | 4.217e-09 | 5spot_SharedNeighbor | Water | Porous | Wet | R600a | MinimizeLCOE_Brownfield | IgnoreSilica | 30.3233 | 1.0718 | 0.0050906 | 4 | 372638.3994 | 719440.0321 | 7596.7378 | 14666.7582 | 47.5067 | 0 | 118.9026 | 178022.1662 | 8315.1993 | 382698.0525 | 463613.416 | 0 | 22571.0596 | 0 | 411535.7585 | 1070731.6259 | 730796.336 | 3268283.6139 | 961560.8286 | 3357904.6176 | 3357904.6176 | 1478867.319 | 2224882.9169 | 0 | 7587749.0602 | 14649403.9138 | 4216965.0343 | 0.020362 | 372638.3994 | 719440.0321 | 7596.7378 | 14666.7582
1 | 1100 | 707 | 0.03 | 15 | 15 | 7 | 5.6234e-09 | 5spot_SharedNeighbor | Water | Porous | Wet | R600a | MinimizeLCOE_Brownfield | IgnoreSilica | 32.0749 | 1.1342 | 0.0055193 | 4 | 350731.9938 | 670593.3196 | 7150.1461 | 13670.9519 | 47.5141 | 0 | 105.118 | 185178.5362 | 8653.3898 | 400411.0067 | 489129.3495 | 0 | 22035.5918 | 0 | 431109.0709 | 1121657.3698 | 765554.2026 | 3423728.5174 | 961560.8286 | 3357904.6176 | 3357904.6176 | 1478867.319 | 2224882.9169 | 0 | 7743193.9636 | 14804848.8172 | 5623413.2519 | 0.022077 | 350731.9938 | 670593.3196 | 7150.1461 | 13670.9519
1 | 1100 | 707 | 0.03 | 15 | 15 | 7 | 7.4989e-09 | 5spot_SharedNeighbor | Water | Porous | Wet | R600a | MinimizeLCOE_Brownfield | IgnoreSilica | 33.4682 | 1.1838 | 0.0058749 | 4 | 334713.6301 | 635212.6225 | 6823.5901 | 12949.6685 | 47.5195 | 0 | 103.0329 | 190786.6023 | 8918.4285 | 414362.288 | 509426.4504 | 0 | 21464.22 | 0 | 446533.6158 | 1161788.8717 | 792944.7773 | 3546225.254 | 961560.8286 | 3357904.6176 | 3357904.6176 | 1478867.319 | 2224882.9169 | 0 | 7865690.7002 | 14927345.5538 | 7498942.0933 | 0.0235 | 334713.6301 | 635212.6225 | 6823.5901 | 12949.6685
1 | 1100 | 707 | 0.03 | 15 | 15 | 7 | 1e-08 | 5spot_SharedNeighbor | Water | Porous | Wet | R600a | MinimizeLCOE_Brownfield | IgnoreSilica | 34.5593 | 1.2226 | 0.0061628 | 4 | 322942.0923 | 609405.5153 | 6583.6114 | 12423.5557 | 47.5234 | 0 | 89.2843 | 195129.099 | 9123.6647 | 425206.6077 | 525321.9224 | 0 | 20915.4 | 0 | 458521.7106 | 1192979.4352 | 814232.9778 | 3641430.8173 | 961560.8286 | 3357904.6176 | 3357904.6176 | 1478867.319 | 2224882.9169 | 0 | 7960896.2636 | 15022551.1172 | 10000000 | 0.024651 | 322942.0923 | 609405.5153 | 6583.6114 | 12423.5557
1 | 1200 | 707 | 0.03 | 15 | 15 | 7 | 1e-13 | 5spot_SharedNeighbor | Water | Porous | Wet | R600a | MinimizeLCOE_Brownfield | IgnoreSilica | 0 | 0 | 0 | 0 | [6 empty] | 11.3253 | [19 empty] | 100 | 0
1 | 1200 | 707 | 0.03 | 15 | 15 | 7 | 1.3335e-13 | 5spot_SharedNeighbor | Water | Porous | Wet | R600a | MinimizeLCOE_Brownfield | IgnoreSilica | 0 | 0 | 0 | 0 | [6 empty] | 14.4645 | [19 empty] | 133.3521 | 0
1 | 1200 | 707 | 0.03 | 15 | 15 | 7 | 1.7783e-13 | 5spot_SharedNeighbor | Water | Porous | Wet | R600a | MinimizeLCOE_Brownfield | IgnoreSilica | 0 | 0 | 0 | 0 | [6 empty] | 18.5568 | [19 empty] | 177.8279 | 0
1 | 1200 | 707 | 0.03 | 15 | 15 | 7 | 2.3714e-13 | 5spot_SharedNeighbor | Water | Porous | Wet | R600a | MinimizeLCOE_Brownfield | IgnoreSilica | 0 | 0 | 0 | 0 | [6 empty] | 20.682 | [19 empty] | 237.1374 | 0
1 | 1200 | 707 | 0.03 | 15 | 15 | 7 | 3.1623e-13 | 5spot_SharedNeighbor | Water | Porous | Wet | R600a | MinimizeLCOE_Brownfield | IgnoreSilica | 0 | 0 | 0 | 0 | [6 empty] | 20.0701 | [19 empty] | 316.2278 | 0
1 | 1200 | 707 | 0.03 | 15 | 15 | 7 | 4.217e-13 | 5spot_SharedNeighbor | Water | Porous | Wet | R600a | MinimizeLCOE_Brownfield | IgnoreSilica | 0 | 0 | 0 | 0 | [6 empty] | 19.6675 | [19 empty] | 421.6965 | 0
1 | 1200 | 707 | 0.03 | 15 | 15 | 7 | 5.6234e-13 | 5spot_SharedNeighbor | Water | Porous | Wet | R600a | MinimizeLCOE_Brownfield | IgnoreSilica | 0 | 0 | 0 | 0 | [6 empty] | 20.617 | [19 empty] | 562.3413 | 0
1 | 1200 | 707 | 0.03 | 15 | 15 | 7 | 7.4989e-13 | 5spot_SharedNeighbor | Water | Porous | Wet | R600a | MinimizeLCOE_Brownfield | IgnoreSilica | 0 | 0 | 0 | 0 | [6 empty] | 22.0463 | [19 empty] | 749.8942 | 0
1 | 1200 | 707 | 0.03 | 15 | 15 | 7 | 1e-12 | 5spot_SharedNeighbor | Water | Porous | Wet | R600a | MinimizeLCOE_Brownfield | IgnoreSilica | 0 | 0 | 0 | 0 | [6 empty] | 22.1891 | [19 empty] | 1000 | 0
1 | 1200 | 707 | 0.03 | 15 | 15 | 7 | 1.3335e-12 | 5spot_SharedNeighbor | Water | Porous | Wet | R600a | MinimizeLCOE_Brownfield | IgnoreSilica | 0 | 0 | 0 | 0 | [6 empty] | 23.7512 | [19 empty] | 1333.5214 | 0
1 | 1200 | 707 | 0.03 | 15 | 15 | 7 | 1.7783e-12 | 5spot_SharedNeighbor | Water | Porous | Wet | R600a | MinimizeLCOE_Brownfield | IgnoreSilica | 0 | 0 | 0 | 0 | [6 empty] | 25.7937 | [19 empty] | 1778.2794 | 0
1 | 1200 | 707 | 0.03 | 15 | 15 | 7 | 2.3714e-12 | 5spot_SharedNeighbor | Water | Porous | Wet | R600a | MinimizeLCOE_Brownfield | IgnoreSilica | 0 | 0 | 0 | 0 | [6 empty] | 30.2262 | [19 empty] | 2371.3737 | 0
1 | 1200 | 707 | 0.03 | 15 | 15 | 7 | 3.1623e-12 | 5spot_SharedNeighbor | Water | Porous | Wet | R600a | MinimizeLCOE_Brownfield | IgnoreSilica | 0 | 0 | 0 | 0 | [6 empty] | 34.999 | [19 empty] | 3162.2777 | 0
1 | 1200 | 707 | 0.03 | 15 | 15 | 7 | 4.217e-12 | 5spot_SharedNeighbor | Water | Porous | Wet | R600a | MinimizeLCOE_Brownfield | IgnoreSilica | 0 | 0 | 0 | 0 | [6 empty] | 36.4853 | [19 empty] | 4216.965 | 0
1 | 1200 | 707 | 0.03 | 15 | 15 | 7 | 5.6234e-12 | 5spot_SharedNeighbor | Water | Porous | Wet | R600a | MinimizeLCOE_Brownfield | IgnoreSilica | 0 | 0 | 0 | 0 | [6 empty] | 36.4772 | [19 empty] | 5623.4133 | 0
1 | 1200 | 707 | 0.03 | 15 | 15 | 7 | 7.4989e-12 | 5spot_SharedNeighbor | Water | Porous | Wet | R600a | MinimizeLCOE_Brownfield | IgnoreSilica | 0 | 0 | 0 | 0 | [6 empty] | 34.9987 | [19 empty] | 7498.9421 | 0
1 | 1200 | 707 | 0.03 | 15 | 15 | 7 | 1e-11 | 5spot_SharedNeighbor | Water | Porous | Wet | R600a | MinimizeLCOE_Brownfield | IgnoreSilica | 0 | 0 | 0 | 0 | [6 empty] | 35.926 | [19 empty] | 10000 | 0
1 | 1200 | 707 | 0.03 | 15 | 15 | 7 | 1.3335e-11 | 5spot_SharedNeighbor | Water | Porous | Wet | R600a | MinimizeLCOE_Brownfield | IgnoreSilica | 0 | 0 | 0 | 0 | [6 empty] | 33.0166 | [19 empty] | 13335.2143 | 0
1 | 1200 | 707 | 0.03 | 15 | 15 | 7 | 1.7783e-11 | 5spot_SharedNeighbor | Water | Porous | Wet | R600a | MinimizeLCOE_Brownfield | IgnoreSilica | 0 | 0 | 0 | 0 | [6 empty] | 32.9287 | [19 empty] | 17782.7941 | 0
1 | 1200 | 707 | 0.03 | 15 | 15 | 7 | 2.3714e-11 | 5spot_SharedNeighbor | Water | Porous | Wet | R600a | MinimizeLCOE_Brownfield | IgnoreSilica | 0 | 0 | 0 | 0 | [6 empty] | 38.7293 | [19 empty] | 23713.7371 | 0
1 | 1200 | 707 | 0.03 | 15 | 15 | 7 | 3.1623e-11 | 5spot_SharedNeighbor | Water | Porous | Wet | R600a | MinimizeLCOE_Brownfield | IgnoreSilica | 1.6 | 0.05751 | 1.3731e-05 | 4 | 90586955.0128 | 226060269.5522 | 1846737.6059 | 4608544.364 | 47.8137 | 0 | 35.3124 | 24096.8244 | 1085.0561 | 36849.8895 | 47529.5775 | 0 | 14797.8363 | 0 | 48500.0817 | 126187.2638 | 86125.4004 | 385171.9297 | 961560.8286 | 3628490.1274 | 3628490.1274 | 1478867.319 | 2333117.1208 | 0 | 4975222.8857 | 12415697.453 | 31622.7766 | 5.4922e-05 | 90586955.0128 | 226060269.5522 | 1846737.6059 | 4608544.364
1 | 1200 | 707 | 0.03 | 15 | 15 | 7 | 4.217e-11 | 5spot_SharedNeighbor | Water | Porous | Wet | R600a | MinimizeLCOE_Brownfield | IgnoreSilica | 1.6 | 0.05751 | 0.00012165 | 4 | 10213280.9236 | 25504234.5698 | 208211.5461 | 519938.3187 | 47.8138 | 0 | 34.6701 | 24096.9203 | 1085.0609 | 36849.9834 | 47529.6282 | 0 | 13018.7558 | 0 | 47806.336 | 124382.2797 | 84893.4617 | 379662.4261 | 961560.8286 | 3628490.1274 | 3628490.1274 | 1478867.319 | 2333117.1208 | 0 | 4969713.3821 | 12410187.9494 | 42169.6503 | 0.00048659 | 10213280.9236 | 25504234.5698 | 208211.5461 | 519938.3187
1 | 1200 | 707 | 0.03 | 15 | 15 | 7 | 5.6234e-11 | 5spot_SharedNeighbor | Water | Porous | Wet | R600a | MinimizeLCOE_Brownfield | IgnoreSilica | 1.6 | 0.05751 | 0.00020258 | 4 | 6126759.5376 | 15308964.5883 | 124902.2802 | 312093.95 | 47.8138 | 0 | 34.0918 | 24096.9922 | 1085.0646 | 36850.0538 | 47529.6663 | 0 | 11368.4512 | 0 | 47162.7889 | 122707.9024 | 83750.6648 | 374551.5842 | 961560.8286 | 3628490.1274 | 3628490.1274 | 1478867.319 | 2333117.1208 | 0 | 4964602.5403 | 12405077.1075 | 56234.1325 | 0.00081031 | 6126759.5376 | 15308964.5883 | 124902.2802 | 312093.95
1 | 1200 | 707 | 0.03 | 15 | 15 | 7 | 7.4989e-11 | 5spot_SharedNeighbor | Water | Porous | Wet | R600a | MinimizeLCOE_Brownfield | IgnoreSilica | 3.1808 | 0.12245 | 0.0004484 | 4 | 2907209.1444 | 7055529.0343 | 59267.3907 | 143836.5027 | 49.1495 | 0 | 89.8198 | 41958.351 | 1931.5928 | 67367.3658 | 72859.7618 | 0 | 17465.7158 | 0 | 78617.287 | 204546.0541 | 139606.885 | 624353.0133 | 961560.8286 | 3628490.1274 | 3628490.1274 | 1478867.319 | 2333117.1208 | 0 | 5214403.9693 | 12654878.5366 | 74989.4209 | 0.0017936 | 2907209.1444 | 7055529.0343 | 59267.3907 | 143836.5027
1 | 1200 | 707 | 0.03 | 15 | 15 | 7 | 1e-10 | 5spot_SharedNeighbor | Water | Porous | Wet | R600a | MinimizeLCOE_Brownfield | IgnoreSilica | 4.224 | 0.16545 | 0.00070093 | 4 | 1912394.196 | 4566190.3185 | 38986.7424 | 93087.9659 | 49.4947 | 0 | 82.8756 | 52057.0377 | 2412.8594 | 85676.0132 | 89595.712 | 0 | 19429.986 | 0 | 97176.9272 | 252834.4309 | 172564.6943 | 771747.6606 | 961560.8286 | 3628490.1274 | 3628490.1274 | 1478867.319 | 2333117.1208 | 0 | 5361798.6167 | 12802273.1839 | 100000 | 0.0028037 | 1912394.196 | 4566190.3185 | 38986.7424 | 93087.9659
1 | 1200 | 707 | 0.03 | 15 | 15 | 7 | 1.3335e-10 | 5spot_SharedNeighbor | Water | Porous | Wet | R600a | MinimizeLCOE_Brownfield | IgnoreSilica | 5.5339 | 0.21947 | 0.0010364 | 4 | 1335839.0637 | 3130599.1193 | 27232.8862 | 63821.4975 | 49.7455 | 0 | 87.8256 | 63627.6226 | 2965.5643 | 107378.4171 | 110613.222 | 0 | 21457.5203 | 0 | 119356.515 | 310541.1687 | 211950.7286 | 947890.7584 | 961560.8286 | 3628490.1274 | 3628490.1274 | 1478867.319 | 2333117.1208 | 0 | 5537941.7145 | 12978416.2817 | 133352.1432 | 0.0041457 | 1335839.0637 | 3130599.1193 | 27232.8862 | 63821.4975
1 | 1200 | 707 | 0.03 | 15 | 15 | 7 | 1.7783e-10 | 5spot_SharedNeighbor | Water | Porous | Wet | R600a | MinimizeLCOE_Brownfield | IgnoreSilica | 7.1003 | 0.28396 | 0.0014694 | 4 | 976367.9611 | 2242267.2503 | 19904.5815 | 45711.6508 | 49.9165 | 0 | 85.3725 | 76304.7854 | 3572.0552 | 131933.7065 | 135716.2712 | 0 | 23339.9977 | 0 | 144638.0582 | 376318.5582 | 256845.1485 | 1148668.5809 | 961560.8286 | 3628490.1274 | 3628490.1274 | 1478867.319 | 2333117.1208 | 0 | 5738719.537 | 13179194.1042 | 177827.941 | 0.0058776 | 976367.9611 | 2242267.2503 | 19904.5815 | 45711.6508
1 | 1200 | 707 | 0.03 | 15 | 15 | 7 | 2.3714e-10 | 5spot_SharedNeighbor | Water | Porous | Wet | R600a | MinimizeLCOE_Brownfield | IgnoreSilica | 9.4561 | 0.38137 | 0.0020624 | 4 | 731136.4274 | 1633077.3358 | 14905.205 | 33292.4904 | 50.0878 | 0 | 92.6964 | 93910.9423 | 4416.1401 | 167012.8694 | 173571.6417 | 0 | 26464.7364 | 0 | 181496.7687 | 472217.362 | 322298.0526 | 1441388.5132 | 961560.8286 | 3628490.1274 | 3628490.1274 | 1478867.319 | 2333117.1208 | 0 | 6031439.4692 | 13471914.0365 | 237137.3706 | 0.0082494 | 731136.4274 | 1633077.3358 | 14905.205 | 33292.4904
1 | 1200 | 707 | 0.03 | 15 | 15 | 7 | 3.1623e-10 | 5spot_SharedNeighbor | Water | Porous | Wet | R600a | MinimizeLCOE_Brownfield | IgnoreSilica | 11.9071 | 0.4826 | 0.002795 | 4 | 565428.3796 | 1230933.6549 | 11527.0223 | 25094.2475 | 50.1886 | 0 | 71.585 | 110757.5178 | 5224.5834 | 201605.1874 | 212926.738 | 0 | 28544.1759 | 0 | 218032.699 | 567276.358 | 387177.7707 | 1731545.0302 | 961560.8286 | 3628490.1274 | 3628490.1274 | 1478867.319 | 2333117.1208 | 0 | 6321595.9862 | 13762070.5535 | 316227.766 | 0.01118 | 565428.3796 | 1230933.6549 | 11527.0223 | 25094.2475
1 | 1200 | 707 | 0.03 | 15 | 15 | 7 | 4.217e-10 | 5spot_SharedNeighbor | Water | Porous | Wet | R600a | MinimizeLCOE_Brownfield | IgnoreSilica | 14.9808 | 0.60956 | 0.003715 | 4 | 449118.1089 | 949818.7369 | 9155.8801 | 19363.3397 | 50.2684 | 0 | 89.5883 | 130411.2646 | 6168.5217 | 243000.3665 | 262279.8219 | 0 | 30962.1867 | 0 | 262400.6429 | 682712.6471 | 465965.41 | 2083900.8613 | 961560.8286 | 3628490.1274 | 3628490.1274 | 1478867.319 | 2333117.1208 | 0 | 6673951.8173 | 14114426.3846 | 421696.5034 | 0.01486 | 449118.1089 | 949818.7369 | 9155.8801 | 19363.3397
1 | 1200 | 707 | 0.03 | 15 | 15 | 7 | 5.6234e-10 | 5spot_SharedNeighbor | Water | Porous | Wet | R600a | MinimizeLCOE_Brownfield | IgnoreSilica | 18.5035 | 0.75506 | 0.0048248 | 4 | 366074.1402 | 751607.2997 | 7462.9165 | 15322.5314 | 50.3275 | 0 | 71.1744 | 151449.144 | 7179.576 | 288375.3306 | 318843.1748 | 0 | 33209.2225 | 0 | 311632.0147 | 810802.5777 | 553389.4196 | 2474880.4599 | 961560.8286 | 3628490.1274 | 3628490.1274 | 1478867.319 | 2333117.1208 | 0 | 7064931.416 | 14505405.9832 | 562341.3252 | 0.019299 | 366074.1402 | 751607.2997 | 7462.9165 | 15322.5314
1 | 1200 | 707 | 0.03 | 15 | 15 | 7 | 7.4989e-10 | 5spot_SharedNeighbor | Water | Porous | Wet | R600a | MinimizeLCOE_Brownfield | IgnoreSilica | 22.3138 | 0.91247 | 0.0061027 | 4 | 306246.8505 | 611051.3253 | 6243.2563 | 12457.1078 | 50.3708 | 0 | 93.3135 | 172854.4125 | 8208.7203 | 335526.8062 | 380028.2977 | 0 | 35056.502 | 0 | 363353.1481 | 945370.3573 | 645234.6943 | 2885632.9382 | 961560.8286 | 3628490.1274 | 3628490.1274 | 1478867.319 | 2333117.1208 | 0 | 7475683.8942 | 14916158.4615 | 749894.2093 | 0.024411 | 306246.8505 | 611051.3253 | 6243.2563 | 12457.1078
1 | 1200 | 707 | 0.03 | 15 | 15 | 7 | 1e-09 | 5spot_SharedNeighbor | Water | Porous | Wet | R600a | MinimizeLCOE_Brownfield | IgnoreSilica | 26.2307 | 1.0743 | 0.0074993 | 4 | 262938.6577 | 510978.5601 | 5360.3602 | 10416.9891 | 50.4026 | 0 | 111.2189 | 193718.0595 | 9212.0807 | 382329.9285 | 442929.2961 | 0 | 36412.7946 | 0 | 415194.8421 | 1080251.8111 | 737294.058 | 3297342.8706 | 961560.8286 | 3628490.1274 | 3628490.1274 | 1478867.319 | 2333117.1208 | 0 | 7887393.8266 | 15327868.3939 | 1000000 | 0.029997 | 262938.6577 | 510978.5601 | 5360.3602 | 10416.9891
1 | 1200 | 707 | 0.03 | 15 | 15 | 7 | 1.3335e-09 | 5spot_SharedNeighbor | Water | Porous | Wet | R600a | MinimizeLCOE_Brownfield | IgnoreSilica | 30.0091 | 1.2304 | 0.008937 | 4 | 231508.3935 | 439645.2473 | 4719.6117 | 8962.763 | 50.4256 | 0 | 103.0007 | 212959.9983 | 10137.5768 | 426159.779 | 503611.5473 | 0 | 37188.3883 | 0 | 464122.343 | 1207551.1319 | 824178.4602 | 3685909.2248 | 961560.8286 | 3628490.1274 | 3628490.1274 | 1478867.319 | 2333117.1208 | 0 | 8275960.1808 | 15716434.7481 | 1333521.4322 | 0.035748 | 231508.3935 | 439645.2473 | 4719.6117 | 8962.763
1 | 1200 | 707 | 0.03 | 15 | 15 | 7 | 1.7783e-09 | 5spot_SharedNeighbor | Water | Porous | Wet | R600a | MinimizeLCOE_Brownfield | IgnoreSilica | 33.4682 | 1.3734 | 0.010334 | 4 | 208653.0367 | 388645.6006 | 4253.6744 | 7923.0663 | 50.4424 | 0 | 110.3943 | 229938.8166 | 10954.2676 | 465319.2341 | 559167.9722 | 0 | 37445.217 | 0 | 508101.9479 | 1321977.0425 | 902276.4954 | 4035180.9933 | 961560.8286 | 3628490.1274 | 3628490.1274 | 1478867.319 | 2333117.1208 | 0 | 8625231.9493 | 16065706.5166 | 1778279.41 | 0.041338 | 208653.0367 | 388645.6006 | 4253.6744 | 7923.0663
1 | 1200 | 707 | 0.03 | 15 | 15 | 7 | 2.3714e-09 | 5spot_SharedNeighbor | Water | Porous | Wet | R600a | MinimizeLCOE_Brownfield | IgnoreSilica | 36.4741 | 1.4976 | 0.01162 | 4 | 191993.1415 | 352067.195 | 3914.0399 | 7177.366 | 50.4546 | 0 | 100.2745 | 244266.0211 | 11643.4193 | 498692.0828 | 607449.3638 | 0 | 37275.6619 | 0 | 545737.3541 | 1419896.6491 | 969108.639 | 4334069.1911 | 961560.8286 | 3628490.1274 | 3628490.1274 | 1478867.319 | 2333117.1208 | 0 | 8924120.1471 | 16364594.7144 | 2371373.7057 | 0.046481 | 191993.1415 | 352067.195 | 3914.0399 | 7177.366
1 | 1200 | 707 | 0.03 | 15 | 15 | 7 | 3.1623e-09 | 5spot_SharedNeighbor | Water | Porous | Wet | R600a | MinimizeLCOE_Brownfield | IgnoreSilica | 38.9808 | 1.6012 | 0.01275 | 4 | 179811.7824 | 325706.3906 | 3665.7064 | 6639.9653 | 50.4634 | 0 | 114.5967 | 255942.8453 | 12205.0742 | 526101.9962 | 647714.5841 | 0 | 36818.0299 | 0 | 576725.1865 | 1500520.6327 | 1024136.1644 | 4580164.5132 | 961560.8286 | 3628490.1274 | 3628490.1274 | 1478867.319 | 2333117.1208 | 0 | 9170215.4692 | 16610690.0365 | 3162277.6602 | 0.050999 | 179811.7824 | 325706.3906 | 3665.7064 | 6639.9653
1 | 1200 | 707 | 0.03 | 15 | 15 | 7 | 4.217e-09 | 5spot_SharedNeighbor | Water | Porous | Wet | R600a | MinimizeLCOE_Brownfield | IgnoreSilica | 41.0297 | 1.6859 | 0.013708 | 4 | 170873.3722 | 306568.4522 | 3483.4848 | 6249.8126 | 50.4698 | 0 | 96.9949 | 265319.1677 | 12656.0604 | 548243.1283 | 680626.135 | 0 | 36242.1324 | 0 | 601803.7833 | 1565769.9972 | 1068670.1964 | 4779330.6006 | 961560.8286 | 3628490.1274 | 3628490.1274 | 1478867.319 | 2333117.1208 | 0 | 9369381.5567 | 16809856.1239 | 4216965.0343 | 0.054832 | 170873.3722 | 306568.4522 | 3483.4848 | 6249.8126
1 | 1200 | 707 | 0.03 | 15 | 15 | 7 | 5.6234e-09 | 5spot_SharedNeighbor | Water | Porous | Wet | R600a | MinimizeLCOE_Brownfield | IgnoreSilica | 42.6567 | 1.7531 | 0.014496 | 4 | 164290.6595 | 292610.0987 | 3349.2873 | 5965.2526 | 50.4744 | 0 | 124.6108 | 272664.3742 | 13009.3405 | 565667.2656 | 706761.4583 | 0 | 35625.2768 | 0 | 621553.809 | 1617155.5128 | 1103741.8667 | 4936178.9038 | 961560.8286 | 3628490.1274 | 3628490.1274 | 1478867.319 | 2333117.1208 | 0 | 9526229.8599 | 16966704.4271 | 5623413.2519 | 0.057984 | 164290.6595 | 292610.0987 | 3349.2873 | 5965.2526
1 | 1200 | 707 | 0.03 | 15 | 15 | 7 | 7.4989e-09 | 5spot_SharedNeighbor | Water | Porous | Wet | R600a | MinimizeLCOE_Brownfield | IgnoreSilica | 43.9138 | 1.8051 | 0.015127 | 4 | 159426.1999 | 282393.4863 | 3250.1187 | 5756.9732 | 50.4778 | 0 | 118.7229 | 278281.3892 | 13279.491 | 579037.7673 | 726953.8583 | 0 | 35013.4094 | 0 | 636700.707 | 1656564.6342 | 1130639.4018 | 5056470.6583 | 961560.8286 | 3628490.1274 | 3628490.1274 | 1478867.319 | 2333117.1208 | 0 | 9646521.6143 | 17086996.1816 | 7498942.0933 | 0.060508 | 159426.1999 | 282393.4863 | 3250.1187 | 5756.9732
1 | 1200 | 707 | 0.03 | 15 | 15 | 7 | 1e-08 | 5spot_SharedNeighbor | Water | Porous | Wet | R600a | MinimizeLCOE_Brownfield | IgnoreSilica | 40 | 1.6433 | 0.014925 | 4 | 154690.9513 | 279318.9098 | 3153.5843 | 5694.2938 | 50.4666 | 0 | 106.6168 | 260625.1466 | 12430.2876 | 537144.324 | 664085.991 | 0 | 25503.9412 | 0 | 584917.9793 | 1521836.5988 | 1038684.7493 | 4645229.0178 | 961560.8286 | 3628490.1274 | 3628490.1274 | 1478867.319 | 2333117.1208 | 0 | 9235279.9739 | 16675754.5411 | 10000000 | 0.059701 | 154690.9513 | 279318.9098 | 3153.5843 | 5694.2938
1 | 1300 | 707 | 0.03 | 15 | 15 | 7 | 1e-13 | 5spot_SharedNeighbor | Water | Porous | Wet | R600a | MinimizeLCOE_Brownfield | IgnoreSilica | 0 | 0 | 0 | 0 | [6 empty] | 11.1022 | [19 empty] | 100 | 0
1 | 1300 | 707 | 0.03 | 15 | 15 | 7 | 1.3335e-13 | 5spot_SharedNeighbor | Water | Porous | Wet | R600a | MinimizeLCOE_Brownfield | IgnoreSilica | 0 | 0 | 0 | 0 | [6 empty] | 15.8668 | [19 empty] | 133.3521 | 0
1 | 1300 | 707 | 0.03 | 15 | 15 | 7 | 1.7783e-13 | 5spot_SharedNeighbor | Water | Porous | Wet | R600a | MinimizeLCOE_Brownfield | IgnoreSilica | 0 | 0 | 0 | 0 | [6 empty] | 18.3183 | [19 empty] | 177.8279 | 0
1 | 1300 | 707 | 0.03 | 15 | 15 | 7 | 2.3714e-13 | 5spot_SharedNeighbor | Water | Porous | Wet | R600a | MinimizeLCOE_Brownfield | IgnoreSilica | 0 | 0 | 0 | 0 | [6 empty] | 20.602 | [19 empty] | 237.1374 | 0
1 | 1300 | 707 | 0.03 | 15 | 15 | 7 | 3.1623e-13 | 5spot_SharedNeighbor | Water | Porous | Wet | R600a | MinimizeLCOE_Brownfield | IgnoreSilica | 0 | 0 | 0 | 0 | [6 empty] | 20.5327 | [19 empty] | 316.2278 | 0
1 | 1300 | 707 | 0.03 | 15 | 15 | 7 | 4.217e-13 | 5spot_SharedNeighbor | Water | Porous | Wet | R600a | MinimizeLCOE_Brownfield | IgnoreSilica | 0 | 0 | 0 | 0 | [6 empty] | 20.0323 | [19 empty] | 421.6965 | 0
1 | 1300 | 707 | 0.03 | 15 | 15 | 7 | 5.6234e-13 | 5spot_SharedNeighbor | Water | Porous | Wet | R600a | MinimizeLCOE_Brownfield | IgnoreSilica | 0 | 0 | 0 | 0 | [6 empty] | 20.5953 | [19 empty] | 562.3413 | 0
1 | 1300 | 707 | 0.03 | 15 | 15 | 7 | 7.4989e-13 | 5spot_SharedNeighbor | Water | Porous | Wet | R600a | MinimizeLCOE_Brownfield | IgnoreSilica | 0 | 0 | 0 | 0 | [6 empty] | 22.4132 | [19 empty] | 749.8942 | 0
1 | 1300 | 707 | 0.03 | 15 | 15 | 7 | 1e-12 | 5spot_SharedNeighbor | Water | Porous | Wet | R600a | MinimizeLCOE_Brownfield | IgnoreSilica | 0 | 0 | 0 | 0 | [6 empty] | 33.2452 | [19 empty] | 1000 | 0
1 | 1300 | 707 | 0.03 | 15 | 15 | 7 | 1.3335e-12 | 5spot_SharedNeighbor | Water | Porous | Wet | R600a | MinimizeLCOE_Brownfield | IgnoreSilica | 0 | 0 | 0 | 0 | [6 empty] | 23.4107 | [19 empty] | 1333.5214 | 0
1 | 1300 | 707 | 0.03 | 15 | 15 | 7 | 1.7783e-12 | 5spot_SharedNeighbor | Water | Porous | Wet | R600a | MinimizeLCOE_Brownfield | IgnoreSilica | 0 | 0 | 0 | 0 | [6 empty] | 27.259 | [19 empty] | 1778.2794 | 0
1 | 1300 | 707 | 0.03 | 15 | 15 | 7 | 2.3714e-12 | 5spot_SharedNeighbor | Water | Porous | Wet | R600a | MinimizeLCOE_Brownfield | IgnoreSilica | 0 | 0 | 0 | 0 | [6 empty] | 30.1924 | [19 empty] | 2371.3737 | 0
1 | 1300 | 707 | 0.03 | 15 | 15 | 7 | 3.1623e-12 | 5spot_SharedNeighbor | Water | Porous | Wet | R600a | MinimizeLCOE_Brownfield | IgnoreSilica | 0 | 0 | 0 | 0 | [6 empty] | 34.2495 | [19 empty] | 3162.2777 | 0
1 | 1300 | 707 | 0.03 | 15 | 15 | 7 | 4.217e-12 | 5spot_SharedNeighbor | Water | Porous | Wet | R600a | MinimizeLCOE_Brownfield | IgnoreSilica | 0 | 0 | 0 | 0 | [6 empty] | 36.0239 | [19 empty] | 4216.965 | 0
1 | 1300 | 707 | 0.03 | 15 | 15 | 7 | 5.6234e-12 | 5spot_SharedNeighbor | Water | Porous | Wet | R600a | MinimizeLCOE_Brownfield | IgnoreSilica | 0 | 0 | 0 | 0 | [6 empty] | 35.3397 | [19 empty] | 5623.4133 | 0
1 | 1300 | 707 | 0.03 | 15 | 15 | 7 | 7.4989e-12 | 5spot_SharedNeighbor | Water | Porous | Wet | R600a | MinimizeLCOE_Brownfield | IgnoreSilica | 0 | 0 | 0 | 0 | [6 empty] | 35.6949 | [19 empty] | 7498.9421 | 0
1 | 1300 | 707 | 0.03 | 15 | 15 | 7 | 1e-11 | 5spot_SharedNeighbor | Water | Porous | Wet | R600a | MinimizeLCOE_Brownfield | IgnoreSilica | 0 | 0 | 0 | 0 | [6 empty] | 33.3389 | [19 empty] | 10000 | 0
1 | 1300 | 707 | 0.03 | 15 | 15 | 7 | 1.3335e-11 | 5spot_SharedNeighbor | Water | Porous | Wet | R600a | MinimizeLCOE_Brownfield | IgnoreSilica | 0 | 0 | 0 | 0 | [6 empty] | 33.144 | [19 empty] | 13335.2143 | 0
1 | 1300 | 707 | 0.03 | 15 | 15 | 7 | 1.7783e-11 | 5spot_SharedNeighbor | Water | Porous | Wet | R600a | MinimizeLCOE_Brownfield | IgnoreSilica | 1.6 | 0.065177 | 1.3176e-05 | 4 | 100444095.419 | 248963244.2844 | 2047688.7458 | 5075452.4824 | 50.2919 | 0 | 34.8239 | 28130.8809 | 1290.8416 | 40631.5167 | 49536.8095 | 0 | 18361.838 | 0 | 53801.2358 | 139979.7794 | 95539.0757 | 427271.9776 | 961560.8286 | 3904935.7281 | 3904935.7281 | 1478867.319 | 2443695.3611 | 0 | 5293768.5343 | 13121266.9425 | 17782.7941 | 5.2704e-05 | 100444095.419 | 248963244.2844 | 2047688.7458 | 5075452.4824
1 | 1300 | 707 | 0.03 | 15 | 15 | 7 | 2.3714e-11 | 5spot_SharedNeighbor | Water | Porous | Wet | R600a | MinimizeLCOE_Brownfield | IgnoreSilica | 1.6 | 0.065178 | 0.0001971 | 4 | 6705939.2221 | 16634508.5667 | 136709.6415 | 339116.957 | 50.292 | 0 | 33.9586 | 28131.0605 | 1290.8509 | 40631.6829 | 49536.8962 | 0 | 16123.4612 | 0 | 52928.4412 | 137708.9469 | 93989.1859 | 420340.5257 | 961560.8286 | 3904935.7281 | 3904935.7281 | 1478867.319 | 2443695.3611 | 0 | 5286837.0824 | 13114335.4905 | 23713.7371 | 0.00078838 | 6705939.2221 | 16634508.5667 | 136709.6415 | 339116.957
1 | 1300 | 707 | 0.03 | 15 | 15 | 7 | 3.1623e-11 | 5spot_SharedNeighbor | Water | Porous | Wet | R600a | MinimizeLCOE_Brownfield | IgnoreSilica | 1.6 | 0.065178 | 0.00033502 | 4 | 3940474.8514 | 9781471.8378 | 80331.9097 | 199408.5338 | 50.2921 | 0 | 33.6367 | 28131.1953 | 1290.8579 | 40631.8076 | 49536.9612 | 0 | 14114.4658 | 0 | 52145.0622 | 135670.7555 | 92598.0784 | 414119.1838 | 961560.8286 | 3904935.7281 | 3904935.7281 | 1478867.319 | 2443695.3611 | 0 | 5280615.7404 | 13108114.1486 | 31622.7766 | 0.0013401 | 3940474.8514 | 9781471.8378 | 80331.9097 | 199408.5338
1 | 1300 | 707 | 0.03 | 15 | 15 | 7 | 4.217e-11 | 5spot_SharedNeighbor | Water | Porous | Wet | R600a | MinimizeLCOE_Brownfield | IgnoreSilica | 2.925 | 0.12751 | 0.00066257 | 4 | 2082659.6742 | 5036126.3396 | 42457.8345 | 102668.2473 | 51.7066 | 0 | 79.9253 | 46109.3391 | 2159.1256 | 69412.2835 | 72703.7277 | 0 | 20487.5005 | 0 | 82240.0708 | 213971.7945 | 146040.1464 | 653123.9881 | 961560.8286 | 3904935.7281 | 3904935.7281 | 1478867.319 | 2443695.3611 | 0 | 5519620.5448 | 13347118.9529 | 42169.6503 | 0.0026503 | 2082659.6742 | 5036126.3396 | 42457.8345 | 102668.2473
1 | 1300 | 707 | 0.03 | 15 | 15 | 7 | 5.6234e-11 | 5spot_SharedNeighbor | Water | Porous | Wet | R600a | MinimizeLCOE_Brownfield | IgnoreSilica | 3.8996 | 0.17349 | 0.0010288 | 4 | 1379572.7857 | 3281618.2441 | 28124.4572 | 66900.2266 | 52.1485 | 0 | 83.2098 | 57559.1883 | 2714.9652 | 88762.6409 | 89755.8123 | 0 | 23009.3695 | 0 | 102102.7707 | 265650.4652 | 181311.9011 | 810867.1132 | 961560.8286 | 3904935.7281 | 3904935.7281 | 1478867.319 | 2443695.3611 | 0 | 5677363.6699 | 13504862.0781 | 56234.1325 | 0.0041153 | 1379572.7857 | 3281618.2441 | 28124.4572 | 66900.2266
1 | 1300 | 707 | 0.03 | 15 | 15 | 7 | 7.4989e-11 | 5spot_SharedNeighbor | Water | Porous | Wet | R600a | MinimizeLCOE_Brownfield | IgnoreSilica | 5.1272 | 0.23134 | 0.001519 | 4 | 965393.5738 | 2253668.8027 | 19680.8538 | 45944.0869 | 52.4697 | 0 | 92.8303 | 70691.0824 | 3354.0632 | 111707.1164 | 111211.4483 | 0 | 25640.9434 | 0 | 125815.8149 | 327346.942 | 223421.0142 | 999188.4248 | 961560.8286 | 3904935.7281 | 3904935.7281 | 1478867.319 | 2443695.3611 | 0 | 5865684.9815 | 13693183.3896 | 74989.4209 | 0.006076 | 965393.5738 | 2253668.8027 | 19680.8538 | 45944.0869
1 | 1300 | 707 | 0.03 | 15 | 15 | 7 | 1e-10 | 5spot_SharedNeighbor | Water | Porous | Wet | R600a | MinimizeLCOE_Brownfield | IgnoreSilica | 6.6398 | 0.30258 | 0.0021609 | 4 | 704172.4024 | 1609750.0627 | 14355.5069 | 32816.9324 | 52.698 | 0 | 79.3362 | 85501.7405 | 4075.9353 | 138439.7037 | 137635.0692 | 0 | 28285.2112 | 0 | 153635.6874 | 399728.5436 | 272822.9446 | 1220124.8356 | 961560.8286 | 3904935.7281 | 3904935.7281 | 1478867.319 | 2443695.3611 | 0 | 6086621.3923 | 13914119.8005 | 100000 | 0.0086437 | 704172.4024 | 1609750.0627 | 14355.5069 | 32816.9324
1 | 1300 | 707 | 0.03 | 15 | 15 | 7 | 1.3335e-10 | 5spot_SharedNeighbor | Water | Porous | Wet | R600a | MinimizeLCOE_Brownfield | IgnoreSilica | 9.5 | 0.43762 | 0.0030541 | 4 | 531359.1838 | 1172089.2589 | 10832.4757 | 23894.6249 | 52.948 | 0 | 71.9438 | 110926.0248 | 5317.4559 | 185933.1628 | 187669.3096 | 0 | 34770.1255 | 0 | 204600.2706 | 532327.9349 | 363324.7538 | 1624869.038 | 961560.8286 | 3904935.7281 | 3904935.7281 | 1478867.319 | 2443695.3611 | 0 | 6491365.5947 | 14318864.0029 | 133352.1432 | 0.012217 | 531359.1838 | 1172089.2589 | 10832.4757 | 23894.6249
1 | 1300 | 707 | 0.03 | 15 | 15 | 7 | 1.7783e-10 | 5spot_SharedNeighbor | Water | Porous | Wet | R600a | MinimizeLCOE_Brownfield | IgnoreSilica | 11.2077 | 0.51824 | 0.0041308 | 4 | 406329.2911 | 880060.4634 | 8283.5722 | 17941.2229 | 53.0349 | 0 | 83.0283 | 124916.1647 | 6001.1758 | 212846.7892 | 217539.888 | 0 | 35132.4914 | 0 | 232610.2385 | 605204.1258 | 413064.2515 | 1847315.125 | 961560.8286 | 3904935.7281 | 3904935.7281 | 1478867.319 | 2443695.3611 | 0 | 6713811.6817 | 14541310.0898 | 177827.941 | 0.016523 | 406329.2911 | 880060.4634 | 8283.5722 | 17941.2229
1 | 1300 | 707 | 0.03 | 15 | 15 | 7 | 2.3714e-10 | 5spot_SharedNeighbor | Water | Porous | Wet | R600a | MinimizeLCOE_Brownfield | IgnoreSilica | 14.248 | 0.66183 | 0.0055387 | 4 | 320815.5426 | 674127.3193 | 6540.2588 | 13742.9972 | 53.1379 | 0 | 99.39 | 148275.84 | 7143.3604 | 258819.6932 | 270733.5897 | 0 | 38590.8673 | 0 | 282189.7068 | 734199.732 | 501106.4034 | 2241059.1928 | 961560.8286 | 3904935.7281 | 3904935.7281 | 1478867.319 | 2443695.3611 | 0 | 7107555.7495 | 14935054.1577 | 237137.3706 | 0.022155 | 320815.5426 | 674127.3193 | 6540.2588 | 13742.9972
1 | 1300 | 707 | 0.03 | 15 | 15 | 7 | 3.1623e-10 | 5spot_SharedNeighbor | Water | Porous | Wet | R600a | MinimizeLCOE_Brownfield | IgnoreSilica | 17.8554 | 0.83223 | 0.007288 | 4 | 259282.9603 | 527790.7288 | 5285.8339 | 10759.7279 | 53.215 | 0 | 117.056 | 174063.2664 | 8404.8456 | 310856.0178 | 333851.6256 | 0 | 42007.7106 | 0 | 338981.5518 | 881960.463 | 601956.1385 | 2692081.6194 | 961560.8286 | 3904935.7281 | 3904935.7281 | 1478867.319 | 2443695.3611 | 0 | 7558578.176 | 15386076.5842 | 316227.766 | 0.029152 | 259282.9603 | 527790.7288 | 5285.8339 | 10759.7279
1 | 1300 | 707 | 0.03 | 15 | 15 | 7 | 4.217e-10 | 5spot_SharedNeighbor | Water | Porous | Wet | R600a | MinimizeLCOE_Brownfield | IgnoreSilica | 21.9628 | 1.0263 | 0.0093875 | 4 | 214537.3941 | 422993.6241 | 4373.635 | 8623.2972 | 53.2725 | 0 | 113.0005 | 201537.8461 | 9749.2241 | 367576.286 | 405722.3236 | 0 | 45148.729 | 0 | 401596.4194 | 1044871.5046 | 713146.2719 | 3189348.6047 | 961560.8286 | 3904935.7281 | 3904935.7281 | 1478867.319 | 2443695.3611 | 0 | 8055845.1614 | 15883343.5696 | 421696.5034 | 0.03755 | 214537.3941 | 422993.6241 | 4373.635 | 8623.2972
1 | 1300 | 707 | 0.03 | 15 | 15 | 7 | 5.6234e-10 | 5spot_SharedNeighbor | Water | Porous | Wet | R600a | MinimizeLCOE_Brownfield | IgnoreSilica | 26.4204 | 1.2369 | 0.011798 | 4 | 181809.0224 | 347669.4704 | 3706.4228 | 7087.7124 | 53.3151 | 0 | 111.7315 | 229627.1438 | 11123.8273 | 426756.5017 | 483725.589 | 0 | 47786.4102 | 0 | 467617.5941 | 1216645.0582 | 830385.2518 | 3713667.3761 | 961560.8286 | 3904935.7281 | 3904935.7281 | 1478867.319 | 2443695.3611 | 0 | 8580163.9328 | 16407662.341 | 562341.3252 | 0.047193 | 181809.0224 | 347669.4704 | 3706.4228 | 7087.7124
1 | 1300 | 707 | 0.03 | 15 | 15 | 7 | 7.4989e-10 | 5spot_SharedNeighbor | Water | Porous | Wet | R600a | MinimizeLCOE_Brownfield | IgnoreSilica | 30.9714 | 1.4519 | 0.014419 | 4 | 157811.7831 | 293526.7513 | 3217.2067 | 5983.9398 | 53.3464 | 0 | 84.5041 | 256851.9757 | 12456.1108 | 485133.0515 | 563370.4383 | 0 | 49676.725 | 0 | 533320.4375 | 1387590.3794 | 947058.9461 | 4235458.0644 | 961560.8286 | 3904935.7281 | 3904935.7281 | 1478867.319 | 2443695.3611 | 0 | 9101954.6211 | 16929453.0293 | 749894.2093 | 0.057676 | 157811.7831 | 293526.7513 | 3217.2067 | 5983.9398
1 | 1300 | 707 | 0.03 | 15 | 15 | 7 | 1e-09 | 5spot_SharedNeighbor | Water | Porous | Wet | R600a | MinimizeLCOE_Brownfield | IgnoreSilica | 35.3681 | 1.6597 | 0.017109 | 4 | 140205.939 | 254582.8485 | 2858.2877 | 5190.0157 | 53.3694 | 0 | 111.7914 | 282024.2199 | 13687.8416 | 539911.078 | 640322.7883 | 0 | 50773.5364 | 0 | 595420.591 | 1549162.2404 | 1057335.0611 | 4728637.3568 | 961560.8286 | 3904935.7281 | 3904935.7281 | 1478867.319 | 2443695.3611 | 0 | 9595133.9135 | 17422632.3216 | 1000000 | 0.068436 | 140205.939 | 254582.8485 | 2858.2877 | 5190.0157
1 | 1300 | 707 | 0.03 | 15 | 15 | 7 | 1.3335e-09 | 5spot_SharedNeighbor | Water | Porous | Wet | R600a | MinimizeLCOE_Brownfield | IgnoreSilica | 39.3855 | 1.8496 | 0.019714 | 4 | 127287.0269 | 226549.3301 | 2594.9182 | 4618.5145 | 53.3861 | 0 | 84.7854 | 304209.0139 | 14773.2504 | 588774.7013 | 710639.2171 | 0 | 51127.8372 | 0 | 651114.3677 | 1694066.0229 | 1156234.8702 | 5170939.2806 | 961560.8286 | 3904935.7281 | 3904935.7281 | 1478867.319 | 2443695.3611 | 0 | 10037435.8373 | 17864934.2455 | 1333521.4322 | 0.078857 | 127287.0269 | 226549.3301 | 2594.9182 | 4618.5145
1 | 1300 | 707 | 0.03 | 15 | 15 | 7 | 1.7783e-09 | 5spot_SharedNeighbor | Water | Porous | Wet | R600a | MinimizeLCOE_Brownfield | IgnoreSilica | 42.864 | 2.014 | 0.022102 | 4 | 117800.6223 | 206340.2867 | 2401.525 | 4206.5258 | 53.3981 | 0 | 121.1609 | 322871.0387 | 15686.1703 | 630277.2895 | 771524.5652 | 0 | 50862.1012 | 0 | 698576.2544 | 1817552.1162 | 1240516.6662 | 5547866.2018 | 961560.8286 | 3904935.7281 | 3904935.7281 | 1478867.319 | 2443695.3611 | 0 | 10414362.7585 | 18241861.1667 | 1778279.41 | 0.088407 | 117800.6223 | 206340.2867 | 2401.525 | 4206.5258
1 | 1300 | 707 | 0.03 | 15 | 15 | 7 | 2.3714e-09 | 5spot_SharedNeighbor | Water | Porous | Wet | R600a | MinimizeLCOE_Brownfield | IgnoreSilica | 45.7749 | 2.1515 | 0.024195 | 4 | 110823.7232 | 191701.5155 | 2259.2915 | 3908.0947 | 53.4067 | 0 | 132.5972 | 338137.7425 | 16432.8844 | 664486.5027 | 822473.3917 | 0 | 50217.3731 | 0 | 737781.6788 | 1919556.5884 | 1310136.8145 | 5859222.9761 | 961560.8286 | 3904935.7281 | 3904935.7281 | 1478867.319 | 2443695.3611 | 0 | 10725719.5327 | 18553217.9409 | 2371373.7057 | 0.096782 | 110823.7232 | 191701.5155 | 2259.2915 | 3908.0947
1 | 1300 | 707 | 0.03 | 15 | 15 | 7 | 3.1623e-09 | 5spot_SharedNeighbor | Water | Porous | Wet | R600a | MinimizeLCOE_Brownfield | IgnoreSilica | 48.1332 | 2.263 | 0.025963 | 4 | 105680.7343 | 181051.6227 | 2154.4447 | 3690.9822 | 53.4128 | 0 | 113.906 | 350291.3159 | 17027.248 | 691879.8593 | 863749.6428 | 0 | 49371.0556 | 0 | 769204.4574 | 2001312.2126 | 1365936.708 | 6108772.4996 | 961560.8286 | 3904935.7281 | 3904935.7281 | 1478867.319 | 2443695.3611 | 0 | 10975269.0562 | 18802767.4644 | 3162277.6602 | 0.10385 | 105680.7343 | 181051.6227 | 2154.4447 | 3690.9822
1 | 1300 | 707 | 0.03 | 15 | 15 | 7 | 4.217e-09 | 5spot_SharedNeighbor | Water | Porous | Wet | R600a | MinimizeLCOE_Brownfield | IgnoreSilica | 50 | 2.3512 | 0.027412 | 4 | 101879.6614 | 173266.2518 | 2076.9547 | 3532.2669 | 53.4171 | 0 | 145.7993 | 359782.695 | 17491.3609 | 713369.0317 | 896418.8679 | 0 | 48467.026 | 0 | 793856.3028 | 2065451.2575 | 1409712.9241 | 6304549.4659 | 961560.8286 | 3904935.7281 | 3904935.7281 | 1478867.319 | 2443695.3611 | 0 | 11171046.0226 | 18998544.4308 | 4216965.0343 | 0.10965 | 101879.6614 | 173266.2518 | 2076.9547 | 3532.2669
1 | 1300 | 707 | 0.03 | 15 | 15 | 7 | 5.6234e-09 | 5spot_SharedNeighbor | Water | Porous | Wet | R600a | MinimizeLCOE_Brownfield | IgnoreSilica | 51.4628 | 2.4203 | 0.028576 | 4 | 99063.0345 | 167541.9947 | 2019.534 | 3415.5702 | 53.4202 | 0 | 141.0287 | 367144.3461 | 17851.2958 | 730093.4769 | 922016.7559 | 0 | 47618.259 | 0 | 813042.4122 | 2115369.5785 | 1443783.2038 | 6456919.3283 | 961560.8286 | 3904935.7281 | 3904935.7281 | 1478867.319 | 2443695.3611 | 0 | 11323415.885 | 19150914.2932 | 5623413.2519 | 0.11431 | 99063.0345 | 167541.9947 | 2019.534 | 3415.5702
1 | 1300 | 707 | 0.03 | 15 | 15 | 7 | 7.4989e-09 | 5spot_SharedNeighbor | Water | Porous | Wet | R600a | MinimizeLCOE_Brownfield | IgnoreSilica | 52.5908 | 2.4736 | 0.029494 | 4 | 96970.93 | 163319.1774 | 1976.8836 | 3329.4823 | 53.4224 | 0 | 109.9488 | 372776.9855 | 18126.67 | 742923.2015 | 941754.1091 | 0 | 46861.4225 | 0 | 827752.5316 | 2153642.2918 | 1469905.1171 | 6573742.3291 | 961560.8286 | 3904935.7281 | 3904935.7281 | 1478867.319 | 2443695.3611 | 0 | 11440238.8858 | 19267737.2939 | 7498942.0933 | 0.11798 | 96970.93 | 163319.1774 | 1976.8836 | 3329.4823
1 | 1300 | 707 | 0.03 | 15 | 15 | 7 | 1e-08 | 5spot_SharedNeighbor | Water | Porous | Wet | R600a | MinimizeLCOE_Brownfield | IgnoreSilica | 53.4534 | 2.5143 | 0.030208 | 4 | 95413.8115 | 160193.1411 | 1945.1396 | 3265.7539 | 53.424 | 0 | 112.9369 | 377058.9201 | 18335.9951 | 752695.5206 | 956845.8253 | 0 | 46216.8052 | 0 | 838949.6959 | 2182775.0164 | 1489788.8002 | 6662666.5788 | 961560.8286 | 3904935.7281 | 3904935.7281 | 1478867.319 | 2443695.3611 | 0 | 11529163.1355 | 19356661.5437 | 10000000 | 0.12083 | 95413.8115 | 160193.1411 | 1945.1396 | 3265.7539
1 | 1400 | 707 | 0.03 | 15 | 15 | 7 | 1e-13 | 5spot_SharedNeighbor | Water | Porous | Wet | R600a | MinimizeLCOE_Brownfield | IgnoreSilica | 0 | 0 | 0 | 0 | [6 empty] | 13.0569 | [19 empty] | 100 | 0
1 | 1400 | 707 | 0.03 | 15 | 15 | 7 | 1.3335e-13 | 5spot_SharedNeighbor | Water | Porous | Wet | R600a | MinimizeLCOE_Brownfield | IgnoreSilica | 0 | 0 | 0 | 0 | [6 empty] | 16.3467 | [19 empty] | 133.3521 | 0
1 | 1400 | 707 | 0.03 | 15 | 15 | 7 | 1.7783e-13 | 5spot_SharedNeighbor | Water | Porous | Wet | R600a | MinimizeLCOE_Brownfield | IgnoreSilica | 0 | 0 | 0 | 0 | [6 empty] | 20.2977 | [19 empty] | 177.8279 | 0
1 | 1400 | 707 | 0.03 | 15 | 15 | 7 | 2.3714e-13 | 5spot_SharedNeighbor | Water | Porous | Wet | R600a | MinimizeLCOE_Brownfield | IgnoreSilica | 0 | 0 | 0 | 0 | [6 empty] | 21.2657 | [19 empty] | 237.1374 | 0
1 | 1400 | 707 | 0.03 | 15 | 15 | 7 | 3.1623e-13 | 5spot_SharedNeighbor | Water | Porous | Wet | R600a | MinimizeLCOE_Brownfield | IgnoreSilica | 0 | 0 | 0 | 0 | [6 empty] | 20.1582 | [19 empty] | 316.2278 | 0
1 | 1400 | 707 | 0.03 | 15 | 15 | 7 | 4.217e-13 | 5spot_SharedNeighbor | Water | Porous | Wet | R600a | MinimizeLCOE_Brownfield | IgnoreSilica | 0 | 0 | 0 | 0 | [6 empty] | 33.3716 | [19 empty] | 421.6965 | 0
1 | 1400 | 707 | 0.03 | 15 | 15 | 7 | 5.6234e-13 | 5spot_SharedNeighbor | Water | Porous | Wet | R600a | MinimizeLCOE_Brownfield | IgnoreSilica | 0 | 0 | 0 | 0 | [6 empty] | 20.8933 | [19 empty] | 562.3413 | 0
1 | 1400 | 707 | 0.03 | 15 | 15 | 7 | 7.4989e-13 | 5spot_SharedNeighbor | Water | Porous | Wet | R600a | MinimizeLCOE_Brownfield | IgnoreSilica | 0 | 0 | 0 | 0 | [6 empty] | 22.4833 | [19 empty] | 749.8942 | 0
1 | 1400 | 707 | 0.03 | 15 | 15 | 7 | 1e-12 | 5spot_SharedNeighbor | Water | Porous | Wet | R600a | MinimizeLCOE_Brownfield | IgnoreSilica | 0 | 0 | 0 | 0 | [6 empty] | 23.4118 | [19 empty] | 1000 | 0
1 | 1400 | 707 | 0.03 | 15 | 15 | 7 | 1.3335e-12 | 5spot_SharedNeighbor | Water | Porous | Wet | R600a | MinimizeLCOE_Brownfield | IgnoreSilica | 0 | 0 | 0 | 0 | [6 empty] | 23.539 | [19 empty] | 1333.5214 | 0
1 | 1400 | 707 | 0.03 | 15 | 15 | 7 | 1.7783e-12 | 5spot_SharedNeighbor | Water | Porous | Wet | R600a | MinimizeLCOE_Brownfield | IgnoreSilica | 0 | 0 | 0 | 0 | [6 empty] | 27.3208 | [19 empty] | 1778.2794 | 0
1 | 1400 | 707 | 0.03 | 15 | 15 | 7 | 2.3714e-12 | 5spot_SharedNeighbor | Water | Porous | Wet | R600a | MinimizeLCOE_Brownfield | IgnoreSilica | 0 | 0 | 0 | 0 | [6 empty] | 30.6079 | [19 empty] | 2371.3737 | 0
1 | 1400 | 707 | 0.03 | 15 | 15 | 7 | 3.1623e-12 | 5spot_SharedNeighbor | Water | Porous | Wet | R600a | MinimizeLCOE_Brownfield | IgnoreSilica | 0 | 0 | 0 | 0 | [6 empty] | 35.1205 | [19 empty] | 3162.2777 | 0
1 | 1400 | 707 | 0.03 | 15 | 15 | 7 | 4.217e-12 | 5spot_SharedNeighbor | Water | Porous | Wet | R600a | MinimizeLCOE_Brownfield | IgnoreSilica | 0 | 0 | 0 | 0 | [6 empty] | 37.1295 | [19 empty] | 4216.965 | 0
1 | 1400 | 707 | 0.03 | 15 | 15 | 7 | 5.6234e-12 | 5spot_SharedNeighbor | Water | Porous | Wet | R600a | MinimizeLCOE_Brownfield | IgnoreSilica | 0 | 0 | 0 | 0 | [6 empty] | 35.4637 | [19 empty] | 5623.4133 | 0
1 | 1400 | 707 | 0.03 | 15 | 15 | 7 | 7.4989e-12 | 5spot_SharedNeighbor | Water | Porous | Wet | R600a | MinimizeLCOE_Brownfield | IgnoreSilica | 0 | 0 | 0 | 0 | [6 empty] | 35.2294 | [19 empty] | 7498.9421 | 0
1 | 1400 | 707 | 0.03 | 15 | 15 | 7 | 1e-11 | 5spot_SharedNeighbor | Water | Porous | Wet | R600a | MinimizeLCOE_Brownfield | IgnoreSilica | 0 | 0 | 0 | 0 | [6 empty] | 33.9296 | [19 empty] | 10000 | 0
1 | 1400 | 707 | 0.03 | 15 | 15 | 7 | 1.3335e-11 | 5spot_SharedNeighbor | Water | Porous | Wet | R600a | MinimizeLCOE_Brownfield | IgnoreSilica | 1.6 | 0.073026 | 0.000159 | 4 | 8825308.9693 | 21753756.9404 | 179915.8605 | 443479.7594 | 52.7337 | 0 | 35.8484 | 32294.0258 | 1508.4927 | 44396.8481 | 51467.9788 | 0 | 20224.6837 | 0 | 58457.8914 | 152095.442 | 103808.2644 | 464253.6269 | 961560.8286 | 4187241.4196 | 4187241.4196 | 1478867.319 | 2556617.6377 | 0 | 5613055.8751 | 13835782.2514 | 13335.2143 | 0.00063602 | 8825308.9693 | 21753756.9404 | 179915.8605 | 443479.7594
1 | 1400 | 707 | 0.03 | 15 | 15 | 7 | 1.7783e-11 | 5spot_SharedNeighbor | Water | Porous | Wet | R600a | MinimizeLCOE_Brownfield | IgnoreSilica | 1.6 | 0.073027 | 0.00039446 | 4 | 3552393.641 | 8763712.3321 | 72420.3493 | 178660.1297 | 52.7338 | 0 | 34.3344 | 32294.2758 | 1508.506 | 44397.0644 | 51468.0879 | 0 | 17680.0968 | 0 | 57465.732 | 149514.0469 | 102046.4092 | 456374.2191 | 961560.8286 | 4187241.4196 | 4187241.4196 | 1478867.319 | 2556617.6377 | 0 | 5605176.4673 | 13827902.8436 | 17782.7941 | 0.0015779 | 3552393.641 | 8763712.3321 | 72420.3493 | 178660.1297
1 | 1400 | 707 | 0.03 | 15 | 15 | 7 | 2.3714e-11 | 5spot_SharedNeighbor | Water | Porous | Wet | R600a | MinimizeLCOE_Brownfield | IgnoreSilica | 1.6 | 0.073027 | 0.00057105 | 4 | 2450825.6088 | 6050670.9282 | 49963.395 | 123351.111 | 52.734 | 0 | 33.701 | 32294.4634 | 1508.5159 | 44397.2266 | 51468.1698 | 0 | 15410.532 | 0 | 56580.774 | 147211.5677 | 100474.9198 | 449346.1692 | 961560.8286 | 4187241.4196 | 4187241.4196 | 1478867.319 | 2556617.6377 | 0 | 5598148.4174 | 13820874.7937 | 23713.7371 | 0.0022842 | 2450825.6088 | 6050670.9282 | 49963.395 | 123351.111
1 | 1400 | 707 | 0.03 | 15 | 15 | 7 | 3.1623e-11 | 5spot_SharedNeighbor | Water | Porous | Wet | R600a | MinimizeLCOE_Brownfield | IgnoreSilica | 3.2734 | 0.16181 | 0.0011632 | 4 | 1274876.5713 | 3042190.7256 | 25990.0833 | 62019.1728 | 54.5779 | 0 | 84.4484 | 58036.8976 | 2776.9423 | 83757.2134 | 83018.5427 | 0 | 25142.5153 | 0 | 98565.5234 | 256447.2734 | 175030.5336 | 782775.4417 | 961560.8286 | 4187241.4196 | 4187241.4196 | 1478867.319 | 2556617.6377 | 0 | 5931577.6899 | 14154304.0662 | 31622.7766 | 0.0046527 | 1274876.5713 | 3042190.7256 | 25990.0833 | 62019.1728
1 | 1400 | 707 | 0.03 | 15 | 15 | 7 | 4.217e-11 | 5spot_SharedNeighbor | Water | Porous | Wet | R600a | MinimizeLCOE_Brownfield | IgnoreSilica | 4.3212 | 0.21764 | 0.0017496 | 4 | 873986.7276 | 2048948.296 | 17817.4016 | 41770.5824 | 55.0227 | 0 | 83.2427 | 71821.7166 | 3459.4723 | 106124.5568 | 102803.7993 | 0 | 28200.6934 | 0 | 121839.993 | 317002.6691 | 216360.8354 | 967613.7361 | 961560.8286 | 4187241.4196 | 4187241.4196 | 1478867.319 | 2556617.6377 | 0 | 6116415.9843 | 14339142.3606 | 42169.6503 | 0.0069983 | 873986.7276 | 2048948.296 | 17817.4016 | 41770.5824
1 | 1400 | 707 | 0.03 | 15 | 15 | 7 | 5.6234e-11 | 5spot_SharedNeighbor | Water | Porous | Wet | R600a | MinimizeLCOE_Brownfield | IgnoreSilica | 5.6628 | 0.28903 | 0.0025311 | 4 | 626315.6104 | 1438471.2649 | 12768.2909 | 29325.1824 | 55.3542 | 0 | 114.1684 | 87933.4146 | 4258.8106 | 133121.0321 | 128109.6516 | 0 | 31554.829 | 0 | 150141.3178 | 390636.9106 | 266617.7183 | 1192373.6844 | 961560.8286 | 4187241.4196 | 4187241.4196 | 1478867.319 | 2556617.6377 | 0 | 6341175.9326 | 14563902.3089 | 56234.1325 | 0.010125 | 626315.6104 | 1438471.2649 | 12768.2909 | 29325.1824
1 | 1400 | 707 | 0.03 | 15 | 15 | 7 | 7.4989e-11 | 5spot_SharedNeighbor | Water | Porous | Wet | R600a | MinimizeLCOE_Brownfield | IgnoreSilica | 7.2977 | 0.37587 | 0.0035453 | 4 | 465520.4717 | 1045361.2735 | 9490.2645 | 21311.1035 | 55.5818 | 0 | 105.8328 | 105903.2755 | 5151.0828 | 164220.4103 | 158906.7622 | 0 | 34861.9936 | 0 | 182926.9745 | 475938.4643 | 324837.7814 | 1452746.7447 | 961560.8286 | 4187241.4196 | 4187241.4196 | 1478867.319 | 2556617.6377 | 0 | 6601548.9929 | 14824275.3692 | 74989.4209 | 0.014181 | 465520.4717 | 1045361.2735 | 9490.2645 | 21311.1035
1 | 1400 | 707 | 0.03 | 15 | 15 | 7 | 1e-10 | 5spot_SharedNeighbor | Water | Porous | Wet | R600a | MinimizeLCOE_Brownfield | IgnoreSilica | 9.6413 | 0.501 | 0.0049351 | 4 | 352706.3325 | 769246.3438 | 7190.3957 | 15682.1272 | 55.806 | 0 | 83.7194 | 129758.283 | 6337.8281 | 206620.1187 | 203193.5675 | 0 | 39709.8596 | 0 | 228391.6662 | 594228.2658 | 405573.0016 | 1813812.5905 | 961560.8286 | 4187241.4196 | 4187241.4196 | 1478867.319 | 2556617.6377 | 0 | 6962614.8387 | 15185341.215 | 100000 | 0.019741 | 352706.3325 | 769246.3438 | 7190.3957 | 15682.1272
1 | 1400 | 707 | 0.03 | 15 | 15 | 7 | 1.3335e-10 | 5spot_SharedNeighbor | Water | Porous | Wet | R600a | MinimizeLCOE_Brownfield | IgnoreSilica | 12.3527 | 0.6455 | 0.0066946 | 4 | 274863.5029 | 581928.6692 | 5603.4643 | 11863.403 | 55.9481 | 0 | 95.5714 | 155073.0669 | 7597.4995 | 253021.5201 | 254367.2967 | 0 | 43997.0284 | 0 | 278482.0005 | 724553.0409 | 494522.3385 | 2211613.7915 | 961560.8286 | 4187241.4196 | 4187241.4196 | 1478867.319 | 2556617.6377 | 0 | 7360416.0397 | 15583142.416 | 133352.1432 | 0.026778 | 274863.5029 | 581928.6692 | 5603.4643 | 11863.403
1 | 1400 | 707 | 0.03 | 15 | 15 | 7 | 1.7783e-10 | 5spot_SharedNeighbor | Water | Porous | Wet | R600a | MinimizeLCOE_Brownfield | IgnoreSilica | 15.6971 | 0.82379 | 0.0089392 | 4 | 219061.798 | 449025.1415 | 4465.8711 | 9153.9849 | 56.0564 | 0 | 106.66 | 184017.8098 | 9038.3041 | 307501.5297 | 317498.6586 | 0 | 48556.9518 | 0 | 337979.1691 | 879352.4689 | 600176.1289 | 2684121.0209 | 961560.8286 | 4187241.4196 | 4187241.4196 | 1478867.319 | 2556617.6377 | 0 | 7832923.2691 | 16055649.6454 | 177827.941 | 0.035757 | 219061.798 | 449025.1415 | 4465.8711 | 9153.9849
1 | 1400 | 707 | 0.03 | 15 | 15 | 7 | 2.3714e-10 | 5spot_SharedNeighbor | Water | Porous | Wet | R600a | MinimizeLCOE_Brownfield | IgnoreSilica | 19.6607 | 1.0351 | 0.011729 | 4 | 178466.1865 | 353723.6735 | 3638.2746 | 7211.1355 | 56.1375 | 0 | 91.7966 | 215954.0189 | 10628.2613 | 369115.6334 | 392331.6312 | 0 | 53044.3313 | 0 | 406018.8117 | 1056377.6621 | 720999.4608 | 3224469.8108 | 961560.8286 | 4187241.4196 | 4187241.4196 | 1478867.319 | 2556617.6377 | 0 | 8373272.059 | 16595998.4353 | 237137.3706 | 0.046918 | 178466.1865 | 353723.6735 | 3638.2746 | 7211.1355
1 | 1400 | 707 | 0.03 | 15 | 15 | 7 | 3.1623e-10 | 5spot_SharedNeighbor | Water | Porous | Wet | R600a | MinimizeLCOE_Brownfield | IgnoreSilica | 24.187 | 1.2765 | 0.015086 | 4 | 148650.962 | 284911.549 | 3030.4509 | 5808.3073 | 56.1982 | 0 | 125.3986 | 250092.9999 | 12327.8892 | 436477.218 | 477791.71 | 0 | 57186.7671 | 0 | 481211.8678 | 1252014.5699 | 854525.6703 | 3821628.6921 | 961560.8286 | 4187241.4196 | 4187241.4196 | 1478867.319 | 2556617.6377 | 0 | 8970430.9403 | 17193157.3166 | 316227.766 | 0.060346 | 148650.962 | 284911.549 | 3030.4509 | 5808.3073
1 | 1400 | 707 | 0.03 | 15 | 15 | 7 | 4.217e-10 | 5spot_SharedNeighbor | Water | Porous | Wet | R600a | MinimizeLCOE_Brownfield | IgnoreSilica | 29.1271 | 1.54 | 0.018957 | 4 | 126642.4728 | 235079.1259 | 2581.7781 | 4792.4059 | 56.2435 | 0 | 96.8988 | 285198.9104 | 14075.4314 | 507154.2914 | 571073.4856 | 0 | 60696.945 | 0 | 560897.6349 | 1459340.5901 | 996029.9392 | 4454467.2282 | 961560.8286 | 4187241.4196 | 4187241.4196 | 1478867.319 | 2556617.6377 | 0 | 9603269.4764 | 17825995.8527 | 421696.5034 | 0.07583 | 126642.4728 | 235079.1259 | 2581.7781 | 4792.4059
1 | 1400 | 707 | 0.03 | 15 | 15 | 7 | 5.6234e-10 | 5spot_SharedNeighbor | Water | Porous | Wet | R600a | MinimizeLCOE_Brownfield | IgnoreSilica | 34.2427 | 1.8129 | 0.023199 | 4 | 110368.2875 | 198979.0798 | 2250.0068 | 4056.4577 | 56.2772 | 0 | 117.6333 | 319697.6428 | 15792.3768 | 577838.9299 | 667677.2426 | 0 | 63332.0292 | 0 | 641291.9063 | 1668509.9932 | 1138792.3548 | 5092932.4758 | 961560.8286 | 4187241.4196 | 4187241.4196 | 1478867.319 | 2556617.6377 | 0 | 10241734.7239 | 18464461.1003 | 562341.3252 | 0.092796 | 110368.2875 | 198979.0798 | 2250.0068 | 4056.4577
1 | 1400 | 707 | 0.03 | 15 | 15 | 7 | 7.4989e-10 | 5spot_SharedNeighbor | Water | Porous | Wet | R600a | MinimizeLCOE_Brownfield | IgnoreSilica | 39.2003 | 2.0774 | 0.027574 | 4 | 98338.2753 | 172889.4775 | 2004.7588 | 3524.5858 | 56.3018 | 0 | 91.9113 | 351674.2013 | 17383.3737 | 644335.991 | 761303.1257 | 0 | 64852.9443 | 0 | 717424.358 | 1866591.0156 | 1273986.7228 | 5697551.7324 | 961560.8286 | 4187241.4196 | 4187241.4196 | 1478867.319 | 2556617.6377 | 0 | 10846353.9806 | 19069080.3569 | 749894.2093 | 0.1103 | 98338.2753 | 172889.4775 | 2004.7588 | 3524.5858
1 | 1400 | 707 | 0.03 | 15 | 15 | 7 | 1e-09 | 5spot_SharedNeighbor | Water | Porous | Wet | R600a | MinimizeLCOE_Brownfield | IgnoreSilica | 43.7675 | 2.3211 | 0.031839 | 4 | 89454.7054 | 154019.6119 | 1823.6552 | 3139.8981 | 56.3197 | 0 | 130.9432 | 380068.3927 | 18795.72 | 704109.6499 | 847558.4349 | 0 | 65379.1429 | 0 | 786205.4227 | 2045545.2371 | 1396126.6561 | 6243788.6562 | 961560.8286 | 4187241.4196 | 4187241.4196 | 1478867.319 | 2556617.6377 | 0 | 11392590.9044 | 19615317.2807 | 1000000 | 0.12736 | 89454.7054 | 154019.6119 | 1823.6552 | 3139.8981
1 | 1400 | 707 | 0.03 | 15 | 15 | 7 | 1.3335e-09 | 5spot_SharedNeighbor | Water | Porous | Wet | R600a | MinimizeLCOE_Brownfield | IgnoreSilica | 47.7434 | 2.5332 | 0.035767 | 4 | 82898.4253 | 140372.6876 | 1689.9965 | 2861.6871 | 56.3322 | 0 | 125.0726 | 404063.0002 | 19988.8772 | 755121.7845 | 922642.1419 | 0 | 65041.854 | 0 | 845074.4865 | 2198710.4653 | 1500665.0716 | 6711307.6812 | 961560.8286 | 4187241.4196 | 4187241.4196 | 1478867.319 | 2556617.6377 | 0 | 11860109.9294 | 20082836.3057 | 1333521.4322 | 0.14307 | 82898.4253 | 140372.6876 | 1689.9965 | 2861.6871
1 | 1400 | 707 | 0.03 | 15 | 15 | 7 | 1.7783e-09 | 5spot_SharedNeighbor | Water | Porous | Wet | R600a | MinimizeLCOE_Brownfield | IgnoreSilica | 51.0903 | 2.7117 | 0.039228 | 4 | 78057.7387 | 130460.9189 | 1591.3126 | 2659.6223 | 56.3409 | 0 | 134.0457 | 423792.7446 | 20969.6835 | 797395.4276 | 985840.8015 | 0 | 64177.5747 | 0 | 893948.7304 | 2325871.2225 | 1587454.9012 | 7099451.0861 | 961560.8286 | 4187241.4196 | 4187241.4196 | 1478867.319 | 2556617.6377 | 0 | 12248253.3343 | 20470979.7106 | 1778279.41 | 0.15691 | 78057.7387 | 130460.9189 | 1591.3126 | 2659.6223
1 | 1400 | 707 | 0.03 | 15 | 15 | 7 | 2.3714e-09 | 5spot_SharedNeighbor | Water | Porous | Wet | R600a | MinimizeLCOE_Brownfield | IgnoreSilica | 53.8017 | 2.8563 | 0.042156 | 4 | 74478.9416 | 123242.5946 | 1518.354 | 2512.467 | 56.3468 | 0 | 119.5334 | 439485.3684 | 21749.597 | 831224.5674 | 1037029.2302 | 0 | 62998.9376 | 0 | 933070.2033 | 2427657.2699 | 1656925.9701 | 7410141.1441 | 961560.8286 | 4187241.4196 | 4187241.4196 | 1478867.319 | 2556617.6377 | 0 | 12558943.3923 | 20781669.7686 | 2371373.7057 | 0.16862 | 74478.9416 | 123242.5946 | 1518.354 | 2512.467
1 | 1400 | 707 | 0.03 | 15 | 15 | 7 | 3.1623e-09 | 5spot_SharedNeighbor | Water | Porous | Wet | R600a | MinimizeLCOE_Brownfield | IgnoreSilica | 55.9555 | 2.9711 | 0.044562 | 4 | 71828.076 | 117958.3925 | 1464.3125 | 2404.7414 | 56.3508 | 0 | 105.122 | 451775.6144 | 22360.2797 | 857843.8342 | 1077681.2879 | 0 | 61737.6221 | 0 | 963845.4689 | 2507728.1983 | 1711576.024 | 7654548.3296 | 961560.8286 | 4187241.4196 | 4187241.4196 | 1478867.319 | 2556617.6377 | 0 | 12803350.5778 | 21026076.9541 | 3162277.6602 | 0.17825 | 71828.076 | 117958.3925 | 1464.3125 | 2404.7414
1 | 1400 | 707 | 0.03 | 15 | 15 | 7 | 4.217e-09 | 5spot_SharedNeighbor | Water | Porous | Wet | R600a | MinimizeLCOE_Brownfield | IgnoreSilica | 57.6527 | 3.0615 | 0.046502 | 4 | 69860.493 | 114066.9563 | 1424.2006 | 2325.4092 | 56.3535 | 0 | 142.1341 | 461356.6884 | 22836.2599 | 878670.3936 | 1109711.349 | 0 | 60560.4097 | 0 | 987922.6892 | 2570372.1866 | 1754331.8332 | 7845761.8096 | 961560.8286 | 4187241.4196 | 4187241.4196 | 1478867.319 | 2556617.6377 | 0 | 12994564.0578 | 21217290.4341 | 4216965.0343 | 0.18601 | 69860.493 | 114066.9563 | 1424.2006 | 2325.4092
1 | 1400 | 707 | 0.03 | 15 | 15 | 7 | 5.6234e-09 | 5spot_SharedNeighbor | Water | Porous | Wet | R600a | MinimizeLCOE_Brownfield | IgnoreSilica | 58.9561 | 3.131 | 0.04803 | 4 | 68397.2058 | 111197.3473 | 1394.3696 | 2266.9083 | 56.3553 | 0 | 129.8404 | 468653.9596 | 23198.7281 | 894576.346 | 1134304.4472 | 0 | 59491.1752 | 0 | 1006287.6159 | 2618153.9586 | 1786943.8744 | 7991610.1049 | 961560.8286 | 4187241.4196 | 4187241.4196 | 1478867.319 | 2556617.6377 | 0 | 13140412.3531 | 21363138.7294 | 5623413.2519 | 0.19212 | 68397.2058 | 111197.3473 | 1394.3696 | 2266.9083
1 | 1400 | 707 | 0.03 | 15 | 15 | 7 | 7.4989e-09 | 5spot_SharedNeighbor | Water | Porous | Wet | R600a | MinimizeLCOE_Brownfield | IgnoreSilica | 59.965 | 3.1847 | 0.049225 | 4 | 67307.0788 | 109067.786 | 1372.1458 | 2223.4943 | 56.3566 | 0 | 140.453 | 474267.2179 | 23477.5152 | 906837.2211 | 1153338.0164 | 0 | 58601.6651 | 0 | 1020443.4379 | 2654984.5037 | 1812081.4783 | 8104031.0556 | 961560.8286 | 4187241.4196 | 4187241.4196 | 1478867.319 | 2556617.6377 | 0 | 13252833.3038 | 21475559.6801 | 7498942.0933 | 0.1969 | 67307.0788 | 109067.786 | 1372.1458 | 2223.4943
1 | 1400 | 707 | 0.03 | 15 | 15 | 7 | 1e-08 | 5spot_SharedNeighbor | Water | Porous | Wet | R600a | MinimizeLCOE_Brownfield | IgnoreSilica | 60.7271 | 3.2253 | 0.050145 | 4 | 66493.7763 | 107488.3632 | 1355.5656 | 2191.2957 | 56.3574 | 0 | 121.8429 | 478487.9137 | 23687.1198 | 916070.9591 | 1167715.8027 | 0 | 57855.1427 | 0 | 1031088.6058 | 2682681.047 | 1830984.9382 | 8188571.5291 | 961560.8286 | 4187241.4196 | 4187241.4196 | 1478867.319 | 2556617.6377 | 0 | 13337373.7773 | 21560100.1536 | 10000000 | 0.20058 | 66493.7763 | 107488.3632 | 1355.5656 | 2191.2957
1 | 1500 | 707 | 0.03 | 15 | 15 | 7 | 1e-13 | 5spot_SharedNeighbor | Water | Porous | Wet | R600a | MinimizeLCOE_Brownfield | IgnoreSilica | 0 | 0 | 0 | 0 | [6 empty] | 13.2305 | [19 empty] | 100 | 0
1 | 1500 | 707 | 0.03 | 15 | 15 | 7 | 1.3335e-13 | 5spot_SharedNeighbor | Water | Porous | Wet | R600a | MinimizeLCOE_Brownfield | IgnoreSilica | 0 | 0 | 0 | 0 | [6 empty] | 16.8565 | [19 empty] | 133.3521 | 0
1 | 1500 | 707 | 0.03 | 15 | 15 | 7 | 1.7783e-13 | 5spot_SharedNeighbor | Water | Porous | Wet | R600a | MinimizeLCOE_Brownfield | IgnoreSilica | 0 | 0 | 0 | 0 | [6 empty] | 21.2694 | [19 empty] | 177.8279 | 0
1 | 1500 | 707 | 0.03 | 15 | 15 | 7 | 2.3714e-13 | 5spot_SharedNeighbor | Water | Porous | Wet | R600a | MinimizeLCOE_Brownfield | IgnoreSilica | 0 | 0 | 0 | 0 | [6 empty] | 21.9387 | [19 empty] | 237.1374 | 0
1 | 1500 | 707 | 0.03 | 15 | 15 | 7 | 3.1623e-13 | 5spot_SharedNeighbor | Water | Porous | Wet | R600a | MinimizeLCOE_Brownfield | IgnoreSilica | 0 | 0 | 0 | 0 | [6 empty] | 21.1156 | [19 empty] | 316.2278 | 0
1 | 1500 | 707 | 0.03 | 15 | 15 | 7 | 4.217e-13 | 5spot_SharedNeighbor | Water | Porous | Wet | R600a | MinimizeLCOE_Brownfield | IgnoreSilica | 0 | 0 | 0 | 0 | [6 empty] | 22.1109 | [19 empty] | 421.6965 | 0
1 | 1500 | 707 | 0.03 | 15 | 15 | 7 | 5.6234e-13 | 5spot_SharedNeighbor | Water | Porous | Wet | R600a | MinimizeLCOE_Brownfield | IgnoreSilica | 0 | 0 | 0 | 0 | [6 empty] | 21.8338 | [19 empty] | 562.3413 | 0
1 | 1500 | 707 | 0.03 | 15 | 15 | 7 | 7.4989e-13 | 5spot_SharedNeighbor | Water | Porous | Wet | R600a | MinimizeLCOE_Brownfield | IgnoreSilica | 0 | 0 | 0 | 0 | [6 empty] | 22.7216 | [19 empty] | 749.8942 | 0
1 | 1500 | 707 | 0.03 | 15 | 15 | 7 | 1e-12 | 5spot_SharedNeighbor | Water | Porous | Wet | R600a | MinimizeLCOE_Brownfield | IgnoreSilica | 0 | 0 | 0 | 0 | [6 empty] | 24.479 | [19 empty] | 1000 | 0
1 | 1500 | 707 | 0.03 | 15 | 15 | 7 | 1.3335e-12 | 5spot_SharedNeighbor | Water | Porous | Wet | R600a | MinimizeLCOE_Brownfield | IgnoreSilica | 0 | 0 | 0 | 0 | [6 empty] | 24.0945 | [19 empty] | 1333.5214 | 0
1 | 1500 | 707 | 0.03 | 15 | 15 | 7 | 1.7783e-12 | 5spot_SharedNeighbor | Water | Porous | Wet | R600a | MinimizeLCOE_Brownfield | IgnoreSilica | 0 | 0 | 0 | 0 | [6 empty] | 27.0528 | [19 empty] | 1778.2794 | 0
1 | 1500 | 707 | 0.03 | 15 | 15 | 7 | 2.3714e-12 | 5spot_SharedNeighbor | Water | Porous | Wet | R600a | MinimizeLCOE_Brownfield | IgnoreSilica | 0 | 0 | 0 | 0 | [6 empty] | 33.1801 | [19 empty] | 2371.3737 | 0
1 | 1500 | 707 | 0.03 | 15 | 15 | 7 | 3.1623e-12 | 5spot_SharedNeighbor | Water | Porous | Wet | R600a | MinimizeLCOE_Brownfield | IgnoreSilica | 0 | 0 | 0 | 0 | [6 empty] | 35.36 | [19 empty] | 3162.2777 | 0
1 | 1500 | 707 | 0.03 | 15 | 15 | 7 | 4.217e-12 | 5spot_SharedNeighbor | Water | Porous | Wet | R600a | MinimizeLCOE_Brownfield | IgnoreSilica | 0 | 0 | 0 | 0 | [6 empty] | 48.4203 | [19 empty] | 4216.965 | 0
1 | 1500 | 707 | 0.03 | 15 | 15 | 7 | 5.6234e-12 | 5spot_SharedNeighbor | Water | Porous | Wet | R600a | MinimizeLCOE_Brownfield | IgnoreSilica | 0 | 0 | 0 | 0 | [6 empty] | 37.8747 | [19 empty] | 5623.4133 | 0
1 | 1500 | 707 | 0.03 | 15 | 15 | 7 | 7.4989e-12 | 5spot_SharedNeighbor | Water | Porous | Wet | R600a | MinimizeLCOE_Brownfield | IgnoreSilica | 0 | 0 | 0 | 0 | [6 empty] | 35.9756 | [19 empty] | 7498.9421 | 0
1 | 1500 | 707 | 0.03 | 15 | 15 | 7 | 1e-11 | 5spot_SharedNeighbor | Water | Porous | Wet | R600a | MinimizeLCOE_Brownfield | IgnoreSilica | 1.6 | 0.080965 | 0.00029339 | 4 | 5060726.6738 | 12411081.7177 | 103169.7584 | 253016.688 | 55.1396 | 0 | 38.9892 | 36561.8513 | 1737.1194 | 48107.9772 | 53313.1834 | 0 | 22407.5541 | 0 | 63229.7973 | 164510.9624 | 112282.1122 | 502150.5575 | 961560.8286 | 4475407.202 | 4475407.202 | 1478867.319 | 2671883.9507 | 0 | 5939118.5881 | 14565277.0597 | 10000 | 0.0011736 | 5060726.6738 | 12411081.7177 | 103169.7584 | 253016.688
1 | 1500 | 707 | 0.03 | 15 | 15 | 7 | 1.3335e-11 | 5spot_SharedNeighbor | Water | Porous | Wet | R600a | MinimizeLCOE_Brownfield | IgnoreSilica | 1.9042 | 0.098855 | 0.00063316 | 4 | 2370679.7628 | 5776678.8765 | 48329.5135 | 117765.4124 | 55.7809 | 0 | 315.9598 | 42488.3253 | 2033.5266 | 56403.7103 | 59432.2509 | 0 | 22740.7299 | 0 | 71408.4318 | 185790.0916 | 126805.5551 | 567102.6216 | 961560.8286 | 4475407.202 | 4475407.202 | 1478867.319 | 2671883.9507 | 0 | 6004070.6521 | 14630229.1238 | 13335.2143 | 0.0025326 | 2370679.7628 | 5776678.8765 | 48329.5135 | 117765.4124
1 | 1500 | 707 | 0.03 | 15 | 15 | 7 | 1.7783e-11 | 5spot_SharedNeighbor | Water | Porous | Wet | R600a | MinimizeLCOE_Brownfield | IgnoreSilica | 2.5655 | 0.13795 | 0.0010867 | 4 | 1414110.1142 | 3398588.1656 | 28828.5474 | 69284.8167 | 56.6724 | 0 | 437.9418 | 54372.8162 | 2629.9795 | 73575.5114 | 72764.6268 | 0 | 25862.2808 | 0 | 89390.0338 | 232574.5314 | 158736.8966 | 709906.6766 | 961560.8286 | 4475407.202 | 4475407.202 | 1478867.319 | 2671883.9507 | 0 | 6146874.7072 | 14773033.1788 | 17782.7941 | 0.0043468 | 1414110.1142 | 3398588.1656 | 28828.5474 | 69284.8167
1 | 1500 | 707 | 0.03 | 15 | 15 | 7 | 2.3714e-11 | 5spot_SharedNeighbor | Water | Porous | Wet | R600a | MinimizeLCOE_Brownfield | IgnoreSilica | 3.4197 | 0.18869 | 0.0017049 | 4 | 926869.1417 | 2191761.1254 | 18895.4811 | 44682.0151 | 57.3302 | 0 | 76.8265 | 68296.4356 | 3330.9182 | 94466.4363 | 90022.0122 | 0 | 29292.8094 | 0 | 111309.3585 | 289604.1182 | 197660.7615 | 883982.8499 | 961560.8286 | 4475407.202 | 4475407.202 | 1478867.319 | 2671883.9507 | 0 | 6320950.8805 | 14947109.3521 | 23713.7371 | 0.0068197 | 926869.1417 | 2191761.1254 | 18895.4811 | 44682.0151
1 | 1500 | 707 | 0.03 | 15 | 15 | 7 | 3.1623e-11 | 5spot_SharedNeighbor | Water | Porous | Wet | R600a | MinimizeLCOE_Brownfield | IgnoreSilica | 4.5233 | 0.25438 | 0.0025367 | 4 | 643940.6118 | 1494073.5416 | 13127.6004 | 30458.71 | 57.8208 | 0 | 110.6766 | 84670.1402 | 4156.919 | 119915.1158 | 112336.8221 | 0 | 33102.8607 | 0 | 138130.9246 | 359388.3312 | 245289.9207 | 1096991.0343 | 961560.8286 | 4475407.202 | 4475407.202 | 1478867.319 | 2671883.9507 | 0 | 6533959.0649 | 15160117.5365 | 31622.7766 | 0.010147 | 643940.6118 | 1494073.5416 | 13127.6004 | 30458.71
1 | 1500 | 707 | 0.03 | 15 | 15 | 7 | 4.217e-11 | 5spot_SharedNeighbor | Water | Porous | Wet | R600a | MinimizeLCOE_Brownfield | IgnoreSilica | 5.9212 | 0.33763 | 0.0036414 | 4 | 466172.2599 | 1058401.6907 | 9503.5521 | 21576.9501 | 58.1813 | 0 | 113.4298 | 103614.3423 | 5113.9621 | 150345.4216 | 140601.9321 | 0 | 37193.9785 | 0 | 170379.1583 | 443291.6203 | 302555.6396 | 1353096.0547 | 961560.8286 | 4475407.202 | 4475407.202 | 1478867.319 | 2671883.9507 | 0 | 6790064.0853 | 15416222.5569 | 42169.6503 | 0.014566 | 466172.2599 | 1058401.6907 | 9503.5521 | 21576.9501
1 | 1500 | 707 | 0.03 | 15 | 15 | 7 | 5.6234e-11 | 5spot_SharedNeighbor | Water | Porous | Wet | R600a | MinimizeLCOE_Brownfield | IgnoreSilica | 7.5996 | 0.4373 | 0.005067 | 4 | 349402.8134 | 775006.2737 | 7123.049 | 15799.5512 | 58.4218 | 0 | 106.7223 | 124428.0386 | 6165.868 | 184869.0722 | 174473.8295 | 0 | 41098.4292 | 0 | 207103.7426 | 538841.4555 | 367770.3655 | 1644750.8012 | 961560.8286 | 4475407.202 | 4475407.202 | 1478867.319 | 2671883.9507 | 0 | 7081718.8318 | 15707877.3034 | 56234.1325 | 0.020268 | 349402.8134 | 775006.2737 | 7123.049 | 15799.5512
1 | 1500 | 707 | 0.03 | 15 | 15 | 7 | 7.4989e-11 | 5spot_SharedNeighbor | Water | Porous | Wet | R600a | MinimizeLCOE_Brownfield | IgnoreSilica | 10.046 | 0.58361 | 0.0070403 | 4 | 266116.8734 | 572432.216 | 5425.1524 | 11669.805 | 58.6756 | 0 | 108.8596 | 152625.4907 | 7593.8223 | 232829.3611 | 224057.8737 | 0 | 47081.8036 | 0 | 259033.457 | 673951.9201 | 459986.0338 | 2057159.7623 | 961560.8286 | 4475407.202 | 4475407.202 | 1478867.319 | 2671883.9507 | 0 | 7494127.7929 | 16120286.2645 | 74989.4209 | 0.028161 | 266116.8734 | 572432.216 | 5425.1524 | 11669.805
1 | 1500 | 707 | 0.03 | 15 | 15 | 7 | 1e-10 | 5spot_SharedNeighbor | Water | Porous | Wet | R600a | MinimizeLCOE_Brownfield | IgnoreSilica | 12.8861 | 0.75301 | 0.0095333 | 4 | 208458.6521 | 434669.9333 | 4249.7116 | 8861.3345 | 58.8325 | 0 | 85.6598 | 182608.9688 | 9111.9135 | 285440.824 | 281521.3952 | 0 | 52430.9801 | 0 | 316334.4918 | 823037.4587 | 561739.9773 | 2512226.0094 | 961560.8286 | 4475407.202 | 4475407.202 | 1478867.319 | 2671883.9507 | 0 | 7949194.04 | 16575352.5116 | 100000 | 0.038133 | 208458.6521 | 434669.9333 | 4249.7116 | 8861.3345
1 | 1500 | 707 | 0.03 | 15 | 15 | 7 | 1.3335e-10 | 5spot_SharedNeighbor | Water | Porous | Wet | R600a | MinimizeLCOE_Brownfield | IgnoreSilica | 16.3887 | 0.96195 | 0.012721 | 4 | 166833.1264 | 336361.885 | 3401.1189 | 6857.192 | 58.9519 | 0 | 101.4662 | 216881.2663 | 10847.4063 | 347176.1365 | 352392.0887 | 0 | 58101.3159 | 0 | 384305.3033 | 999883.5674 | 682441.0803 | 3052028.1648 | 961560.8286 | 4475407.202 | 4475407.202 | 1478867.319 | 2671883.9507 | 0 | 8488996.1954 | 17115154.667 | 133352.1432 | 0.050883 | 166833.1264 | 336361.885 | 3401.1189 | 6857.192
1 | 1500 | 707 | 0.03 | 15 | 15 | 7 | 1.7783e-10 | 5spot_SharedNeighbor | Water | Porous | Wet | R600a | MinimizeLCOE_Brownfield | IgnoreSilica | 20.5692 | 1.2113 | 0.016703 | 4 | 136350.1222 | 265459.0023 | 2779.6817 | 5411.7408 | 59.0418 | 0 | 91.2819 | 254947.6145 | 12775.0266 | 417437.2345 | 436970.2961 | 0 | 63759.1385 | 0 | 462496.831 | 1203321.8831 | 821291.911 | 3672999.9353 | 961560.8286 | 4475407.202 | 4475407.202 | 1478867.319 | 2671883.9507 | 0 | 9109967.9658 | 17736126.4375 | 177827.941 | 0.066813 | 136350.1222 | 265459.0023 | 2779.6817 | 5411.7408
1 | 1500 | 707 | 0.03 | 15 | 15 | 7 | 2.3714e-10 | 5spot_SharedNeighbor | Water | Porous | Wet | R600a | MinimizeLCOE_Brownfield | IgnoreSilica | 25.3829 | 1.4984 | 0.021528 | 4 | 113818.162 | 213991.9038 | 2320.3372 | 4362.5144 | 59.1093 | 0 | 122.3653 | 295950.3054 | 14851.005 | 494831.1823 | 534347.6357 | 0 | 69054.755 | 0 | 549523.6046 | 1429747.6963 | 975832.1811 | 4364138.3654 | 961560.8286 | 4475407.202 | 4475407.202 | 1478867.319 | 2671883.9507 | 0 | 9801106.396 | 18427264.8676 | 237137.3706 | 0.086112 | 113818.162 | 213991.9038 | 2320.3372 | 4362.5144
1 | 1500 | 707 | 0.03 | 15 | 15 | 7 | 3.1623e-10 | 5spot_SharedNeighbor | Water | Porous | Wet | R600a | MinimizeLCOE_Brownfield | IgnoreSilica | 30.7083 | 1.816 | 0.02715 | 4 | 97079.1845 | 176510.0087 | 1979.0905 | 3598.3953 | 59.1599 | 0 | 105.9206 | 338646.7312 | 17012.0398 | 577076.8442 | 642084.8825 | 0 | 73670.9047 | 0 | 642911.6469 | 1672724.226 | 1141668.6553 | 5105795.9307 | 961560.8286 | 4475407.202 | 4475407.202 | 1478867.319 | 2671883.9507 | 0 | 10542763.9612 | 19168922.4329 | 316227.766 | 0.1086 | 97079.1845 | 176510.0087 | 1979.0905 | 3598.3953
1 | 1500 | 707 | 0.03 | 15 | 15 | 7 | 4.217e-10 | 5spot_SharedNeighbor | Water | Porous | Wet | R600a | MinimizeLCOE_Brownfield | IgnoreSilica | 36.287 | 2.1488 | 0.03338 | 4 | 84621.024 | 149226.0733 | 1725.114 | 3042.1753 | 59.1977 | 0 | 139.8958 | 381037.5232 | 19156.7611 | 660206.8065 | 754955.9287 | 0 | 77207.4045 | 0 | 738100.1254 | 1920385.1211 | 1310702.3051 | 5861751.9756 | 961560.8286 | 4475407.202 | 4475407.202 | 1478867.319 | 2671883.9507 | 0 | 11298720.0062 | 19924878.4778 | 421696.5034 | 0.13352 | 84621.024 | 149226.0733 | 1725.114 | 3042.1753
1 | 1500 | 707 | 0.03 | 15 | 15 | 7 | 5.6234e-10 | 5spot_SharedNeighbor | Water | Porous | Wet | R600a | MinimizeLCOE_Brownfield | IgnoreSilica | 41.7749 | 2.4762 | 0.039893 | 4 | 75355.2129 | 129413.685 | 1536.2179 | 2638.273 | 59.2254 | 0 | 126.3512 | 420861.8572 | 21170.7675 | 739505.0441 | 865996.8749 | 0 | 79359.5198 | 0 | 829488.6848 | 2158159.4063 | 1472988.1405 | 6587530.2952 | 961560.8286 | 4475407.202 | 4475407.202 | 1478867.319 | 2671883.9507 | 0 | 12024498.3258 | 20650656.7974 | 562341.3252 | 0.15957 | 75355.2129 | 129413.685 | 1536.2179 | 2638.273
1 | 1500 | 707 | 0.03 | 15 | 15 | 7 | 7.4989e-10 | 5spot_SharedNeighbor | Water | Porous | Wet | R600a | MinimizeLCOE_Brownfield | IgnoreSilica | 46.9151 | 2.7828 | 0.046331 | 4 | 68476.5316 | 115022.8644 | 1395.9867 | 2344.8967 | 59.2453 | 0 | 120.3508 | 456752.3185 | 22985.0141 | 811886.4955 | 969998.2745 | 0 | 80254.3895 | 0 | 913331.8319 | 2376302.0765 | 1621874.9953 | 7253385.3958 | 961560.8286 | 4475407.202 | 4475407.202 | 1478867.319 | 2671883.9507 | 0 | 12690353.4264 | 21316511.898 | 749894.2093 | 0.18532 | 68476.5316 | 115022.8644 | 1395.9867 | 2344.8967
1 | 1500 | 707 | 0.03 | 15 | 15 | 7 | 1e-09 | 5spot_SharedNeighbor | Water | Porous | Wet | R600a | MinimizeLCOE_Brownfield | IgnoreSilica | 51.4239 | 3.0517 | 0.052319 | 4 | 63378.4656 | 104597.2971 | 1292.0557 | 2132.3574 | 59.2588 | 0 | 151.4037 | 487259.562 | 24526.4476 | 874054.6541 | 1061211.8039 | 0 | 79926.5713 | 0 | 985521.8252 | 2564125.6308 | 1750068.4306 | 7826694.9256 | 961560.8286 | 4475407.202 | 4475407.202 | 1478867.319 | 2671883.9507 | 0 | 13263662.9562 | 21889821.4278 | 1000000 | 0.20928 | 63378.4656 | 104597.2971 | 1292.0557 | 2132.3574
1 | 1500 | 707 | 0.03 | 15 | 15 | 7 | 1.3335e-09 | 5spot_SharedNeighbor | Water | Porous | Wet | R600a | MinimizeLCOE_Brownfield | IgnoreSilica | 55.2561 | 3.2802 | 0.057647 | 4 | 59602.4802 | 97011.9289 | 1215.0772 | 1977.7194 | 59.2677 | 0 | 129.4302 | 512545.199 | 25803.5017 | 926012.7227 | 1138716.3082 | 0 | 78856.4725 | 0 | 1045954.3396 | 2721358.6369 | 1857383.188 | 8306630.3686 | 961560.8286 | 4475407.202 | 4475407.202 | 1478867.319 | 2671883.9507 | 0 | 13743598.3992 | 22369756.8708 | 1333521.4322 | 0.23059 | 59602.4802 | 97011.9289 | 1215.0772 | 1977.7194
1 | 1500 | 707 | 0.03 | 15 | 15 | 7 | 1.7783e-09 | 5spot_SharedNeighbor | Water | Porous | Wet | R600a | MinimizeLCOE_Brownfield | IgnoreSilica | 58.3714 | 3.4658 | 0.062181 | 4 | 56804.3738 | 91486.2273 | 1158.034 | 1865.0705 | 59.2734 | 0 | 129.6225 | 532698.7444 | 26820.9624 | 967697.8316 | 1201702.3114 | 0 | 77295.2228 | 0 | 1094423.8783 | 2847466.4341 | 1943454.3509 | 8691559.7359 | 961560.8286 | 4475407.202 | 4475407.202 | 1478867.319 | 2671883.9507 | 0 | 14128527.7665 | 22754686.2381 | 1778279.41 | 0.24872 | 56804.3738 | 91486.2273 | 1158.034 | 1865.0705
1 | 1500 | 707 | 0.03 | 15 | 15 | 7 | 2.3714e-09 | 5spot_SharedNeighbor | Water | Porous | Wet | R600a | MinimizeLCOE_Brownfield | IgnoreSilica | 60.8781 | 3.6151 | 0.06594 | 4 | 54728.3144 | 87432.9479 | 1115.7107 | 1782.4389 | 59.2769 | 0 | 147.2263 | 548668.9036 | 27626.9509 | 1000899.3398 | 1252368.1615 | 0 | 75638.1962 | 0 | 1133028.6053 | 2947908.0148 | 2012007.7935 | 8998145.9655 | 961560.8286 | 4475407.202 | 4475407.202 | 1478867.319 | 2671883.9507 | 0 | 14435113.9961 | 23061272.4677 | 2371373.7057 | 0.26376 | 54728.3144 | 87432.9479 | 1115.7107 | 1782.4389
1 | 1500 | 707 | 0.03 | 15 | 15 | 7 | 3.1623e-09 | 5spot_SharedNeighbor | Water | Porous | Wet | R600a | MinimizeLCOE_Brownfield | IgnoreSilica | 62.842 | 3.732 | 0.068972 | 4 | 53185.5171 | 84452.5763 | 1084.2587 | 1721.68 | 59.279 | 0 | 137.5947 | 561033.5045 | 28250.7962 | 1026706.8168 | 1292049.5773 | 0 | 74019.3942 | 0 | 1163003.4347 | 3025896.3724 | 2065236.4501 | 9236196.3462 | 961560.8286 | 4475407.202 | 4475407.202 | 1478867.319 | 2671883.9507 | 0 | 14673164.3768 | 23299322.8484 | 3162277.6602 | 0.27589 | 53185.5171 | 84452.5763 | 1084.2587 | 1721.68
1 | 1500 | 707 | 0.03 | 15 | 15 | 7 | 4.217e-09 | 5spot_SharedNeighbor | Water | Porous | Wet | R600a | MinimizeLCOE_Brownfield | IgnoreSilica | 64.3593 | 3.8223 | 0.071371 | 4 | 52037.1308 | 82253.1028 | 1060.8473 | 1676.8408 | 59.2803 | 0 | 143.0826 | 570500.9783 | 28728.3601 | 1046527.123 | 1322699.9041 | 0 | 72550.378 | 0 | 1185992.6299 | 3085709.5425 | 2106060.1678 | 9418769.0837 | 961560.8286 | 4475407.202 | 4475407.202 | 1478867.319 | 2671883.9507 | 0 | 14855737.1143 | 23481895.5859 | 4216965.0343 | 0.28548 | 52037.1308 | 82253.1028 | 1060.8473 | 1676.8408
1 | 1500 | 707 | 0.03 | 15 | 15 | 7 | 5.6234e-09 | 5spot_SharedNeighbor | Water | Porous | Wet | R600a | MinimizeLCOE_Brownfield | IgnoreSilica | 65.5332 | 3.8921 | 0.073251 | 4 | 51181.0481 | 80621.382 | 1043.3949 | 1643.5759 | 59.281 | 0 | 157.2925 | 577776.3225 | 29095.2804 | 1061793.2473 | 1346409.894 | 0 | 71312.3554 | 0 | 1203690.9688 | 3131756.9899 | 2137488.4968 | 9559323.555 | 961560.8286 | 4475407.202 | 4475407.202 | 1478867.319 | 2671883.9507 | 0 | 14996291.5855 | 23622450.0572 | 5623413.2519 | 0.293 | 51181.0481 | 80621.382 | 1043.3949 | 1643.5759
1 | 1500 | 707 | 0.03 | 15 | 15 | 7 | 7.4989e-09 | 5spot_SharedNeighbor | Water | Porous | Wet | R600a | MinimizeLCOE_Brownfield | IgnoreSilica | 66.4151 | 3.9445 | 0.074696 | 4 | 50542.0507 | 79412.7571 | 1030.3681 | 1618.9365 | 59.2814 | 0 | 145.0612 | 583212.9279 | 29369.4278 | 1073220.9339 | 1364216.1205 | 0 | 70255.086 | 0 | 1216907.0535 | 3166142.5312 | 2160957.3353 | 9664281.4162 | 961560.8286 | 4475407.202 | 4475407.202 | 1478867.319 | 2671883.9507 | 0 | 15101249.4468 | 23727407.9184 | 7498942.0933 | 0.29879 | 50542.0507 | 79412.7571 | 1030.3681 | 1618.9365
1 | 1500 | 707 | 0.03 | 15 | 15 | 7 | 1e-08 | 5spot_SharedNeighbor | Water | Porous | Wet | R600a | MinimizeLCOE_Brownfield | IgnoreSilica | 67.0996 | 3.9852 | 0.075815 | 4 | 50064.5903 | 78509.3169 | 1020.6344 | 1600.5186 | 59.2817 | 0 | 154.0684 | 587416.9529 | 29581.3976 | 1082069.3765 | 1378037.2084 | 0 | 69437.0284 | 0 | 1227151.3659 | 3192796.1307 | 2179148.9646 | 9745638.425 | 961560.8286 | 4475407.202 | 4475407.202 | 1478867.319 | 2671883.9507 | 0 | 15182606.4556 | 23808764.9272 | 10000000 | 0.30326 | 50064.5903 | 78509.3169 | 1020.6344 | 1600.5186
1 | 1600 | 707 | 0.03 | 15 | 15 | 7 | 1e-13 | 5spot_SharedNeighbor | Water | Porous | Wet | R600a | MinimizeLCOE_Brownfield | IgnoreSilica | 0 | 0 | 0 | 0 | [6 empty] | 14.738 | [19 empty] | 100 | 0
1 | 1600 | 707 | 0.03 | 15 | 15 | 7 | 1.3335e-13 | 5spot_SharedNeighbor | Water | Porous | Wet | R600a | MinimizeLCOE_Brownfield | IgnoreSilica | 0 | 0 | 0 | 0 | [6 empty] | 16.0509 | [19 empty] | 133.3521 | 0
1 | 1600 | 707 | 0.03 | 15 | 15 | 7 | 1.7783e-13 | 5spot_SharedNeighbor | Water | Porous | Wet | R600a | MinimizeLCOE_Brownfield | IgnoreSilica | 0 | 0 | 0 | 0 | [6 empty] | 20.2885 | [19 empty] | 177.8279 | 0
1 | 1600 | 707 | 0.03 | 15 | 15 | 7 | 2.3714e-13 | 5spot_SharedNeighbor | Water | Porous | Wet | R600a | MinimizeLCOE_Brownfield | IgnoreSilica | 0 | 0 | 0 | 0 | [6 empty] | 21.6532 | [19 empty] | 237.1374 | 0
1 | 1600 | 707 | 0.03 | 15 | 15 | 7 | 3.1623e-13 | 5spot_SharedNeighbor | Water | Porous | Wet | R600a | MinimizeLCOE_Brownfield | IgnoreSilica | 0 | 0 | 0 | 0 | [6 empty] | 20.8691 | [19 empty] | 316.2278 | 0
1 | 1600 | 707 | 0.03 | 15 | 15 | 7 | 4.217e-13 | 5spot_SharedNeighbor | Water | Porous | Wet | R600a | MinimizeLCOE_Brownfield | IgnoreSilica | 0 | 0 | 0 | 0 | [6 empty] | 22.2007 | [19 empty] | 421.6965 | 0
1 | 1600 | 707 | 0.03 | 15 | 15 | 7 | 5.6234e-13 | 5spot_SharedNeighbor | Water | Porous | Wet | R600a | MinimizeLCOE_Brownfield | IgnoreSilica | 0 | 0 | 0 | 0 | [6 empty] | 21.174 | [19 empty] | 562.3413 | 0
1 | 1600 | 707 | 0.03 | 15 | 15 | 7 | 7.4989e-13 | 5spot_SharedNeighbor | Water | Porous | Wet | R600a | MinimizeLCOE_Brownfield | IgnoreSilica | 0 | 0 | 0 | 0 | [6 empty] | 23.6777 | [19 empty] | 749.8942 | 0
1 | 1600 | 707 | 0.03 | 15 | 15 | 7 | 1e-12 | 5spot_SharedNeighbor | Water | Porous | Wet | R600a | MinimizeLCOE_Brownfield | IgnoreSilica | 0 | 0 | 0 | 0 | [6 empty] | 24.6521 | [19 empty] | 1000 | 0
1 | 1600 | 707 | 0.03 | 15 | 15 | 7 | 1.3335e-12 | 5spot_SharedNeighbor | Water | Porous | Wet | R600a | MinimizeLCOE_Brownfield | IgnoreSilica | 0 | 0 | 0 | 0 | [6 empty] | 28.6256 | [19 empty] | 1333.5214 | 0
1 | 1600 | 707 | 0.03 | 15 | 15 | 7 | 1.7783e-12 | 5spot_SharedNeighbor | Water | Porous | Wet | R600a | MinimizeLCOE_Brownfield | IgnoreSilica | 0 | 0 | 0 | 0 | [6 empty] | 31.1806 | [19 empty] | 1778.2794 | 0
1 | 1600 | 707 | 0.03 | 15 | 15 | 7 | 2.3714e-12 | 5spot_SharedNeighbor | Water | Porous | Wet | R600a | MinimizeLCOE_Brownfield | IgnoreSilica | 0 | 0 | 0 | 0 | [6 empty] | 36.2766 | [19 empty] | 2371.3737 | 0
1 | 1600 | 707 | 0.03 | 15 | 15 | 7 | 3.1623e-12 | 5spot_SharedNeighbor | Water | Porous | Wet | R600a | MinimizeLCOE_Brownfield | IgnoreSilica | 0 | 0 | 0 | 0 | [6 empty] | 38.4579 | [19 empty] | 3162.2777 | 0
1 | 1600 | 707 | 0.03 | 15 | 15 | 7 | 4.217e-12 | 5spot_SharedNeighbor | Water | Porous | Wet | R600a | MinimizeLCOE_Brownfield | IgnoreSilica | 0 | 0 | 0 | 0 | [6 empty] | 41.2918 | [19 empty] | 4216.965 | 0
1 | 1600 | 707 | 0.03 | 15 | 15 | 7 | 5.6234e-12 | 5spot_SharedNeighbor | Water | Porous | Wet | R600a | MinimizeLCOE_Brownfield | IgnoreSilica | 0 | 0 | 0 | 0 | [6 empty] | 38.8307 | [19 empty] | 5623.4133 | 0
1 | 1600 | 707 | 0.03 | 15 | 15 | 7 | 7.4989e-12 | 5spot_SharedNeighbor | Water | Porous | Wet | R600a | MinimizeLCOE_Brownfield | IgnoreSilica | 1.6 | 0.088905 | 0.00039801 | 4 | 3939571.0797 | 9616455.5109 | 80313.4851 | 196044.4528 | 57.5101 | 0 | 41.5327 | 40911.5599 | 1975.9383 | 51730.6511 | 55065.3087 | 0 | 24967.5154 | 0 | 68113.8797 | 177218.3428 | 120955.1604 | 540938.3563 | 961560.8286 | 4769433.0752 | 4769433.0752 | 1478867.319 | 2789494.2999 | 0 | 6271932.2601 | 15309726.9543 | 7498.9421 | 0.001592 | 3939571.0797 | 9616455.5109 | 80313.4851 | 196044.4528
1 | 1600 | 707 | 0.03 | 15 | 15 | 7 | 1e-11 | 5spot_SharedNeighbor | Water | Porous | Wet | R600a | MinimizeLCOE_Brownfield | IgnoreSilica | 1.9237 | 0.11007 | 0.00083701 | 4 | 1896131.9163 | 4595554.7487 | 38655.2138 | 93686.5995 | 58.2722 | 0 | 331.2807 | 48041.1145 | 2338.8306 | 61324.2666 | 62014.4058 | 0 | 25601.5142 | 0 | 77734.8514 | 202250.1377 | 138039.8748 | 617344.9957 | 961560.8286 | 4769433.0752 | 4769433.0752 | 1478867.319 | 2789494.2999 | 0 | 6348338.8995 | 15386133.5936 | 10000 | 0.003348 | 1896131.9163 | 4595554.7487 | 38655.2138 | 93686.5995
1 | 1600 | 707 | 0.03 | 15 | 15 | 7 | 1.3335e-11 | 5spot_SharedNeighbor | Water | Porous | Wet | R600a | MinimizeLCOE_Brownfield | IgnoreSilica | 2.5849 | 0.15342 | 0.0014263 | 4 | 1140136.4392 | 2724285.0761 | 23243.2235 | 55538.2361 | 59.2625 | 0 | 461.6507 | 61451.5278 | 3024.2053 | 79911.2373 | 76214.7426 | 0 | 29183.3406 | 0 | 97416.1709 | 253456.8939 | 172989.5381 | 773647.6565 | 961560.8286 | 4769433.0752 | 4769433.0752 | 1478867.319 | 2789494.2999 | 0 | 6504641.5603 | 15542436.2544 | 13335.2143 | 0.0057051 | 1140136.4392 | 2724285.0761 | 23243.2235 | 55538.2361
1 | 1600 | 707 | 0.03 | 15 | 15 | 7 | 1.7783e-11 | 5spot_SharedNeighbor | Water | Porous | Wet | R600a | MinimizeLCOE_Brownfield | IgnoreSilica | 3.4392 | 0.20946 | 0.0022315 | 4 | 750016.4557 | 1762549.8008 | 15290.0999 | 35931.9617 | 59.9973 | 0 | 90.1284 | 77154.8561 | 3829.6897 | 102440.9109 | 94547.0436 | 0 | 33140.3011 | 0 | 121333.9925 | 315686.1596 | 215462.2906 | 963595.2442 | 961560.8286 | 4769433.0752 | 4769433.0752 | 1478867.319 | 2789494.2999 | 0 | 6694589.148 | 15732383.8421 | 17782.7941 | 0.0089259 | 750016.4557 | 1762549.8008 | 15290.0999 | 35931.9617
1 | 1600 | 707 | 0.03 | 15 | 15 | 7 | 2.3714e-11 | 5spot_SharedNeighbor | Water | Porous | Wet | R600a | MinimizeLCOE_Brownfield | IgnoreSilica | 4.5575 | 0.28311 | 0.0033159 | 4 | 522515.9131 | 1203917.4126 | 10652.1936 | 24543.4849 | 60.5533 | 0 | 107.1861 | 95883.3488 | 4791.9152 | 130298.3199 | 118595.7465 | 0 | 37682.0635 | 0 | 151028.0436 | 392943.9894 | 268192.347 | 1199415.7739 | 961560.8286 | 4769433.0752 | 4769433.0752 | 1478867.319 | 2789494.2999 | 0 | 6930409.6777 | 15968204.3719 | 23713.7371 | 0.013264 | 522515.9131 | 1203917.4126 | 10652.1936 | 24543.4849
1 | 1600 | 707 | 0.03 | 15 | 15 | 7 | 3.1623e-11 | 5spot_SharedNeighbor | Water | Porous | Wet | R600a | MinimizeLCOE_Brownfield | IgnoreSilica | 5.9601 | 0.37553 | 0.0047551 | 4 | 379102.0279 | 854267.6628 | 7728.5076 | 17415.4018 | 60.9575 | 0 | 127.163 | 117336.5912 | 5895.4369 | 163278.6202 | 148757.1985 | 0 | 42459.198 | 0 | 186313.5475 | 484749.6324 | 330851.5847 | 1479641.8093 | 961560.8286 | 4769433.0752 | 4769433.0752 | 1478867.319 | 2789494.2999 | 0 | 7210635.7132 | 16248430.4073 | 31622.7766 | 0.01902 | 379102.0279 | 854267.6628 | 7728.5076 | 17415.4018
1 | 1600 | 707 | 0.03 | 15 | 15 | 7 | 4.217e-11 | 5spot_SharedNeighbor | Water | Porous | Wet | R600a | MinimizeLCOE_Brownfield | IgnoreSilica | 7.6339 | 0.48557 | 0.0066106 | 4 | 284674.6099 | 626464.9976 | 5803.477 | 12771.3363 | 61.2264 | 0 | 100.0107 | 140779.3715 | 7101.2836 | 200498.7329 | 184696.1062 | 0 | 46959.8115 | 0 | 226213.7692 | 588561.8246 | 401705.539 | 1796516.4385 | 961560.8286 | 4769433.0752 | 4769433.0752 | 1478867.319 | 2789494.2999 | 0 | 7527510.3423 | 16565305.0365 | 42169.6503 | 0.026443 | 284674.6099 | 626464.9976 | 5803.477 | 12771.3363
1 | 1600 | 707 | 0.03 | 15 | 15 | 7 | 5.6234e-11 | 5spot_SharedNeighbor | Water | Porous | Wet | R600a | MinimizeLCOE_Brownfield | IgnoreSilica | 10.1017 | 0.64906 | 0.0091871 | 4 | 217184.6925 | 463122.6842 | 4427.6037 | 9441.3823 | 61.5142 | 0 | 108.2837 | 172929.1686 | 8758.2211 | 252827.3595 | 237928.22 | 0 | 54060.959 | 0 | 283336.532 | 737183.536 | 503142.9109 | 2250166.9072 | 961560.8286 | 4769433.0752 | 4769433.0752 | 1478867.319 | 2789494.2999 | 0 | 7981160.811 | 17018955.5052 | 56234.1325 | 0.036748 | 217184.6925 | 463122.6842 | 4427.6037 | 9441.3823
1 | 1600 | 707 | 0.03 | 15 | 15 | 7 | 7.4989e-11 | 5spot_SharedNeighbor | Water | Porous | Wet | R600a | MinimizeLCOE_Brownfield | IgnoreSilica | 12.9787 | 0.83911 | 0.01245 | 4 | 170344.5305 | 351827.9953 | 3472.7037 | 7172.4896 | 61.6924 | 0 | 87.4613 | 207239.7136 | 10525.6582 | 310442.8118 | 299872.589 | 0 | 60476.3956 | 0 | 346537.2956 | 901618.9585 | 615373.4656 | 2752086.8877 | 961560.8286 | 4769433.0752 | 4769433.0752 | 1478867.319 | 2789494.2999 | 0 | 8483080.7915 | 17520875.4856 | 74989.4209 | 0.0498 | 170344.5305 | 351827.9953 | 3472.7037 | 7172.4896
1 | 1600 | 707 | 0.03 | 15 | 15 | 7 | 1e-10 | 5spot_SharedNeighbor | Water | Porous | Wet | R600a | MinimizeLCOE_Brownfield | IgnoreSilica | 16.513 | 1.0726 | 0.016629 | 4 | 136440.7379 | 272317.9212 | 2781.529 | 5551.5692 | 61.8272 | 0 | 116.9445 | 246297.6028 | 12537.5444 | 377771.2157 | 375972.8278 | 0 | 67179.1181 | 0 | 421105.7404 | 1095630.756 | 747790.5039 | 3344285.3092 | 961560.8286 | 4769433.0752 | 4769433.0752 | 1478867.319 | 2789494.2999 | 0 | 9075279.213 | 18113073.9072 | 100000 | 0.066514 | 136440.7379 | 272317.9212 | 2781.529 | 5551.5692
1 | 1600 | 707 | 0.03 | 15 | 15 | 7 | 1.3335e-10 | 5spot_SharedNeighbor | Water | Porous | Wet | R600a | MinimizeLCOE_Brownfield | IgnoreSilica | 20.7861 | 1.355 | 0.021887 | 4 | 111539.2002 | 214771.4305 | 2273.8775 | 4378.4061 | 61.9297 | 0 | 99.2565 | 290229.2416 | 14799.9476 | 455386.5587 | 467990.0023 | 0 | 74058.1347 | 0 | 507960.9151 | 1321610.1039 | 902026.0523 | 4034060.956 | 961560.8286 | 4769433.0752 | 4769433.0752 | 1478867.319 | 2789494.2999 | 0 | 9765054.8598 | 18802849.554 | 133352.1432 | 0.087548 | 111539.2002 | 214771.4305 | 2273.8775 | 4378.4061
1 | 1600 | 707 | 0.03 | 15 | 15 | 7 | 1.7783e-10 | 5spot_SharedNeighbor | Water | Porous | Wet | R600a | MinimizeLCOE_Brownfield | IgnoreSilica | 25.7554 | 1.6834 | 0.028313 | 4 | 93063.3951 | 172866.3024 | 1897.2232 | 3524.1134 | 62.0068 | 0 | 140.3593 | 337978.7484 | 17258.0375 | 541689.1807 | 575003.6025 | 0 | 80597.5519 | 0 | 605485.5772 | 1575349.2696 | 1075208.2467 | 4808570.2145 | 961560.8286 | 4769433.0752 | 4769433.0752 | 1478867.319 | 2789494.2999 | 0 | 10539564.1183 | 19577358.8124 | 177827.941 | 0.11325 | 93063.3951 | 172866.3024 | 1897.2232 | 3524.1134
1 | 1600 | 707 | 0.03 | 15 | 15 | 7 | 2.3714e-10 | 5spot_SharedNeighbor | Water | Porous | Wet | R600a | MinimizeLCOE_Brownfield | IgnoreSilica | 31.3392 | 2.0524 | 0.035898 | 4 | 79270.3909 | 142211.3545 | 1616.0341 | 2899.1708 | 62.0651 | 0 | 106.6811 | 388406.7368 | 19852.8478 | 634727.5962 | 695245.9065 | 0 | 86470.4697 | 0 | 711634.3872 | 1851526.6993 | 1263705.0173 | 5651569.6609 | 961560.8286 | 4769433.0752 | 4769433.0752 | 1478867.319 | 2789494.2999 | 0 | 11382563.5647 | 20420358.2589 | 237137.3706 | 0.14359 | 79270.3909 | 142211.3545 | 1616.0341 | 2899.1708
1 | 1600 | 707 | 0.03 | 15 | 15 | 7 | 3.1623e-10 | 5spot_SharedNeighbor | Water | Porous | Wet | R600a | MinimizeLCOE_Brownfield | IgnoreSilica | 37.2977 | 2.4462 | 0.04444 | 4 | 68949.8142 | 119791.9738 | 1405.6352 | 2442.1214 | 62.1088 | 0 | 133.2247 | 439314.6151 | 22470.9098 | 730396.0588 | 823570.1476 | 0 | 91163.3672 | 0 | 821696.8884 | 2137886.7504 | 1459151.6363 | 6525650.3735 | 961560.8286 | 4769433.0752 | 4769433.0752 | 1478867.319 | 2789494.2999 | 0 | 12256644.2773 | 21294438.9714 | 316227.766 | 0.17776 | 68949.8142 | 119791.9738 | 1405.6352 | 2442.1214
1 | 1600 | 707 | 0.03 | 15 | 15 | 7 | 4.217e-10 | 5spot_SharedNeighbor | Water | Porous | Wet | R600a | MinimizeLCOE_Brownfield | IgnoreSilica | 43.2876 | 2.8422 | 0.053538 | 4 | 61231.8206 | 103434.3372 | 1248.2935 | 2108.6489 | 62.1409 | 0 | 137.5281 | 488078.0108 | 24977.2212 | 823505.6184 | 952573.9991 | 0 | 94261.5147 | 0 | 929524.582 | 2418432.2908 | 1650629.7323 | 7381982.9693 | 961560.8286 | 4769433.0752 | 4769433.0752 | 1478867.319 | 2789494.2999 | 0 | 13112976.8731 | 22150771.5673 | 421696.5034 | 0.21415 | 61231.8206 | 103434.3372 | 1248.2935 | 2108.6489
1 | 1600 | 707 | 0.03 | 15 | 15 | 7 | 5.6234e-10 | 5spot_SharedNeighbor | Water | Porous | Wet | R600a | MinimizeLCOE_Brownfield | IgnoreSilica | 48.9755 | 3.2181 | 0.062678 | 4 | 55473.6797 | 91522.0251 | 1130.906 | 1865.8003 | 62.1636 | 0 | 151.2867 | 532527.3852 | 27260.4203 | 909528.1784 | 1075064.8028 | 0 | 95696.1532 | 0 | 1029630.0066 | 2678886.071 | 1828394.789 | 8176987.8066 | 961560.8286 | 4769433.0752 | 4769433.0752 | 1478867.319 | 2789494.2999 | 0 | 13907981.7104 | 22945776.4046 | 562341.3252 | 0.25071 | 55473.6797 | 91522.0251 | 1130.906 | 1865.8003
1 | 1600 | 707 | 0.03 | 15 | 15 | 7 | 7.4989e-10 | 5spot_SharedNeighbor | Water | Porous | Wet | R600a | MinimizeLCOE_Brownfield | IgnoreSilica | 54.0723 | 3.5548 | 0.071336 | 4 | 51188.781 | 82862.3245 | 1043.5525 | 1689.2606 | 62.1787 | 0 | 154.5502 | 571031.8903 | 29237.0455 | 984880.7335 | 1184797.0138 | 0 | 95598.1925 | 0 | 1117562.5015 | 2907668.3853 | 1984543.4196 | 8875319.1819 | 961560.8286 | 4769433.0752 | 4769433.0752 | 1478867.319 | 2789494.2999 | 0 | 14606313.0857 | 23644107.7799 | 749894.2093 | 0.28534 | 51188.781 | 82862.3245 | 1043.5525 | 1689.2606
1 | 1600 | 707 | 0.03 | 15 | 15 | 7 | 1e-09 | 5spot_SharedNeighbor | Water | Porous | Wet | R600a | MinimizeLCOE_Brownfield | IgnoreSilica | 58.4297 | 3.8424 | 0.079122 | 4 | 48005.4121 | 76561.9667 | 978.6553 | 1560.8192 | 62.188 | 0 | 146.57 | 603061.9375 | 30880.3366 | 1048131.6171 | 1278570.872 | 0 | 94359.3659 | 0 | 1191451.6103 | 3099912.6898 | 2115754.1076 | 9462122.5368 | 961560.8286 | 4769433.0752 | 4769433.0752 | 1478867.319 | 2789494.2999 | 0 | 15193116.4406 | 24230911.1348 | 1000000 | 0.31649 | 48005.4121 | 76561.9667 | 978.6553 | 1560.8192
1 | 1600 | 707 | 0.03 | 15 | 15 | 7 | 1.3335e-09 | 5spot_SharedNeighbor | Water | Porous | Wet | R600a | MinimizeLCOE_Brownfield | IgnoreSilica | 62.0307 | 4.08 | 0.085838 | 4 | 45641.3117 | 71963.5142 | 930.4599 | 1467.0736 | 62.1933 | 0 | 149.0829 | 628963.6735 | 32208.5001 | 1099650.114 | 1356029.6235 | 0 | 92464.1497 | 0 | 1251633.2638 | 3256493.007 | 2222623.3915 | 9940065.7232 | 961560.8286 | 4769433.0752 | 4769433.0752 | 1478867.319 | 2789494.2999 | 0 | 15671059.627 | 24708854.3212 | 1333521.4322 | 0.34335 | 45641.3117 | 71963.5142 | 930.4599 | 1467.0736
1 | 1600 | 707 | 0.03 | 15 | 15 | 7 | 1.7783e-09 | 5spot_SharedNeighbor | Water | Porous | Wet | R600a | MinimizeLCOE_Brownfield | IgnoreSilica | 64.9265 | 4.2709 | 0.091437 | 4 | 43884.5902 | 68594.9678 | 894.6467 | 1398.4012 | 62.1961 | 0 | 171.4718 | 649442.1821 | 33258.0827 | 1140612.7173 | 1418288.6466 | 0 | 90301.5005 | 0 | 1299442.2204 | 3380882.1052 | 2307521.507 | 10319748.9618 | 961560.8286 | 4769433.0752 | 4769433.0752 | 1478867.319 | 2789494.2999 | 0 | 16050742.8656 | 25088537.5598 | 1778279.41 | 0.36575 | 43884.5902 | 68594.9678 | 894.6467 | 1398.4012
1 | 1600 | 707 | 0.03 | 15 | 15 | 7 | 2.3714e-09 | 5spot_SharedNeighbor | Water | Porous | Wet | R600a | MinimizeLCOE_Brownfield | IgnoreSilica | 67.2071 | 4.4211 | 0.095982 | 4 | 42577.7169 | 66118.1157 | 868.0043 | 1347.9072 | 62.1974 | 0 | 143.901 | 665359.8141 | 34073.5854 | 1172592.1751 | 1467298.581 | 0 | 88145.0097 | 0 | 1336712.9745 | 3477852.9621 | 2373706.1094 | 10615741.2113 | 961560.8286 | 4769433.0752 | 4769433.0752 | 1478867.319 | 2789494.2999 | 0 | 16346735.1152 | 25384529.8093 | 2371373.7057 | 0.38393 | 42577.7169 | 66118.1157 | 868.0043 | 1347.9072
1 | 1600 | 707 | 0.03 | 15 | 15 | 7 | 3.1623e-09 | 5spot_SharedNeighbor | Water | Porous | Wet | R600a | MinimizeLCOE_Brownfield | IgnoreSilica | 68.995 | 4.5387 | 0.099612 | 4 | 41604.2129 | 64286.7946 | 848.1582 | 1310.5733 | 62.1978 | 0 | 159.9625 | 677713.4594 | 34706.2918 | 1197495.3571 | 1505705.4561 | 0 | 86210.225 | 0 | 1365714.0079 | 3553307.702 | 2425205.5198 | 10846058.0191 | 961560.8286 | 4769433.0752 | 4769433.0752 | 1478867.319 | 2789494.2999 | 0 | 16577051.9229 | 25614846.6171 | 3162277.6602 | 0.39845 | 41604.2129 | 64286.7946 | 848.1582 | 1310.5733
1 | 1600 | 707 | 0.03 | 15 | 15 | 7 | 4.217e-09 | 5spot_SharedNeighbor | Water | Porous | Wet | R600a | MinimizeLCOE_Brownfield | IgnoreSilica | 70.3593 | 4.6285 | 0.10245 | 4 | 40878.1114 | 62932.7168 | 833.3556 | 1282.9686 | 62.1978 | 0 | 132.6061 | 687068.1501 | 35185.2804 | 1216401.8057 | 1535003.505 | 0 | 84499.2823 | 0 | 1387681.6292 | 3610462.9464 | 2464215.1485 | 11020517.7476 | 961560.8286 | 4769433.0752 | 4769433.0752 | 1478867.319 | 2789494.2999 | 0 | 16751511.6514 | 25789306.3456 | 4216965.0343 | 0.40979 | 40878.1114 | 62932.7168 | 833.3556 | 1282.9686
1 | 1600 | 707 | 0.03 | 15 | 15 | 7 | 5.6234e-09 | 5spot_SharedNeighbor | Water | Porous | Wet | R600a | MinimizeLCOE_Brownfield | IgnoreSilica | 71.4071 | 4.6974 | 0.10465 | 4 | 40335.9251 | 61926.1495 | 822.3024 | 1262.4483 | 62.1976 | 0 | 127.0088 | 694210.7211 | 35550.9284 | 1230865.6562 | 1557497.8036 | 0 | 83085.0609 | 0 | 1404471.9664 | 3654147.9597 | 2494031.0677 | 11153861.164 | 961560.8286 | 4769433.0752 | 4769433.0752 | 1478867.319 | 2789494.2999 | 0 | 16884855.0678 | 25922649.7619 | 5623413.2519 | 0.41861 | 40335.9251 | 61926.1495 | 822.3024 | 1262.4483
1 | 1600 | 707 | 0.03 | 15 | 15 | 7 | 7.4989e-09 | 5spot_SharedNeighbor | Water | Porous | Wet | R600a | MinimizeLCOE_Brownfield | IgnoreSilica | 72.2157 | 4.7505 | 0.10636 | 4 | 39930.6866 | 61174.8649 | 814.0411 | 1247.1324 | 62.1973 | 0 | 148.3893 | 699698.9284 | 35831.8409 | 1241995.9902 | 1574855.0752 | 0 | 81966.9792 | 0 | 1417396.0374 | 3687773.7414 | 2516981.3547 | 11256499.9474 | 961560.8286 | 4769433.0752 | 4769433.0752 | 1478867.319 | 2789494.2999 | 0 | 16987493.8512 | 26025288.5453 | 7498942.0933 | 0.42542 | 39930.6866 | 61174.8649 | 814.0411 | 1247.1324
1 | 1600 | 707 | 0.03 | 15 | 15 | 7 | 1e-08 | 5spot_SharedNeighbor | Water | Porous | Wet | R600a | MinimizeLCOE_Brownfield | IgnoreSilica | 72.8271 | 4.7907 | 0.10766 | 4 | 39627.5749 | 60614.9393 | 807.8617 | 1235.7175 | 62.1971 | 0 | 139.0255 | 703834.4149 | 36043.4892 | 1250392.475 | 1587976.1093 | 0 | 81072.8236 | 0 | 1427134.5316 | 3713111.3058 | 2534274.763 | 11333839.9123 | 961560.8286 | 4769433.0752 | 4769433.0752 | 1478867.319 | 2789494.2999 | 0 | 17064833.8161 | 26102628.5103 | 10000000 | 0.43063 | 39627.5749 | 60614.9393 | 807.8617 | 1235.7175
1 | 1700 | 707 | 0.03 | 15 | 15 | 7 | 1e-13 | 5spot_SharedNeighbor | Water | Porous | Wet | R600a | MinimizeLCOE_Brownfield | IgnoreSilica | 0 | 0 | 0 | 0 | [6 empty] | 16.5817 | [19 empty] | 100 | 0
1 | 1700 | 707 | 0.03 | 15 | 15 | 7 | 1.3335e-13 | 5spot_SharedNeighbor | Water | Porous | Wet | R600a | MinimizeLCOE_Brownfield | IgnoreSilica | 0 | 0 | 0 | 0 | [6 empty] | 18.9643 | [19 empty] | 133.3521 | 0
1 | 1700 | 707 | 0.03 | 15 | 15 | 7 | 1.7783e-13 | 5spot_SharedNeighbor | Water | Porous | Wet | R600a | MinimizeLCOE_Brownfield | IgnoreSilica | 0 | 0 | 0 | 0 | [6 empty] | 21.1899 | [19 empty] | 177.8279 | 0
1 | 1700 | 707 | 0.03 | 15 | 15 | 7 | 2.3714e-13 | 5spot_SharedNeighbor | Water | Porous | Wet | R600a | MinimizeLCOE_Brownfield | IgnoreSilica | 0 | 0 | 0 | 0 | [6 empty] | 21.4609 | [19 empty] | 237.1374 | 0
1 | 1700 | 707 | 0.03 | 15 | 15 | 7 | 3.1623e-13 | 5spot_SharedNeighbor | Water | Porous | Wet | R600a | MinimizeLCOE_Brownfield | IgnoreSilica | 0 | 0 | 0 | 0 | [6 empty] | 20.9784 | [19 empty] | 316.2278 | 0
1 | 1700 | 707 | 0.03 | 15 | 15 | 7 | 4.217e-13 | 5spot_SharedNeighbor | Water | Porous | Wet | R600a | MinimizeLCOE_Brownfield | IgnoreSilica | 0 | 0 | 0 | 0 | [6 empty] | 22.0885 | [19 empty] | 421.6965 | 0
1 | 1700 | 707 | 0.03 | 15 | 15 | 7 | 5.6234e-13 | 5spot_SharedNeighbor | Water | Porous | Wet | R600a | MinimizeLCOE_Brownfield | IgnoreSilica | 0 | 0 | 0 | 0 | [6 empty] | 22.1523 | [19 empty] | 562.3413 | 0
1 | 1700 | 707 | 0.03 | 15 | 15 | 7 | 7.4989e-13 | 5spot_SharedNeighbor | Water | Porous | Wet | R600a | MinimizeLCOE_Brownfield | IgnoreSilica | 0 | 0 | 0 | 0 | [6 empty] | 24.8928 | [19 empty] | 749.8942 | 0
1 | 1700 | 707 | 0.03 | 15 | 15 | 7 | 1e-12 | 5spot_SharedNeighbor | Water | Porous | Wet | R600a | MinimizeLCOE_Brownfield | IgnoreSilica | 0 | 0 | 0 | 0 | [6 empty] | 24.3581 | [19 empty] | 1000 | 0
1 | 1700 | 707 | 0.03 | 15 | 15 | 7 | 1.3335e-12 | 5spot_SharedNeighbor | Water | Porous | Wet | R600a | MinimizeLCOE_Brownfield | IgnoreSilica | 0 | 0 | 0 | 0 | [6 empty] | 27.7242 | [19 empty] | 1333.5214 | 0
1 | 1700 | 707 | 0.03 | 15 | 15 | 7 | 1.7783e-12 | 5spot_SharedNeighbor | Water | Porous | Wet | R600a | MinimizeLCOE_Brownfield | IgnoreSilica | 0 | 0 | 0 | 0 | [6 empty] | 29.7349 | [19 empty] | 1778.2794 | 0
1 | 1700 | 707 | 0.03 | 15 | 15 | 7 | 2.3714e-12 | 5spot_SharedNeighbor | Water | Porous | Wet | R600a | MinimizeLCOE_Brownfield | IgnoreSilica | 0 | 0 | 0 | 0 | [6 empty] | 33.7524 | [19 empty] | 2371.3737 | 0
1 | 1700 | 707 | 0.03 | 15 | 15 | 7 | 3.1623e-12 | 5spot_SharedNeighbor | Water | Porous | Wet | R600a | MinimizeLCOE_Brownfield | IgnoreSilica | 0 | 0 | 0 | 0 | [6 empty] | 35.7754 | [19 empty] | 3162.2777 | 0
1 | 1700 | 707 | 0.03 | 15 | 15 | 7 | 4.217e-12 | 5spot_SharedNeighbor | Water | Porous | Wet | R600a | MinimizeLCOE_Brownfield | IgnoreSilica | 0 | 0 | 0 | 0 | [6 empty] | 36.2165 | [19 empty] | 4216.965 | 0
1 | 1700 | 707 | 0.03 | 15 | 15 | 7 | 5.6234e-12 | 5spot_SharedNeighbor | Water | Porous | Wet | R600a | MinimizeLCOE_Brownfield | IgnoreSilica | 1.3597 | 0.079874 | 0.00048173 | 4 | 3393137.4526 | 8301337.2534 | 69173.6965 | 169233.9883 | 58.9739 | 0 | 221.4911 | 39080.3436 | 1901.2332 | 47417.8561 | 51329.4468 | 0 | 24085.2385 | 0 | 63887.5061 | 166222.1858 | 113450.0573 | 507373.8674 | 961560.8286 | 5069319.0393 | 5069319.0393 | 1478867.319 | 2909448.6856 | 0 | 6538253.7353 | 15995888.7792 | 5623.4133 | 0.0019269 | 3393137.4526 | 8301337.2534 | 69173.6965 | 169233.9883
1 | 1700 | 707 | 0.03 | 15 | 15 | 7 | 7.4989e-12 | 5spot_SharedNeighbor | Water | Porous | Wet | R600a | MinimizeLCOE_Brownfield | IgnoreSilica | 1.8653 | 0.11592 | 0.0009929 | 4 | 1681444.1051 | 4062769.9726 | 34278.5124 | 82825.0612 | 60.5653 | 0 | 319.8542 | 51917.7679 | 2565.5634 | 63783.0825 | 62772.5038 | 0 | 27893.3322 | 0 | 81483.5775 | 212003.554 | 144696.7818 | 647116.1632 | 961560.8286 | 5069319.0393 | 5069319.0393 | 1478867.319 | 2909448.6856 | 0 | 6677996.0311 | 16135631.075 | 7498.9421 | 0.0039716 | 1681444.1051 | 4062769.9726 | 34278.5124 | 82825.0612
1 | 1700 | 707 | 0.03 | 15 | 15 | 7 | 1e-11 | 5spot_SharedNeighbor | Water | Porous | Wet | R600a | MinimizeLCOE_Brownfield | IgnoreSilica | 2.5071 | 0.16217 | 0.0017088 | 4 | 1001298.8347 | 2384928.4965 | 20412.8311 | 48619.9933 | 61.7068 | 0 | 445.9024 | 66656.4393 | 3331.9888 | 83349.853 | 77369.1821 | 0 | 31905.3697 | 0 | 102419.0048 | 266473.2415 | 181873.4628 | 813378.542 | 961560.8286 | 5069319.0393 | 5069319.0393 | 1478867.319 | 2909448.6856 | 0 | 6844258.4099 | 16301893.4538 | 10000 | 0.0068354 | 1001298.8347 | 2384928.4965 | 20412.8311 | 48619.9933
1 | 1700 | 707 | 0.03 | 15 | 15 | 7 | 1.3335e-11 | 5spot_SharedNeighbor | Water | Porous | Wet | R600a | MinimizeLCOE_Brownfield | IgnoreSilica | 3.4346 | 0.22923 | 0.0027296 | 4 | 647624.7664 | 1513843.7143 | 13202.7068 | 30861.7517 | 62.6299 | 0 | 62.8461 | 85877.7911 | 4335.0845 | 109844.1234 | 98481.5616 | 0 | 37268.3475 | 0 | 130964.6942 | 340743.2697 | 232564.2831 | 1040079.1552 | 961560.8286 | 5069319.0393 | 5069319.0393 | 1478867.319 | 2909448.6856 | 0 | 7070959.0231 | 16528594.067 | 13335.2143 | 0.010918 | 647624.7664 | 1513843.7143 | 13202.7068 | 30861.7517
1 | 1700 | 707 | 0.03 | 15 | 15 | 7 | 1.7783e-11 | 5spot_SharedNeighbor | Water | Porous | Wet | R600a | MinimizeLCOE_Brownfield | IgnoreSilica | 4.5944 | 0.31333 | 0.0040585 | 4 | 452017.2207 | 1034604.4129 | 9214.9824 | 21091.8104 | 63.2737 | 0 | 56.4529 | 107631.0589 | 5472.5542 | 140961.249 | 124913.0623 | 0 | 43041.5726 | 0 | 164587.6038 | 428223.1836 | 292271.1219 | 1307101.4062 | 961560.8286 | 5069319.0393 | 5069319.0393 | 1478867.319 | 2909448.6856 | 0 | 7337981.2741 | 16795616.318 | 17782.7941 | 0.016234 | 452017.2207 | 1034604.4129 | 9214.9824 | 21091.8104
1 | 1700 | 707 | 0.03 | 15 | 15 | 7 | 2.3714e-11 | 5spot_SharedNeighbor | Water | Porous | Wet | R600a | MinimizeLCOE_Brownfield | IgnoreSilica | 5.846 | 0.40422 | 0.0057805 | 4 | 329060.3121 | 738093.0453 | 6708.3395 | 15047.0251 | 63.6845 | 0 | 71.1038 | 129154.8766 | 6598.9294 | 172758.4824 | 153456.6155 | 0 | 47397.4358 | 0 | 198652.8725 | 516854.0248 | 352763.4922 | 1577636.7291 | 961560.8286 | 5069319.0393 | 5069319.0393 | 1478867.319 | 2909448.6856 | 0 | 7608516.5971 | 17066151.641 | 23713.7371 | 0.023122 | 329060.3121 | 738093.0453 | 6708.3395 | 15047.0251
1 | 1700 | 707 | 0.03 | 15 | 15 | 7 | 3.1623e-11 | 5spot_SharedNeighbor | Water | Porous | Wet | R600a | MinimizeLCOE_Brownfield | IgnoreSilica | 7.483 | 0.52282 | 0.00806 | 4 | 246473.8981 | 539826.5895 | 5024.7038 | 11005.0952 | 63.9968 | 0 | 98.1716 | 155049.9713 | 7953.9838 | 212178.9879 | 190726.4722 | 0 | 52506.7789 | 0 | 241182.3157 | 627506.9121 | 428286.3615 | 1915391.7834 | 961560.8286 | 5069319.0393 | 5069319.0393 | 1478867.319 | 2909448.6856 | 0 | 7946271.6513 | 17403906.6952 | 31622.7766 | 0.03224 | 246473.8981 | 539826.5895 | 5024.7038 | 11005.0952
1 | 1700 | 707 | 0.03 | 15 | 15 | 7 | 4.217e-11 | 5spot_SharedNeighbor | Water | Porous | Wet | R600a | MinimizeLCOE_Brownfield | IgnoreSilica | 9.8628 | 0.69628 | 0.011205 | 4 | 187903.9314 | 398912.8953 | 3830.6758 | 8132.3789 | 64.3177 | 0 | 109.1518 | 190036.0984 | 9788.2427 | 266760.3711 | 245102.6089 | 0 | 60339.9576 | 0 | 301090.6387 | 783376.0797 | 534670.2712 | 2391164.2682 | 961560.8286 | 5069319.0393 | 5069319.0393 | 1478867.319 | 2909448.6856 | 0 | 8422044.1361 | 17879679.18 | 42169.6503 | 0.044821 | 187903.9314 | 398912.8953 | 3830.6758 | 8132.3789
1 | 1700 | 707 | 0.03 | 15 | 15 | 7 | 5.6234e-11 | 5spot_SharedNeighbor | Water | Porous | Wet | R600a | MinimizeLCOE_Brownfield | IgnoreSilica | 12.7035 | 0.90281 | 0.015223 | 4 | 147168.6922 | 302488.9044 | 3000.2328 | 6166.6455 | 64.525 | 0 | 59.2429 | 228292.8314 | 11792.6795 | 328315.2588 | 309904.8535 | 0 | 67822.6778 | 0 | 368990.0374 | 960036.3871 | 655244.561 | 2930399.2865 | 961560.8286 | 5069319.0393 | 5069319.0393 | 1478867.319 | 2909448.6856 | 0 | 8961279.1545 | 18418914.1984 | 56234.1325 | 0.060891 | 147168.6922 | 302488.9044 | 3000.2328 | 6166.6455
1 | 1700 | 707 | 0.03 | 15 | 15 | 7 | 7.4989e-11 | 5spot_SharedNeighbor | Water | Porous | Wet | R600a | MinimizeLCOE_Brownfield | IgnoreSilica | 16.1964 | 1.1568 | 0.020385 | 4 | 117695.345 | 233680.2376 | 2399.3788 | 4763.8877 | 64.6813 | 0 | 118.3445 | 271852.9843 | 14074.4887 | 400277.968 | 389591.0613 | 0 | 75619.9684 | 0 | 449052.4236 | 1168342.2928 | 797417.6219 | 3566228.8091 | 961560.8286 | 5069319.0393 | 5069319.0393 | 1478867.319 | 2909448.6856 | 0 | 9597108.677 | 19054743.7209 | 74989.4209 | 0.081542 | 117695.345 | 233680.2376 | 2399.3788 | 4763.8877
1 | 1700 | 707 | 0.03 | 15 | 15 | 7 | 1e-10 | 5spot_SharedNeighbor | Water | Porous | Wet | R600a | MinimizeLCOE_Brownfield | IgnoreSilica | 20.4501 | 1.4662 | 0.026924 | 4 | 96032.5763 | 183852.0892 | 1957.754 | 3748.0735 | 64.8003 | 0 | 101.3689 | 321164.6137 | 16656.5545 | 483788.0761 | 486640.7837 | 0 | 83709.8939 | 0 | 542864.3695 | 1412421.7327 | 964006.8549 | 4311252.879 | 961560.8286 | 5069319.0393 | 5069319.0393 | 1478867.319 | 2909448.6856 | 0 | 10342132.7469 | 19799767.7908 | 100000 | 0.10769 | 96032.5763 | 183852.0892 | 1957.754 | 3748.0735
1 | 1700 | 707 | 0.03 | 15 | 15 | 7 | 1.3335e-10 | 5spot_SharedNeighbor | Water | Porous | Wet | R600a | MinimizeLCOE_Brownfield | IgnoreSilica | 25.4607 | 1.8306 | 0.034995 | 4 | 79929.7465 | 147494.6695 | 1629.476 | 3006.8783 | 64.8904 | 0 | 101.267 | 375391.6112 | 19494.4774 | 577769.3995 | 600967.7477 | 0 | 91582.4628 | 0 | 649430.2225 | 1689684.2224 | 1153244.2013 | 5157564.3448 | 961560.8286 | 5069319.0393 | 5069319.0393 | 1478867.319 | 2909448.6856 | 0 | 11188444.2127 | 20646079.2566 | 133352.1432 | 0.13998 | 79929.7465 | 147494.6695 | 1629.476 | 3006.8783
1 | 1700 | 707 | 0.03 | 15 | 15 | 7 | 1.7783e-10 | 5spot_SharedNeighbor | Water | Porous | Wet | R600a | MinimizeLCOE_Brownfield | IgnoreSilica | 31.1929 | 2.2477 | 0.044662 | 4 | 67872.2873 | 120812.8356 | 1383.6684 | 2462.9331 | 64.9588 | 0 | 104.2795 | 433601.7251 | 22538.9158 | 680815.7717 | 731769.007 | 0 | 98906.6989 | 0 | 767376.5262 | 1996556.3106 | 1362690.7071 | 6094255.6623 | 961560.8286 | 5069319.0393 | 5069319.0393 | 1478867.319 | 2909448.6856 | 0 | 12125135.5302 | 21582770.5741 | 177827.941 | 0.17865 | 67872.2873 | 120812.8356 | 1383.6684 | 2462.9331
1 | 1700 | 707 | 0.03 | 15 | 15 | 7 | 2.3714e-10 | 5spot_SharedNeighbor | Water | Porous | Wet | R600a | MinimizeLCOE_Brownfield | IgnoreSilica | 37.4144 | 2.7004 | 0.055734 | 4 | 58812.5727 | 101235.966 | 1198.9738 | 2063.8321 | 65.0101 | 0 | 116.4723 | 493246.7264 | 25656.1711 | 788438.7353 | 873762.2283 | 0 | 104943.2164 | 0 | 891558.3602 | 2319651.9696 | 1583210.1333 | 7080467.5406 | 961560.8286 | 5069319.0393 | 5069319.0393 | 1478867.319 | 2909448.6856 | 0 | 13111347.4086 | 22568982.4525 | 237137.3706 | 0.22293 | 58812.5727 | 101235.966 | 1198.9738 | 2063.8321
1 | 1700 | 707 | 0.03 | 15 | 15 | 7 | 3.1623e-10 | 5spot_SharedNeighbor | Water | Porous | Wet | R600a | MinimizeLCOE_Brownfield | IgnoreSilica | 43.8212 | 3.1668 | 0.067781 | 4 | 52005.4854 | 86888.8023 | 1060.2022 | 1771.3458 | 65.048 | 0 | 118.6332 | 551635.8853 | 28705.3693 | 895588.4562 | 1020025.46 | 0 | 109240.5819 | 0 | 1016026.3436 | 2643492.1303 | 1804237.6973 | 8068951.924 | 961560.8286 | 5069319.0393 | 5069319.0393 | 1478867.319 | 2909448.6856 | 0 | 14099831.7919 | 23557466.8358 | 316227.766 | 0.27112 | 52005.4854 | 86888.8023 | 1060.2022 | 1771.3458
1 | 1700 | 707 | 0.03 | 15 | 15 | 7 | 4.217e-10 | 5spot_SharedNeighbor | Water | Porous | Wet | R600a | MinimizeLCOE_Brownfield | IgnoreSilica | 50.0498 | 3.6202 | 0.080155 | 4 | 46902.3464 | 76400.4302 | 956.1678 | 1557.5261 | 65.0748 | 0 | 108.304 | 605973.1568 | 31540.8283 | 996740.5538 | 1162202.4995 | 0 | 111566.3499 | 0 | 1134129.1214 | 2950771.3321 | 2013962.0664 | 9006885.9082 | 961560.8286 | 5069319.0393 | 5069319.0393 | 1478867.319 | 2909448.6856 | 0 | 15037765.7762 | 24495400.8201 | 421696.5034 | 0.32062 | 46902.3464 | 76400.4302 | 956.1678 | 1557.5261
1 | 1700 | 707 | 0.03 | 15 | 15 | 7 | 5.6234e-10 | 5spot_SharedNeighbor | Water | Porous | Wet | R600a | MinimizeLCOE_Brownfield | IgnoreSilica | 55.736 | 4.0338 | 0.092109 | 4 | 43089.0869 | 68758.8868 | 878.4293 | 1401.7429 | 65.0921 | 0 | 124.2993 | 653790.2338 | 34034.1236 | 1086831.5529 | 1291949.2482 | 0 | 111894.0507 | 0 | 1239614.6915 | 3225223.1475 | 2201281.0698 | 9844618.1179 | 961560.8286 | 5069319.0393 | 5069319.0393 | 1478867.319 | 2909448.6856 | 0 | 15875497.9858 | 25333133.0297 | 562341.3252 | 0.36843 | 43089.0869 | 68758.8868 | 878.4293 | 1401.7429
1 | 1700 | 707 | 0.03 | 15 | 15 | 7 | 7.4989e-10 | 5spot_SharedNeighbor | Water | Porous | Wet | R600a | MinimizeLCOE_Brownfield | IgnoreSilica | 60.6929 | 4.394 | 0.10306 | 4 | 40247.0636 | 63188.2132 | 820.4908 | 1288.1772 | 65.1022 | 0 | 135.0344 | 694238.1182 | 36141.5785 | 1163795.2367 | 1404989.4296 | 0 | 110704.4272 | 0 | 1329848.8282 | 3459993.8614 | 2361516.9062 | 10561228.386 | 961560.8286 | 5069319.0393 | 5069319.0393 | 1478867.319 | 2909448.6856 | 0 | 16592108.2539 | 26049743.2978 | 749894.2093 | 0.41226 | 40247.0636 | 63188.2132 | 820.4908 | 1288.1772
1 | 1700 | 707 | 0.03 | 15 | 15 | 7 | 1e-09 | 5spot_SharedNeighbor | Water | Porous | Wet | R600a | MinimizeLCOE_Brownfield | IgnoreSilica | 64.8339 | 4.6946 | 0.11264 | 4 | 38131.6395 | 59122.0173 | 777.365 | 1205.2823 | 65.1072 | 0 | 152.6462 | 727220.1144 | 37858.8318 | 1227055.1064 | 1499357.1015 | 0 | 108502.7035 | 0 | 1403997.6045 | 3652913.7674 | 2493188.7061 | 11150093.9358 | 961560.8286 | 5069319.0393 | 5069319.0393 | 1478867.319 | 2909448.6856 | 0 | 17180973.8038 | 26638608.8477 | 1000000 | 0.45057 | 38131.6395 | 59122.0173 | 777.365 | 1205.2823
1 | 1700 | 707 | 0.03 | 15 | 15 | 7 | 1.3335e-09 | 5spot_SharedNeighbor | Water | Porous | Wet | R600a | MinimizeLCOE_Brownfield | IgnoreSilica | 68.201 | 4.9387 | 0.12072 | 4 | 36557.2342 | 56142.5825 | 745.2687 | 1144.5425 | 65.1091 | 0 | 123.7921 | 753530.1701 | 39227.8524 | 1277837.7797 | 1576032.9053 | 0 | 105846.2609 | 0 | 1463465.2377 | 3807636.3504 | 2598790.0483 | 11622366.6048 | 961560.8286 | 5069319.0393 | 5069319.0393 | 1478867.319 | 2909448.6856 | 0 | 17653246.4727 | 27110881.5166 | 1333521.4322 | 0.48289 | 36557.2342 | 56142.5825 | 745.2687 | 1144.5425
1 | 1700 | 707 | 0.03 | 15 | 15 | 7 | 1.7783e-09 | 5spot_SharedNeighbor | Water | Porous | Wet | R600a | MinimizeLCOE_Brownfield | IgnoreSilica | 70.8781 | 5.1326 | 0.12735 | 4 | 35384.7392 | 53951.499 | 721.3658 | 1099.8743 | 65.1092 | 0 | 129.2428 | 774139.4167 | 40299.6735 | 1317813.9323 | 1636956.1221 | 0 | 103120.5741 | 0 | 1510208.5903 | 3929252.9657 | 2681795.8872 | 11993587.162 | 961560.8286 | 5069319.0393 | 5069319.0393 | 1478867.319 | 2909448.6856 | 0 | 18024467.0299 | 27482102.0738 | 1778279.41 | 0.50939 | 35384.7392 | 53951.499 | 721.3658 | 1099.8743
1 | 1700 | 707 | 0.03 | 15 | 15 | 7 | 2.3714e-09 | 5spot_SharedNeighbor | Water | Porous | Wet | R600a | MinimizeLCOE_Brownfield | IgnoreSilica | 72.9534 | 5.2827 | 0.13263 | 4 | 34510.6972 | 52337.1316 | 703.5472 | 1066.9632 | 65.1084 | 0 | 139.654 | 789933.291 | 41120.7104 | 1348566.3942 | 1684155.0387 | 0 | 100518.159 | 0 | 1546074.5014 | 4022568.7092 | 2745485.7995 | 12278422.6034 | 961560.8286 | 5069319.0393 | 5069319.0393 | 1478867.319 | 2909448.6856 | 0 | 18309302.4713 | 27766937.5152 | 2371373.7057 | 0.53054 | 34510.6972 | 52337.1316 | 703.5472 | 1066.9632
1 | 1700 | 707 | 0.03 | 15 | 15 | 7 | 3.1623e-09 | 5spot_SharedNeighbor | Water | Porous | Wet | R600a | MinimizeLCOE_Brownfield | IgnoreSilica | 74.5781 | 5.4002 | 0.13683 | 4 | 33858.4493 | 51138.8482 | 690.2503 | 1042.5346 | 65.1073 | 0 | 147.1319 | 802190.386 | 41757.671 | 1372502.0929 | 1721089.235 | 0 | 98291.5386 | 0 | 1573974.0602 | 4095157.6381 | 2795029.2351 | 12499991.8569 | 961560.8286 | 5069319.0393 | 5069319.0393 | 1478867.319 | 2909448.6856 | 0 | 18530871.7248 | 27988506.7687 | 3162277.6602 | 0.5473 | 33858.4493 | 51138.8482 | 690.2503 | 1042.5346
1 | 1700 | 707 | 0.03 | 15 | 15 | 7 | 4.217e-09 | 5spot_SharedNeighbor | Water | Porous | Wet | R600a | MinimizeLCOE_Brownfield | IgnoreSilica | 75.8233 | 5.4901 | 0.14009 | 4 | 33371.2351 | 50249.252 | 680.3178 | 1024.399 | 65.1062 | 0 | 142.6214 | 811521.384 | 42242.4403 | 1390764.5464 | 1749384.5928 | 0 | 96409.9368 | 0 | 1595225.9311 | 4150450.647 | 2832767.8498 | 12668767.3282 | 961560.8286 | 5069319.0393 | 5069319.0393 | 1478867.319 | 2909448.6856 | 0 | 18699647.1961 | 28157282.24 | 4216965.0343 | 0.56035 | 33371.2351 | 50249.252 | 680.3178 | 1024.399
1 | 1700 | 707 | 0.03 | 15 | 15 | 7 | 5.6234e-09 | 5spot_SharedNeighbor | Water | Porous | Wet | R600a | MinimizeLCOE_Brownfield | IgnoreSilica | 76.7707 | 5.5585 | 0.1426 | 4 | 33006.9892 | 49587.4895 | 672.8921 | 1010.908 | 65.1052 | 0 | 136.918 | 818584.7414 | 42609.3225 | 1404612.2974 | 1770906.0155 | 0 | 94864.4082 | 0 | 1611314.9461 | 4192310.9637 | 2861338.3761 | 12796541.071 | 961560.8286 | 5069319.0393 | 5069319.0393 | 1478867.319 | 2909448.6856 | 0 | 18827420.9389 | 28285055.9828 | 5623413.2519 | 0.57041 | 33006.9892 | 49587.4895 | 672.8921 | 1010.908
1 | 1700 | 707 | 0.03 | 15 | 15 | 7 | 7.4989e-09 | 5spot_SharedNeighbor | Water | Porous | Wet | R600a | MinimizeLCOE_Brownfield | IgnoreSilica | 77.4823 | 5.6099 | 0.14452 | 4 | 32734.4866 | 49095.1041 | 667.3368 | 1000.8701 | 65.1043 | 0 | 135.1536 | 823869.8084 | 42883.7932 | 1414986.9367 | 1787066.8803 | 0 | 93606.2514 | 0 | 1623341.3313 | 4223601.151 | 2882694.5719 | 12892050.7242 | 961560.8286 | 5069319.0393 | 5069319.0393 | 1478867.319 | 2909448.6856 | 0 | 18922930.5921 | 28380565.636 | 7498942.0933 | 0.57807 | 32734.4866 | 49095.1041 | 667.3368 | 1000.8701
1 | 1700 | 707 | 0.03 | 15 | 15 | 7 | 1e-08 | 5spot_SharedNeighbor | Water | Porous | Wet | R600a | MinimizeLCOE_Brownfield | IgnoreSilica | 78.0204 | 5.6487 | 0.14598 | 4 | 32530.5074 | 48727.544 | 663.1784 | 993.3769 | 65.1036 | 0 | 140.4693 | 827854.614 | 43090.7117 | 1422816.6424 | 1799284.432 | 0 | 92615.2464 | 0 | 1632408.0422 | 4247190.8728 | 2898795.0417 | 12964055.6032 | 961560.8286 | 5069319.0393 | 5069319.0393 | 1478867.319 | 2909448.6856 | 0 | 18994935.4712 | 28452570.5151 | 10000000 | 0.58391 | 32530.5074 | 48727.544 | 663.1784 | 993.3769
1 | 1800 | 707 | 0.03 | 15 | 15 | 7 | 1e-13 | 5spot_SharedNeighbor | Water | Porous | Wet | R600a | MinimizeLCOE_Brownfield | IgnoreSilica | 0 | 0 | 0 | 0 | [6 empty] | 16.6001 | [19 empty] | 100 | 0
1 | 1800 | 707 | 0.03 | 15 | 15 | 7 | 1.3335e-13 | 5spot_SharedNeighbor | Water | Porous | Wet | R600a | MinimizeLCOE_Brownfield | IgnoreSilica | 0 | 0 | 0 | 0 | [6 empty] | 18.7231 | [19 empty] | 133.3521 | 0
1 | 1800 | 707 | 0.03 | 15 | 15 | 7 | 1.7783e-13 | 5spot_SharedNeighbor | Water | Porous | Wet | R600a | MinimizeLCOE_Brownfield | IgnoreSilica | 0 | 0 | 0 | 0 | [6 empty] | 21.5449 | [19 empty] | 177.8279 | 0
1 | 1800 | 707 | 0.03 | 15 | 15 | 7 | 2.3714e-13 | 5spot_SharedNeighbor | Water | Porous | Wet | R600a | MinimizeLCOE_Brownfield | IgnoreSilica | 0 | 0 | 0 | 0 | [6 empty] | 21.4861 | [19 empty] | 237.1374 | 0
1 | 1800 | 707 | 0.03 | 15 | 15 | 7 | 3.1623e-13 | 5spot_SharedNeighbor | Water | Porous | Wet | R600a | MinimizeLCOE_Brownfield | IgnoreSilica | 0 | 0 | 0 | 0 | [6 empty] | 21.6133 | [19 empty] | 316.2278 | 0
1 | 1800 | 707 | 0.03 | 15 | 15 | 7 | 4.217e-13 | 5spot_SharedNeighbor | Water | Porous | Wet | R600a | MinimizeLCOE_Brownfield | IgnoreSilica | 0 | 0 | 0 | 0 | [6 empty] | 21.2771 | [19 empty] | 421.6965 | 0
1 | 1800 | 707 | 0.03 | 15 | 15 | 7 | 5.6234e-13 | 5spot_SharedNeighbor | Water | Porous | Wet | R600a | MinimizeLCOE_Brownfield | IgnoreSilica | 0 | 0 | 0 | 0 | [6 empty] | 23.2302 | [19 empty] | 562.3413 | 0
1 | 1800 | 707 | 0.03 | 15 | 15 | 7 | 7.4989e-13 | 5spot_SharedNeighbor | Water | Porous | Wet | R600a | MinimizeLCOE_Brownfield | IgnoreSilica | 0 | 0 | 0 | 0 | [6 empty] | 24.5648 | [19 empty] | 749.8942 | 0
1 | 1800 | 707 | 0.03 | 15 | 15 | 7 | 1e-12 | 5spot_SharedNeighbor | Water | Porous | Wet | R600a | MinimizeLCOE_Brownfield | IgnoreSilica | 0 | 0 | 0 | 0 | [6 empty] | 23.6384 | [19 empty] | 1000 | 0
1 | 1800 | 707 | 0.03 | 15 | 15 | 7 | 1.3335e-12 | 5spot_SharedNeighbor | Water | Porous | Wet | R600a | MinimizeLCOE_Brownfield | IgnoreSilica | 0 | 0 | 0 | 0 | [6 empty] | 26.6276 | [19 empty] | 1333.5214 | 0
1 | 1800 | 707 | 0.03 | 15 | 15 | 7 | 1.7783e-12 | 5spot_SharedNeighbor | Water | Porous | Wet | R600a | MinimizeLCOE_Brownfield | IgnoreSilica | 0 | 0 | 0 | 0 | [6 empty] | 28.2778 | [19 empty] | 1778.2794 | 0
1 | 1800 | 707 | 0.03 | 15 | 15 | 7 | 2.3714e-12 | 5spot_SharedNeighbor | Water | Porous | Wet | R600a | MinimizeLCOE_Brownfield | IgnoreSilica | 0 | 0 | 0 | 0 | [6 empty] | 31.7643 | [19 empty] | 2371.3737 | 0
1 | 1800 | 707 | 0.03 | 15 | 15 | 7 | 3.1623e-12 | 5spot_SharedNeighbor | Water | Porous | Wet | R600a | MinimizeLCOE_Brownfield | IgnoreSilica | 0 | 0 | 0 | 0 | [6 empty] | 32.8408 | [19 empty] | 3162.2777 | 0
1 | 1800 | 707 | 0.03 | 15 | 15 | 7 | 4.217e-12 | 5spot_SharedNeighbor | Water | Porous | Wet | R600a | MinimizeLCOE_Brownfield | IgnoreSilica | 1.1069 | 0.066856 | 0.00047005 | 4 | 3612272.0594 | 8870034.7097 | 73641.0519 | 180827.6552 | 59.7602 | 0 | 169.9042 | 35116.2956 | 1711.8439 | 41096.9371 | 46642.8947 | 0 | 22398.1958 | 0 | 57316.8051 | 149126.5697 | 101781.9481 | 455191.4899 | 961560.8286 | 5375065.0943 | 5375065.0943 | 1478867.319 | 3031747.1076 | 0 | 6791817.4128 | 16677496.9336 | 4216.965 | 0.0018802 | 3612272.0594 | 8870034.7097 | 73641.0519 | 180827.6552
1 | 1800 | 707 | 0.03 | 15 | 15 | 7 | 5.6234e-12 | 5spot_SharedNeighbor | Water | Porous | Wet | R600a | MinimizeLCOE_Brownfield | IgnoreSilica | 1.7681 | 0.11821 | 0.0010778 | 4 | 1623645.2844 | 3916621.1655 | 33100.2053 | 79845.6201 | 62.6798 | 0 | 290.2342 | 54525.191 | 2729.8313 | 64661.1435 | 62418.7886 | 0 | 29847.2465 | 0 | 83531.0584 | 217330.6793 | 148332.6543 | 663376.5929 | 961560.8286 | 5375065.0943 | 5375065.0943 | 1478867.319 | 3031747.1076 | 0 | 7000002.5157 | 16885682.0366 | 5623.4133 | 0.0043113 | 1623645.2844 | 3916621.1655 | 33100.2053 | 79845.6201
1 | 1800 | 707 | 0.03 | 15 | 15 | 7 | 7.4989e-12 | 5spot_SharedNeighbor | Water | Porous | Wet | R600a | MinimizeLCOE_Brownfield | IgnoreSilica | 1.982 | 0.13499 | 0.0017975 | 4 | 980915.0892 | 2355808.1447 | 19997.2809 | 48026.3355 | 63.2351 | 0 | 324.4591 | 60264.089 | 3032.8302 | 71873.3211 | 67543.6735 | 0 | 28553.9273 | 0 | 90194.458 | 234667.4784 | 160165.3759 | 716295.1534 | 961560.8286 | 5375065.0943 | 5375065.0943 | 1478867.319 | 3031747.1076 | 0 | 7052921.0763 | 16938600.5971 | 7498.9421 | 0.0071901 | 980915.0892 | 2355808.1447 | 19997.2809 | 48026.3355
1 | 1800 | 707 | 0.03 | 15 | 15 | 7 | 1e-11 | 5spot_SharedNeighbor | Water | Porous | Wet | R600a | MinimizeLCOE_Brownfield | IgnoreSilica | 3.1808 | 0.22967 | 0.0030397 | 4 | 607575.4094 | 1420618.1273 | 12386.2465 | 28961.2221 | 65.0216 | 0 | 88.6398 | 89287.332 | 4571.507 | 109773.0363 | 96330.3836 | 0 | 39307.217 | 0 | 132315.0956 | 344256.7372 | 234962.2969 | 1050803.6057 | 961560.8286 | 5375065.0943 | 5375065.0943 | 1478867.319 | 3031747.1076 | 0 | 7387429.5286 | 17273109.0494 | 10000 | 0.012159 | 607575.4094 | 1420618.1273 | 12386.2465 | 28961.2221
1 | 1800 | 707 | 0.03 | 15 | 15 | 7 | 1.3335e-11 | 5spot_SharedNeighbor | Water | Porous | Wet | R600a | MinimizeLCOE_Brownfield | IgnoreSilica | 4.224 | 0.31268 | 0.0045786 | 4 | 417759.2106 | 957536.442 | 8516.5866 | 19520.6755 | 65.7768 | 0 | 84.2824 | 111669.2064 | 5760.9983 | 140415.5774 | 121490.2917 | 0 | 45030.3749 | 0 | 165502.915 | 430604.6355 | 293896.5118 | 1314370.5109 | 961560.8286 | 5375065.0943 | 5375065.0943 | 1478867.319 | 3031747.1076 | 0 | 7650996.4338 | 17536675.9546 | 13335.2143 | 0.018314 | 417759.2106 | 957536.442 | 8516.5866 | 19520.6755
1 | 1800 | 707 | 0.03 | 15 | 15 | 7 | 1.7783e-11 | 5spot_SharedNeighbor | Water | Porous | Wet | R600a | MinimizeLCOE_Brownfield | IgnoreSilica | 5.5534 | 0.41829 | 0.0066348 | 4 | 300233.8356 | 672728.138 | 6120.6728 | 13714.473 | 66.3353 | 0 | 91.6642 | 137657.7478 | 7144.5354 | 177133.4601 | 153485.3227 | 0 | 51278.6989 | 0 | 205412.9083 | 534442.2515 | 364767.8183 | 1631322.7431 | 961560.8286 | 5375065.0943 | 5375065.0943 | 1478867.319 | 3031747.1076 | 0 | 7967948.666 | 17853628.1868 | 17782.7941 | 0.026539 | 300233.8356 | 672728.138 | 6120.6728 | 13714.473
1 | 1800 | 707 | 0.03 | 15 | 15 | 7 | 2.3714e-11 | 5spot_SharedNeighbor | Water | Porous | Wet | R600a | MinimizeLCOE_Brownfield | IgnoreSilica | 7.1781 | 0.54697 | 0.0093201 | 4 | 223547.4843 | 488719.4181 | 4557.3178 | 9963.2064 | 66.7238 | 0 | 100.2532 | 166690.2852 | 8690.6152 | 219452.5954 | 192496.033 | 0 | 57526.6624 | 0 | 251493.9145 | 654335.5771 | 446597.4767 | 1997283.1595 | 961560.8286 | 5375065.0943 | 5375065.0943 | 1478867.319 | 3031747.1076 | 0 | 8333909.0824 | 18219588.6032 | 23713.7371 | 0.03728 | 223547.4843 | 488719.4181 | 4557.3178 | 9963.2064
1 | 1800 | 707 | 0.03 | 15 | 15 | 7 | 3.1623e-11 | 5spot_SharedNeighbor | Water | Porous | Wet | R600a | MinimizeLCOE_Brownfield | IgnoreSilica | 9.4903 | 0.73111 | 0.012996 | 4 | 169976.9696 | 360142.3894 | 3465.2104 | 7341.9897 | 67.09 | 0 | 97.3807 | 204914.6716 | 10728.7279 | 276700.4786 | 248192.7555 | 0 | 66489.4458 | 0 | 314740.1709 | 818889.3627 | 558908.8165 | 2499564.4296 | 961560.8286 | 5375065.0943 | 5375065.0943 | 1478867.319 | 3031747.1076 | 0 | 8836190.3524 | 18721869.8733 | 31622.7766 | 0.051985 | 169976.9696 | 360142.3894 | 3465.2104 | 7341.9897
1 | 1800 | 707 | 0.03 | 15 | 15 | 7 | 4.217e-11 | 5spot_SharedNeighbor | Water | Porous | Wet | R600a | MinimizeLCOE_Brownfield | IgnoreSilica | 11.0445 | 0.85477 | 0.017234 | 4 | 132613.3518 | 276013.3674 | 2703.5025 | 5626.9058 | 67.2422 | 0 | 61.9639 | 228882.3517 | 12005.8254 | 313503.6465 | 285613.4672 | 0 | 65779.3966 | 0 | 353256.0281 | 919099.7224 | 627304.4462 | 2805444.8842 | 961560.8286 | 5375065.0943 | 5375065.0943 | 1478867.319 | 3031747.1076 | 0 | 9142070.8071 | 19027750.328 | 42169.6503 | 0.068938 | 132613.3518 | 276013.3674 | 2703.5025 | 5626.9058
1 | 1800 | 707 | 0.03 | 15 | 15 | 7 | 5.6234e-11 | 5spot_SharedNeighbor | Water | Porous | Wet | R600a | MinimizeLCOE_Brownfield | IgnoreSilica | 14.7056 | 1.1461 | 0.023451 | 4 | 105313.6835 | 210699.5746 | 2146.9619 | 4295.3958 | 67.4735 | 0 | 71.1295 | 281538.9832 | 14810.7005 | 396319.6332 | 373763.1273 | 0 | 77251.8135 | 0 | 446036.8605 | 1160496.4164 | 792062.65 | 3542280.1846 | 961560.8286 | 5375065.0943 | 5375065.0943 | 1478867.319 | 3031747.1076 | 0 | 9878906.1075 | 19764585.6284 | 56234.1325 | 0.093805 | 105313.6835 | 210699.5746 | 2146.9619 | 4295.3958
1 | 1800 | 707 | 0.03 | 15 | 15 | 7 | 7.4989e-11 | 5spot_SharedNeighbor | Water | Porous | Wet | R600a | MinimizeLCOE_Brownfield | IgnoreSilica | 19.5 | 1.5276 | 0.031618 | 4 | 85406.3155 | 163571.3046 | 1741.1233 | 3334.6223 | 67.6465 | 0 | 65.0291 | 344715.4242 | 18173.9843 | 498682.5342 | 489209.4463 | 0 | 90779.0848 | 0 | 562208.5848 | 1462751.4128 | 998357.8958 | 4464878.3671 | 961560.8286 | 5375065.0943 | 5375065.0943 | 1478867.319 | 3031747.1076 | 0 | 10801504.29 | 20687183.8109 | 74989.4209 | 0.12647 | 85406.3155 | 163571.3046 | 1741.1233 | 3334.6223
1 | 1800 | 707 | 0.03 | 15 | 15 | 7 | 1e-10 | 5spot_SharedNeighbor | Water | Porous | Wet | R600a | MinimizeLCOE_Brownfield | IgnoreSilica | 24.6519 | 1.9377 | 0.0412 | 4 | 71289.1588 | 131275.7868 | 1453.3259 | 2676.2345 | 67.7584 | 0 | 87.9716 | 407494.1129 | 21513.6423 | 603111.7058 | 613275.0123 | 0 | 101859.5092 | 0 | 681429.0531 | 1772938.6159 | 1210067.0356 | 5411688.6871 | 961560.8286 | 5375065.0943 | 5375065.0943 | 1478867.319 | 3031747.1076 | 0 | 11748314.6099 | 21633994.1308 | 100000 | 0.1648 | 71289.1588 | 131275.7868 | 1453.3259 | 2676.2345
1 | 1800 | 707 | 0.03 | 15 | 15 | 7 | 1.3335e-10 | 5spot_SharedNeighbor | Water | Porous | Wet | R600a | MinimizeLCOE_Brownfield | IgnoreSilica | 30.377 | 2.3935 | 0.052922 | 4 | 60272.2394 | 106971.2186 | 1228.7311 | 2180.753 | 67.8393 | 0 | 111.9534 | 472752.6705 | 24982.5005 | 714102.8566 | 751155.5017 | 0 | 110575.4768 | 0 | 808691.9124 | 2104050.4705 | 1436057.68 | 6422369.0691 | 961560.8286 | 5375065.0943 | 5375065.0943 | 1478867.319 | 3031747.1076 | 0 | 12758994.9919 | 22644674.5128 | 133352.1432 | 0.21169 | 60272.2394 | 106971.2186 | 1228.7311 | 2180.753
1 | 1800 | 707 | 0.03 | 15 | 15 | 7 | 1.7783e-10 | 5spot_SharedNeighbor | Water | Porous | Wet | R600a | MinimizeLCOE_Brownfield | IgnoreSilica | 36.7714 | 2.9027 | 0.06664 | 4 | 51968.5315 | 89054.7462 | 1059.4488 | 1815.5015 | 67.9007 | 0 | 91.5999 | 541405.1267 | 28628.7347 | 833194.3877 | 905170.138 | 0 | 118291.8918 | 0 | 946409.2088 | 2462362.6261 | 1680613.0888 | 7516075.2028 | 961560.8286 | 5375065.0943 | 5375065.0943 | 1478867.319 | 3031747.1076 | 0 | 13852701.1257 | 23738380.6465 | 177827.941 | 0.26656 | 51968.5315 | 89054.7462 | 1059.4488 | 1815.5015
1 | 1800 | 707 | 0.03 | 15 | 15 | 7 | 2.3714e-10 | 5spot_SharedNeighbor | Water | Porous | Wet | R600a | MinimizeLCOE_Brownfield | IgnoreSilica | 43.5265 | 3.4406 | 0.081916 | 4 | 45702.3449 | 75872.4765 | 931.7041 | 1546.7631 | 67.9465 | 0 | 101.532 | 610141.4666 | 32276.252 | 954546.9987 | 1067881.3389 | 0 | 124208.0068 | 0 | 1087731.0846 | 2830053.1578 | 1931569.432 | 8638407.7375 | 961560.8286 | 5375065.0943 | 5375065.0943 | 1478867.319 | 3031747.1076 | 0 | 14975033.6604 | 24860713.1812 | 237137.3706 | 0.32766 | 45702.3449 | 75872.4765 | 931.7041 | 1546.7631
1 | 1800 | 707 | 0.03 | 15 | 15 | 7 | 3.1623e-10 | 5spot_SharedNeighbor | Water | Porous | Wet | R600a | MinimizeLCOE_Brownfield | IgnoreSilica | 50.2324 | 3.9745 | 0.097968 | 4 | 40983.0493 | 66209.8421 | 835.4949 | 1349.7772 | 67.9787 | 0 | 126.1483 | 675256.7658 | 35728.4824 | 1071278.165 | 1229384.4662 | 0 | 127744.0506 | 0 | 1224362.8527 | 3185540.9914 | 2174197.183 | 9723492.9571 | 961560.8286 | 5375065.0943 | 5375065.0943 | 1478867.319 | 3031747.1076 | 0 | 16060118.88 | 25945798.4008 | 316227.766 | 0.39187 | 40983.0493 | 66209.8421 | 835.4949 | 1349.7772
1 | 1800 | 707 | 0.03 | 15 | 15 | 7 | 4.217e-10 | 5spot_SharedNeighbor | Water | Porous | Wet | R600a | MinimizeLCOE_Brownfield | IgnoreSilica | 56.5077 | 4.4737 | 0.11386 | 4 | 37441.6388 | 59148.2568 | 763.2985 | 1205.8172 | 67.9993 | 0 | 126.4528 | 733810.9292 | 38829.9277 | 1177623.9366 | 1380454.5595 | 0 | 128840.4929 | 0 | 1349228.3399 | 3510415.3757 | 2395930.6258 | 10715134.1874 | 961560.8286 | 5375065.0943 | 5375065.0943 | 1478867.319 | 3031747.1076 | 0 | 17051760.1103 | 26937439.6312 | 421696.5034 | 0.45542 | 37441.6388 | 59148.2568 | 763.2985 | 1205.8172
1 | 1800 | 707 | 0.03 | 15 | 15 | 7 | 5.6234e-10 | 5spot_SharedNeighbor | Water | Porous | Wet | R600a | MinimizeLCOE_Brownfield | IgnoreSilica | 62.089 | 4.9172 | 0.12873 | 4 | 34793.2523 | 53991.9439 | 709.3075 | 1100.6988 | 68.0108 | 0 | 139.8259 | 784189.4303 | 41495.8103 | 1270122.0858 | 1514726.2965 | 0 | 127912.2149 | 0 | 1457993.8768 | 3793400.9916 | 2589074.1234 | 11578914.8296 | 961560.8286 | 5375065.0943 | 5375065.0943 | 1478867.319 | 3031747.1076 | 0 | 17915540.7525 | 27801220.2733 | 562341.3252 | 0.51491 | 34793.2523 | 53991.9439 | 709.3075 | 1100.6988
1 | 1800 | 707 | 0.03 | 15 | 15 | 7 | 7.4989e-10 | 5spot_SharedNeighbor | Water | Porous | Wet | R600a | MinimizeLCOE_Brownfield | IgnoreSilica | 66.8218 | 5.2928 | 0.14196 | 4 | 32817.1679 | 50226.7099 | 669.0224 | 1023.9394 | 68.0157 | 0 | 149.0002 | 825769.5773 | 43694.1059 | 1347150.8873 | 1628489.7302 | 0 | 125504.6376 | 0 | 1548537.486 | 4028976.8897 | 2749859.5144 | 12297982.8285 | 961560.8286 | 5375065.0943 | 5375065.0943 | 1478867.319 | 3031747.1076 | 0 | 18634608.7514 | 28520288.2722 | 749894.2093 | 0.56783 | 32817.1679 | 50226.7099 | 669.0224 | 1023.9394
1 | 1800 | 707 | 0.03 | 15 | 15 | 7 | 1e-09 | 5spot_SharedNeighbor | Water | Porous | Wet | R600a | MinimizeLCOE_Brownfield | IgnoreSilica | 70.7271 | 5.6023 | 0.15329 | 4 | 31344.0402 | 47466.5214 | 638.9907 | 967.6692 | 68.0165 | 0 | 125.8285 | 859347.3014 | 45467.8631 | 1409802.9729 | 1722281.7865 | 0 | 122372.8774 | 0 | 1622116.3925 | 4220414.1114 | 2880519.3519 | 12882322.657 | 961560.8286 | 5375065.0943 | 5375065.0943 | 1478867.319 | 3031747.1076 | 0 | 19218948.5799 | 29104628.1008 | 1000000 | 0.61316 | 31344.0402 | 47466.5214 | 638.9907 | 967.6692
1 | 1800 | 707 | 0.03 | 15 | 15 | 7 | 1.3335e-09 | 5spot_SharedNeighbor | Water | Porous | Wet | R600a | MinimizeLCOE_Brownfield | IgnoreSilica | 73.8593 | 5.8501 | 0.16268 | 4 | 30245.774 | 45437.7071 | 616.601 | 926.3091 | 68.0151 | 0 | 152.3017 | 885823.1774 | 46865.4711 | 1459485.2723 | 1797442.4408 | 0 | 118998.8367 | 0 | 1680359.9273 | 4371951.8417 | 2983946.9666 | 13344873.9338 | 961560.8286 | 5375065.0943 | 5375065.0943 | 1478867.319 | 3031747.1076 | 0 | 19681499.8567 | 29567179.3775 | 1333521.4322 | 0.65072 | 30245.774 | 45437.7071 | 616.601 | 926.3091
1 | 1800 | 707 | 0.03 | 15 | 15 | 7 | 1.7783e-09 | 5spot_SharedNeighbor | Water | Porous | Wet | R600a | MinimizeLCOE_Brownfield | IgnoreSilica | 76.3102 | 6.0439 | 0.17025 | 4 | 29426.478 | 43942.9463 | 599.8986 | 895.8364 | 68.0127 | 0 | 131.8997 | 906270.6066 | 47944.2168 | 1498024.9082 | 1856215.6226 | 0 | 115700.883 | 0 | 1725420.9325 | 4489191.3339 | 3063965.329 | 13702733.8326 | 961560.8286 | 5375065.0943 | 5375065.0943 | 1478867.319 | 3031747.1076 | 0 | 20039359.7555 | 29925039.2763 | 1778279.41 | 0.681 | 29426.478 | 43942.9463 | 599.8986 | 895.8364
1 | 1800 | 707 | 0.03 | 15 | 15 | 7 | 2.3714e-09 | 5spot_SharedNeighbor | Water | Porous | Wet | R600a | MinimizeLCOE_Brownfield | IgnoreSilica | 78.223 | 6.1949 | 0.17627 | 4 | 28814.7895 | 42835.7364 | 587.4285 | 873.2644 | 68.0102 | 0 | 140.3265 | 922067.393 | 48777.2148 | 1527900.3584 | 1902054.3034 | 0 | 112772.007 | 0 | 1760292.7979 | 4579920.7743 | 3125890.0364 | 13979674.8852 | 961560.8286 | 5375065.0943 | 5375065.0943 | 1478867.319 | 3031747.1076 | 0 | 20316300.8081 | 30201980.3289 | 2371373.7057 | 0.70507 | 28814.7895 | 42835.7364 | 587.4285 | 873.2644
1 | 1800 | 707 | 0.03 | 15 | 15 | 7 | 3.1623e-09 | 5spot_SharedNeighbor | Water | Porous | Wet | R600a | MinimizeLCOE_Brownfield | IgnoreSilica | 79.6944 | 6.311 | 0.18097 | 4 | 28357.7207 | 42014.0825 | 578.1105 | 856.5139 | 68.0077 | 0 | 134.8109 | 934125.2369 | 49412.8123 | 1550764.1661 | 1937297.4875 | 0 | 110264.0864 | 0 | 1786926.8778 | 4649217.1868 | 3173186.2619 | 14191194.1156 | 961560.8286 | 5375065.0943 | 5375065.0943 | 1478867.319 | 3031747.1076 | 0 | 20527820.0385 | 30413499.5594 | 3162277.6602 | 0.72389 | 28357.7207 | 42014.0825 | 578.1105 | 856.5139
1 | 1800 | 707 | 0.03 | 15 | 15 | 7 | 4.217e-09 | 5spot_SharedNeighbor | Water | Porous | Wet | R600a | MinimizeLCOE_Brownfield | IgnoreSilica | 80.8197 | 6.3997 | 0.18462 | 4 | 28015.9317 | 41402.7746 | 571.1427 | 844.0516 | 68.0057 | 0 | 127.426 | 943293.8765 | 49895.9716 | 1568184.1037 | 1964243.2386 | 0 | 108192.8559 | 0 | 1807185.9181 | 4701927.054 | 3209161.8293 | 14352084.8478 | 961560.8286 | 5375065.0943 | 5375065.0943 | 1478867.319 | 3031747.1076 | 0 | 20688710.7707 | 30574390.2915 | 4216965.0343 | 0.73846 | 28015.9317 | 41402.7746 | 571.1427 | 844.0516
1 | 1800 | 707 | 0.03 | 15 | 15 | 7 | 5.6234e-09 | 5spot_SharedNeighbor | Water | Porous | Wet | R600a | MinimizeLCOE_Brownfield | IgnoreSilica | 81.6692 | 6.4666 | 0.1874 | 4 | 27760.1863 | 40947.8137 | 565.9289 | 834.7766 | 68.0039 | 0 | 144.6053 | 950184.2388 | 50258.991 | 1581295.1168 | 1984577.1107 | 0 | 106502.5598 | 0 | 1822399.0267 | 4741508.4419 | 3236176.9399 | 14472902.4256 | 961560.8286 | 5375065.0943 | 5375065.0943 | 1478867.319 | 3031747.1076 | 0 | 20809528.3485 | 30695207.8693 | 5623413.2519 | 0.74962 | 27760.1863 | 40947.8137 | 565.9289 | 834.7766
1 | 1800 | 707 | 0.03 | 15 | 15 | 7 | 7.4989e-09 | 5spot_SharedNeighbor | Water | Porous | Wet | R600a | MinimizeLCOE_Brownfield | IgnoreSilica | 82.3271 | 6.5184 | 0.18955 | 4 | 27568.7263 | 40606.837 | 562.0258 | 827.8253 | 68.0025 | 0 | 151.0116 | 955502.4134 | 50539.131 | 1591426.1228 | 2000320.5201 | 0 | 105207.8577 | 0 | 1834168.4576 | 4772130.087 | 3257076.8418 | 14566371.4315 | 961560.8286 | 5375065.0943 | 5375065.0943 | 1478867.319 | 3031747.1076 | 0 | 20902997.3543 | 30788676.8752 | 7498942.0933 | 0.75821 | 27568.7263 | 40606.837 | 562.0258 | 827.8253
1 | 1800 | 707 | 0.03 | 15 | 15 | 7 | 1e-08 | 5spot_SharedNeighbor | Water | Porous | Wet | R600a | MinimizeLCOE_Brownfield | IgnoreSilica | 82.807 | 6.5562 | 0.19116 | 4 | 27425.3352 | 40353.7404 | 559.1026 | 822.6656 | 68.0014 | 0 | 162.0064 | 959371.9669 | 50742.9366 | 1598803.8768 | 2011802.509 | 0 | 104142.8566 | 0 | 1842697.0169 | 4794319.6488 | 3272221.6737 | 14634102.4852 | 961560.8286 | 5375065.0943 | 5375065.0943 | 1478867.319 | 3031747.1076 | 0 | 20970728.4081 | 30856407.9289 | 10000000 | 0.76465 | 27425.3352 | 40353.7404 | 559.1026 | 822.6656
1 | 1900 | 707 | 0.03 | 15 | 15 | 7 | 1e-13 | 5spot_SharedNeighbor | Water | Porous | Wet | R600a | MinimizeLCOE_Brownfield | IgnoreSilica | 0 | 0 | 0 | 0 | [6 empty] | 18.5229 | [19 empty] | 100 | 0
1 | 1900 | 707 | 0.03 | 15 | 15 | 7 | 1.3335e-13 | 5spot_SharedNeighbor | Water | Porous | Wet | R600a | MinimizeLCOE_Brownfield | IgnoreSilica | 0 | 0 | 0 | 0 | [6 empty] | 20.7425 | [19 empty] | 133.3521 | 0
1 | 1900 | 707 | 0.03 | 15 | 15 | 7 | 1.7783e-13 | 5spot_SharedNeighbor | Water | Porous | Wet | R600a | MinimizeLCOE_Brownfield | IgnoreSilica | 0 | 0 | 0 | 0 | [6 empty] | 23.0545 | [19 empty] | 177.8279 | 0
1 | 1900 | 707 | 0.03 | 15 | 15 | 7 | 2.3714e-13 | 5spot_SharedNeighbor | Water | Porous | Wet | R600a | MinimizeLCOE_Brownfield | IgnoreSilica | 0 | 0 | 0 | 0 | [6 empty] | 22.8786 | [19 empty] | 237.1374 | 0
1 | 1900 | 707 | 0.03 | 15 | 15 | 7 | 3.1623e-13 | 5spot_SharedNeighbor | Water | Porous | Wet | R600a | MinimizeLCOE_Brownfield | IgnoreSilica | 0 | 0 | 0 | 0 | [6 empty] | 23.4564 | [19 empty] | 316.2278 | 0
1 | 1900 | 707 | 0.03 | 15 | 15 | 7 | 4.217e-13 | 5spot_SharedNeighbor | Water | Porous | Wet | R600a | MinimizeLCOE_Brownfield | IgnoreSilica | 0 | 0 | 0 | 0 | [6 empty] | 23.4564 | [19 empty] | 421.6965 | 0
1 | 1900 | 707 | 0.03 | 15 | 15 | 7 | 5.6234e-13 | 5spot_SharedNeighbor | Water | Porous | Wet | R600a | MinimizeLCOE_Brownfield | IgnoreSilica | 0 | 0 | 0 | 0 | [6 empty] | 25.2075 | [19 empty] | 562.3413 | 0
1 | 1900 | 707 | 0.03 | 15 | 15 | 7 | 7.4989e-13 | 5spot_SharedNeighbor | Water | Porous | Wet | R600a | MinimizeLCOE_Brownfield | IgnoreSilica | 0 | 0 | 0 | 0 | [6 empty] | 26.048 | [19 empty] | 749.8942 | 0
1 | 1900 | 707 | 0.03 | 15 | 15 | 7 | 1e-12 | 5spot_SharedNeighbor | Water | Porous | Wet | R600a | MinimizeLCOE_Brownfield | IgnoreSilica | 0 | 0 | 0 | 0 | [6 empty] | 25.3839 | [19 empty] | 1000 | 0
1 | 1900 | 707 | 0.03 | 15 | 15 | 7 | 1.3335e-12 | 5spot_SharedNeighbor | Water | Porous | Wet | R600a | MinimizeLCOE_Brownfield | IgnoreSilica | 0 | 0 | 0 | 0 | [6 empty] | 29.252 | [19 empty] | 1333.5214 | 0
1 | 1900 | 707 | 0.03 | 15 | 15 | 7 | 1.7783e-12 | 5spot_SharedNeighbor | Water | Porous | Wet | R600a | MinimizeLCOE_Brownfield | IgnoreSilica | 0 | 0 | 0 | 0 | [6 empty] | 32.731 | [19 empty] | 1778.2794 | 0
1 | 1900 | 707 | 0.03 | 15 | 15 | 7 | 2.3714e-12 | 5spot_SharedNeighbor | Water | Porous | Wet | R600a | MinimizeLCOE_Brownfield | IgnoreSilica | 0 | 0 | 0 | 0 | [6 empty] | 35.4449 | [19 empty] | 2371.3737 | 0
1 | 1900 | 707 | 0.03 | 15 | 15 | 7 | 3.1623e-12 | 5spot_SharedNeighbor | Water | Porous | Wet | R600a | MinimizeLCOE_Brownfield | IgnoreSilica | 1.6 | 0.11331 | 0.00025003 | 4 | 7314166.5349 | 17634990.2026 | 149109.178 | 359513.1284 | 64.4151 | 0 | 39.8461 | 54434.8312 | 2752.0188 | 62411.7223 | 60000.6359 | 0 | 35661.555 | 0 | 83951.6976 | 218425.0964 | 149079.6164 | 666717.1736 | 961560.8286 | 5686671.2401 | 5686671.2401 | 1478867.319 | 3156389.5659 | 0 | 7314949.2423 | 17636877.3673 | 3162.2777 | 0.0010001 | 7314166.5349 | 17634990.2026 | 149109.178 | 359513.1284
1 | 1900 | 707 | 0.03 | 15 | 15 | 7 | 4.217e-12 | 5spot_SharedNeighbor | Water | Porous | Wet | R600a | MinimizeLCOE_Brownfield | IgnoreSilica | 1.632 | 0.11602 | 0.0010782 | 4 | 1695148.3409 | 4088561.1295 | 34557.8918 | 83350.8488 | 64.5359 | 0 | 264.1557 | 55428.7547 | 2805.2463 | 63597.1305 | 60803.7934 | 0 | 31210.2549 | 0 | 83399.6201 | 216988.7039 | 148099.2491 | 662332.7528 | 961560.8286 | 5686671.2401 | 5686671.2401 | 1478867.319 | 3156389.5659 | 0 | 7310564.8215 | 17632492.9465 | 4216.965 | 0.0043126 | 1695148.3409 | 4088561.1295 | 34557.8918 | 83350.8488
1 | 1900 | 707 | 0.03 | 15 | 15 | 7 | 5.6234e-12 | 5spot_SharedNeighbor | Water | Porous | Wet | R600a | MinimizeLCOE_Brownfield | IgnoreSilica | 1.6 | 0.11331 | 0.0016955 | 4 | 1074303.8349 | 2596271.4246 | 21901.1368 | 52928.5047 | 64.4162 | 0 | 243.2352 | 54437.0942 | 2752.1529 | 62413.4356 | 60001.4044 | 0 | 26274.102 | 0 | 80292.4938 | 208904.5986 | 142581.6811 | 637656.9627 | 961560.8286 | 5686671.2401 | 5686671.2401 | 1478867.319 | 3156389.5659 | 0 | 7285889.0314 | 17607817.1564 | 5623.4133 | 0.006782 | 1074303.8349 | 2596271.4246 | 21901.1368 | 52928.5047
1 | 1900 | 707 | 0.03 | 15 | 15 | 7 | 7.4989e-12 | 5spot_SharedNeighbor | Water | Porous | Wet | R600a | MinimizeLCOE_Brownfield | IgnoreSilica | 2.9787 | 0.2314 | 0.0032534 | 4 | 592866.0013 | 1386028.0379 | 12086.3753 | 28256.0563 | 67.367 | 0 | 69.8818 | 92890.741 | 4822.2935 | 110207.8706 | 94773.2843 | 0 | 41841.635 | 0 | 134368.9715 | 349600.5011 | 238609.5256 | 1067114.8227 | 961560.8286 | 5686671.2401 | 5686671.2401 | 1478867.319 | 3156389.5659 | 0 | 7715346.8914 | 18037275.0164 | 7498.9421 | 0.013014 | 592866.0013 | 1386028.0379 | 12086.3753 | 28256.0563
1 | 1900 | 707 | 0.03 | 15 | 15 | 7 | 1e-11 | 5spot_SharedNeighbor | Water | Porous | Wet | R600a | MinimizeLCOE_Brownfield | IgnoreSilica | 3.9534 | 0.31535 | 0.0049718 | 4 | 401422.1829 | 920450.0096 | 8183.5342 | 18764.6184 | 68.2552 | 0 | 72.5534 | 116446.1004 | 6096.489 | 141061.5627 | 119397.8485 | 0 | 47982.3057 | 0 | 168083.8795 | 437319.7757 | 298479.7329 | 1334867.6944 | 961560.8286 | 5686671.2401 | 5686671.2401 | 1478867.319 | 3156389.5659 | 0 | 7983099.7631 | 18305027.8881 | 10000 | 0.019887 | 401422.1829 | 920450.0096 | 8183.5342 | 18764.6184
1 | 1900 | 707 | 0.03 | 15 | 15 | 7 | 1.3335e-11 | 5spot_SharedNeighbor | Water | Porous | Wet | R600a | MinimizeLCOE_Brownfield | IgnoreSilica | 5.1977 | 0.42268 | 0.0072754 | 4 | 285413.9119 | 640098.534 | 5818.5486 | 13049.2744 | 68.9166 | 0 | 111.5677 | 143886.1722 | 7582.7973 | 178208.5462 | 150849.3249 | 0 | 54721.5839 | 0 | 208746.8856 | 543116.5764 | 370688.2233 | 1657800.1098 | 961560.8286 | 5686671.2401 | 5686671.2401 | 1478867.319 | 3156389.5659 | 0 | 8306032.1785 | 18627960.3036 | 13335.2143 | 0.029102 | 285413.9119 | 640098.534 | 5818.5486 | 13049.2744
1 | 1900 | 707 | 0.03 | 15 | 15 | 7 | 1.7783e-11 | 5spot_SharedNeighbor | Water | Porous | Wet | R600a | MinimizeLCOE_Brownfield | IgnoreSilica | 6.7519 | 0.55672 | 0.01031 | 4 | 210665.0205 | 460955.2752 | 4294.6914 | 9397.1968 | 69.3942 | 0 | 83.7514 | 175242.9481 | 9281.4203 | 222046.9269 | 190118.9311 | 0 | 61815.1175 | 0 | 256817.0841 | 668185.3724 | 456050.2465 | 2039558.0468 | 961560.8286 | 5686671.2401 | 5686671.2401 | 1478867.319 | 3156389.5659 | 0 | 8687790.1155 | 19009718.2405 | 17782.7941 | 0.04124 | 210665.0205 | 460955.2752 | 4294.6914 | 9397.1968
1 | 1900 | 707 | 0.03 | 15 | 15 | 7 | 2.3714e-11 | 5spot_SharedNeighbor | Water | Porous | Wet | R600a | MinimizeLCOE_Brownfield | IgnoreSilica | 9.2586 | 0.77354 | 0.01452 | 4 | 159817.4991 | 337540.6009 | 3258.0959 | 6881.2217 | 69.8526 | 0 | 95.406 | 221493.1001 | 11788.2976 | 288765.6081 | 253557.7502 | 0 | 74749.1771 | 0 | 331638.0339 | 862854.1359 | 588915.6776 | 2633761.7804 | 961560.8286 | 5686671.2401 | 5686671.2401 | 1478867.319 | 3156389.5659 | 0 | 9281993.8491 | 19603921.9741 | 23713.7371 | 0.058079 | 159817.4991 | 337540.6009 | 3258.0959 | 6881.2217
1 | 1900 | 707 | 0.03 | 15 | 15 | 7 | 3.1623e-11 | 5spot_SharedNeighbor | Water | Porous | Wet | R600a | MinimizeLCOE_Brownfield | IgnoreSilica | 11.4318 | 0.96169 | 0.01972 | 4 | 123727.7956 | 254585.4036 | 2522.3585 | 5190.0678 | 70.0938 | 0 | 83.3249 | 258476.5989 | 13792.7521 | 343634.2801 | 308582.5564 | 0 | 80049.892 | 0 | 391769.071 | 1019302.7598 | 695695.0782 | 3111302.9884 | 961560.8286 | 5686671.2401 | 5686671.2401 | 1478867.319 | 3156389.5659 | 0 | 9759535.0571 | 20081463.1821 | 31622.7766 | 0.078879 | 123727.7956 | 254585.4036 | 2522.3585 | 5190.0678
1 | 1900 | 707 | 0.03 | 15 | 15 | 7 | 4.217e-11 | 5spot_SharedNeighbor | Water | Porous | Wet | R600a | MinimizeLCOE_Brownfield | IgnoreSilica | 14.6519 | 1.2403 | 0.026615 | 4 | 98146.4916 | 195101.4613 | 2000.849 | 3977.4072 | 70.3132 | 0 | 89.4612 | 309395.2545 | 16550.585 | 421110.0182 | 390072.4674 | 0 | 89941.6001 | 0 | 478557.2708 | 1245107.8531 | 849811.6941 | 3800546.7432 | 961560.8286 | 5686671.2401 | 5686671.2401 | 1478867.319 | 3156389.5659 | 0 | 10448778.8119 | 20770706.937 | 42169.6503 | 0.10646 | 98146.4916 | 195101.4613 | 2000.849 | 3977.4072
1 | 1900 | 707 | 0.03 | 15 | 15 | 7 | 5.6234e-11 | 5spot_SharedNeighbor | Water | Porous | Wet | R600a | MinimizeLCOE_Brownfield | IgnoreSilica | 18.6324 | 1.5847 | 0.03546 | 4 | 79428.8676 | 152200.2094 | 1619.2649 | 3102.8071 | 70.4809 | 0 | 102.3763 | 367781.2106 | 19710.7984 | 512241.7712 | 490814.1862 | 0 | 100451.4351 | 0 | 581489.7665 | 1512917.0926 | 1032597.003 | 4618003.2636 | 961560.8286 | 5686671.2401 | 5686671.2401 | 1478867.319 | 3156389.5659 | 0 | 11266235.3323 | 21588163.4573 | 56234.1325 | 0.14184 | 79428.8676 | 152200.2094 | 1619.2649 | 3102.8071
1 | 1900 | 707 | 0.03 | 15 | 15 | 7 | 7.4989e-11 | 5spot_SharedNeighbor | Water | Porous | Wet | R600a | MinimizeLCOE_Brownfield | IgnoreSilica | 23.4346 | 2.0003 | 0.046596 | 4 | 65534.7231 | 120915.023 | 1336.014 | 2465.0163 | 70.6083 | 0 | 84.8334 | 433356.5921 | 23257.335 | 617081.402 | 612359.7076 | 0 | 111119.2526 | 0 | 700897.9728 | 1823592.7513 | 1244639.5239 | 5566304.5373 | 961560.8286 | 5686671.2401 | 5686671.2401 | 1478867.319 | 3156389.5659 | 0 | 12214536.606 | 22536464.731 | 74989.4209 | 0.18638 | 65534.7231 | 120915.023 | 1336.014 | 2465.0163
1 | 1900 | 707 | 0.03 | 15 | 15 | 7 | 1e-10 | 5spot_SharedNeighbor | Water | Porous | Wet | R600a | MinimizeLCOE_Brownfield | IgnoreSilica | 29.0734 | 2.4884 | 0.060277 | 4 | 55112.9357 | 97923.2156 | 1123.5517 | 1996.2972 | 70.7053 | 0 | 111.1208 | 505356.2714 | 27147.8424 | 734789.3331 | 755095.476 | 0 | 121437.0069 | 0 | 836092.1126 | 2175340.1709 | 1484714.3654 | 6639972.5787 | 961560.8286 | 5686671.2401 | 5686671.2401 | 1478867.319 | 3156389.5659 | 0 | 13288204.6474 | 23610132.7724 | 100000 | 0.24111 | 55112.9357 | 97923.2156 | 1123.5517 | 1996.2972
1 | 1900 | 707 | 0.03 | 15 | 15 | 7 | 1.3335e-10 | 5spot_SharedNeighbor | Water | Porous | Wet | R600a | MinimizeLCOE_Brownfield | IgnoreSilica | 34.4083 | 2.9502 | 0.075795 | 4 | 47027.7009 | 81073.3985 | 958.7233 | 1652.7909 | 70.7686 | 0 | 107.8745 | 569681.8181 | 30620.6351 | 841956.5125 | 890149.7356 | 0 | 124465.3702 | 0 | 958180.8879 | 2492990.1204 | 1701516.983 | 7609562.0628 | 961560.8286 | 5686671.2401 | 5686671.2401 | 1478867.319 | 3156389.5659 | 0 | 14257794.1315 | 24579722.2565 | 133352.1432 | 0.30318 | 47027.7009 | 81073.3985 | 958.7233 | 1652.7909
1 | 1900 | 707 | 0.03 | 15 | 15 | 7 | 1.7783e-10 | 5spot_SharedNeighbor | Water | Porous | Wet | R600a | MinimizeLCOE_Brownfield | IgnoreSilica | 42.4398 | 3.6456 | 0.095135 | 4 | 41285.7022 | 68410.2132 | 841.6649 | 1394.6347 | 70.8347 | 0 | 103.4855 | 661165.0836 | 35554.701 | 997229.5536 | 1093481.3062 | 0 | 138573.9993 | 0 | 1141141.811 | 2969016.9119 | 2026415.0496 | 9062578.4161 | 961560.8286 | 5686671.2401 | 5686671.2401 | 1478867.319 | 3156389.5659 | 0 | 15710810.4848 | 26032738.6098 | 177827.941 | 0.38054 | 41285.7022 | 68410.2132 | 841.6649 | 1394.6347
1 | 1900 | 707 | 0.03 | 15 | 15 | 7 | 2.3714e-10 | 5spot_SharedNeighbor | Water | Porous | Wet | R600a | MinimizeLCOE_Brownfield | IgnoreSilica | 49.5675 | 4.2626 | 0.1152 | 4 | 36779.0139 | 59178.191 | 749.7899 | 1206.4275 | 70.8744 | 0 | 146.7366 | 738054.9623 | 39697.0251 | 1130068.4539 | 1273910.0505 | 0 | 143852.3799 | 0 | 1296977.32 | 3374468.94 | 2303144.39 | 10300173.5218 | 961560.8286 | 5686671.2401 | 5686671.2401 | 1478867.319 | 3156389.5659 | 0 | 16948405.5905 | 27270333.7155 | 237137.3706 | 0.46082 | 36779.0139 | 59178.191 | 749.7899 | 1206.4275
1 | 1900 | 707 | 0.03 | 15 | 15 | 7 | 3.1623e-10 | 5spot_SharedNeighbor | Water | Porous | Wet | R600a | MinimizeLCOE_Brownfield | IgnoreSilica | 56.4151 | 4.8549 | 0.13561 | 4 | 33382.1512 | 52411.5474 | 680.5403 | 1068.4803 | 70.9 | 0 | 135.8756 | 808791.1646 | 43503.6186 | 1254014.9844 | 1447176.9724 | 0 | 146216.664 | 0 | 1442884.3276 | 3754089.044 | 2562242.9114 | 11458919.6869 | 961560.8286 | 5686671.2401 | 5686671.2401 | 1478867.319 | 3156389.5659 | 0 | 18107151.7556 | 28429079.8806 | 316227.766 | 0.54242 | 33382.1512 | 52411.5474 | 680.5403 | 1068.4803
1 | 1900 | 707 | 0.03 | 15 | 15 | 7 | 4.217e-10 | 5spot_SharedNeighbor | Water | Porous | Wet | R600a | MinimizeLCOE_Brownfield | IgnoreSilica | 62.6419 | 5.3929 | 0.15517 | 4 | 30832.3015 | 47462.437 | 628.5582 | 967.586 | 70.914 | 0 | 134.4259 | 870799.9323 | 46836.7389 | 1363981.0782 | 1604617.354 | 0 | 145931.1493 | 0 | 1572544.8385 | 4091439.0965 | 2792491.254 | 12488641.4416 | 961560.8286 | 5686671.2401 | 5686671.2401 | 1478867.319 | 3156389.5659 | 0 | 19136873.5103 | 29458801.6353 | 421696.5034 | 0.62068 | 30832.3015 | 47462.437 | 628.5582 | 967.586
1 | 1900 | 707 | 0.03 | 15 | 15 | 7 | 5.6234e-10 | 5spot_SharedNeighbor | Water | Porous | Wet | R600a | MinimizeLCOE_Brownfield | IgnoreSilica | 68.0398 | 5.8584 | 0.17296 | 4 | 28924.3245 | 43843.4509 | 589.6615 | 893.808 | 70.9192 | 0 | 147.0309 | 922948.6051 | 49636.7083 | 1457389.9043 | 1740963.2333 | 0 | 143630.7442 | 0 | 1682681.9861 | 4377993.3624 | 2988070.4286 | 13363314.9724 | 961560.8286 | 5686671.2401 | 5686671.2401 | 1478867.319 | 3156389.5659 | 0 | 20011547.0411 | 30333475.1661 | 562341.3252 | 0.69186 | 28924.3245 | 43843.4509 | 589.6615 | 893.808
1 | 1900 | 707 | 0.03 | 15 | 15 | 7 | 7.4989e-10 | 5spot_SharedNeighbor | Water | Porous | Wet | R600a | MinimizeLCOE_Brownfield | IgnoreSilica | 72.5318 | 6.2451 | 0.18843 | 4 | 27499.1586 | 41193.8813 | 560.6075 | 839.793 | 70.9189 | 0 | 148.4033 | 965295.0791 | 51908.0219 | 1533859.8513 | 1854304.4074 | 0 | 140052.0778 | 0 | 1772713.5806 | 4612237.1031 | 3147946.5949 | 14078316.7159 | 961560.8286 | 5686671.2401 | 5686671.2401 | 1478867.319 | 3156389.5659 | 0 | 20726548.7846 | 31048476.9096 | 749894.2093 | 0.75372 | 27499.1586 | 41193.8813 | 560.6075 | 839.793
1 | 1900 | 707 | 0.03 | 15 | 15 | 7 | 1e-09 | 5spot_SharedNeighbor | Water | Porous | Wet | R600a | MinimizeLCOE_Brownfield | IgnoreSilica | 76.1936 | 6.5598 | 0.20145 | 4 | 26435.2496 | 39245.1042 | 538.9183 | 800.0645 | 70.9157 | 0 | 135.7924 | 999149.3474 | 53722.1939 | 1595392.6851 | 1946600.7606 | 0 | 136026.4411 | 0 | 1845047.6569 | 4800435.5321 | 3276395.8897 | 14652770.5068 | 961560.8286 | 5686671.2401 | 5686671.2401 | 1478867.319 | 3156389.5659 | 0 | 21301002.5755 | 31622930.7005 | 1000000 | 0.80578 | 26435.2496 | 39245.1042 | 538.9183 | 800.0645
1 | 1900 | 707 | 0.03 | 15 | 15 | 7 | 1.3335e-09 | 5spot_SharedNeighbor | Water | Porous | Wet | R600a | MinimizeLCOE_Brownfield | IgnoreSilica | 79.0876 | 6.8082 | 0.21206 | 4 | 25640.8958 | 37809.791 | 522.7243 | 770.8037 | 70.9114 | 0 | 145.6874 | 1025500.8917 | 55133.2323 | 1643533.9817 | 2019477.5554 | 0 | 131947.0316 | 0 | 1901481.1501 | 4947263.9052 | 3376609.2714 | 15100947.0193 | 961560.8286 | 5686671.2401 | 5686671.2401 | 1478867.319 | 3156389.5659 | 0 | 21749179.088 | 32071107.213 | 1333521.4322 | 0.84822 | 25640.8958 | 37809.791 | 522.7243 | 770.8037
1 | 1900 | 707 | 0.03 | 15 | 15 | 7 | 1.7783e-09 | 5spot_SharedNeighbor | Water | Porous | Wet | R600a | MinimizeLCOE_Brownfield | IgnoreSilica | 81.3527 | 7.0023 | 0.22055 | 4 | 25047.4868 | 36747.9516 | 510.6269 | 749.1567 | 70.9068 | 0 | 173.2164 | 1045884.7444 | 56224.0412 | 1680920.6272 | 2076472.0256 | 0 | 128203.0871 | 0 | 1945204.765 | 5061023.782 | 3454252.7249 | 15448185.7974 | 961560.8286 | 5686671.2401 | 5686671.2401 | 1478867.319 | 3156389.5659 | 0 | 22096417.8661 | 32418345.9911 | 1778279.41 | 0.88218 | 25047.4868 | 36747.9516 | 510.6269 | 749.1567
1 | 1900 | 707 | 0.03 | 15 | 15 | 7 | 2.3714e-09 | 5spot_SharedNeighbor | Water | Porous | Wet | R600a | MinimizeLCOE_Brownfield | IgnoreSilica | 83.0971 | 7.1516 | 0.22722 | 4 | 24603.9022 | 35960.9058 | 501.5838 | 733.1117 | 70.9027 | 0 | 162.8373 | 1061441.6025 | 57056.1285 | 1709540.8358 | 2120335.1554 | 0 | 124919.1284 | 0 | 1978584.2117 | 5147870.2555 | 3513527.2275 | 15713274.5453 | 961560.8286 | 5686671.2401 | 5686671.2401 | 1478867.319 | 3156389.5659 | 0 | 22361506.6141 | 32683434.7391 | 2371373.7057 | 0.90886 | 24603.9022 | 35960.9058 | 501.5838 | 733.1117
1 | 1900 | 707 | 0.03 | 15 | 15 | 7 | 3.1623e-09 | 5spot_SharedNeighbor | Water | Porous | Wet | R600a | MinimizeLCOE_Brownfield | IgnoreSilica | 84.4466 | 7.267 | 0.23242 | 4 | 24272.1043 | 35374.7058 | 494.8197 | 721.1612 | 70.8991 | 0 | 153.1057 | 1073394.3408 | 57695.1939 | 1731581.72 | 2154251.3498 | 0 | 122208.577 | 0 | 2004261.1608 | 5214676.4098 | 3559123.8006 | 15917192.5526 | 961560.8286 | 5686671.2401 | 5686671.2401 | 1478867.319 | 3156389.5659 | 0 | 22565424.6213 | 32887352.7463 | 3162277.6602 | 0.92969 | 24272.1043 | 35374.7058 | 494.8197 | 721.1612
1 | 1900 | 707 | 0.03 | 15 | 15 | 7 | 4.217e-09 | 5spot_SharedNeighbor | Water | Porous | Wet | R600a | MinimizeLCOE_Brownfield | IgnoreSilica | 85.4749 | 7.3549 | 0.23643 | 4 | 24023.785 | 34938.0411 | 489.7574 | 712.2592 | 70.8961 | 0 | 144.8284 | 1082454.6474 | 58179.4654 | 1748318.6843 | 2180084.8243 | 0 | 119997.412 | 0 | 2023723.663 | 5265313.8483 | 3593684.8929 | 16071757.4376 | 961560.8286 | 5686671.2401 | 5686671.2401 | 1478867.319 | 3156389.5659 | 0 | 22719989.5063 | 33041917.6313 | 4216965.0343 | 0.94573 | 24023.785 | 34938.0411 | 489.7574 | 712.2592
1 | 1900 | 707 | 0.03 | 15 | 15 | 7 | 5.6234e-09 | 5spot_SharedNeighbor | Water | Porous | Wet | R600a | MinimizeLCOE_Brownfield | IgnoreSilica | 86.2519 | 7.4212 | 0.2395 | 4 | 23837.8567 | 34612.5136 | 485.967 | 705.6229 | 70.8937 | 0 | 130.6055 | 1089273.5295 | 58543.8485 | 1760932.042 | 2199598.3172 | 0 | 118220.4947 | 0 | 2038361.6105 | 5303398.7849 | 3619678.6447 | 16188007.272 | 961560.8286 | 5686671.2401 | 5686671.2401 | 1478867.319 | 3156389.5659 | 0 | 22836239.3407 | 33158167.4657 | 5623413.2519 | 0.95798 | 23837.8567 | 34612.5136 | 485.967 | 705.6229
1 | 1900 | 707 | 0.03 | 15 | 15 | 7 | 7.4989e-09 | 5spot_SharedNeighbor | Water | Porous | Wet | R600a | MinimizeLCOE_Brownfield | IgnoreSilica | 86.8413 | 7.4716 | 0.24183 | 4 | 23698.5931 | 34369.2211 | 483.1279 | 700.6631 | 70.8919 | 0 | 169.4913 | 1094430.2128 | 58819.3592 | 1770480.3913 | 2214395.6131 | 0 | 116829.0472 | 0 | 2049432.3032 | 5332202.4565 | 3639337.7424 | 16275927.1257 | 961560.8286 | 5686671.2401 | 5686671.2401 | 1478867.319 | 3156389.5659 | 0 | 22924159.1944 | 33246087.3194 | 7498942.0933 | 0.96732 | 23698.5931 | 34369.2211 | 483.1279 | 700.6631
1 | 1900 | 707 | 0.03 | 15 | 15 | 7 | 1e-08 | 5spot_SharedNeighbor | Water | Porous | Wet | R600a | MinimizeLCOE_Brownfield | IgnoreSilica | 87.2823 | 7.5092 | 0.24359 | 4 | 23594.2525 | 34187.6048 | 481.0008 | 696.9606 | 70.8904 | 0 | 173.0204 | 1098280.1977 | 59025.028 | 1777614.6389 | 2225466.0429 | 0 | 115735.3295 | 0 | 2057687.2824 | 5353680.2192 | 3653996.7567 | 16341485.4954 | 961560.8286 | 5686671.2401 | 5686671.2401 | 1478867.319 | 3156389.5659 | 0 | 22989717.5641 | 33311645.6891 | 10000000 | 0.97438 | 23594.2525 | 34187.6048 | 481.0008 | 696.9606
1 | 2000 | 707 | 0.03 | 15 | 15 | 7 | 1e-13 | 5spot_SharedNeighbor | Water | Porous | Wet | R600a | MinimizeLCOE_Brownfield | IgnoreSilica | 0 | 0 | 0 | 0 | [6 empty] | 16.4639 | [19 empty] | 100 | 0
1 | 2000 | 707 | 0.03 | 15 | 15 | 7 | 1.3335e-13 | 5spot_SharedNeighbor | Water | Porous | Wet | R600a | MinimizeLCOE_Brownfield | IgnoreSilica | 0 | 0 | 0 | 0 | [6 empty] | 18.5285 | [19 empty] | 133.3521 | 0
1 | 2000 | 707 | 0.03 | 15 | 15 | 7 | 1.7783e-13 | 5spot_SharedNeighbor | Water | Porous | Wet | R600a | MinimizeLCOE_Brownfield | IgnoreSilica | 0 | 0 | 0 | 0 | [6 empty] | 20.9726 | [19 empty] | 177.8279 | 0
1 | 2000 | 707 | 0.03 | 15 | 15 | 7 | 2.3714e-13 | 5spot_SharedNeighbor | Water | Porous | Wet | R600a | MinimizeLCOE_Brownfield | IgnoreSilica | 0 | 0 | 0 | 0 | [6 empty] | 21.2175 | [19 empty] | 237.1374 | 0
1 | 2000 | 707 | 0.03 | 15 | 15 | 7 | 3.1623e-13 | 5spot_SharedNeighbor | Water | Porous | Wet | R600a | MinimizeLCOE_Brownfield | IgnoreSilica | 0 | 0 | 0 | 0 | [6 empty] | 22.3253 | [19 empty] | 316.2278 | 0
1 | 2000 | 707 | 0.03 | 15 | 15 | 7 | 4.217e-13 | 5spot_SharedNeighbor | Water | Porous | Wet | R600a | MinimizeLCOE_Brownfield | IgnoreSilica | 0 | 0 | 0 | 0 | [6 empty] | 21.8208 | [19 empty] | 421.6965 | 0
1 | 2000 | 707 | 0.03 | 15 | 15 | 7 | 5.6234e-13 | 5spot_SharedNeighbor | Water | Porous | Wet | R600a | MinimizeLCOE_Brownfield | IgnoreSilica | 0 | 0 | 0 | 0 | [6 empty] | 23.3778 | [19 empty] | 562.3413 | 0
1 | 2000 | 707 | 0.03 | 15 | 15 | 7 | 7.4989e-13 | 5spot_SharedNeighbor | Water | Porous | Wet | R600a | MinimizeLCOE_Brownfield | IgnoreSilica | 0 | 0 | 0 | 0 | [6 empty] | 25.1343 | [19 empty] | 749.8942 | 0
1 | 2000 | 707 | 0.03 | 15 | 15 | 7 | 1e-12 | 5spot_SharedNeighbor | Water | Porous | Wet | R600a | MinimizeLCOE_Brownfield | IgnoreSilica | 0 | 0 | 0 | 0 | [6 empty] | 26.2069 | [19 empty] | 1000 | 0
1 | 2000 | 707 | 0.03 | 15 | 15 | 7 | 1.3335e-12 | 5spot_SharedNeighbor | Water | Porous | Wet | R600a | MinimizeLCOE_Brownfield | IgnoreSilica | 0 | 0 | 0 | 0 | [6 empty] | 30.2545 | [19 empty] | 1333.5214 | 0
1 | 2000 | 707 | 0.03 | 15 | 15 | 7 | 1.7783e-12 | 5spot_SharedNeighbor | Water | Porous | Wet | R600a | MinimizeLCOE_Brownfield | IgnoreSilica | 0 | 0 | 0 | 0 | [6 empty] | 31.016 | [19 empty] | 1778.2794 | 0
1 | 2000 | 707 | 0.03 | 15 | 15 | 7 | 2.3714e-12 | 5spot_SharedNeighbor | Water | Porous | Wet | R600a | MinimizeLCOE_Brownfield | IgnoreSilica | 1.0304 | 0.069879 | 0.00033564 | 4 | 5547674.5718 | 13567026.1753 | 113096.8499 | 276582.1793 | 63.1095 | 0 | 61.629 | 38309.3407 | 1907.5811 | 42446.2506 | 46615.0231 | 0 | 26450.8803 | 0 | 60734.3396 | 158018.2932 | 107850.7321 | 482332.4407 | 961560.8286 | 6004137.4768 | 6004137.4768 | 1478867.319 | 3283376.0606 | 0 | 7448030.7461 | 18214411.6025 | 2371.3737 | 0.0013426 | 5547674.5718 | 13567026.1753 | 113096.8499 | 276582.1793
1 | 2000 | 707 | 0.03 | 15 | 15 | 7 | 3.1623e-12 | 5spot_SharedNeighbor | Water | Porous | Wet | R600a | MinimizeLCOE_Brownfield | IgnoreSilica | 1.4569 | 0.10862 | 0.00098845 | 4 | 1923631.5259 | 4646675.536 | 39215.8306 | 94728.7659 | 65.996 | 0 | 235.2614 | 54131.5512 | 2760.4609 | 60255.0457 | 57823.144 | 0 | 31652.4321 | 0 | 80582.8272 | 209659.9867 | 143097.249 | 639962.6968 | 961560.8286 | 6004137.4768 | 6004137.4768 | 1478867.319 | 3283376.0606 | 0 | 7605661.0022 | 18372041.8586 | 3162.2777 | 0.0039538 | 1923631.5259 | 4646675.536 | 39215.8306 | 94728.7659
1 | 2000 | 707 | 0.03 | 15 | 15 | 7 | 4.217e-12 | 5spot_SharedNeighbor | Water | Porous | Wet | R600a | MinimizeLCOE_Brownfield | IgnoreSilica | 2.0209 | 0.16037 | 0.0019544 | 4 | 997595.3034 | 2374783.1238 | 20337.3296 | 48413.1661 | 68.0777 | 0 | 342.2347 | 72901.4196 | 3784.0826 | 82135.8191 | 72653.0124 | 0 | 37524.8756 | 0 | 104909.6916 | 272953.4976 | 186296.3708 | 833158.7692 | 961560.8286 | 6004137.4768 | 6004137.4768 | 1478867.319 | 3283376.0606 | 0 | 7798857.0746 | 18565237.931 | 4216.965 | 0.0078177 | 997595.3034 | 2374783.1238 | 20337.3296 | 48413.1661
1 | 2000 | 707 | 0.03 | 15 | 15 | 7 | 5.6234e-12 | 5spot_SharedNeighbor | Water | Porous | Wet | R600a | MinimizeLCOE_Brownfield | IgnoreSilica | 2.7204 | 0.22515 | 0.0033089 | 4 | 606103.2324 | 1419548.0434 | 12356.2342 | 28939.4069 | 69.5248 | 0 | 91.1462 | 93932.9896 | 4937.4059 | 107612.7524 | 91125.9951 | 0 | 43468.8088 | 0 | 133020.4012 | 346091.7978 | 236214.7635 | 1056404.9143 | 961560.8286 | 6004137.4768 | 6004137.4768 | 1478867.319 | 3283376.0606 | 0 | 8022103.2197 | 18788484.0761 | 5623.4133 | 0.013236 | 606103.2324 | 1419548.0434 | 12356.2342 | 28939.4069
1 | 2000 | 707 | 0.03 | 15 | 15 | 7 | 7.4989e-12 | 5spot_SharedNeighbor | Water | Porous | Wet | R600a | MinimizeLCOE_Brownfield | IgnoreSilica | 3.6218 | 0.30906 | 0.005162 | 4 | 401613.6957 | 923035.5609 | 8187.4384 | 18817.3284 | 70.5988 | 0 | 104.7806 | 118551.4517 | 6291.4042 | 138518.5139 | 114981.5609 | 0 | 50058.9216 | 0 | 167076.7224 | 434699.3596 | 296691.2451 | 1326869.1796 | 961560.8286 | 6004137.4768 | 6004137.4768 | 1478867.319 | 3283376.0606 | 0 | 8292567.485 | 19058948.3414 | 7498.9421 | 0.020648 | 401613.6957 | 923035.5609 | 8187.4384 | 18817.3284
1 | 2000 | 707 | 0.03 | 15 | 15 | 7 | 1e-11 | 5spot_SharedNeighbor | Water | Porous | Wet | R600a | MinimizeLCOE_Brownfield | IgnoreSilica | 4.7887 | 0.41798 | 0.0076614 | 4 | 281381.2614 | 632700.9555 | 5736.3376 | 12898.4648 | 71.4062 | 0 | 80.3401 | 147590.4598 | 7890.8559 | 176235.5021 | 145896.6506 | 0 | 57499.8616 | 0 | 208694.1987 | 542979.496 | 370594.6631 | 1657381.6878 | 961560.8286 | 6004137.4768 | 6004137.4768 | 1478867.319 | 3283376.0606 | 0 | 8623079.9932 | 19389460.8496 | 10000 | 0.030646 | 281381.2614 | 632700.9555 | 5736.3376 | 12898.4648
1 | 2000 | 707 | 0.03 | 15 | 15 | 7 | 1.3335e-11 | 5spot_SharedNeighbor | Water | Porous | Wet | R600a | MinimizeLCOE_Brownfield | IgnoreSilica | 6.2501 | 0.55452 | 0.010976 | 4 | 205318.2776 | 450546.6811 | 4185.6908 | 9185.0035 | 71.9941 | 0 | 127.8043 | 180835.4701 | 9722.5955 | 220842.1267 | 184624.5064 | 0 | 65364.1683 | 0 | 257941.6581 | 671111.2833 | 458047.2408 | 2048489.0492 | 961560.8286 | 6004137.4768 | 6004137.4768 | 1478867.319 | 3283376.0606 | 0 | 9014187.3546 | 19780568.211 | 13335.2143 | 0.043903 | 205318.2776 | 450546.6811 | 4185.6908 | 9185.0035
1 | 2000 | 707 | 0.03 | 15 | 15 | 7 | 1.7783e-11 | 5spot_SharedNeighbor | Water | Porous | Wet | R600a | MinimizeLCOE_Brownfield | IgnoreSilica | 7.9823 | 0.71564 | 0.015229 | 4 | 155146.1643 | 331886.4009 | 3162.8644 | 6765.9532 | 72.378 | 0 | 113.3272 | 216871.6645 | 11706.1096 | 270743.1647 | 230394.747 | 0 | 72688.4749 | 0 | 312937.6227 | 814199.5019 | 555707.8902 | 2485249.1756 | 961560.8286 | 6004137.4768 | 6004137.4768 | 1478867.319 | 3283376.0606 | 0 | 9450947.4809 | 20217328.3373 | 17782.7941 | 0.060916 | 155146.1643 | 331886.4009 | 3162.8644 | 6765.9532
1 | 2000 | 707 | 0.03 | 15 | 15 | 7 | 2.3714e-11 | 5spot_SharedNeighbor | Water | Porous | Wet | R600a | MinimizeLCOE_Brownfield | IgnoreSilica | 10.5887 | 0.96067 | 0.021226 | 4 | 118852.5028 | 245657.0477 | 2422.969 | 5008.0512 | 72.818 | 0 | 99.4153 | 267553.112 | 14502.4405 | 342526.7294 | 299701.2469 | 0 | 84840.1176 | 0 | 393558.2221 | 1023957.7639 | 698872.2141 | 3125511.8464 | 961560.8286 | 6004137.4768 | 6004137.4768 | 1478867.319 | 3283376.0606 | 0 | 10091210.1518 | 20857591.0082 | 23713.7371 | 0.084905 | 118852.5028 | 245657.0477 | 2422.969 | 5008.0512
1 | 2000 | 707 | 0.03 | 15 | 15 | 7 | 3.1623e-11 | 5spot_SharedNeighbor | Water | Porous | Wet | R600a | MinimizeLCOE_Brownfield | IgnoreSilica | 13.6024 | 1.2428 | 0.028786 | 4 | 93702.1456 | 187204.7404 | 1910.245 | 3816.4218 | 73.0816 | 0 | 116.1366 | 321081.4998 | 17450.3936 | 420789.732 | 379590.0699 | 0 | 95620.6938 | 0 | 481467.6318 | 1252680.0153 | 854979.8505 | 3823659.8868 | 961560.8286 | 6004137.4768 | 6004137.4768 | 1478867.319 | 3283376.0606 | 0 | 10789358.1922 | 21555739.0485 | 31622.7766 | 0.11515 | 93702.1456 | 187204.7404 | 1910.245 | 3816.4218
1 | 2000 | 707 | 0.03 | 15 | 15 | 7 | 4.217e-11 | 5spot_SharedNeighbor | Water | Porous | Wet | R600a | MinimizeLCOE_Brownfield | IgnoreSilica | 17.3561 | 1.5943 | 0.038534 | 4 | 75402.1889 | 145252.7403 | 1537.1756 | 2961.1736 | 73.2833 | 0 | 122.1365 | 382838.9905 | 20848.6826 | 513472.15 | 479001.3044 | 0 | 107229.3325 | 0 | 586322.2794 | 1525490.2997 | 1041178.4752 | 4656381.5143 | 961560.8286 | 6004137.4768 | 6004137.4768 | 1478867.319 | 3283376.0606 | 0 | 11622079.8197 | 22388460.6761 | 42169.6503 | 0.15413 | 75402.1889 | 145252.7403 | 1537.1756 | 2961.1736
1 | 2000 | 707 | 0.03 | 15 | 15 | 7 | 5.6234e-11 | 5spot_SharedNeighbor | Water | Porous | Wet | R600a | MinimizeLCOE_Brownfield | IgnoreSilica | 21.9265 | 2.0223 | 0.050907 | 4 | 61855.9324 | 114729.1982 | 1261.0168 | 2338.9099 | 73.4368 | 0 | 93.5507 | 452749.9737 | 24692.1877 | 620988.2186 | 600050.9631 | 0 | 119189.8378 | 0 | 708891.7605 | 1844390.9472 | 1258834.7199 | 5629788.6085 | 961560.8286 | 6004137.4768 | 6004137.4768 | 1478867.319 | 3283376.0606 | 0 | 12595486.9139 | 23361867.7702 | 56234.1325 | 0.20363 | 61855.9324 | 114729.1982 | 1261.0168 | 2338.9099
1 | 2000 | 707 | 0.03 | 15 | 15 | 7 | 7.4989e-11 | 5spot_SharedNeighbor | Water | Porous | Wet | R600a | MinimizeLCOE_Brownfield | IgnoreSilica | 27.3755 | 2.5327 | 0.066301 | 4 | 51706.4677 | 92303.1456 | 1054.1063 | 1881.7245 | 73.5539 | 0 | 125.6594 | 530550.3515 | 28965.1502 | 743407.5781 | 744380.7021 | 0 | 131089.899 | 0 | 849573.5356 | 2210416.0681 | 1508654.386 | 6747037.6706 | 961560.8286 | 6004137.4768 | 6004137.4768 | 1478867.319 | 3283376.0606 | 0 | 13712735.976 | 24479116.8323 | 74989.4209 | 0.2652 | 51706.4677 | 92303.1456 | 1054.1063 | 1881.7245
1 | 2000 | 707 | 0.03 | 15 | 15 | 7 | 1e-10 | 5spot_SharedNeighbor | Water | Porous | Wet | R600a | MinimizeLCOE_Brownfield | IgnoreSilica | 33.6897 | 3.1242 | 0.084941 | 4 | 44038.133 | 75725.8772 | 897.7769 | 1543.7744 | 73.6435 | 0 | 136.4292 | 615080.0098 | 33602.7351 | 879265.2215 | 911640.5146 | 0 | 142347.409 | 0 | 1006954.9971 | 2619890.3476 | 1788128.9956 | 7996910.2302 | 961560.8286 | 6004137.4768 | 6004137.4768 | 1478867.319 | 3283376.0606 | 0 | 14962608.5356 | 25728989.3919 | 100000 | 0.33976 | 44038.133 | 75725.8772 | 897.7769 | 1543.7744
1 | 2000 | 707 | 0.03 | 15 | 15 | 7 | 1.3335e-10 | 5spot_SharedNeighbor | Water | Porous | Wet | R600a | MinimizeLCOE_Brownfield | IgnoreSilica | 40.7077 | 3.7818 | 0.10667 | 4 | 38218.1034 | 63450.3416 | 779.1277 | 1293.521 | 73.7113 | 0 | 134.8758 | 703636.3562 | 38455.8425 | 1024370.8654 | 1097557.6106 | 0 | 152083.8127 | 0 | 1176280.7501 | 3060441.2235 | 2088814.0208 | 9341640.4819 | 961560.8286 | 6004137.4768 | 6004137.4768 | 1478867.319 | 3283376.0606 | 0 | 16307338.7873 | 27073719.6436 | 133352.1432 | 0.42669 | 38218.1034 | 63450.3416 | 779.1277 | 1293.521
1 | 2000 | 707 | 0.03 | 15 | 15 | 7 | 1.7783e-10 | 5spot_SharedNeighbor | Water | Porous | Wet | R600a | MinimizeLCOE_Brownfield | IgnoreSilica | 48.113 | 4.4755 | 0.13081 | 4 | 33798.627 | 54375.354 | 689.0307 | 1108.5151 | 73.7607 | 0 | 153.8028 | 792238.4823 | 43305.8318 | 1172083.4834 | 1293722.9805 | 0 | 159389.4475 | 0 | 1349688.688 | 3511613.1069 | 2396748.1019 | 10718790.1224 | 961560.8286 | 6004137.4768 | 6004137.4768 | 1478867.319 | 3283376.0606 | 0 | 17684488.4278 | 28450869.2842 | 177827.941 | 0.52323 | 33798.627 | 54375.354 | 689.0307 | 1108.5151
1 | 2000 | 707 | 0.03 | 15 | 15 | 7 | 2.3714e-10 | 5spot_SharedNeighbor | Water | Porous | Wet | R600a | MinimizeLCOE_Brownfield | IgnoreSilica | 55.4756 | 5.1648 | 0.15612 | 4 | 30452.305 | 47693.0404 | 620.8114 | 972.2871 | 73.7935 | 0 | 139.6507 | 876294.6927 | 47901.2796 | 1314368.039 | 1488689.6834 | 0 | 163598.6957 | 0 | 1517432.4322 | 3948047.9204 | 2694623.83 | 12050956.5729 | 961560.8286 | 6004137.4768 | 6004137.4768 | 1478867.319 | 3283376.0606 | 0 | 19016654.8783 | 29783035.7347 | 237137.3706 | 0.62447 | 30452.305 | 47693.0404 | 620.8114 | 972.2871
1 | 2000 | 707 | 0.03 | 15 | 15 | 7 | 3.1623e-10 | 5spot_SharedNeighbor | Water | Porous | Wet | R600a | MinimizeLCOE_Brownfield | IgnoreSilica | 62.3324 | 5.806 | 0.18105 | 4 | 27929.7455 | 42796.6826 | 569.3856 | 872.4683 | 73.8115 | 0 | 151.0849 | 951482.3187 | 52006.4683 | 1443325.4537 | 1670135.2833 | 0 | 164438.4165 | 0 | 1669741.2968 | 4344324.3431 | 2965090.6311 | 13260544.2114 | 961560.8286 | 6004137.4768 | 6004137.4768 | 1478867.319 | 3283376.0606 | 0 | 20226242.5168 | 30992623.3732 | 316227.766 | 0.72418 | 27929.7455 | 42796.6826 | 569.3856 | 872.4683
1 | 2000 | 707 | 0.03 | 15 | 15 | 7 | 4.217e-10 | 5spot_SharedNeighbor | Water | Porous | Wet | R600a | MinimizeLCOE_Brownfield | IgnoreSilica | 68.4297 | 6.375 | 0.20432 | 4 | 26035.8482 | 39209.5473 | 530.776 | 799.3397 | 73.8181 | 0 | 153.168 | 1016113.2889 | 55530.5783 | 1555416.0584 | 1831318.8418 | 0 | 162632.8824 | 0 | 1802194.5434 | 4688940.521 | 3200298.2537 | 14312444.968 | 961560.8286 | 6004137.4768 | 6004137.4768 | 1478867.319 | 3283376.0606 | 0 | 21278143.2733 | 32044524.1297 | 421696.5034 | 0.81726 | 26035.8482 | 39209.5473 | 530.776 | 799.3397
1 | 2000 | 707 | 0.03 | 15 | 15 | 7 | 5.6234e-10 | 5spot_SharedNeighbor | Water | Porous | Wet | R600a | MinimizeLCOE_Brownfield | IgnoreSilica | 73.5964 | 6.8562 | 0.22496 | 4 | 24617.8004 | 36582.6848 | 501.8672 | 745.7875 | 73.8171 | 0 | 195.3446 | 1069377.8866 | 58431.2466 | 1648646.5998 | 1967745.8771 | 0 | 158908.6824 | 0 | 1912213.014 | 4975186.0137 | 3395666.6842 | 15186176.0044 | 961560.8286 | 6004137.4768 | 6004137.4768 | 1478867.319 | 3283376.0606 | 0 | 22151874.3098 | 32918255.1662 | 562341.3252 | 0.89983 | 24617.8004 | 36582.6848 | 501.8672 | 745.7875
1 | 2000 | 707 | 0.03 | 15 | 15 | 7 | 7.4989e-10 | 5spot_SharedNeighbor | Water | Porous | Wet | R600a | MinimizeLCOE_Brownfield | IgnoreSilica | 77.8501 | 7.2515 | 0.24259 | 4 | 23557.4911 | 34652.765 | 480.2513 | 706.4435 | 73.812 | 0 | 176.7329 | 1112261.9043 | 60763.9681 | 1724266.8803 | 2079935.9783 | 0 | 154248.6752 | 0 | 2001276.1884 | 5206910.1241 | 3553823.151 | 15893486.8696 | 961560.8286 | 6004137.4768 | 6004137.4768 | 1478867.319 | 3283376.0606 | 0 | 22859185.175 | 33625566.0314 | 749894.2093 | 0.97036 | 23557.4911 | 34652.765 | 480.2513 | 706.4435
1 | 2000 | 707 | 0.03 | 15 | 15 | 7 | 1e-09 | 5spot_SharedNeighbor | Water | Porous | Wet | R600a | MinimizeLCOE_Brownfield | IgnoreSilica | 81.2601 | 7.5677 | 0.25717 | 4 | 22764.9818 | 33231.0972 | 464.0949 | 677.4609 | 73.8051 | 0 | 196.3081 | 1146038.6585 | 62599.5101 | 1784179.7064 | 2169777.5645 | 0 | 149334.7111 | 0 | 2071652.7587 | 5390015.5237 | 3678796.3487 | 16452394.7817 | 961560.8286 | 6004137.4768 | 6004137.4768 | 1478867.319 | 3283376.0606 | 0 | 23418093.0871 | 34184473.9435 | 1000000 | 1.0287 | 22764.9818 | 33231.0972 | 464.0949 | 677.4609
1 | 2000 | 707 | 0.03 | 15 | 15 | 7 | 1.3335e-09 | 5spot_SharedNeighbor | Water | Porous | Wet | R600a | MinimizeLCOE_Brownfield | IgnoreSilica | 83.9519 | 7.8169 | 0.26896 | 4 | 22172.5355 | 32179.9266 | 452.0171 | 656.0313 | 73.798 | 0 | 182.5098 | 1172337.8148 | 64027.5499 | 1831044.4537 | 2240632.9895 | 0 | 144680.5918 | 0 | 2126562.1259 | 5532878.4336 | 3776303.2202 | 16888467.1793 | 961560.8286 | 6004137.4768 | 6004137.4768 | 1478867.319 | 3283376.0606 | 0 | 23854165.4847 | 34620546.3411 | 1333521.4322 | 1.0758 | 22172.5355 | 32179.9266 | 452.0171 | 656.0313
1 | 2000 | 707 | 0.03 | 15 | 15 | 7 | 1.7783e-09 | 5spot_SharedNeighbor | Water | Porous | Wet | R600a | MinimizeLCOE_Brownfield | IgnoreSilica | 86.0324 | 8.0093 | 0.27828 | 4 | 21729.4612 | 31401.6144 | 442.9845 | 640.1644 | 73.7915 | 0 | 175.5947 | 1192451.2559 | 65119.0034 | 1867014.2473 | 2295357.8385 | 0 | 140485.4651 | 0 | 2168566.846 | 5642166.099 | 3850894.2975 | 17222055.0525 | 961560.8286 | 6004137.4768 | 6004137.4768 | 1478867.319 | 3283376.0606 | 0 | 24187753.3579 | 34954134.2143 | 1778279.41 | 1.1131 | 21729.4612 | 31401.6144 | 442.9845 | 640.1644
1 | 2000 | 707 | 0.03 | 15 | 15 | 7 | 2.3714e-09 | 5spot_SharedNeighbor | Water | Porous | Wet | R600a | MinimizeLCOE_Brownfield | IgnoreSilica | 87.6527 | 8.1589 | 0.28561 | 4 | 21397.9362 | 30821.9652 | 436.2259 | 628.3475 | 73.7859 | 0 | 178.3808 | 1207988.5646 | 65961.7044 | 1894876.5025 | 2337950.1324 | 0 | 136979.3298 | 0 | 2201064.9311 | 5726719.4503 | 3908603.6972 | 17480144.3124 | 961560.8286 | 6004137.4768 | 6004137.4768 | 1478867.319 | 3283376.0606 | 0 | 24445842.6177 | 35212223.4741 | 2371373.7057 | 1.1424 | 21397.9362 | 30821.9652 | 436.2259 | 628.3475
1 | 2000 | 707 | 0.03 | 15 | 15 | 7 | 3.1623e-09 | 5spot_SharedNeighbor | Water | Porous | Wet | R600a | MinimizeLCOE_Brownfield | IgnoreSilica | 88.8823 | 8.2724 | 0.29126 | 4 | 21149.7622 | 30390.9767 | 431.1665 | 619.5612 | 73.7812 | 0 | 221.3425 | 1219706.383 | 66596.9936 | 1915933.5256 | 2370255.9868 | 0 | 134050.5036 | 0 | 2225551.9231 | 5790429.5804 | 3952087.17 | 17674612.066 | 961560.8286 | 6004137.4768 | 6004137.4768 | 1478867.319 | 3283376.0606 | 0 | 24640310.3714 | 35406691.2277 | 3162277.6602 | 1.165 | 21149.7622 | 30390.9767 | 431.1665 | 619.5612
1 | 2000 | 707 | 0.03 | 15 | 15 | 7 | 4.217e-09 | 5spot_SharedNeighbor | Water | Porous | Wet | R600a | MinimizeLCOE_Brownfield | IgnoreSilica | 89.8056 | 8.3575 | 0.29557 | 4 | 20963.9101 | 30070.2956 | 427.3777 | 613.0236 | 73.7776 | 0 | 188.2199 | 1228464.9303 | 67071.6996 | 1931697.5235 | 2394506.6374 | 0 | 131648.367 | 0 | 2243821.7715 | 5837963.9784 | 3984530.3734 | 17819705.281 | 961560.8286 | 6004137.4768 | 6004137.4768 | 1478867.319 | 3283376.0606 | 0 | 24785403.5864 | 35551784.4428 | 4216965.0343 | 1.1823 | 20963.9101 | 30070.2956 | 427.3777 | 613.0236
1 | 2000 | 707 | 0.03 | 15 | 15 | 7 | 5.6234e-09 | 5spot_SharedNeighbor | Water | Porous | Wet | R600a | MinimizeLCOE_Brownfield | IgnoreSilica | 90.5218 | 8.4235 | 0.2989 | 4 | 20824.6851 | 29829.7427 | 424.5394 | 608.1197 | 73.7747 | 0 | 206.9548 | 1235235.1025 | 67438.5517 | 1943897.3267 | 2413312.597 | 0 | 129807.8726 | 0 | 2257979.6657 | 5874799.9148 | 4009671.6569 | 17932142.6878 | 961560.8286 | 6004137.4768 | 6004137.4768 | 1478867.319 | 3283376.0606 | 0 | 24897840.9932 | 35664221.8496 | 5623413.2519 | 1.1956 | 20824.6851 | 29829.7427 | 424.5394 | 608.1197
1 | 2000 | 707 | 0.03 | 15 | 15 | 7 | 7.4989e-09 | 5spot_SharedNeighbor | Water | Porous | Wet | R600a | MinimizeLCOE_Brownfield | IgnoreSilica | 91.0554 | 8.4727 | 0.30141 | 4 | 20720.3631 | 29650.406 | 422.4126 | 604.4636 | 73.7724 | 0 | 213.5449 | 1240265.5835 | 67711.0871 | 1952970.4628 | 2427320.441 | 0 | 128342.5096 | 0 | 2268477.9328 | 5902114.2523 | 4028314.2535 | 18015516.5226 | 961560.8286 | 6004137.4768 | 6004137.4768 | 1478867.319 | 3283376.0606 | 0 | 24981214.8279 | 35747595.6843 | 7498942.0933 | 1.2056 | 20720.3631 | 29650.406 | 422.4126 | 604.4636
1 | 2000 | 707 | 0.03 | 15 | 15 | 7 | 1e-08 | 5spot_SharedNeighbor | Water | Porous | Wet | R600a | MinimizeLCOE_Brownfield | IgnoreSilica | 91.4575 | 8.5097 | 0.30331 | 4 | 20642.179 | 29516.2617 | 420.8187 | 601.7289 | 73.7707 | 0 | 207.2412 | 1244048.7517 | 67916.0196 | 1959798.5408 | 2437874.3287 | 0 | 127208.4791 | 0 | 2276369.9867 | 5922647.7577 | 4042328.7929 | 18078192.657 | 961560.8286 | 6004137.4768 | 6004137.4768 | 1478867.319 | 3283376.0606 | 0 | 25043890.9624 | 35810271.8188 | 10000000 | 1.2132 | 20642.179 | 29516.2617 | 420.8187 | 601.7289
1 | 2100 | 707 | 0.03 | 15 | 15 | 7 | 1e-13 | 5spot_SharedNeighbor | Water | Porous | Wet | R600a | MinimizeLCOE_Brownfield | IgnoreSilica | 0 | 0 | 0 | 0 | [6 empty] | 16.0414 | [19 empty] | 100 | 0
1 | 2100 | 707 | 0.03 | 15 | 15 | 7 | 1.3335e-13 | 5spot_SharedNeighbor | Water | Porous | Wet | R600a | MinimizeLCOE_Brownfield | IgnoreSilica | 0 | 0 | 0 | 0 | [6 empty] | 30.6018 | [19 empty] | 133.3521 | 0
1 | 2100 | 707 | 0.03 | 15 | 15 | 7 | 1.7783e-13 | 5spot_SharedNeighbor | Water | Porous | Wet | R600a | MinimizeLCOE_Brownfield | IgnoreSilica | 0 | 0 | 0 | 0 | [6 empty] | 20.2956 | [19 empty] | 177.8279 | 0
1 | 2100 | 707 | 0.03 | 15 | 15 | 7 | 2.3714e-13 | 5spot_SharedNeighbor | Water | Porous | Wet | R600a | MinimizeLCOE_Brownfield | IgnoreSilica | 0 | 0 | 0 | 0 | [6 empty] | 20.2481 | [19 empty] | 237.1374 | 0
1 | 2100 | 707 | 0.03 | 15 | 15 | 7 | 3.1623e-13 | 5spot_SharedNeighbor | Water | Porous | Wet | R600a | MinimizeLCOE_Brownfield | IgnoreSilica | 0 | 0 | 0 | 0 | [6 empty] | 21.4983 | [19 empty] | 316.2278 | 0
1 | 2100 | 707 | 0.03 | 15 | 15 | 7 | 4.217e-13 | 5spot_SharedNeighbor | Water | Porous | Wet | R600a | MinimizeLCOE_Brownfield | IgnoreSilica | 0 | 0 | 0 | 0 | [6 empty] | 20.5852 | [19 empty] | 421.6965 | 0
1 | 2100 | 707 | 0.03 | 15 | 15 | 7 | 5.6234e-13 | 5spot_SharedNeighbor | Water | Porous | Wet | R600a | MinimizeLCOE_Brownfield | IgnoreSilica | 0 | 0 | 0 | 0 | [6 empty] | 23.7534 | [19 empty] | 562.3413 | 0
1 | 2100 | 707 | 0.03 | 15 | 15 | 7 | 7.4989e-13 | 5spot_SharedNeighbor | Water | Porous | Wet | R600a | MinimizeLCOE_Brownfield | IgnoreSilica | 0 | 0 | 0 | 0 | [6 empty] | 23.7051 | [19 empty] | 749.8942 | 0
1 | 2100 | 707 | 0.03 | 15 | 15 | 7 | 1e-12 | 5spot_SharedNeighbor | Water | Porous | Wet | R600a | MinimizeLCOE_Brownfield | IgnoreSilica | 0 | 0 | 0 | 0 | [6 empty] | 25.1065 | [19 empty] | 1000 | 0
1 | 2100 | 707 | 0.03 | 15 | 15 | 7 | 1.3335e-12 | 5spot_SharedNeighbor | Water | Porous | Wet | R600a | MinimizeLCOE_Brownfield | IgnoreSilica | 0 | 0 | 0 | 0 | [6 empty] | 29.1503 | [19 empty] | 1333.5214 | 0
1 | 2100 | 707 | 0.03 | 15 | 15 | 7 | 1.7783e-12 | 5spot_SharedNeighbor | Water | Porous | Wet | R600a | MinimizeLCOE_Brownfield | IgnoreSilica | 0 | 0 | 0 | 0 | [6 empty] | 30.3779 | [19 empty] | 1778.2794 | 0
1 | 2100 | 707 | 0.03 | 15 | 15 | 7 | 2.3714e-12 | 5spot_SharedNeighbor | Water | Porous | Wet | R600a | MinimizeLCOE_Brownfield | IgnoreSilica | 1.3013 | 0.1006 | 0.00081563 | 4 | 2422700.5361 | 5861452.0785 | 49390.0274 | 119493.6288 | 67.2034 | 0 | 199.0805 | 52279.8296 | 2682.6711 | 56604.0531 | 54871.6378 | 0 | 32161.6046 | 0 | 77453.9205 | 201519.2131 | 137541.0038 | 615113.9336 | 961560.8286 | 6327463.8043 | 6327463.8043 | 1478867.319 | 3412706.5916 | 0 | 7904138.5665 | 19123176.2814 | 2371.3737 | 0.0032625 | 2422700.5361 | 5861452.0785 | 49390.0274 | 119493.6288
1 | 2100 | 707 | 0.03 | 15 | 15 | 7 | 3.1623e-12 | 5spot_SharedNeighbor | Water | Porous | Wet | R600a | MinimizeLCOE_Brownfield | IgnoreSilica | 1.807 | 0.15033 | 0.0017987 | 4 | 1124947.4005 | 2684257.0026 | 22933.5744 | 54722.2097 | 69.7031 | 0 | 290.4359 | 71305.9544 | 3734.0974 | 77882.8997 | 68750.4366 | 0 | 38179.8331 | 0 | 101342.7563 | 263673.0635 | 179962.2838 | 804831.3247 | 961560.8286 | 6327463.8043 | 6327463.8043 | 1478867.319 | 3412706.5916 | 0 | 8093855.9576 | 19312893.6726 | 3162.2777 | 0.0071949 | 1124947.4005 | 2684257.0026 | 22933.5744 | 54722.2097
1 | 2100 | 707 | 0.03 | 15 | 15 | 7 | 4.217e-12 | 5spot_SharedNeighbor | Water | Porous | Wet | R600a | MinimizeLCOE_Brownfield | IgnoreSilica | 2.4488 | 0.2142 | 0.0032028 | 4 | 649289.848 | 1525003.9857 | 13236.6518 | 31089.269 | 71.4826 | 0 | 436.8477 | 93126.0736 | 4948.8236 | 103226.6006 | 86450.6232 | 0 | 44549.7849 | 0 | 129597.7433 | 337186.7439 | 230136.8812 | 1029223.2743 | 961560.8286 | 6327463.8043 | 6327463.8043 | 1478867.319 | 3412706.5916 | 0 | 8318247.9072 | 19537285.6221 | 4216.965 | 0.012811 | 649289.848 | 1525003.9857 | 13236.6518 | 31089.269
1 | 2100 | 707 | 0.03 | 15 | 15 | 7 | 5.6234e-12 | 5spot_SharedNeighbor | Water | Porous | Wet | R600a | MinimizeLCOE_Brownfield | IgnoreSilica | 3.2734 | 0.29678 | 0.005142 | 4 | 417564.2208 | 963021.1068 | 8512.6114 | 19632.4878 | 72.7928 | 0 | 113.1035 | 118554.9155 | 6370.0797 | 133842.7931 | 109249.8761 | 0 | 51546.9054 | 0 | 163630.1822 | 425732.169 | 290570.9532 | 1299497.8742 | 961560.8286 | 6327463.8043 | 6327463.8043 | 1478867.319 | 3412706.5916 | 0 | 8588522.5072 | 19807560.2221 | 5623.4133 | 0.020568 | 417564.2208 | 963021.1068 | 8512.6114 | 19632.4878
1 | 2100 | 707 | 0.03 | 15 | 15 | 7 | 7.4989e-12 | 5spot_SharedNeighbor | Water | Porous | Wet | R600a | MinimizeLCOE_Brownfield | IgnoreSilica | 4.3406 | 0.40392 | 0.0077626 | 4 | 287187.5849 | 648506.5882 | 5854.7074 | 13220.684 | 73.7752 | 0 | 108.4812 | 148455.0508 | 8044.0938 | 171126.9688 | 138644.89 | 0 | 59425.5629 | 0 | 205021.6609 | 533424.3058 | 364073.0495 | 1628215.5825 | 961560.8286 | 6327463.8043 | 6327463.8043 | 1478867.319 | 3412706.5916 | 0 | 8917240.2154 | 20136277.9304 | 7498.9421 | 0.03105 | 287187.5849 | 648506.5882 | 5854.7074 | 13220.684
1 | 2100 | 707 | 0.03 | 15 | 15 | 7 | 1e-11 | 5spot_SharedNeighbor | Water | Porous | Wet | R600a | MinimizeLCOE_Brownfield | IgnoreSilica | 5.6971 | 0.5404 | 0.011272 | 4 | 206526.5248 | 455343.8829 | 4210.3226 | 9282.801 | 74.503 | 0 | 119.8571 | 183193.1581 | 9990.779 | 215861.7279 | 176140.199 | 0 | 68019.5066 | 0 | 254750.0945 | 662807.4896 | 452379.731 | 2023142.6857 | 961560.8286 | 6327463.8043 | 6327463.8043 | 1478867.319 | 3412706.5916 | 0 | 9312167.3187 | 20531205.0336 | 10000 | 0.045089 | 206526.5248 | 455343.8829 | 4210.3226 | 9282.801
1 | 2100 | 707 | 0.03 | 15 | 15 | 7 | 1.3335e-11 | 5spot_SharedNeighbor | Water | Porous | Wet | R600a | MinimizeLCOE_Brownfield | IgnoreSilica | 7.3218 | 0.70363 | 0.015839 | 4 | 154025.6093 | 331109.6532 | 3140.0204 | 6750.1181 | 75.0019 | 0 | 125.3421 | 221300.3928 | 12125.1334 | 266496.5362 | 221055.4031 | 0 | 76232.6266 | 0 | 310911.936 | 808929.0806 | 552110.7194 | 2469161.8283 | 961560.8286 | 6327463.8043 | 6327463.8043 | 1478867.319 | 3412706.5916 | 0 | 9758186.4612 | 20977224.1762 | 13335.2143 | 0.063354 | 154025.6093 | 331109.6532 | 3140.0204 | 6750.1181
1 | 2100 | 707 | 0.03 | 15 | 15 | 7 | 1.7783e-11 | 5spot_SharedNeighbor | Water | Porous | Wet | R600a | MinimizeLCOE_Brownfield | IgnoreSilica | 9.6413 | 0.9375 | 0.022052 | 4 | 117547.4033 | 244733.405 | 2396.3628 | 4989.2215 | 75.4845 | 0 | 96.2573 | 271547.6141 | 14940.4231 | 335139.3467 | 284500.165 | 0 | 88235.753 | 0 | 387801.6877 | 1008980.4424 | 688649.8844 | 3079795.3163 | 961560.8286 | 6327463.8043 | 6327463.8043 | 1478867.319 | 3412706.5916 | 0 | 10368819.9493 | 21587857.6642 | 17782.7941 | 0.08821 | 117547.4033 | 244733.405 | 2396.3628 | 4989.2215
1 | 2100 | 707 | 0.03 | 15 | 15 | 7 | 2.3714e-11 | 5spot_SharedNeighbor | Water | Porous | Wet | R600a | MinimizeLCOE_Brownfield | IgnoreSilica | 12.4038 | 1.2155 | 0.030025 | 4 | 92064.6348 | 185479.437 | 1876.8621 | 3781.2492 | 75.8038 | 0 | 124.3334 | 326446.8944 | 18012.3449 | 412419.8995 | 360006.9062 | 0 | 99630.1403 | 0 | 474441.3123 | 1234398.9733 | 842502.6636 | 3767859.1345 | 961560.8286 | 6327463.8043 | 6327463.8043 | 1478867.319 | 3412706.5916 | 0 | 11056883.7675 | 22275921.4824 | 23713.7371 | 0.1201 | 92064.6348 | 185479.437 | 1876.8621 | 3781.2492
1 | 2100 | 707 | 0.03 | 15 | 15 | 7 | 3.1623e-11 | 5spot_SharedNeighbor | Water | Porous | Wet | R600a | MinimizeLCOE_Brownfield | IgnoreSilica | 15.8823 | 1.5656 | 0.040371 | 4 | 73602.3747 | 143076.1633 | 1500.484 | 2916.8011 | 76.0497 | 0 | 113.9491 | 390428.9504 | 21589.4796 | 504885.4672 | 455042.3428 | 0 | 112182.0106 | 0 | 578810.0178 | 1505944.9359 | 1027838.3629 | 4596721.5672 | 961560.8286 | 6327463.8043 | 6327463.8043 | 1478867.319 | 3412706.5916 | 0 | 11885746.2002 | 23104783.9151 | 31622.7766 | 0.16149 | 73602.3747 | 143076.1633 | 1500.484 | 2916.8011
1 | 2100 | 707 | 0.03 | 15 | 15 | 7 | 4.217e-11 | 5spot_SharedNeighbor | Water | Porous | Wet | R600a | MinimizeLCOE_Brownfield | IgnoreSilica | 20.1601 | 1.996 | 0.053598 | 4 | 59992.0148 | 112321.2543 | 1223.0184 | 2289.8207 | 76.237 | 0 | 118.4189 | 463443.1161 | 25667.293 | 613088.131 | 571745.1506 | 0 | 125347.3531 | 0 | 701723.5071 | 1825740.6221 | 1246105.4898 | 5572860.6628 | 961560.8286 | 6327463.8043 | 6327463.8043 | 1478867.319 | 3412706.5916 | 0 | 12861885.2957 | 24080923.0107 | 42169.6503 | 0.21439 | 59992.0148 | 112321.2543 | 1223.0184 | 2289.8207
1 | 2100 | 707 | 0.03 | 15 | 15 | 7 | 5.6234e-11 | 5spot_SharedNeighbor | Water | Porous | Wet | R600a | MinimizeLCOE_Brownfield | IgnoreSilica | 25.3144 | 2.5148 | 0.070226 | 4 | 49810.3217 | 89749.2967 | 1015.4508 | 1829.6608 | 76.3799 | 0 | 128.1686 | 545423.7572 | 30240.9284 | 737460.7249 | 712366.3014 | 0 | 138657.4445 | 0 | 844018.171 | 2195962.149 | 1498789.2892 | 6702918.7655 | 961560.8286 | 6327463.8043 | 6327463.8043 | 1478867.319 | 3412706.5916 | 0 | 13991943.3984 | 25210981.1134 | 56234.1325 | 0.2809 | 49810.3217 | 89749.2967 | 1015.4508 | 1829.6608
1 | 2100 | 707 | 0.03 | 15 | 15 | 7 | 7.4989e-11 | 5spot_SharedNeighbor | Water | Porous | Wet | R600a | MinimizeLCOE_Brownfield | IgnoreSilica | 31.4124 | 3.1286 | 0.090699 | 4 | 42118.379 | 73042.0574 | 858.6401 | 1489.0611 | 76.4896 | 0 | 92.2402 | 636164.7638 | 35297.4173 | 878173.2272 | 878737.7397 | 0 | 151791.4444 | 0 | 1006264.191 | 2618093.0118 | 1786902.277 | 7991424.0721 | 961560.8286 | 6327463.8043 | 6327463.8043 | 1478867.319 | 3412706.5916 | 0 | 15280448.705 | 26499486.4199 | 74989.4209 | 0.3628 | 42118.379 | 73042.0574 | 858.6401 | 1489.0611
1 | 2100 | 707 | 0.03 | 15 | 15 | 7 | 1e-10 | 5spot_SharedNeighbor | Water | Porous | Wet | R600a | MinimizeLCOE_Brownfield | IgnoreSilica | 38.3501 | 3.827 | 0.11508 | 4 | 36271.1633 | 60643.0996 | 739.4367 | 1236.2916 | 76.5731 | 0 | 122.177 | 733204.1408 | 40698.3364 | 1031724.3535 | 1068030.3877 | 0 | 163723.2354 | 0 | 1184578.377 | 3082029.9465 | 2103548.7679 | 9407537.5451 | 961560.8286 | 6327463.8043 | 6327463.8043 | 1478867.319 | 3412706.5916 | 0 | 16696562.1781 | 27915599.893 | 100000 | 0.46033 | 36271.1633 | 60643.0996 | 739.4367 | 1236.2916
1 | 2100 | 707 | 0.03 | 15 | 15 | 7 | 1.3335e-10 | 5spot_SharedNeighbor | Water | Porous | Wet | R600a | MinimizeLCOE_Brownfield | IgnoreSilica | 45.9017 | 4.5873 | 0.14293 | 4 | 31816.2698 | 51439.9149 | 648.6177 | 1048.6722 | 76.6353 | 0 | 121.0059 | 833032.0907 | 46247.4941 | 1192606.3681 | 1274070.7664 | 0 | 173503.463 | 0 | 1372589.4711 | 3571196.2469 | 2437414.8193 | 10900660.7195 | 961560.8286 | 6327463.8043 | 6327463.8043 | 1478867.319 | 3412706.5916 | 0 | 18189685.3524 | 29408723.0674 | 133352.1432 | 0.57171 | 31816.2698 | 51439.9149 | 648.6177 | 1048.6722
1 | 2100 | 707 | 0.03 | 15 | 15 | 7 | 1.7783e-10 | 5spot_SharedNeighbor | Water | Porous | Wet | R600a | MinimizeLCOE_Brownfield | IgnoreSilica | 53.636 | 5.3655 | 0.17302 | 4 | 28427.8975 | 44638.5731 | 579.5411 | 910.0177 | 76.678 | 0 | 140.2336 | 930247.5561 | 51644.2286 | 1351854.8557 | 1485068.0705 | 0 | 179977.2396 | 0 | 1559528.8607 | 4057574.1922 | 2769377.761 | 12385272.7645 | 961560.8286 | 6327463.8043 | 6327463.8043 | 1478867.319 | 3412706.5916 | 0 | 19674297.3975 | 30893335.1124 | 177827.941 | 0.69208 | 28427.8975 | 44638.5731 | 579.5411 | 910.0177
1 | 2100 | 707 | 0.03 | 15 | 15 | 7 | 2.3714e-10 | 5spot_SharedNeighbor | Water | Porous | Wet | R600a | MinimizeLCOE_Brownfield | IgnoreSilica | 61.1 | 6.1157 | 0.20367 | 4 | 25861.7616 | 39633.0212 | 527.227 | 807.9727 | 76.7027 | 0 | 143.6065 | 1020023.5764 | 56620.8328 | 1501033.2043 | 1688631.5864 | 0 | 182725.0664 | 0 | 1735123.3638 | 4514435.0699 | 3081194.6976 | 13779787.3976 | 961560.8286 | 6327463.8043 | 6327463.8043 | 1478867.319 | 3412706.5916 | 0 | 21068812.0305 | 32287849.7455 | 237137.3706 | 0.81467 | 25861.7616 | 39633.0212 | 527.227 | 807.9727
1 | 2100 | 707 | 0.03 | 15 | 15 | 7 | 3.1623e-10 | 5spot_SharedNeighbor | Water | Porous | Wet | R600a | MinimizeLCOE_Brownfield | IgnoreSilica | 67.889 | 6.7968 | 0.23306 | 4 | 23927.596 | 35962.0424 | 487.7964 | 733.1349 | 76.7125 | 0 | 159.4557 | 1098668.4641 | 60973.9019 | 1633327.4719 | 1873696.4673 | 0 | 181928.5289 | 0 | 1890951.9853 | 4919869.1781 | 3357911.8072 | 15017327.8045 | 961560.8286 | 6327463.8043 | 6327463.8043 | 1478867.319 | 3412706.5916 | 0 | 22306352.4375 | 33525390.1524 | 316227.766 | 0.93224 | 23927.596 | 35962.0424 | 487.7964 | 733.1349
1 | 2100 | 707 | 0.03 | 15 | 15 | 7 | 4.217e-10 | 5spot_SharedNeighbor | Water | Porous | Wet | R600a | MinimizeLCOE_Brownfield | IgnoreSilica | 73.8009 | 7.3886 | 0.25985 | 4 | 22475.2226 | 33268.833 | 458.1878 | 678.2302 | 76.7118 | 0 | 155.7225 | 1165042.1083 | 64642.3871 | 1746133.1195 | 2034755.3783 | 0 | 178557.4502 | 0 | 2023760.8729 | 5265410.6609 | 3593750.9695 | 16072052.9467 | 961560.8286 | 6327463.8043 | 6327463.8043 | 1478867.319 | 3412706.5916 | 0 | 23361077.5797 | 34580115.2946 | 421696.5034 | 1.0394 | 22475.2226 | 33268.833 | 458.1878 | 678.2302
1 | 2100 | 707 | 0.03 | 15 | 15 | 7 | 5.6234e-10 | 5spot_SharedNeighbor | Water | Porous | Wet | R600a | MinimizeLCOE_Brownfield | IgnoreSilica | 78.7392 | 7.8817 | 0.28318 | 4 | 21387.138 | 31291.6842 | 436.0057 | 637.9233 | 76.7049 | 0 | 141.1648 | 1219090.6483 | 67625.6525 | 1838768.3786 | 2169206.6265 | 0 | 173549.4348 | 0 | 2132613.8889 | 5548623.8796 | 3787049.8106 | 16936528.3198 | 961560.8286 | 6327463.8043 | 6327463.8043 | 1478867.319 | 3412706.5916 | 0 | 24225552.9528 | 35444590.6677 | 562341.3252 | 1.1327 | 21387.138 | 31291.6842 | 436.0057 | 637.9233
1 | 2100 | 707 | 0.03 | 15 | 15 | 7 | 7.4989e-10 | 5spot_SharedNeighbor | Water | Porous | Wet | R600a | MinimizeLCOE_Brownfield | IgnoreSilica | 82.7681 | 8.2831 | 0.30282 | 4 | 20572.8569 | 29834.848 | 419.4055 | 608.2237 | 76.6952 | 0 | 160.5594 | 1262299.6173 | 70007.8207 | 1913327.5267 | 2278835.6275 | 0 | 167943.5382 | 0 | 2220041.5109 | 5776092.6182 | 3942301.8987 | 17630850.1582 | 961560.8286 | 6327463.8043 | 6327463.8043 | 1478867.319 | 3412706.5916 | 0 | 24919874.7911 | 36138912.5061 | 749894.2093 | 1.2113 | 20572.8569 | 29834.848 | 419.4055 | 608.2237
1 | 2100 | 707 | 0.03 | 15 | 15 | 7 | 1e-09 | 5spot_SharedNeighbor | Water | Porous | Wet | R600a | MinimizeLCOE_Brownfield | IgnoreSilica | 85.9593 | 8.6004 | 0.31886 | 4 | 19963.6592 | 28759.942 | 406.9862 | 586.3103 | 76.685 | 0 | 163.5394 | 1295981.765 | 71862.9368 | 1971758.2173 | 2365622.3595 | 0 | 162299.905 | 0 | 2288334.8216 | 5953777.8037 | 4063575.6889 | 18173213.4977 | 961560.8286 | 6327463.8043 | 6327463.8043 | 1478867.319 | 3412706.5916 | 0 | 25462238.1307 | 36681275.8456 | 1000000 | 1.2754 | 19963.6592 | 28759.942 | 406.9862 | 586.3103
1 | 2100 | 707 | 0.03 | 15 | 15 | 7 | 1.3335e-09 | 5spot_SharedNeighbor | Water | Porous | Wet | R600a | MinimizeLCOE_Brownfield | IgnoreSilica | 88.4561 | 8.8483 | 0.33169 | 4 | 19507.8315 | 27963.9015 | 397.6935 | 570.082 | 76.6755 | 0 | 172.6216 | 1322012.5292 | 73295.4924 | 2017102.6799 | 2433497.0223 | 0 | 157109.9672 | 0 | 2341176.8995 | 6091262.051 | 4157411.5127 | 18592868.1541 | 961560.8286 | 6327463.8043 | 6327463.8043 | 1478867.319 | 3412706.5916 | 0 | 25881892.787 | 37100930.502 | 1333521.4322 | 1.3267 | 19507.8315 | 27963.9015 | 397.6935 | 570.082
1 | 2100 | 707 | 0.03 | 15 | 15 | 7 | 1.7783e-09 | 5spot_SharedNeighbor | Water | Porous | Wet | R600a | MinimizeLCOE_Brownfield | IgnoreSilica | 90.3929 | 9.0403 | 0.3418 | 4 | 19166.6533 | 27372.521 | 390.7382 | 558.0259 | 76.6672 | 0 | 152.8779 | 1342014.5308 | 74395.5661 | 2052056.5966 | 2486130.0657 | 0 | 152609.389 | 0 | 2381810.3978 | 6196982.0787 | 4229567.6039 | 18915566.2287 | 961560.8286 | 6327463.8043 | 6327463.8043 | 1478867.319 | 3412706.5916 | 0 | 26204590.8616 | 37423628.5766 | 1778279.41 | 1.3672 | 19166.6533 | 27372.521 | 390.7382 | 558.0259
1 | 2100 | 707 | 0.03 | 15 | 15 | 7 | 2.3714e-09 | 5spot_SharedNeighbor | Water | Porous | Wet | R600a | MinimizeLCOE_Brownfield | IgnoreSilica | 91.8861 | 9.1882 | 0.34968 | 4 | 18911.1966 | 26932.0526 | 385.5303 | 549.0463 | 76.6604 | 0 | 157.7298 | 1357323.7878 | 75237.1263 | 2078875.418 | 2526696.8112 | 0 | 148862.4891 | 0 | 2412928.2967 | 6277944.4683 | 4284826.0985 | 19162694.4959 | 961560.8286 | 6327463.8043 | 6327463.8043 | 1478867.319 | 3412706.5916 | 0 | 26451719.1288 | 37670756.8437 | 2371373.7057 | 1.3987 | 18911.1966 | 26932.0526 | 385.5303 | 549.0463
1 | 2100 | 707 | 0.03 | 15 | 15 | 7 | 3.1623e-09 | 5spot_SharedNeighbor | Water | Porous | Wet | R600a | MinimizeLCOE_Brownfield | IgnoreSilica | 93.0117 | 9.2995 | 0.35573 | 4 | 18719.8602 | 26604.4366 | 381.6297 | 542.3674 | 76.6549 | 0 | 170.2255 | 1368800.2397 | 75867.7508 | 2099017.3219 | 2557268.409 | 0 | 145754.6378 | 0 | 2436216.2601 | 6338534.972 | 4326180.3623 | 19347639.9536 | 961560.8286 | 6327463.8043 | 6327463.8043 | 1478867.319 | 3412706.5916 | 0 | 26636664.5865 | 37855702.3014 | 3162277.6602 | 1.4229 | 18719.8602 | 26604.4366 | 381.6297 | 542.3674
1 | 2100 | 707 | 0.03 | 15 | 15 | 7 | 4.217e-09 | 5spot_SharedNeighbor | Water | Porous | Wet | R600a | MinimizeLCOE_Brownfield | IgnoreSilica | 93.8741 | 9.3848 | 0.36037 | 4 | 18576.5099 | 26359.4458 | 378.7073 | 537.373 | 76.6505 | 0 | 152.8766 | 1377556.7382 | 76348.7729 | 2114407.1382 | 2580687.5565 | 0 | 143303.606 | 0 | 2453998.4866 | 6384800.6779 | 4357757.6572 | 19488860.6335 | 961560.8286 | 6327463.8043 | 6327463.8043 | 1478867.319 | 3412706.5916 | 0 | 26777885.2664 | 37996922.9814 | 4216965.0343 | 1.4415 | 18576.5099 | 26359.4458 | 378.7073 | 537.373
1 | 2100 | 707 | 0.03 | 15 | 15 | 7 | 5.6234e-09 | 5spot_SharedNeighbor | Water | Porous | Wet | R600a | MinimizeLCOE_Brownfield | IgnoreSilica | 94.5197 | 9.4486 | 0.36389 | 4 | 18469.0871 | 26176.7317 | 376.5173 | 533.6481 | 76.6472 | 0 | 151.9753 | 1384092.2357 | 76707.7073 | 2125905.6915 | 2598219.33 | 0 | 141349.3795 | 0 | 2467246.9941 | 6419270.5768 | 4381284.0715 | 19594075.9864 | 961560.8286 | 6327463.8043 | 6327463.8043 | 1478867.319 | 3412706.5916 | 0 | 26883100.6193 | 38102138.3342 | 5623413.2519 | 1.4556 | 18469.0871 | 26176.7317 | 376.5173 | 533.6481
1 | 2100 | 707 | 0.03 | 15 | 15 | 7 | 7.4989e-09 | 5spot_SharedNeighbor | Water | Porous | Wet | R600a | MinimizeLCOE_Brownfield | IgnoreSilica | 94.9996 | 9.496 | 0.36654 | 4 | 18388.5735 | 26040.4654 | 374.8759 | 530.8701 | 76.6446 | 0 | 164.0088 | 1388938.439 | 76973.8191 | 2134438.8544 | 2611248.6211 | 0 | 139802.1801 | 0 | 2477046.7463 | 6444767.5218 | 4398686.2604 | 19671902.4422 | 961560.8286 | 6327463.8043 | 6327463.8043 | 1478867.319 | 3412706.5916 | 0 | 26960927.0751 | 38179964.7901 | 7498942.0933 | 1.4662 | 18388.5735 | 26040.4654 | 374.8759 | 530.8701
1 | 2100 | 707 | 0.03 | 15 | 15 | 7 | 1e-08 | 5spot_SharedNeighbor | Water | Porous | Wet | R600a | MinimizeLCOE_Brownfield | IgnoreSilica | 95.3628 | 9.5319 | 0.36855 | 4 | 18328.2207 | 25938.3977 | 373.6456 | 528.7893 | 76.6427 | 0 | 151.5212 | 1392599.872 | 77174.848 | 2140889.697 | 2621109.0545 | 0 | 138616.9216 | 0 | 2484452.2533 | 6464035.1318 | 4411836.8001 | 19730714.5782 | 961560.8286 | 6327463.8043 | 6327463.8043 | 1478867.319 | 3412706.5916 | 0 | 27019739.2111 | 38238776.9261 | 10000000 | 1.4742 | 18328.2207 | 25938.3977 | 373.6456 | 528.7893
1 | 2200 | 707 | 0.03 | 15 | 15 | 7 | 1e-13 | 5spot_SharedNeighbor | Water | Porous | Wet | R600a | MinimizeLCOE_Brownfield | IgnoreSilica | 0 | 0 | 0 | 0 | [6 empty] | 16.7089 | [19 empty] | 100 | 0
1 | 2200 | 707 | 0.03 | 15 | 15 | 7 | 1.3335e-13 | 5spot_SharedNeighbor | Water | Porous | Wet | R600a | MinimizeLCOE_Brownfield | IgnoreSilica | 0 | 0 | 0 | 0 | [6 empty] | 19.19 | [19 empty] | 133.3521 | 0
1 | 2200 | 707 | 0.03 | 15 | 15 | 7 | 1.7783e-13 | 5spot_SharedNeighbor | Water | Porous | Wet | R600a | MinimizeLCOE_Brownfield | IgnoreSilica | 0 | 0 | 0 | 0 | [6 empty] | 21.4466 | [19 empty] | 177.8279 | 0
1 | 2200 | 707 | 0.03 | 15 | 15 | 7 | 2.3714e-13 | 5spot_SharedNeighbor | Water | Porous | Wet | R600a | MinimizeLCOE_Brownfield | IgnoreSilica | 0 | 0 | 0 | 0 | [6 empty] | 23.6917 | [19 empty] | 237.1374 | 0
1 | 2200 | 707 | 0.03 | 15 | 15 | 7 | 3.1623e-13 | 5spot_SharedNeighbor | Water | Porous | Wet | R600a | MinimizeLCOE_Brownfield | IgnoreSilica | 0 | 0 | 0 | 0 | [6 empty] | 22.2533 | [19 empty] | 316.2278 | 0
1 | 2200 | 707 | 0.03 | 15 | 15 | 7 | 4.217e-13 | 5spot_SharedNeighbor | Water | Porous | Wet | R600a | MinimizeLCOE_Brownfield | IgnoreSilica | 0 | 0 | 0 | 0 | [6 empty] | 22.7692 | [19 empty] | 421.6965 | 0
1 | 2200 | 707 | 0.03 | 15 | 15 | 7 | 5.6234e-13 | 5spot_SharedNeighbor | Water | Porous | Wet | R600a | MinimizeLCOE_Brownfield | IgnoreSilica | 0 | 0 | 0 | 0 | [6 empty] | 25.656 | [19 empty] | 562.3413 | 0
1 | 2200 | 707 | 0.03 | 15 | 15 | 7 | 7.4989e-13 | 5spot_SharedNeighbor | Water | Porous | Wet | R600a | MinimizeLCOE_Brownfield | IgnoreSilica | 0 | 0 | 0 | 0 | [6 empty] | 25.1298 | [19 empty] | 749.8942 | 0
1 | 2200 | 707 | 0.03 | 15 | 15 | 7 | 1e-12 | 5spot_SharedNeighbor | Water | Porous | Wet | R600a | MinimizeLCOE_Brownfield | IgnoreSilica | 0 | 0 | 0 | 0 | [6 empty] | 26.4861 | [19 empty] | 1000 | 0
1 | 2200 | 707 | 0.03 | 15 | 15 | 7 | 1.3335e-12 | 5spot_SharedNeighbor | Water | Porous | Wet | R600a | MinimizeLCOE_Brownfield | IgnoreSilica | 0 | 0 | 0 | 0 | [6 empty] | 29.7986 | [19 empty] | 1333.5214 | 0
1 | 2200 | 707 | 0.03 | 15 | 15 | 7 | 1.7783e-12 | 5spot_SharedNeighbor | Water | Porous | Wet | R600a | MinimizeLCOE_Brownfield | IgnoreSilica | 1.6 | 0.13816 | 0.00016563 | 4 | 12689289.3704 | 30318398.0454 | 258688.3273 | 618081.5528 | 71.022 | 0 | 36.7051 | 68468.4361 | 3609.6836 | 72714.5318 | 64519.8011 | 0 | 45392.314 | 0 | 99334.859 | 258448.9267 | 176396.703 | 788885.2553 | 961560.8286 | 6656650.2227 | 6656650.2227 | 1478867.319 | 3544381.159 | 0 | 8407096.3066 | 20086995.0073 | 1778.2794 | 0.00066253 | 12689289.3704 | 30318398.0454 | 258688.3273 | 618081.5528
1 | 2200 | 707 | 0.03 | 15 | 15 | 7 | 2.3714e-12 | 5spot_SharedNeighbor | Water | Porous | Wet | R600a | MinimizeLCOE_Brownfield | IgnoreSilica | 1.6 | 0.13817 | 0.0015107 | 4 | 1387811.6908 | 3320699.1908 | 28292.4185 | 67696.9446 | 71.0232 | 0 | 237.8973 | 68470.9454 | 3609.8415 | 72716.3221 | 64520.571 | 0 | 38626.8039 | 0 | 96698.3487 | 251589.2677 | 171714.8449 | 767946.9451 | 961560.8286 | 6656650.2227 | 6656650.2227 | 1478867.319 | 3544381.159 | 0 | 8386157.9964 | 20066056.6971 | 2371.3737 | 0.0060427 | 1387811.6908 | 3320699.1908 | 28292.4185 | 67696.9446
1 | 2200 | 707 | 0.03 | 15 | 15 | 7 | 3.1623e-12 | 5spot_SharedNeighbor | Water | Porous | Wet | R600a | MinimizeLCOE_Brownfield | IgnoreSilica | 1.8848 | 0.16838 | 0.0028153 | 4 | 753636.3474 | 1790813.7126 | 15363.8963 | 36508.1598 | 72.2475 | 0 | 333.264 | 79673.5525 | 4241.145 | 85091.091 | 72690.6774 | 0 | 38766.6636 | 0 | 109380.6205 | 284585.9375 | 194235.75 | 868665.4374 | 961560.8286 | 6656650.2227 | 6656650.2227 | 1478867.319 | 3544381.159 | 0 | 8486876.4887 | 20166775.1894 | 3162.2777 | 0.011261 | 753636.3474 | 1790813.7126 | 15363.8963 | 36508.1598
1 | 2200 | 707 | 0.03 | 15 | 15 | 7 | 4.217e-12 | 5spot_SharedNeighbor | Water | Porous | Wet | R600a | MinimizeLCOE_Brownfield | IgnoreSilica | 2.9056 | 0.27756 | 0.0048646 | 4 | 455679.483 | 1055930.1858 | 9289.6426 | 21526.5651 | 74.7724 | 0 | 95.6972 | 115935.111 | 6296.9861 | 126645.6991 | 101963.647 | 0 | 52279.4832 | 0 | 157217.1613 | 409046.804 | 279182.8488 | 1248567.7403 | 961560.8286 | 6656650.2227 | 6656650.2227 | 1478867.319 | 3544381.159 | 0 | 8866778.7917 | 20546677.4924 | 4216.965 | 0.019458 | 455679.483 | 1055930.1858 | 9289.6426 | 21526.5651
1 | 2200 | 707 | 0.03 | 15 | 15 | 7 | 5.6234e-12 | 5spot_SharedNeighbor | Water | Porous | Wet | R600a | MinimizeLCOE_Brownfield | IgnoreSilica | 3.8265 | 0.37623 | 0.0074855 | 4 | 306344.9086 | 696428.598 | 6245.2553 | 14197.639 | 75.9431 | 0 | 112.2459 | 144916.9931 | 7944.1119 | 161381.957 | 127828.1013 | 0 | 59785.8078 | 0 | 195724.2187 | 509234.2686 | 347562.852 | 1554378.3105 | 961560.8286 | 6656650.2227 | 6656650.2227 | 1478867.319 | 3544381.159 | 0 | 9172589.3618 | 20852488.0626 | 5623.4133 | 0.029942 | 306344.9086 | 696428.598 | 6245.2553 | 14197.639
1 | 2200 | 707 | 0.03 | 15 | 15 | 7 | 7.4989e-12 | 5spot_SharedNeighbor | Water | Porous | Wet | R600a | MinimizeLCOE_Brownfield | IgnoreSilica | 5.0197 | 0.50406 | 0.01098 | 4 | 217327.6836 | 483264.8169 | 4430.5188 | 9852.007 | 76.8403 | 0 | 109.7145 | 179118.4017 | 9888.7076 | 203783.7601 | 160945.0159 | 0 | 68354.48 | 0 | 242615.2425 | 631235.0937 | 430830.9221 | 1926771.6237 | 961560.8286 | 6656650.2227 | 6656650.2227 | 1478867.319 | 3544381.159 | 0 | 9544982.675 | 21224881.3757 | 7498.9421 | 0.04392 | 217327.6836 | 483264.8169 | 4430.5188 | 9852.007
1 | 2200 | 707 | 0.03 | 15 | 15 | 7 | 1e-11 | 5spot_SharedNeighbor | Water | Porous | Wet | R600a | MinimizeLCOE_Brownfield | IgnoreSilica | 6.5861 | 0.67245 | 0.015681 | 4 | 159610.5121 | 345819.8307 | 3253.8762 | 7050.005 | 77.5231 | 0 | 108.1912 | 220385.5573 | 12237.1785 | 256488.8181 | 205111.5702 | 0 | 78490.1761 | 0 | 301358.1871 | 784072.1857 | 535145.3778 | 2393289.0508 | 961560.8286 | 6656650.2227 | 6656650.2227 | 1478867.319 | 3544381.159 | 0 | 10011500.1022 | 21691398.8029 | 10000 | 0.062725 | 159610.5121 | 345819.8307 | 3253.8762 | 7050.005
1 | 2200 | 707 | 0.03 | 15 | 15 | 7 | 1.3335e-11 | 5spot_SharedNeighbor | Water | Porous | Wet | R600a | MinimizeLCOE_Brownfield | IgnoreSilica | 8.4109 | 0.86771 | 0.02168 | 4 | 121336.2804 | 256024.1027 | 2473.6042 | 5219.3976 | 77.9448 | 0 | 88.0837 | 264291.2971 | 14731.2559 | 314400.2747 | 256590.0134 | 0 | 87548.3126 | 0 | 365648.8499 | 951343.3026 | 649311.3522 | 2903864.6584 | 961560.8286 | 6656650.2227 | 6656650.2227 | 1478867.319 | 3544381.159 | 0 | 10522075.7097 | 22201974.4105 | 13335.2143 | 0.086718 | 121336.2804 | 256024.1027 | 2473.6042 | 5219.3976
1 | 2200 | 707 | 0.03 | 15 | 15 | 7 | 1.7783e-11 | 5spot_SharedNeighbor | Water | Porous | Wet | R600a | MinimizeLCOE_Brownfield | IgnoreSilica | 10.7739 | 1.1238 | 0.02997 | 4 | 93077.0845 | 190505.8885 | 1897.5023 | 3883.7202 | 78.4229 | 0 | 86.0441 | 317918.3364 | 17786.1726 | 386521.8158 | 322889.6392 | 0 | 97831.3082 | 0 | 445749.4362 | 1159748.5972 | 791552.248 | 3539997.5537 | 961560.8286 | 6656650.2227 | 6656650.2227 | 1478867.319 | 3544381.159 | 0 | 11158208.6051 | 22838107.3058 | 17782.7941 | 0.11988 | 93077.0845 | 190505.8885 | 1897.5023 | 3883.7202
1 | 2200 | 707 | 0.03 | 15 | 15 | 7 | 2.3714e-11 | 5spot_SharedNeighbor | Water | Porous | Wet | R600a | MinimizeLCOE_Brownfield | IgnoreSilica | 14.3601 | 1.5099 | 0.040996 | 4 | 73699.662 | 144926.3552 | 1502.4673 | 2954.5198 | 78.775 | 0 | 107.6945 | 391914.0821 | 21988.7645 | 489400.5255 | 423190.1853 | 0 | 115819.7663 | 0 | 562502.1963 | 1463515.3296 | 998879.2847 | 4467210.1342 | 961560.8286 | 6656650.2227 | 6656650.2227 | 1478867.319 | 3544381.159 | 0 | 12085421.1856 | 23765319.8863 | 23713.7371 | 0.16398 | 73699.662 | 144926.3552 | 1502.4673 | 2954.5198
1 | 2200 | 707 | 0.03 | 15 | 15 | 7 | 3.1623e-11 | 5spot_SharedNeighbor | Water | Porous | Wet | R600a | MinimizeLCOE_Brownfield | IgnoreSilica | 18.3307 | 1.9375 | 0.054788 | 4 | 59573.9277 | 112869.9 | 1214.4951 | 2301.0056 | 79.006 | 0 | 117.6185 | 467457.2469 | 26274.5454 | 597342.1644 | 534260.2724 | 0 | 130257.1494 | 0 | 684680.6376 | 1781398.5718 | 1215841.1293 | 5437511.7173 | 961560.8286 | 6656650.2227 | 6656650.2227 | 1478867.319 | 3544381.159 | 0 | 13055722.7686 | 24735621.4693 | 31622.7766 | 0.21915 | 59573.9277 | 112869.9 | 1214.4951 | 2301.0056
1 | 2200 | 707 | 0.03 | 15 | 15 | 7 | 4.217e-11 | 5spot_SharedNeighbor | Water | Porous | Wet | R600a | MinimizeLCOE_Brownfield | IgnoreSilica | 23.1614 | 2.4581 | 0.072326 | 4 | 49045.5767 | 89418.0416 | 999.8604 | 1822.9077 | 79.1816 | 0 | 106.1732 | 553010.8568 | 31123.8438 | 722510.4508 | 669789.1727 | 0 | 145074.2238 | 0 | 827388.3337 | 2152694.7235 | 1469258.3822 | 6570849.9872 | 961560.8286 | 6656650.2227 | 6656650.2227 | 1478867.319 | 3544381.159 | 0 | 14189061.0386 | 25868959.7393 | 42169.6503 | 0.2893 | 49045.5767 | 89418.0416 | 999.8604 | 1822.9077
1 | 2200 | 707 | 0.03 | 15 | 15 | 7 | 5.6234e-11 | 5spot_SharedNeighbor | Water | Porous | Wet | R600a | MinimizeLCOE_Brownfield | IgnoreSilica | 28.9445 | 3.0814 | 0.094192 | 4 | 41122.7191 | 72122.8799 | 838.3423 | 1470.3225 | 79.3161 | 0 | 88.3142 | 648622.2389 | 36536.3786 | 865604.5513 | 832050.8486 | 0 | 159939.8388 | 0 | 991674.0039 | 2580132.3379 | 1760993.337 | 7875553.5349 | 961560.8286 | 6656650.2227 | 6656650.2227 | 1478867.319 | 3544381.159 | 0 | 15493764.5863 | 27173663.287 | 56234.1325 | 0.37677 | 41122.7191 | 72122.8799 | 838.3423 | 1470.3225
1 | 2200 | 707 | 0.03 | 15 | 15 | 7 | 7.4989e-11 | 5spot_SharedNeighbor | Water | Porous | Wet | R600a | MinimizeLCOE_Brownfield | IgnoreSilica | 35.6628 | 3.8057 | 0.12073 | 4 | 35109.4826 | 59295.6157 | 715.7543 | 1208.8213 | 79.4189 | 0 | 142.0992 | 752756.3657 | 42423.6275 | 1024773.5253 | 1020563.0866 | 0 | 174012.3212 | 0 | 1175666.2813 | 3058842.5016 | 2087722.8603 | 9336760.5697 | 961560.8286 | 6656650.2227 | 6656650.2227 | 1478867.319 | 3544381.159 | 0 | 16954971.621 | 28634870.3217 | 74989.4209 | 0.48292 | 35109.4826 | 59295.6157 | 715.7543 | 1208.8213
1 | 2200 | 707 | 0.03 | 15 | 15 | 7 | 1e-10 | 5spot_SharedNeighbor | Water | Porous | Wet | R600a | MinimizeLCOE_Brownfield | IgnoreSilica | 43.1755 | 4.6157 | 0.1518 | 4 | 30524.4191 | 49759.9607 | 622.2816 | 1014.4241 | 79.4966 | 0 | 132.3476 | 862478.6903 | 48618.4069 | 1195751.501 | 1231373.3242 | 0 | 186300.4771 | 0 | 1374563.7358 | 3576332.8789 | 2440920.6761 | 10916339.6904 | 961560.8286 | 6656650.2227 | 6656650.2227 | 1478867.319 | 3544381.159 | 0 | 18534550.7418 | 30214449.4425 | 100000 | 0.6072 | 30524.4191 | 49759.9607 | 622.2816 | 1014.4241
1 | 2200 | 707 | 0.03 | 15 | 15 | 7 | 1.3335e-10 | 5spot_SharedNeighbor | Water | Porous | Wet | R600a | MinimizeLCOE_Brownfield | IgnoreSilica | 51.1487 | 5.475 | 0.18647 | 4 | 27027.1145 | 42686.3491 | 550.9843 | 870.219 | 79.552 | 0 | 132.2377 | 972810.4842 | 54838.6712 | 1370701.9585 | 1455076.3064 | 0 | 195564.1606 | 0 | 1579106.7166 | 4108511.7572 | 2804143.6958 | 12540753.7504 | 961560.8286 | 6656650.2227 | 6656650.2227 | 1478867.319 | 3544381.159 | 0 | 20158964.8018 | 31838863.5025 | 133352.1432 | 0.74588 | 27027.1145 | 42686.3491 | 550.9843 | 870.219
1 | 2200 | 707 | 0.03 | 15 | 15 | 7 | 1.7783e-10 | 5spot_SharedNeighbor | Water | Porous | Wet | R600a | MinimizeLCOE_Brownfield | IgnoreSilica | 59.0876 | 6.3298 | 0.22293 | 4 | 24368.2505 | 37466.5898 | 496.7797 | 763.8071 | 79.5863 | 0 | 145.2332 | 1077524.6169 | 60732.9788 | 1539340.1671 | 1677722.3961 | 0 | 200703.8339 | 0 | 1776849.3572 | 4622997.5456 | 3155290.818 | 14111161.7136 | 961560.8286 | 6656650.2227 | 6656650.2227 | 1478867.319 | 3544381.159 | 0 | 21729372.765 | 33409271.4657 | 177827.941 | 0.89171 | 24368.2505 | 37466.5898 | 496.7797 | 763.8071
1 | 2200 | 707 | 0.03 | 15 | 15 | 7 | 2.3714e-10 | 5spot_SharedNeighbor | Water | Porous | Wet | R600a | MinimizeLCOE_Brownfield | IgnoreSilica | 66.5466 | 7.1314 | 0.25904 | 4 | 22356.7052 | 33628.8012 | 455.7717 | 685.5686 | 79.6018 | 0 | 148.4482 | 1171891.3485 | 66035.8634 | 1693389.34 | 1886746.5185 | 0 | 201647.4901 | 0 | 1957687.1186 | 5093500.3056 | 3476418.6196 | 15547316.6042 | 961560.8286 | 6656650.2227 | 6656650.2227 | 1478867.319 | 3544381.159 | 0 | 23165527.6555 | 34845426.3563 | 237137.3706 | 1.0362 | 22356.7052 | 33628.8012 | 455.7717 | 685.5686
1 | 2200 | 707 | 0.03 | 15 | 15 | 7 | 3.1623e-10 | 5spot_SharedNeighbor | Water | Porous | Wet | R600a | MinimizeLCOE_Brownfield | IgnoreSilica | 72.2688 | 7.7449 | 0.29135 | 4 | 20784.8126 | 30807.049 | 423.7265 | 628.0434 | 79.6035 | 0 | 142.0467 | 1241923.2458 | 69964.9465 | 1808962.7495 | 2046945.8166 | 0 | 193203.3869 | 0 | 2090790.0567 | 5439806.8475 | 3712779.9503 | 16604376.9998 | 961560.8286 | 6656650.2227 | 6656650.2227 | 1478867.319 | 3544381.159 | 0 | 24222588.0512 | 35902486.7519 | 316227.766 | 1.1654 | 20784.8126 | 30807.049 | 423.7265 | 628.0434
1 | 2200 | 707 | 0.03 | 15 | 15 | 7 | 4.217e-10 | 5spot_SharedNeighbor | Water | Porous | Wet | R600a | MinimizeLCOE_Brownfield | IgnoreSilica | 78.8855 | 8.4523 | 0.32304 | 4 | 19704.3339 | 28743.2792 | 401.6995 | 585.9706 | 79.595 | 0 | 127.4382 | 1320559.3623 | 74369.5386 | 1939999.5476 | 2231975.4298 | 0 | 194082.4218 | 0 | 2246784.657 | 5845672.7986 | 3989791.8016 | 17843235.5573 | 961560.8286 | 6656650.2227 | 6656650.2227 | 1478867.319 | 3544381.159 | 0 | 25461446.6087 | 37141345.3094 | 421696.5034 | 1.2922 | 19704.3339 | 28743.2792 | 401.6995 | 585.9706
1 | 2200 | 707 | 0.03 | 15 | 15 | 7 | 5.6234e-10 | 5spot_SharedNeighbor | Water | Porous | Wet | R600a | MinimizeLCOE_Brownfield | IgnoreSilica | 83.5723 | 8.9519 | 0.34887 | 4 | 18851.9516 | 27221.7963 | 384.3225 | 554.9531 | 79.5825 | 0 | 179.4805 | 1374835.3464 | 77404.7739 | 2031225.9707 | 2362875.873 | 0 | 187775.772 | 0 | 2353305.917 | 6122819.2666 | 4178949.9608 | 18689192.8804 | 961560.8286 | 6656650.2227 | 6656650.2227 | 1478867.319 | 3544381.159 | 0 | 26307403.9318 | 37987302.6325 | 562341.3252 | 1.3955 | 18851.9516 | 27221.7963 | 384.3225 | 554.9531
1 | 2200 | 707 | 0.03 | 15 | 15 | 7 | 7.4989e-10 | 5spot_SharedNeighbor | Water | Porous | Wet | R600a | MinimizeLCOE_Brownfield | IgnoreSilica | 87.3554 | 9.3542 | 0.37032 | 4 | 18213.6656 | 26098.6155 | 371.3102 | 532.0556 | 79.5686 | 0 | 168.427 | 1417828.3548 | 79805.9893 | 2103944.7139 | 2468425.9178 | 0 | 181182.3617 | 0 | 2437963.0616 | 6343079.7914 | 4329282.2949 | 19361512.4855 | 961560.8286 | 6656650.2227 | 6656650.2227 | 1478867.319 | 3544381.159 | 0 | 26979723.5368 | 38659622.2375 | 749894.2093 | 1.4813 | 18213.6656 | 26098.6155 | 371.3102 | 532.0556
1 | 2200 | 707 | 0.03 | 15 | 15 | 7 | 1e-09 | 5spot_SharedNeighbor | Water | Porous | Wet | R600a | MinimizeLCOE_Brownfield | IgnoreSilica | 90.3346 | 9.6703 | 0.38766 | 4 | 17735.7878 | 25268.0308 | 361.568 | 515.123 | 79.5555 | 0 | 162.2738 | 1451189.9415 | 81667.3205 | 2160652.8616 | 2551471.8641 | 0 | 174850.539 | 0 | 2503734.6854 | 6514204.0648 | 4446078.1277 | 19883849.4046 | 961560.8286 | 6656650.2227 | 6656650.2227 | 1478867.319 | 3544381.159 | 0 | 27502060.456 | 39181959.1567 | 1000000 | 1.5507 | 17735.7878 | 25268.0308 | 361.568 | 515.123
1 | 2200 | 707 | 0.03 | 15 | 15 | 7 | 1.3335e-09 | 5spot_SharedNeighbor | Water | Porous | Wet | R600a | MinimizeLCOE_Brownfield | IgnoreSilica | 92.6561 | 9.9161 | 0.40144 | 4 | 17377.9621 | 24651.7427 | 354.2733 | 502.5591 | 79.5439 | 0 | 166.8223 | 1476893.0906 | 83100.155 | 2204511.1766 | 2616138.5223 | 0 | 169196.0855 | 0 | 2554437.2217 | 6646121.6638 | 4536114.5997 | 20286512.5152 | 961560.8286 | 6656650.2227 | 6656650.2227 | 1478867.319 | 3544381.159 | 0 | 27904723.5666 | 39584622.2673 | 1333521.4322 | 1.6058 | 17377.9621 | 24651.7427 | 354.2733 | 502.5591
1 | 2200 | 707 | 0.03 | 15 | 15 | 7 | 1.7783e-09 | 5spot_SharedNeighbor | Water | Porous | Wet | R600a | MinimizeLCOE_Brownfield | IgnoreSilica | 94.442 | 10.105 | 0.41221 | 4 | 17109.9647 | 24193.6491 | 348.8098 | 493.2203 | 79.5342 | 0 | 160.9655 | 1496494.1152 | 84192.0936 | 2238056.0256 | 2665855.4646 | 0 | 164348.0011 | 0 | 2593088.8231 | 6746685.202 | 4604751.2809 | 20593471.006 | 961560.8286 | 6656650.2227 | 6656650.2227 | 1478867.319 | 3544381.159 | 0 | 28211682.0574 | 39891580.7581 | 1778279.41 | 1.6488 | 17109.9647 | 24193.6491 | 348.8098 | 493.2203
1 | 2200 | 707 | 0.03 | 15 | 15 | 7 | 2.3714e-09 | 5spot_SharedNeighbor | Water | Porous | Wet | R600a | MinimizeLCOE_Brownfield | IgnoreSilica | 95.8085 | 10.2494 | 0.42055 | 4 | 16909.1933 | 23852.3579 | 344.7168 | 486.2626 | 79.5264 | 0 | 179.7666 | 1511393.2748 | 85021.6678 | 2263611.6645 | 2703880.5001 | 0 | 160338.9778 | 0 | 2622455.9731 | 6823092.5024 | 4656900.8335 | 20826695.394 | 961560.8286 | 6656650.2227 | 6656650.2227 | 1478867.319 | 3544381.159 | 0 | 28444906.4454 | 40124805.1461 | 2371373.7057 | 1.6822 | 16909.1933 | 23852.3579 | 344.7168 | 486.2626
1 | 2200 | 707 | 0.03 | 15 | 15 | 7 | 3.1623e-09 | 5spot_SharedNeighbor | Water | Porous | Wet | R600a | MinimizeLCOE_Brownfield | IgnoreSilica | 96.8554 | 10.3599 | 0.42698 | 4 | 16758.7503 | 23597.3862 | 341.6498 | 481.0646 | 79.5201 | 0 | 200.215 | 1522750.4776 | 85653.774 | 2283125.4644 | 2733002.1981 | 0 | 157131.1553 | 0 | 2644848.5971 | 6881353.5165 | 4696665.1727 | 21004530.3558 | 961560.8286 | 6656650.2227 | 6656650.2227 | 1478867.319 | 3544381.159 | 0 | 28622741.4071 | 40302640.1078 | 3162277.6602 | 1.7079 | 16758.7503 | 23597.3862 | 341.6498 | 481.0646
1 | 2200 | 707 | 0.03 | 15 | 15 | 7 | 4.217e-09 | 5spot_SharedNeighbor | Water | Porous | Wet | R600a | MinimizeLCOE_Brownfield | IgnoreSilica | 97.6324 | 10.4418 | 0.43184 | 4 | 16645.9982 | 23407.6704 | 339.3512 | 477.197 | 79.5153 | 0 | 183.9659 | 1531147.344 | 86120.9735 | 2297571.5378 | 2754609.1864 | 0 | 154519.0985 | 0 | 2661347.5747 | 6924280.4719 | 4725963.7018 | 21135559.8886 | 961560.8286 | 6656650.2227 | 6656650.2227 | 1478867.319 | 3544381.159 | 0 | 28753770.9399 | 40433669.6407 | 4216965.0343 | 1.7274 | 16645.9982 | 23407.6704 | 339.3512 | 477.197
1 | 2200 | 707 | 0.03 | 15 | 15 | 7 | 5.6234e-09 | 5spot_SharedNeighbor | Water | Porous | Wet | R600a | MinimizeLCOE_Brownfield | IgnoreSilica | 98.2346 | 10.5053 | 0.43558 | 4 | 16561.4822 | 23265.1508 | 337.6282 | 474.2916 | 79.5114 | 0 | 171.526 | 1537635.9378 | 86481.9132 | 2308745.4855 | 2771350.12 | 0 | 152538.066 | 0 | 2674133.0937 | 6957545.7698 | 4748667.9512 | 21237098.3371 | 961560.8286 | 6656650.2227 | 6656650.2227 | 1478867.319 | 3544381.159 | 0 | 28855309.3885 | 40535208.0892 | 5623413.2519 | 1.7423 | 16561.4822 | 23265.1508 | 337.6282 | 474.2916
1 | 2200 | 707 | 0.03 | 15 | 15 | 7 | 7.4989e-09 | 5spot_SharedNeighbor | Water | Porous | Wet | R600a | MinimizeLCOE_Brownfield | IgnoreSilica | 98.6756 | 10.5518 | 0.43837 | 4 | 16498.124 | 23159.0957 | 336.3366 | 472.1295 | 79.5086 | 0 | 180.9845 | 1542377.8129 | 86745.6416 | 2316917.4539 | 2783608.9545 | 0 | 150950.461 | 0 | 2683434.1263 | 6981745.1487 | 4765184.5245 | 21310964.1235 | 961560.8286 | 6656650.2227 | 6656650.2227 | 1478867.319 | 3544381.159 | 0 | 28929175.1749 | 40609073.8756 | 7498942.0933 | 1.7535 | 16498.124 | 23159.0957 | 336.3366 | 472.1295
1 | 2200 | 707 | 0.03 | 15 | 15 | 7 | 1e-08 | 5spot_SharedNeighbor | Water | Porous | Wet | R600a | MinimizeLCOE_Brownfield | IgnoreSilica | 99.0091 | 10.5869 | 0.44048 | 4 | 16450.6233 | 23079.6325 | 335.3682 | 470.5095 | 79.5064 | 0 | 180.6305 | 1545958.8217 | 86944.7799 | 2323092.2024 | 2792880.4164 | 0 | 149737.5468 | 0 | 2690459.3692 | 7000023.3895 | 4777659.7994 | 21366756.3252 | 961560.8286 | 6656650.2227 | 6656650.2227 | 1478867.319 | 3544381.159 | 0 | 28984967.3765 | 40664866.0772 | 10000000 | 1.7619 | 16450.6233 | 23079.6325 | 335.3682 | 470.5095
1 | 2300 | 707 | 0.03 | 15 | 15 | 7 | 1e-13 | 5spot_SharedNeighbor | Water | Porous | Wet | R600a | MinimizeLCOE_Brownfield | IgnoreSilica | 0 | 0 | 0 | 0 | [6 empty] | 16.3524 | [19 empty] | 100 | 0
1 | 2300 | 707 | 0.03 | 15 | 15 | 7 | 1.3335e-13 | 5spot_SharedNeighbor | Water | Porous | Wet | R600a | MinimizeLCOE_Brownfield | IgnoreSilica | 0 | 0 | 0 | 0 | [6 empty] | 18.9046 | [19 empty] | 133.3521 | 0
1 | 2300 | 707 | 0.03 | 15 | 15 | 7 | 1.7783e-13 | 5spot_SharedNeighbor | Water | Porous | Wet | R600a | MinimizeLCOE_Brownfield | IgnoreSilica | 0 | 0 | 0 | 0 | [6 empty] | 21.1734 | [19 empty] | 177.8279 | 0
1 | 2300 | 707 | 0.03 | 15 | 15 | 7 | 2.3714e-13 | 5spot_SharedNeighbor | Water | Porous | Wet | R600a | MinimizeLCOE_Brownfield | IgnoreSilica | 0 | 0 | 0 | 0 | [6 empty] | 22.358 | [19 empty] | 237.1374 | 0
1 | 2300 | 707 | 0.03 | 15 | 15 | 7 | 3.1623e-13 | 5spot_SharedNeighbor | Water | Porous | Wet | R600a | MinimizeLCOE_Brownfield | IgnoreSilica | 0 | 0 | 0 | 0 | [6 empty] | 22.4448 | [19 empty] | 316.2278 | 0
1 | 2300 | 707 | 0.03 | 15 | 15 | 7 | 4.217e-13 | 5spot_SharedNeighbor | Water | Porous | Wet | R600a | MinimizeLCOE_Brownfield | IgnoreSilica | 0 | 0 | 0 | 0 | [6 empty] | 21.6663 | [19 empty] | 421.6965 | 0
1 | 2300 | 707 | 0.03 | 15 | 15 | 7 | 5.6234e-13 | 5spot_SharedNeighbor | Water | Porous | Wet | R600a | MinimizeLCOE_Brownfield | IgnoreSilica | 0 | 0 | 0 | 0 | [6 empty] | 25.4771 | [19 empty] | 562.3413 | 0
1 | 2300 | 707 | 0.03 | 15 | 15 | 7 | 7.4989e-13 | 5spot_SharedNeighbor | Water | Porous | Wet | R600a | MinimizeLCOE_Brownfield | IgnoreSilica | 0 | 0 | 0 | 0 | [6 empty] | 24.2589 | [19 empty] | 749.8942 | 0
1 | 2300 | 707 | 0.03 | 15 | 15 | 7 | 1e-12 | 5spot_SharedNeighbor | Water | Porous | Wet | R600a | MinimizeLCOE_Brownfield | IgnoreSilica | 0 | 0 | 0 | 0 | [6 empty] | 25.6105 | [19 empty] | 1000 | 0
1 | 2300 | 707 | 0.03 | 15 | 15 | 7 | 1.3335e-12 | 5spot_SharedNeighbor | Water | Porous | Wet | R600a | MinimizeLCOE_Brownfield | IgnoreSilica | 0.89885 | 0.068911 | 0.00026757 | 4 | 7889156.9174 | 19240178.465 | 160831.1346 | 392237.0623 | 66.9289 | 0 | 61.6175 | 40190.0562 | 2047.0375 | 41832.6457 | 45242.4914 | 0 | 29048.4136 | 0 | 61760.6513 | 160688.5459 | 109673.2344 | 490483.0761 | 961560.8286 | 6991696.732 | 6991696.732 | 1478867.319 | 3678399.7627 | 0 | 8443740.6368 | 20592704.4505 | 1333.5214 | 0.0010703 | 7889156.9174 | 19240178.465 | 160831.1346 | 392237.0623
1 | 2300 | 707 | 0.03 | 15 | 15 | 7 | 1.7783e-12 | 5spot_SharedNeighbor | Water | Porous | Wet | R600a | MinimizeLCOE_Brownfield | IgnoreSilica | 1.3402 | 0.11736 | 0.001147 | 4 | 1884568.0863 | 4532598.0299 | 38419.4695 | 92403.1416 | 71.5202 | 0 | 218.3709 | 61599.0788 | 3250.0328 | 63786.4439 | 58235.9969 | 0 | 36875.1286 | 0 | 87261.2056 | 227035.7573 | 154956.5695 | 693000.2135 | 961560.8286 | 6991696.732 | 6991696.732 | 1478867.319 | 3678399.7627 | 0 | 8646257.7741 | 20795221.5878 | 1778.2794 | 0.0045879 | 1884568.0863 | 4532598.0299 | 38419.4695 | 92403.1416
1 | 2300 | 707 | 0.03 | 15 | 15 | 7 | 2.3714e-12 | 5spot_SharedNeighbor | Water | Porous | Wet | R600a | MinimizeLCOE_Brownfield | IgnoreSilica | 1.8848 | 0.17871 | 0.0024991 | 4 | 887944.5809 | 2103283.5463 | 18101.9513 | 42878.28 | 74.4877 | 0 | 339.1971 | 85298.0309 | 4603.4824 | 89069.8513 | 74372.5674 | 0 | 44647.38 | 0 | 116216.6117 | 302371.7843 | 206374.9559 | 922954.6639 | 961560.8286 | 6991696.732 | 6991696.732 | 1478867.319 | 3678399.7627 | 0 | 8876212.2245 | 21025176.0382 | 2371.3737 | 0.0099964 | 887944.5809 | 2103283.5463 | 18101.9513 | 42878.28
1 | 2300 | 707 | 0.03 | 15 | 15 | 7 | 3.1623e-12 | 5spot_SharedNeighbor | Water | Porous | Wet | R600a | MinimizeLCOE_Brownfield | IgnoreSilica | 2.5071 | 0.24922 | 0.0043761 | 4 | 520747.5237 | 1214805.8799 | 10616.1426 | 24765.461 | 76.4066 | 0 | 466.7355 | 109572.404 | 5998.3981 | 116036.4132 | 92256.0133 | 0 | 51318.1594 | 0 | 146320.7413 | 380696.5544 | 259833.2209 | 1162031.9048 | 961560.8286 | 6991696.732 | 6991696.732 | 1478867.319 | 3678399.7627 | 0 | 9115289.4654 | 21264253.2791 | 3162.2777 | 0.017504 | 520747.5237 | 1214805.8799 | 10616.1426 | 24765.461
1 | 2300 | 707 | 0.03 | 15 | 15 | 7 | 4.217e-12 | 5spot_SharedNeighbor | Water | Porous | Wet | R600a | MinimizeLCOE_Brownfield | IgnoreSilica | 3.4049 | 0.35174 | 0.007 | 4 | 337241.0691 | 771132.1192 | 6875.1153 | 15720.5713 | 77.9998 | 0 | 108.8602 | 141426.4654 | 7836.6763 | 152665.9983 | 118273.2645 | 0 | 60708.6761 | 0 | 187555.3215 | 487980.4736 | 333056.7002 | 1489503.576 | 961560.8286 | 6991696.732 | 6991696.732 | 1478867.319 | 3678399.7627 | 0 | 9442761.1366 | 21591724.9503 | 4216.965 | 0.028 | 337241.0691 | 771132.1192 | 6875.1153 | 15720.5713
1 | 2300 | 707 | 0.03 | 15 | 15 | 7 | 5.6234e-12 | 5spot_SharedNeighbor | Water | Porous | Wet | R600a | MinimizeLCOE_Brownfield | IgnoreSilica | 4.4675 | 0.47311 | 0.010489 | 4 | 233617.4502 | 523195.6415 | 4762.6077 | 10666.0508 | 79.0887 | 0 | 83.2523 | 175537.0008 | 9806.4012 | 193361.5891 | 148515.9143 | 0 | 69413.8829 | 0 | 232687.5675 | 605405.3197 | 413201.5706 | 1847929.2461 | 961560.8286 | 6991696.732 | 6991696.732 | 1478867.319 | 3678399.7627 | 0 | 9801186.8067 | 21950150.6204 | 5623.4133 | 0.041954 | 233617.4502 | 523195.6415 | 4762.6077 | 10666.0508
1 | 2300 | 707 | 0.03 | 15 | 15 | 7 | 7.4989e-12 | 5spot_SharedNeighbor | Water | Porous | Wet | R600a | MinimizeLCOE_Brownfield | IgnoreSilica | 5.848 | 0.63135 | 0.015188 | 4 | 168620.5445 | 368601.3598 | 3437.5579 | 7514.4373 | 79.9237 | 0 | 132.4941 | 216249.3343 | 12160.3 | 243400.1027 | 188266.0056 | 0 | 79466.3881 | 0 | 288421.431 | 750413.4001 | 512172.565 | 2290549.527 | 961560.8286 | 6991696.732 | 6991696.732 | 1478867.319 | 3678399.7627 | 0 | 10243807.0876 | 22392770.9013 | 7498.9421 | 0.060751 | 168620.5445 | 368601.3598 | 3437.5579 | 7514.4373
1 | 2300 | 707 | 0.03 | 15 | 15 | 7 | 1e-11 | 5spot_SharedNeighbor | Water | Porous | Wet | R600a | MinimizeLCOE_Brownfield | IgnoreSilica | 7.5413 | 0.82517 | 0.021316 | 4 | 126150.5124 | 268638.0671 | 2571.7488 | 5476.5504 | 80.5051 | 0 | 109.1637 | 261973.0721 | 14801.1718 | 301394.4285 | 237084.3228 | 0 | 89663.4048 | 0 | 352917.396 | 918218.6711 | 626703.1105 | 2802755.5777 | 961560.8286 | 6991696.732 | 6991696.732 | 1478867.319 | 3678399.7627 | 0 | 10756013.1384 | 22904976.9521 | 10000 | 0.085263 | 126150.5124 | 268638.0671 | 2571.7488 | 5476.5504
1 | 2300 | 707 | 0.03 | 15 | 15 | 7 | 1.3335e-11 | 5spot_SharedNeighbor | Water | Porous | Wet | R600a | MinimizeLCOE_Brownfield | IgnoreSilica | 9.936 | 1.1015 | 0.029765 | 4 | 96210.0025 | 198252.0782 | 1961.371 | 4041.6368 | 81.0732 | 0 | 128.2056 | 322082.3527 | 18278.0876 | 379557.0039 | 306369.2736 | 0 | 104182.2523 | 0 | 440882.8983 | 1147086.8639 | 782910.3549 | 3501349.0873 | 961560.8286 | 6991696.732 | 6991696.732 | 1478867.319 | 3678399.7627 | 0 | 11454606.6479 | 23603570.4616 | 13335.2143 | 0.11906 | 96210.0025 | 198252.0782 | 1961.371 | 4041.6368
1 | 2300 | 707 | 0.03 | 15 | 15 | 7 | 1.7783e-11 | 5spot_SharedNeighbor | Water | Porous | Wet | R600a | MinimizeLCOE_Brownfield | IgnoreSilica | 12.813 | 1.4324 | 0.040593 | 4 | 75422.1387 | 150243.9649 | 1537.5823 | 3062.9264 | 81.4465 | 0 | 109.1938 | 388192.3524 | 22094.6003 | 468192.9031 | 389380.9018 | 0 | 118264.0829 | 0 | 540588.6878 | 1406500.8756 | 959965.7483 | 4293180.152 | 961560.8286 | 6991696.732 | 6991696.732 | 1478867.319 | 3678399.7627 | 0 | 12246437.7126 | 24395401.5263 | 17782.7941 | 0.16237 | 75422.1387 | 150243.9649 | 1537.5823 | 3062.9264
1 | 2300 | 707 | 0.03 | 15 | 15 | 7 | 2.3714e-11 | 5spot_SharedNeighbor | Water | Porous | Wet | R600a | MinimizeLCOE_Brownfield | IgnoreSilica | 16.4009 | 1.8452 | 0.054628 | 4 | 60359.4553 | 115958.4704 | 1230.5091 | 2363.9703 | 81.7307 | 0 | 125.4324 | 464502.3945 | 26495.0915 | 573217.4108 | 492915.5498 | 0 | 133371.1038 | 0 | 659295.6046 | 1715351.9231 | 1170762.9344 | 5235912.0124 | 961560.8286 | 6991696.732 | 6991696.732 | 1478867.319 | 3678399.7627 | 0 | 13189169.573 | 25338133.3867 | 23713.7371 | 0.21851 | 60359.4553 | 115958.4704 | 1230.5091 | 2363.9703
1 | 2300 | 707 | 0.03 | 15 | 15 | 7 | 3.1623e-11 | 5spot_SharedNeighbor | Water | Porous | Wet | R600a | MinimizeLCOE_Brownfield | IgnoreSilica | 20.823 | 2.3542 | 0.072608 | 4 | 49241.8862 | 91072.7155 | 1003.8625 | 1856.6405 | 81.9478 | 0 | 115.764 | 551832.3703 | 31524.7869 | 696424.7842 | 620529.7186 | 0 | 149280.232 | 0 | 799340.8379 | 2079720.8929 | 1419452.2434 | 6348105.8663 | 961560.8286 | 6991696.732 | 6991696.732 | 1478867.319 | 3678399.7627 | 0 | 14301363.4269 | 26450327.2406 | 31622.7766 | 0.29043 | 49241.8862 | 91072.7155 | 1003.8625 | 1856.6405
1 | 2300 | 707 | 0.03 | 15 | 15 | 7 | 4.217e-11 | 5spot_SharedNeighbor | Water | Porous | Wet | R600a | MinimizeLCOE_Brownfield | IgnoreSilica | 24.964 | 2.8308 | 0.093503 | 4 | 40858.4398 | 73341.3223 | 832.9546 | 1495.1621 | 82.0824 | 0 | 274.7071 | 628587.8121 | 35939.8503 | 807017.4788 | 739946.3978 | 0 | 154559.1552 | 0 | 922759.7707 | 2400831.6393 | 1638616.926 | 7328259.0302 | 961560.8286 | 6991696.732 | 6991696.732 | 1478867.319 | 3678399.7627 | 0 | 15281516.5908 | 27430480.4045 | 42169.6503 | 0.37401 | 40858.4398 | 73341.3223 | 832.9546 | 1495.1621
1 | 2300 | 707 | 0.03 | 15 | 15 | 7 | 5.6234e-11 | 5spot_SharedNeighbor | Water | Porous | Wet | R600a | MinimizeLCOE_Brownfield | IgnoreSilica | 32.7151 | 3.723 | 0.12389 | 4 | 34527.1827 | 59041.8243 | 703.8833 | 1203.6474 | 82.2447 | 0 | 125.6138 | 762700.42 | 43642.8378 | 1004658.0529 | 963391.4138 | 0 | 182330.1286 | 0 | 1153121.9128 | 3000186.6792 | 2047689.0562 | 9157720.5013 | 961560.8286 | 6991696.732 | 6991696.732 | 1478867.319 | 3678399.7627 | 0 | 17110978.062 | 29259941.8757 | 56234.1325 | 0.49558 | 34527.1827 | 59041.8243 | 703.8833 | 1203.6474
1 | 2300 | 707 | 0.03 | 15 | 15 | 7 | 7.4989e-11 | 5spot_SharedNeighbor | Water | Porous | Wet | R600a | MinimizeLCOE_Brownfield | IgnoreSilica | 40.046 | 4.567 | 0.15756 | 4 | 29752.0471 | 49028.2005 | 606.5357 | 999.5062 | 82.3416 | 0 | 124.1543 | 880986.4502 | 50425.8812 | 1182976.918 | 1174736.3606 | 0 | 197263.0005 | 0 | 1359691.5581 | 3537638.5231 | 2414510.9832 | 10798229.6748 | 961560.8286 | 6991696.732 | 6991696.732 | 1478867.319 | 3678399.7627 | 0 | 18751487.2354 | 30900451.0491 | 74989.4209 | 0.63026 | 29752.0471 | 49028.2005 | 606.5357 | 999.5062
1 | 2300 | 707 | 0.03 | 15 | 15 | 7 | 1e-10 | 5spot_SharedNeighbor | Water | Porous | Wet | R600a | MinimizeLCOE_Brownfield | IgnoreSilica | 48.0601 | 5.4896 | 0.19621 | 4 | 26101.3152 | 41580.7131 | 532.1106 | 847.6791 | 82.413 | 0 | 128.3359 | 1003097.9191 | 57417.7578 | 1370495.0935 | 1405767.4931 | 0 | 209480.4861 | 0 | 1578040.9124 | 4105738.7532 | 2802251.0636 | 12532289.4788 | 961560.8286 | 6991696.732 | 6991696.732 | 1478867.319 | 3678399.7627 | 0 | 20485547.0394 | 32634510.8531 | 100000 | 0.78485 | 26101.3152 | 41580.7131 | 532.1106 | 847.6791
1 | 2300 | 707 | 0.03 | 15 | 15 | 7 | 1.3335e-10 | 5spot_SharedNeighbor | Water | Porous | Wet | R600a | MinimizeLCOE_Brownfield | IgnoreSilica | 56.3419 | 6.4423 | 0.23828 | 4 | 23314.7778 | 36061.0656 | 475.3033 | 735.1536 | 82.4602 | 0 | 150.7735 | 1122939.2894 | 64268.4303 | 1557613.5869 | 1644452.6919 | 0 | 217687.9353 | 0 | 1796715.1542 | 4674684.2742 | 3190568.0723 | 14268929.4343 | 961560.8286 | 6991696.732 | 6991696.732 | 1478867.319 | 3678399.7627 | 0 | 22222186.995 | 34371150.8087 | 133352.1432 | 0.95314 | 23314.7778 | 36061.0656 | 475.3033 | 735.1536
1 | 2300 | 707 | 0.03 | 15 | 15 | 7 | 1.7783e-10 | 5spot_SharedNeighbor | Water | Porous | Wet | R600a | MinimizeLCOE_Brownfield | IgnoreSilica | 64.4077 | 7.3685 | 0.28146 | 4 | 21197.404 | 31988.3585 | 432.1378 | 652.126 | 82.4847 | 0 | 142.9427 | 1234435.7325 | 70630.5514 | 1734296.1008 | 1876771.0279 | 0 | 221249.0461 | 0 | 2003579.1589 | 5212901.9809 | 3557912.7164 | 15911776.3148 | 961560.8286 | 6991696.732 | 6991696.732 | 1478867.319 | 3678399.7627 | 0 | 23865033.8755 | 36013997.6892 | 177827.941 | 1.1258 | 21197.404 | 31988.3585 | 432.1378 | 652.126
1 | 2300 | 707 | 0.03 | 15 | 15 | 7 | 2.3714e-10 | 5spot_SharedNeighbor | Water | Porous | Wet | R600a | MinimizeLCOE_Brownfield | IgnoreSilica | 71.7935 | 8.2145 | 0.32313 | 4 | 19596.6594 | 28996.0138 | 399.5044 | 591.123 | 82.4901 | 0 | 154.0253 | 1332574.5314 | 76219.7457 | 1891826.0359 | 2089312.4113 | 0 | 220213.7471 | 0 | 2187957.1238 | 5692615.6245 | 3885327.1353 | 17376046.355 | 961560.8286 | 6991696.732 | 6991696.732 | 1478867.319 | 3678399.7627 | 0 | 25329303.9156 | 37478267.7293 | 237137.3706 | 1.2925 | 19596.6594 | 28996.0138 | 399.5044 | 591.123
1 | 2300 | 707 | 0.03 | 15 | 15 | 7 | 3.1623e-10 | 5spot_SharedNeighbor | Water | Porous | Wet | R600a | MinimizeLCOE_Brownfield | IgnoreSilica | 78.2593 | 8.9528 | 0.36132 | 4 | 18391.4482 | 26797.3847 | 374.9345 | 546.3009 | 82.4824 | 0 | 130.379 | 1415676.1811 | 80943.5753 | 2026682.3882 | 2275175.7132 | 0 | 215755.0131 | 0 | 2345550.8197 | 6102642.0942 | 4165178.626 | 18627604.4108 | 961560.8286 | 6991696.732 | 6991696.732 | 1478867.319 | 3678399.7627 | 0 | 26580861.9715 | 38729825.7852 | 316227.766 | 1.4453 | 18391.4482 | 26797.3847 | 374.9345 | 546.3009
1 | 2300 | 707 | 0.03 | 15 | 15 | 7 | 4.217e-10 | 5spot_SharedNeighbor | Water | Porous | Wet | R600a | MinimizeLCOE_Brownfield | IgnoreSilica | 86.9 | 9.9353 | 0.40431 | 4 | 17481.0002 | 24993.1822 | 356.3738 | 509.5198 | 82.4553 | 0 | 188.8356 | 1522975.4349 | 87029.2063 | 2202796.6023 | 2523199.0237 | 0 | 223885.0371 | 0 | 2558355.2687 | 6656315.6183 | 4543072.1831 | 20317628.3744 | 961560.8286 | 6991696.732 | 6991696.732 | 1478867.319 | 3678399.7627 | 0 | 28270885.9351 | 40419849.7488 | 421696.5034 | 1.6172 | 17481.0002 | 24993.1822 | 356.3738 | 509.5198
1 | 2300 | 707 | 0.03 | 15 | 15 | 7 | 5.6234e-10 | 5spot_SharedNeighbor | Water | Porous | Wet | R600a | MinimizeLCOE_Brownfield | IgnoreSilica | 88.164 | 10.0786 | 0.42307 | 4 | 16807.9104 | 23987.0343 | 342.652 | 489.0081 | 82.4496 | 0 | 192.161 | 1538327.4571 | 87898.5079 | 2228181.7495 | 2559440.2102 | 0 | 201736.6281 | 0 | 2580077.9756 | 6712833.6458 | 4581646.8982 | 20490143.0726 | 961560.8286 | 6991696.732 | 6991696.732 | 1478867.319 | 3678399.7627 | 0 | 28443400.6332 | 40592364.4469 | 562341.3252 | 1.6923 | 16807.9104 | 23987.0343 | 342.652 | 489.0081
1 | 2300 | 707 | 0.03 | 15 | 15 | 7 | 7.4989e-10 | 5spot_SharedNeighbor | Water | Porous | Wet | R600a | MinimizeLCOE_Brownfield | IgnoreSilica | 91.7157 | 10.4805 | 0.44625 | 4 | 16299.4552 | 23105.5896 | 332.2864 | 471.0387 | 82.432 | 0 | 176.2109 | 1581027.7796 | 90314.586 | 2299028.1428 | 2661221.3568 | 0 | 194230.5739 | 0 | 2662070.7513 | 6926162.029 | 4727247.9032 | 21141303.1225 | 961560.8286 | 6991696.732 | 6991696.732 | 1478867.319 | 3678399.7627 | 0 | 29094560.6831 | 41243524.4968 | 749894.2093 | 1.785 | 16299.4552 | 23105.5896 | 332.2864 | 471.0387
1 | 2300 | 707 | 0.03 | 15 | 15 | 7 | 1e-09 | 5spot_SharedNeighbor | Water | Porous | Wet | R600a | MinimizeLCOE_Brownfield | IgnoreSilica | 94.5003 | 10.795 | 0.46484 | 4 | 15918.5199 | 22452.4052 | 324.5206 | 457.7227 | 82.4162 | 0 | 148.4711 | 1614055.0607 | 92181.3519 | 2354074.6375 | 2740956.0361 | 0 | 187276.1559 | 0 | 2725531.8644 | 7091274.8277 | 4839940.7811 | 21645290.7153 | 961560.8286 | 6991696.732 | 6991696.732 | 1478867.319 | 3678399.7627 | 0 | 29598548.2759 | 41747512.0896 | 1000000 | 1.8594 | 15918.5199 | 22452.4052 | 324.5206 | 457.7227
1 | 2300 | 707 | 0.03 | 15 | 15 | 7 | 1.3335e-09 | 5spot_SharedNeighbor | Water | Porous | Wet | R600a | MinimizeLCOE_Brownfield | IgnoreSilica | 96.6534 | 11.0377 | 0.4795 | 4 | 15633.1033 | 21967.3351 | 318.702 | 447.8338 | 82.4028 | 0 | 171.1135 | 1639327.5804 | 93608.5907 | 2396344.1077 | 2802568.9252 | 0 | 181163.9237 | 0 | 2774075.1198 | 7217574.4207 | 4926142.8485 | 22030805.5167 | 961560.8286 | 6991696.732 | 6991696.732 | 1478867.319 | 3678399.7627 | 0 | 29984063.0773 | 42133026.891 | 1333521.4322 | 1.918 | 15633.1033 | 21967.3351 | 318.702 | 447.8338
1 | 2300 | 707 | 0.03 | 15 | 15 | 7 | 1.7783e-09 | 5spot_SharedNeighbor | Water | Porous | Wet | R600a | MinimizeLCOE_Brownfield | IgnoreSilica | 98.3124 | 11.2244 | 0.49092 | 4 | 15419.222 | 21605.9948 | 314.3417 | 440.4674 | 82.3917 | 0 | 162.3614 | 1658646.3182 | 94698.8685 | 2428742.5333 | 2850019.7833 | 0 | 176040.9687 | 0 | 2811177.904 | 7314108.2544 | 4992029.1735 | 22325463.8037 | 961560.8286 | 6991696.732 | 6991696.732 | 1478867.319 | 3678399.7627 | 0 | 30278721.3643 | 42427685.178 | 1778279.41 | 1.9637 | 15419.222 | 21605.9948 | 314.3417 | 440.4674
1 | 2300 | 707 | 0.03 | 15 | 15 | 7 | 2.3714e-09 | 5spot_SharedNeighbor | Water | Porous | Wet | R600a | MinimizeLCOE_Brownfield | IgnoreSilica | 99.5887 | 11.3679 | 0.49978 | 4 | 15258.9209 | 21336.1349 | 311.0737 | 434.966 | 82.3828 | 0 | 163.9881 | 1673418.7948 | 95532.1388 | 2453567.7305 | 2886511.4625 | 0 | 171892.9017 | 0 | 2839559.981 | 7387952.5968 | 5042429.4546 | 22550865.0607 | 961560.8286 | 6991696.732 | 6991696.732 | 1478867.319 | 3678399.7627 | 0 | 30504122.6214 | 42653086.4351 | 2371373.7057 | 1.9991 | 15258.9209 | 21336.1349 | 311.0737 | 434.966
1 | 2300 | 707 | 0.03 | 15 | 15 | 7 | 3.1623e-09 | 5spot_SharedNeighbor | Water | Porous | Wet | R600a | MinimizeLCOE_Brownfield | IgnoreSilica | 100.5413 | 11.4749 | 0.5065 | 4 | 15138.7607 | 21135.3053 | 308.6241 | 430.8718 | 82.376 | 0 | 189.9562 | 1684393.0885 | 96150.9181 | 2472038.8469 | 2913737.5746 | 0 | 168494.5458 | 0 | 2860577.8399 | 7442636.7542 | 5079752.5156 | 22717782.0837 | 961560.8286 | 6991696.732 | 6991696.732 | 1478867.319 | 3678399.7627 | 0 | 30671039.6443 | 42820003.458 | 3162277.6602 | 2.026 | 15138.7607 | 21135.3053 | 308.6241 | 430.8718
1 | 2300 | 707 | 0.03 | 15 | 15 | 7 | 4.217e-09 | 5spot_SharedNeighbor | Water | Porous | Wet | R600a | MinimizeLCOE_Brownfield | IgnoreSilica | 101.2749 | 11.5573 | 0.51166 | 4 | 15048.6799 | 20984.7067 | 306.7877 | 427.8016 | 82.3706 | 0 | 160.3563 | 1692816.0438 | 96625.6976 | 2486232.4133 | 2934701.8304 | 0 | 165871.7542 | 0 | 2876736.6183 | 7484678.5811 | 5108446.9264 | 22846109.8651 | 961560.8286 | 6991696.732 | 6991696.732 | 1478867.319 | 3678399.7627 | 0 | 30799367.4258 | 42948331.2395 | 4216965.0343 | 2.0466 | 15048.6799 | 20984.7067 | 306.7877 | 427.8016
1 | 2300 | 707 | 0.03 | 15 | 15 | 7 | 5.6234e-09 | 5spot_SharedNeighbor | Water | Porous | Wet | R600a | MinimizeLCOE_Brownfield | IgnoreSilica | 101.813 | 11.6176 | 0.51553 | 4 | 14981.1432 | 20872.6602 | 305.4109 | 425.5174 | 82.3665 | 0 | 167.1215 | 1698977.4101 | 96972.9172 | 2496624.1748 | 2950074.5304 | 0 | 163760.0224 | 0 | 2888499.5314 | 7515283.2681 | 5129335.2541 | 22939527.1086 | 961560.8286 | 6991696.732 | 6991696.732 | 1478867.319 | 3678399.7627 | 0 | 30892784.6693 | 43041748.483 | 5623413.2519 | 2.0621 | 14981.1432 | 20872.6602 | 305.4109 | 425.5174
1 | 2300 | 707 | 0.03 | 15 | 15 | 7 | 7.4989e-09 | 5spot_SharedNeighbor | Water | Porous | Wet | R600a | MinimizeLCOE_Brownfield | IgnoreSilica | 102.2345 | 11.6649 | 0.51851 | 4 | 14930.5056 | 20788.1883 | 304.3786 | 423.7953 | 82.3633 | 0 | 166.2662 | 1703795.111 | 97244.3683 | 2504755.1199 | 2962116.7681 | 0 | 162200.9366 | 0 | 2897743.7985 | 7539334.9548 | 5145751.0245 | 23012942.0816 | 961560.8286 | 6991696.732 | 6991696.732 | 1478867.319 | 3678399.7627 | 0 | 30966199.6422 | 43115163.4559 | 7498942.0933 | 2.074 | 14930.5056 | 20788.1883 | 304.3786 | 423.7953
1 | 2300 | 707 | 0.03 | 15 | 15 | 7 | 1e-08 | 5spot_SharedNeighbor | Water | Porous | Wet | R600a | MinimizeLCOE_Brownfield | IgnoreSilica | 102.5318 | 11.6982 | 0.52069 | 4 | 14892.537 | 20725.6841 | 303.6045 | 422.5211 | 82.361 | 0 | 163.5448 | 1707187.5312 | 97435.4872 | 2510483.4624 | 2970608.0696 | 0 | 160919.4771 | 0 | 2904187.2707 | 7556099.5477 | 5157193.2036 | 23064114.0495 | 961560.8286 | 6991696.732 | 6991696.732 | 1478867.319 | 3678399.7627 | 0 | 31017371.6102 | 43166335.4239 | 10000000 | 2.0827 | 14892.537 | 20725.6841 | 303.6045 | 422.5211
1 | 2400 | 707 | 0.03 | 15 | 15 | 7 | 1e-13 | 5spot_SharedNeighbor | Water | Porous | Wet | R600a | MinimizeLCOE_Brownfield | IgnoreSilica | 0 | 0 | 0 | 0 | [6 empty] | 17.0123 | [19 empty] | 100 | 0
1 | 2400 | 707 | 0.03 | 15 | 15 | 7 | 1.3335e-13 | 5spot_SharedNeighbor | Water | Porous | Wet | R600a | MinimizeLCOE_Brownfield | IgnoreSilica | 0 | 0 | 0 | 0 | [6 empty] | 18.9548 | [19 empty] | 133.3521 | 0
1 | 2400 | 707 | 0.03 | 15 | 15 | 7 | 1.7783e-13 | 5spot_SharedNeighbor | Water | Porous | Wet | R600a | MinimizeLCOE_Brownfield | IgnoreSilica | 0 | 0 | 0 | 0 | [6 empty] | 21.7244 | [19 empty] | 177.8279 | 0
1 | 2400 | 707 | 0.03 | 15 | 15 | 7 | 2.3714e-13 | 5spot_SharedNeighbor | Water | Porous | Wet | R600a | MinimizeLCOE_Brownfield | IgnoreSilica | 0 | 0 | 0 | 0 | [6 empty] | 22.843 | [19 empty] | 237.1374 | 0
1 | 2400 | 707 | 0.03 | 15 | 15 | 7 | 3.1623e-13 | 5spot_SharedNeighbor | Water | Porous | Wet | R600a | MinimizeLCOE_Brownfield | IgnoreSilica | 0 | 0 | 0 | 0 | [6 empty] | 22.2574 | [19 empty] | 316.2278 | 0
1 | 2400 | 707 | 0.03 | 15 | 15 | 7 | 4.217e-13 | 5spot_SharedNeighbor | Water | Porous | Wet | R600a | MinimizeLCOE_Brownfield | IgnoreSilica | 0 | 0 | 0 | 0 | [6 empty] | 22.3373 | [19 empty] | 421.6965 | 0
1 | 2400 | 707 | 0.03 | 15 | 15 | 7 | 5.6234e-13 | 5spot_SharedNeighbor | Water | Porous | Wet | R600a | MinimizeLCOE_Brownfield | IgnoreSilica | 0 | 0 | 0 | 0 | [6 empty] | 25.5147 | [19 empty] | 562.3413 | 0
1 | 2400 | 707 | 0.03 | 15 | 15 | 7 | 7.4989e-13 | 5spot_SharedNeighbor | Water | Porous | Wet | R600a | MinimizeLCOE_Brownfield | IgnoreSilica | 0 | 0 | 0 | 0 | [6 empty] | 26.1805 | [19 empty] | 749.8942 | 0
1 | 2400 | 707 | 0.03 | 15 | 15 | 7 | 1e-12 | 5spot_SharedNeighbor | Water | Porous | Wet | R600a | MinimizeLCOE_Brownfield | IgnoreSilica | 0 | 0 | 0 | 0 | [6 empty] | 25.3651 | [19 empty] | 1000 | 0
1 | 2400 | 707 | 0.03 | 15 | 15 | 7 | 1.3335e-12 | 5spot_SharedNeighbor | Water | Porous | Wet | R600a | MinimizeLCOE_Brownfield | IgnoreSilica | 1.6 | 0.15476 | 0.00028516 | 4 | 8030949.7616 | 19100285.2607 | 163721.7736 | 389385.1501 | 75.2682 | 0 | 35.9426 | 77958.2445 | 4219.0492 | 79334.0475 | 67217.3864 | 0 | 50982.1208 | 0 | 109087.2309 | 283822.5979 | 193714.755 | 866335.4323 | 961560.8286 | 7332603.3321 | 7332603.3321 | 1478867.319 | 3814762.4027 | 0 | 9160499.593 | 21786732.6469 | 1333.5214 | 0.0011406 | 8030949.7616 | 19100285.2607 | 163721.7736 | 389385.1501
1 | 2400 | 707 | 0.03 | 15 | 15 | 7 | 1.7783e-12 | 5spot_SharedNeighbor | Water | Porous | Wet | R600a | MinimizeLCOE_Brownfield | IgnoreSilica | 1.5736 | 0.15164 | 0.0019726 | 4 | 1156296.8286 | 2756482.9687 | 23572.6749 | 56194.6337 | 75.1139 | 0 | 280.0767 | 76742.906 | 4148.7385 | 78060.1118 | 66451.6459 | 0 | 42437.1713 | 0 | 104457.8236 | 271777.8298 | 185493.9533 | 829570.18 | 961560.8286 | 7332603.3321 | 7332603.3321 | 1478867.319 | 3814762.4027 | 0 | 9123734.3407 | 21749967.3946 | 1778.2794 | 0.0078905 | 1156296.8286 | 2756482.9687 | 23572.6749 | 56194.6337
1 | 2400 | 707 | 0.03 | 15 | 15 | 7 | 2.3714e-12 | 5spot_SharedNeighbor | Water | Porous | Wet | R600a | MinimizeLCOE_Brownfield | IgnoreSilica | 2.196 | 0.22614 | 0.0037674 | 4 | 622958.8922 | 1460818.3712 | 12699.8596 | 29780.7584 | 77.8726 | 0 | 407.7256 | 104105.139 | 5740.2014 | 107230.9928 | 84723.6624 | 0 | 51285.8416 | 0 | 137703.4765 | 358276.1989 | 244530.8676 | 1093596.38 | 961560.8286 | 7332603.3321 | 7332603.3321 | 1478867.319 | 3814762.4027 | 0 | 9387760.5408 | 22013993.5947 | 2371.3737 | 0.01507 | 622958.8922 | 1460818.3712 | 12699.8596 | 29780.7584
1 | 2400 | 707 | 0.03 | 15 | 15 | 7 | 3.1623e-12 | 5spot_SharedNeighbor | Water | Porous | Wet | R600a | MinimizeLCOE_Brownfield | IgnoreSilica | 2.9445 | 0.31653 | 0.0062701 | 4 | 386001.1236 | 889433.9656 | 7869.155 | 18132.3144 | 79.7379 | 0 | 101.847 | 133816.9625 | 7477.8991 | 140120.8617 | 106600.7351 | 0 | 59750.9931 | 0 | 174629.3061 | 454349.6331 | 310102.9605 | 1386849.3513 | 961560.8286 | 7332603.3321 | 7332603.3321 | 1478867.319 | 3814762.4027 | 0 | 9681013.512 | 22307246.5659 | 3162.2777 | 0.02508 | 386001.1236 | 889433.9656 | 7869.155 | 18132.3144
1 | 2400 | 707 | 0.03 | 15 | 15 | 7 | 4.217e-12 | 5spot_SharedNeighbor | Water | Porous | Wet | R600a | MinimizeLCOE_Brownfield | IgnoreSilica | 3.9191 | 0.43517 | 0.0097261 | 4 | 258108.6778 | 582654.2627 | 5261.8945 | 11878.1952 | 81.1464 | 0 | 103.6642 | 169162.4331 | 9552.2121 | 180553.3723 | 135499.0303 | 0 | 69405.227 | 0 | 220027.1872 | 572465.6073 | 390719.54 | 1747384.6093 | 961560.8286 | 7332603.3321 | 7332603.3321 | 1478867.319 | 3814762.4027 | 0 | 10041548.7701 | 22667781.824 | 4216.965 | 0.038904 | 258108.6778 | 582654.2627 | 5261.8945 | 11878.1952
1 | 2400 | 707 | 0.03 | 15 | 15 | 7 | 5.6234e-12 | 5spot_SharedNeighbor | Water | Porous | Wet | R600a | MinimizeLCOE_Brownfield | IgnoreSilica | 5.1512 | 0.58549 | 0.014361 | 4 | 182254.0524 | 402055.384 | 3715.4954 | 8196.4428 | 82.1882 | 0 | 112.4286 | 209901.6859 | 11945.0069 | 228737.1424 | 171915.1888 | 0 | 79803.4631 | 0 | 273897.9699 | 712626.3336 | 486382.1157 | 2175208.9063 | 961560.8286 | 7332603.3321 | 7332603.3321 | 1478867.319 | 3814762.4027 | 0 | 10469373.0671 | 23095606.121 | 5623.4133 | 0.057444 | 182254.0524 | 402055.384 | 3715.4954 | 8196.4428
1 | 2400 | 707 | 0.03 | 15 | 15 | 7 | 7.4989e-12 | 5spot_SharedNeighbor | Water | Porous | Wet | R600a | MinimizeLCOE_Brownfield | IgnoreSilica | 6.6982 | 0.77416 | 0.020472 | 4 | 134021.6479 | 288207.6442 | 2732.2126 | 5875.5027 | 82.9509 | 0 | 109.4213 | 256653.4618 | 14688.9703 | 285844.3089 | 217443.1796 | 0 | 90916.9003 | 0 | 337563.2601 | 878270.3591 | 599437.5667 | 2680818.0067 | 961560.8286 | 7332603.3321 | 7332603.3321 | 1478867.319 | 3814762.4027 | 0 | 10974982.1675 | 23601215.2214 | 7498.9421 | 0.08189 | 134021.6479 | 288207.6442 | 2732.2126 | 5875.5027
1 | 2400 | 707 | 0.03 | 15 | 15 | 7 | 1e-11 | 5spot_SharedNeighbor | Water | Porous | Wet | R600a | MinimizeLCOE_Brownfield | IgnoreSilica | 9.2392 | 1.0856 | 0.029073 | 4 | 101294.6817 | 209867.3377 | 2065.0291 | 4278.4295 | 83.6845 | 0 | 106.8427 | 327046.2381 | 18824.5919 | 374403.6783 | 293208.5407 | 0 | 111930.7338 | 0 | 438911.3753 | 1141957.3654 | 779409.3668 | 3485691.8904 | 961560.8286 | 7332603.3321 | 7332603.3321 | 1478867.319 | 3814762.4027 | 0 | 11779856.0512 | 24406089.105 | 10000 | 0.11629 | 101294.6817 | 209867.3377 | 2065.0291 | 4278.4295
1 | 2400 | 707 | 0.03 | 15 | 15 | 7 | 1.3335e-11 | 5spot_SharedNeighbor | Water | Porous | Wet | R600a | MinimizeLCOE_Brownfield | IgnoreSilica | 11.3586 | 1.3458 | 0.039608 | 4 | 78227.1992 | 157921.8327 | 1594.7673 | 3219.4502 | 84.0584 | 0 | 107.0775 | 381211.1656 | 22004.6056 | 444471.0806 | 356365.7213 | 0 | 119565.0248 | 0 | 516210.8632 | 1343074.7766 | 916676.1325 | 4099579.3702 | 961560.8286 | 7332603.3321 | 7332603.3321 | 1478867.319 | 3814762.4027 | 0 | 12393743.5309 | 25019976.5848 | 13335.2143 | 0.15843 | 78227.1992 | 157921.8327 | 1594.7673 | 3219.4502
1 | 2400 | 707 | 0.03 | 15 | 15 | 7 | 1.7783e-11 | 5spot_SharedNeighbor | Water | Porous | Wet | R600a | MinimizeLCOE_Brownfield | IgnoreSilica | 14.5982 | 1.7424 | 0.053637 | 4 | 62019.5708 | 120870.2948 | 1264.3528 | 2464.1044 | 84.4105 | 0 | 115.9572 | 457909.4285 | 26497.7668 | 546346.8698 | 451976.6898 | 0 | 135456.0103 | 0 | 631092.8384 | 1641974.1106 | 1120681.0697 | 5011934.7837 | 961560.8286 | 7332603.3321 | 7332603.3321 | 1478867.319 | 3814762.4027 | 0 | 13306098.9445 | 25932331.9984 | 17782.7941 | 0.21455 | 62019.5708 | 120870.2948 | 1264.3528 | 2464.1044
1 | 2400 | 707 | 0.03 | 15 | 15 | 7 | 2.3714e-11 | 5spot_SharedNeighbor | Water | Porous | Wet | R600a | MinimizeLCOE_Brownfield | IgnoreSilica | 18.613 | 2.234 | 0.071723 | 4 | 50144.9138 | 94155.5648 | 1022.2719 | 1919.4885 | 84.6788 | 0 | 119.9734 | 546033.1791 | 31653.5762 | 666407.2954 | 570476.112 | 0 | 152311.0739 | 0 | 767083.6823 | 1995794.3909 | 1362170.6813 | 6091929.9912 | 961560.8286 | 7332603.3321 | 7332603.3321 | 1478867.319 | 3814762.4027 | 0 | 14386094.1519 | 27012327.2058 | 23713.7371 | 0.28689 | 50144.9138 | 94155.5648 | 1022.2719 | 1919.4885
1 | 2400 | 707 | 0.03 | 15 | 15 | 7 | 3.1623e-11 | 5spot_SharedNeighbor | Water | Porous | Wet | R600a | MinimizeLCOE_Brownfield | IgnoreSilica | 23.5434 | 2.838 | 0.09477 | 4 | 41301.7441 | 74609.3342 | 841.9919 | 1521.0122 | 84.8847 | 0 | 151.0725 | 646684.1243 | 37534.0121 | 806870.9429 | 716008.5879 | 0 | 170005.3432 | 0 | 927070.1741 | 2412046.4247 | 1646271.2475 | 7362490.8567 | 961560.8286 | 7332603.3321 | 7332603.3321 | 1478867.319 | 3814762.4027 | 0 | 15656655.0175 | 28282888.0714 | 31622.7766 | 0.37908 | 41301.7441 | 74609.3342 | 841.9919 | 1521.0122
1 | 2400 | 707 | 0.03 | 15 | 15 | 7 | 4.217e-11 | 5spot_SharedNeighbor | Water | Porous | Wet | R600a | MinimizeLCOE_Brownfield | IgnoreSilica | 29.495 | 3.5672 | 0.12366 | 4 | 34630.4241 | 60155.5631 | 705.988 | 1226.3525 | 85.0431 | 0 | 128.0845 | 760086.1023 | 44149.8975 | 968747.8594 | 891824.539 | 0 | 188066.7263 | 0 | 1112621.2986 | 2894812.389 | 1975768.9379 | 8836077.7501 | 961560.8286 | 7332603.3321 | 7332603.3321 | 1478867.319 | 3814762.4027 | 0 | 17130241.9109 | 29756474.9648 | 42169.6503 | 0.49466 | 34630.4241 | 60155.5631 | 705.988 | 1226.3525
1 | 2400 | 707 | 0.03 | 15 | 15 | 7 | 5.6234e-11 | 5spot_SharedNeighbor | Water | Porous | Wet | R600a | MinimizeLCOE_Brownfield | IgnoreSilica | 36.4398 | 4.4186 | 0.15893 | 4 | 29550.6423 | 49411.4048 | 602.4298 | 1007.3183 | 85.1641 | 0 | 135.0996 | 884134.6287 | 51376.6346 | 1149574.0508 | 1097322.3772 | 0 | 205203.0454 | 0 | 1321168.1873 | 3437408.6146 | 2346102.0112 | 10492289.5499 | 961560.8286 | 7332603.3321 | 7332603.3321 | 1478867.319 | 3814762.4027 | 0 | 18786453.7107 | 31412686.7646 | 56234.1325 | 0.63574 | 29550.6423 | 49411.4048 | 602.4298 | 1007.3183
1 | 2400 | 707 | 0.03 | 15 | 15 | 7 | 7.4989e-11 | 5spot_SharedNeighbor | Water | Porous | Wet | R600a | MinimizeLCOE_Brownfield | IgnoreSilica | 43.658 | 5.3036 | 0.19952 | 4 | 25607.1333 | 41427.7069 | 522.036 | 844.5598 | 85.2494 | 0 | 116.5859 | 1005779.8877 | 58452.6395 | 1330258.7038 | 1310914.6091 | 0 | 215041.2803 | 0 | 1528974.3769 | 3978077.693 | 2715119.7668 | 12142618.9572 | 961560.8286 | 7332603.3321 | 7332603.3321 | 1478867.319 | 3814762.4027 | 0 | 20436783.1179 | 33063016.1718 | 74989.4209 | 0.79809 | 25607.1333 | 41427.7069 | 522.036 | 844.5598
1 | 2400 | 707 | 0.03 | 15 | 15 | 7 | 1e-10 | 5spot_SharedNeighbor | Water | Porous | Wet | R600a | MinimizeLCOE_Brownfield | IgnoreSilica | 52.9929 | 6.4477 | 0.24874 | 4 | 22646.6236 | 35336.9183 | 461.6821 | 720.3909 | 85.3217 | 0 | 114.0852 | 1154472.4093 | 67087.1251 | 1555155.5482 | 1587088.9655 | 0 | 233216.1454 | 0 | 1792837.8754 | 4664596.3902 | 3183682.8842 | 14238137.3432 | 961560.8286 | 7332603.3321 | 7332603.3321 | 1478867.319 | 3814762.4027 | 0 | 22532301.504 | 35158534.5579 | 100000 | 0.99495 | 22646.6236 | 35336.9183 | 461.6821 | 720.3909
1 | 2400 | 707 | 0.03 | 15 | 15 | 7 | 1.3335e-10 | 5spot_SharedNeighbor | Water | Porous | Wet | R600a | MinimizeLCOE_Brownfield | IgnoreSilica | 61.4971 | 7.4883 | 0.29871 | 4 | 20392.0019 | 30959.1702 | 415.7185 | 631.1446 | 85.3589 | 0 | 134.8381 | 1282993.6468 | 74535.3816 | 1752864.3294 | 1838530.207 | 0 | 239970.1561 | 0 | 2023668.5511 | 5265170.4585 | 3593587.0264 | 16071319.7569 | 961560.8286 | 7332603.3321 | 7332603.3321 | 1478867.319 | 3814762.4027 | 0 | 24365483.9177 | 36991716.9716 | 133352.1432 | 1.1949 | 20392.0019 | 30959.1702 | 415.7185 | 631.1446
1 | 2400 | 707 | 0.03 | 15 | 15 | 7 | 1.7783e-10 | 5spot_SharedNeighbor | Water | Porous | Wet | R600a | MinimizeLCOE_Brownfield | IgnoreSilica | 69.5675 | 8.4735 | 0.34869 | 4 | 18680.6318 | 27733.2754 | 380.8299 | 565.3803 | 85.3722 | 0 | 152.5816 | 1399733.6535 | 81286.7048 | 1935015.8816 | 2076893.115 | 0 | 241430.7205 | 0 | 2236400.4294 | 5818655.1684 | 3971351.7139 | 17760767.387 | 961560.8286 | 7332603.3321 | 7332603.3321 | 1478867.319 | 3814762.4027 | 0 | 26054931.5478 | 38681164.6017 | 177827.941 | 1.3948 | 18680.6318 | 27733.2754 | 380.8299 | 565.3803
1 | 2400 | 707 | 0.03 | 15 | 15 | 7 | 2.3714e-10 | 5spot_SharedNeighbor | Water | Porous | Wet | R600a | MinimizeLCOE_Brownfield | IgnoreSilica | 76.8218 | 9.3561 | 0.39587 | 4 | 17387.896 | 25361.6298 | 354.4758 | 517.0311 | 85.3673 | 0 | 157.9222 | 1500793.7607 | 87118.5406 | 2094651.5452 | 2290853.7118 | 0 | 238275.4784 | 0 | 2422560.2843 | 6303004.9243 | 4301930.3747 | 19239188.62 | 961560.8286 | 7332603.3321 | 7332603.3321 | 1478867.319 | 3814762.4027 | 0 | 27533352.7808 | 40159585.8347 | 237137.3706 | 1.5835 | 17387.896 | 25361.6298 | 354.4758 | 517.0311
1 | 2400 | 707 | 0.03 | 15 | 15 | 7 | 3.1623e-10 | 5spot_SharedNeighbor | Water | Porous | Wet | R600a | MinimizeLCOE_Brownfield | IgnoreSilica | 83.0823 | 10.115 | 0.43831 | 4 | 16414.8665 | 23616.4623 | 334.6393 | 481.4535 | 85.3509 | 0 | 175.4441 | 1585302.7004 | 91985.0416 | 2229534.6372 | 2475216.1399 | 0 | 231976.0684 | 0 | 2579465.6891 | 6711240.602 | 4580559.613 | 20485280.4916 | 961560.8286 | 7332603.3321 | 7332603.3321 | 1478867.319 | 3814762.4027 | 0 | 28779444.6524 | 41405677.7063 | 316227.766 | 1.7533 | 16414.8665 | 23616.4623 | 334.6393 | 481.4535
1 | 2400 | 707 | 0.03 | 15 | 15 | 7 | 4.217e-10 | 5spot_SharedNeighbor | Water | Porous | Wet | R600a | MinimizeLCOE_Brownfield | IgnoreSilica | 86.0077 | 10.4686 | 0.46787 | 4 | 15656.2473 | 22402.954 | 319.1738 | 456.7145 | 85.3396 | 0 | 155.2814 | 1623980.2337 | 94208.911 | 2291694.0532 | 2561262.5374 | 0 | 210983.0589 | 0 | 2645030.2298 | 6881826.0876 | 4696987.7122 | 21005972.824 | 961560.8286 | 7332603.3321 | 7332603.3321 | 1478867.319 | 3814762.4027 | 0 | 29300136.9848 | 41926370.0387 | 421696.5034 | 1.8715 | 15656.2473 | 22402.954 | 319.1738 | 456.7145
1 | 2400 | 707 | 0.03 | 15 | 15 | 7 | 5.6234e-10 | 5spot_SharedNeighbor | Water | Porous | Wet | R600a | MinimizeLCOE_Brownfield | IgnoreSilica | 92.4735 | 11.2477 | 0.50534 | 4 | 15135.908 | 21382.2814 | 308.566 | 435.9067 | 85.3068 | 0 | 137.343 | 1707728.2391 | 99016.4849 | 2427209.0669 | 2751188.6396 | 0 | 215142.7138 | 0 | 2808111.2063 | 7306129.3359 | 4986583.3977 | 22301109.0841 | 961560.8286 | 7332603.3321 | 7332603.3321 | 1478867.319 | 3814762.4027 | 0 | 30595273.2449 | 43221506.2988 | 562341.3252 | 2.0214 | 15135.908 | 21382.2814 | 308.566 | 435.9067
1 | 2400 | 707 | 0.03 | 15 | 15 | 7 | 7.4989e-10 | 5spot_SharedNeighbor | Water | Porous | Wet | R600a | MinimizeLCOE_Brownfield | IgnoreSilica | 95.8102 | 11.6483 | 0.53013 | 4 | 14724.901 | 20679.1555 | 300.187 | 421.5726 | 85.2858 | 0 | 163.9043 | 1750043.1789 | 101441.2782 | 2496167.1809 | 2849055.2025 | 0 | 206811.3139 | 0 | 2887372.0802 | 7512349.8713 | 5127333.1505 | 22930573.2565 | 961560.8286 | 7332603.3321 | 7332603.3321 | 1478867.319 | 3814762.4027 | 0 | 31224737.4173 | 43850970.4712 | 749894.2093 | 2.1205 | 14724.901 | 20679.1555 | 300.187 | 421.5726
1 | 2400 | 707 | 0.03 | 15 | 15 | 7 | 1e-09 | 5spot_SharedNeighbor | Water | Porous | Wet | R600a | MinimizeLCOE_Brownfield | IgnoreSilica | 98.4218 | 11.9611 | 0.5499 | 4 | 14416.7931 | 20156.9906 | 293.9058 | 410.9275 | 85.2676 | 0 | 180.3233 | 1782746.5193 | 103313.2164 | 2549688.1956 | 2925576.3932 | 0 | 199325.9667 | 0 | 2948653.6136 | 7671791.8505 | 5236155.5775 | 23417251.3328 | 961560.8286 | 7332603.3321 | 7332603.3321 | 1478867.319 | 3814762.4027 | 0 | 31711415.4935 | 44337648.5474 | 1000000 | 2.1996 | 14416.7931 | 20156.9906 | 293.9058 | 410.9275
1 | 2400 | 707 | 0.03 | 15 | 15 | 7 | 1.3335e-09 | 5spot_SharedNeighbor | Water | Porous | Wet | R600a | MinimizeLCOE_Brownfield | IgnoreSilica | 100.4318 | 12.2014 | 0.56539 | 4 | 14185.8198 | 19768.807 | 289.1971 | 403.0139 | 85.2524 | 0 | 153.9356 | 1807673.8743 | 104738.8027 | 2590616.9713 | 2984424.8613 | 0 | 192849.2007 | 0 | 2995318.447 | 7793204.1748 | 5319021.9836 | 23787848.3157 | 961560.8286 | 7332603.3321 | 7332603.3321 | 1478867.319 | 3814762.4027 | 0 | 32082012.4765 | 44708245.5304 | 1333521.4322 | 2.2616 | 14185.8198 | 19768.807 | 289.1971 | 403.0139
1 | 2400 | 707 | 0.03 | 15 | 15 | 7 | 1.7783e-09 | 5spot_SharedNeighbor | Water | Porous | Wet | R600a | MinimizeLCOE_Brownfield | IgnoreSilica | 101.9787 | 12.3861 | 0.57743 | 4 | 14012.6582 | 19479.2659 | 285.667 | 397.1112 | 85.2402 | 0 | 145.2343 | 1826717.0377 | 105827.1259 | 2621962.7711 | 3029688.1156 | 0 | 187495.4099 | 0 | 3030959.2794 | 7885934.3099 | 5382312.2062 | 24070896.2557 | 961560.8286 | 7332603.3321 | 7332603.3321 | 1478867.319 | 3814762.4027 | 0 | 32365060.4165 | 44991293.4704 | 1778279.41 | 2.3097 | 14012.6582 | 19479.2659 | 285.667 | 397.1112
1 | 2400 | 707 | 0.03 | 15 | 15 | 7 | 2.3714e-09 | 5spot_SharedNeighbor | Water | Porous | Wet | R600a | MinimizeLCOE_Brownfield | IgnoreSilica | 103.1554 | 12.5264 | 0.58668 | 4 | 13882.8283 | 19263.2374 | 283.0202 | 392.7071 | 85.2305 | 0 | 172.0928 | 1841120.6524 | 106649.859 | 2645717.0517 | 3064100.8125 | 0 | 183144.906 | 0 | 3057885.9798 | 7955992.0608 | 5430128.0608 | 24284739.3829 | 961560.8286 | 7332603.3321 | 7332603.3321 | 1478867.319 | 3814762.4027 | 0 | 32578903.5437 | 45205136.5976 | 2371373.7057 | 2.3467 | 13882.8283 | 19263.2374 | 283.0202 | 392.7071
1 | 2400 | 707 | 0.03 | 15 | 15 | 7 | 3.1623e-09 | 5spot_SharedNeighbor | Water | Porous | Wet | R600a | MinimizeLCOE_Brownfield | IgnoreSilica | 104.0346 | 12.6311 | 0.5937 | 4 | 13785.4807 | 19102.2799 | 281.0357 | 389.4258 | 85.2231 | 0 | 177.2872 | 1851836.5812 | 107261.7034 | 2663415.1085 | 3089802.3743 | 0 | 179621.638 | 0 | 3077855.5881 | 8007948.8853 | 5465589.6611 | 24443331.5399 | 961560.8286 | 7332603.3321 | 7332603.3321 | 1478867.319 | 3814762.4027 | 0 | 32737495.7006 | 45363728.7545 | 3162277.6602 | 2.3748 | 13785.4807 | 19102.2799 | 281.0357 | 389.4258
1 | 2400 | 707 | 0.03 | 15 | 15 | 7 | 4.217e-09 | 5spot_SharedNeighbor | Water | Porous | Wet | R600a | MinimizeLCOE_Brownfield | IgnoreSilica | 104.6971 | 12.71 | 0.59902 | 4 | 13712.4853 | 18981.9828 | 279.5476 | 386.9734 | 85.2173 | 0 | 184.1919 | 1859886.439 | 107721.1832 | 2676724.3086 | 3109165.4434 | 0 | 176849.7158 | 0 | 3092835.3651 | 8046923.1923 | 5492190.4265 | 24562296.074 | 961560.8286 | 7332603.3321 | 7332603.3321 | 1478867.319 | 3814762.4027 | 0 | 32856460.2347 | 45482693.2886 | 4216965.0343 | 2.3961 | 13712.4853 | 18981.9828 | 279.5476 | 386.9734
1 | 2400 | 707 | 0.03 | 15 | 15 | 7 | 5.6234e-09 | 5spot_SharedNeighbor | Water | Porous | Wet | R600a | MinimizeLCOE_Brownfield | IgnoreSilica | 105.2159 | 12.7717 | 0.60313 | 4 | 13657.7485 | 18891.3373 | 278.4317 | 385.1255 | 85.2128 | 0 | 201.5835 | 1866174.7639 | 108080.0319 | 2687129.6401 | 3124324.7395 | 0 | 174787.2721 | 0 | 3104593.6145 | 8077515.7452 | 5513070.4725 | 24655676.2797 | 961560.8286 | 7332603.3321 | 7332603.3321 | 1478867.319 | 3814762.4027 | 0 | 32949840.4405 | 45576073.4944 | 5623413.2519 | 2.4125 | 13657.7485 | 18891.3373 | 278.4317 | 385.1255
1 | 2400 | 707 | 0.03 | 15 | 15 | 7 | 7.4989e-09 | 5spot_SharedNeighbor | Water | Porous | Wet | R600a | MinimizeLCOE_Brownfield | IgnoreSilica | 105.5861 | 12.8158 | 0.60616 | 4 | 13616.7026 | 18824.142 | 277.5949 | 383.7556 | 85.2095 | 0 | 169.4856 | 1870654.578 | 108335.6304 | 2694547.0358 | 3135142.2407 | 0 | 173105.7821 | 0 | 3112896.2542 | 8099117.5105 | 5527814.1212 | 24721613.153 | 961560.8286 | 7332603.3321 | 7332603.3321 | 1478867.319 | 3814762.4027 | 0 | 33015777.3137 | 45642010.3676 | 7498942.0933 | 2.4247 | 13616.7026 | 18824.142 | 277.5949 | 383.7556
1 | 2400 | 707 | 0.03 | 15 | 15 | 7 | 1e-08 | 5spot_SharedNeighbor | Water | Porous | Wet | R600a | MinimizeLCOE_Brownfield | IgnoreSilica | 105.8808 | 12.8508 | 0.60851 | 4 | 13585.9228 | 18773.2899 | 276.9674 | 382.7189 | 85.2069 | 0 | 188.8581 | 1874215.0148 | 108538.7465 | 2700444.898 | 3143750.3127 | 0 | 171894.6133 | 0 | 3119548.9982 | 8116426.5859 | 5539627.9208 | 24774447.09 | 961560.8286 | 7332603.3321 | 7332603.3321 | 1478867.319 | 3814762.4027 | 0 | 33068611.2508 | 45694844.3047 | 10000000 | 2.434 | 13585.9228 | 18773.2899 | 276.9674 | 382.7189
1 | 2500 | 707 | 0.03 | 15 | 15 | 7 | 1e-13 | 5spot_SharedNeighbor | Water | Porous | Wet | R600a | MinimizeLCOE_Brownfield | IgnoreSilica | 0 | 0 | 0 | 0 | [6 empty] | 16.1208 | [19 empty] | 100 | 0
1 | 2500 | 707 | 0.03 | 15 | 15 | 7 | 1.3335e-13 | 5spot_SharedNeighbor | Water | Porous | Wet | R600a | MinimizeLCOE_Brownfield | IgnoreSilica | 0 | 0 | 0 | 0 | [6 empty] | 20.5968 | [19 empty] | 133.3521 | 0
1 | 2500 | 707 | 0.03 | 15 | 15 | 7 | 1.7783e-13 | 5spot_SharedNeighbor | Water | Porous | Wet | R600a | MinimizeLCOE_Brownfield | IgnoreSilica | 0 | 0 | 0 | 0 | [6 empty] | 20.7589 | [19 empty] | 177.8279 | 0
1 | 2500 | 707 | 0.03 | 15 | 15 | 7 | 2.3714e-13 | 5spot_SharedNeighbor | Water | Porous | Wet | R600a | MinimizeLCOE_Brownfield | IgnoreSilica | 0 | 0 | 0 | 0 | [6 empty] | 22.1715 | [19 empty] | 237.1374 | 0
1 | 2500 | 707 | 0.03 | 15 | 15 | 7 | 3.1623e-13 | 5spot_SharedNeighbor | Water | Porous | Wet | R600a | MinimizeLCOE_Brownfield | IgnoreSilica | 0 | 0 | 0 | 0 | [6 empty] | 21.8616 | [19 empty] | 316.2278 | 0
1 | 2500 | 707 | 0.03 | 15 | 15 | 7 | 4.217e-13 | 5spot_SharedNeighbor | Water | Porous | Wet | R600a | MinimizeLCOE_Brownfield | IgnoreSilica | 0 | 0 | 0 | 0 | [6 empty] | 21.6645 | [19 empty] | 421.6965 | 0
1 | 2500 | 707 | 0.03 | 15 | 15 | 7 | 5.6234e-13 | 5spot_SharedNeighbor | Water | Porous | Wet | R600a | MinimizeLCOE_Brownfield | IgnoreSilica | 0 | 0 | 0 | 0 | [6 empty] | 24.1487 | [19 empty] | 562.3413 | 0
1 | 2500 | 707 | 0.03 | 15 | 15 | 7 | 7.4989e-13 | 5spot_SharedNeighbor | Water | Porous | Wet | R600a | MinimizeLCOE_Brownfield | IgnoreSilica | 0 | 0 | 0 | 0 | [6 empty] | 24.7734 | [19 empty] | 749.8942 | 0
1 | 2500 | 707 | 0.03 | 15 | 15 | 7 | 1e-12 | 5spot_SharedNeighbor | Water | Porous | Wet | R600a | MinimizeLCOE_Brownfield | IgnoreSilica | 0 | 0 | 0 | 0 | [6 empty] | 26.1702 | [19 empty] | 1000 | 0
1 | 2500 | 707 | 0.03 | 15 | 15 | 7 | 1.3335e-12 | 5spot_SharedNeighbor | Water | Porous | Wet | R600a | MinimizeLCOE_Brownfield | IgnoreSilica | 1.3208 | 0.12779 | 0.0013789 | 4 | 1701586.6529 | 4078712.3767 | 34689.1455 | 83150.0687 | 75.2792 | 0 | 220.961 | 68349.8278 | 3690.4195 | 68064.6428 | 59692.5319 | 0 | 40625.1142 | 0 | 93764.7891 | 243956.7475 | 166505.493 | 744649.5657 | 961560.8286 | 7679370.0231 | 7679370.0231 | 1478867.319 | 3953469.0791 | 0 | 9385580.4175 | 22497286.8388 | 1333.5214 | 0.0055158 | 1701586.6529 | 4078712.3767 | 34689.1455 | 83150.0687
1 | 2500 | 707 | 0.03 | 15 | 15 | 7 | 1.7783e-12 | 5spot_SharedNeighbor | Water | Porous | Wet | R600a | MinimizeLCOE_Brownfield | IgnoreSilica | 1.8459 | 0.19376 | 0.0030211 | 4 | 796731.7278 | 1881739.2586 | 16242.4539 | 38361.8 | 78.7005 | 0 | 326.232 | 94374.7194 | 5218.2865 | 94698.1338 | 75357.5506 | 0 | 49060.9087 | 0 | 124296.7436 | 323394.63 | 220723.48 | 987124.4524 | 961560.8286 | 7679370.0231 | 7679370.0231 | 1478867.319 | 3953469.0791 | 0 | 9628055.3042 | 22739761.7255 | 1778.2794 | 0.012084 | 796731.7278 | 1881739.2586 | 16242.4539 | 38361.8
1 | 2500 | 707 | 0.03 | 15 | 15 | 7 | 2.3714e-12 | 5spot_SharedNeighbor | Water | Porous | Wet | R600a | MinimizeLCOE_Brownfield | IgnoreSilica | 2.5266 | 0.28071 | 0.0054055 | 4 | 458856.7368 | 1065260.7336 | 9354.4152 | 21716.7809 | 81.1721 | 0 | 463.0786 | 124954.1995 | 7030.6468 | 127138.3276 | 95926.4259 | 0 | 58380.9233 | 0 | 161237.904 | 419507.9518 | 286322.7971 | 1280499.1761 | 961560.8286 | 7679370.0231 | 7679370.0231 | 1478867.319 | 3953469.0791 | 0 | 9921430.0279 | 23033136.4491 | 2371.3737 | 0.021622 | 458856.7368 | 1065260.7336 | 9354.4152 | 21716.7809
1 | 2500 | 707 | 0.03 | 15 | 15 | 7 | 3.1623e-12 | 5spot_SharedNeighbor | Water | Porous | Wet | R600a | MinimizeLCOE_Brownfield | IgnoreSilica | 3.3808 | 0.39067 | 0.0086987 | 4 | 294984.0858 | 671811.6608 | 6013.6496 | 13695.7894 | 82.9415 | 0 | 77.46 | 159718.4006 | 9099.5025 | 165392.6941 | 121669.7284 | 0 | 68143.0644 | 0 | 204369.1221 | 531726.5339 | 362914.2852 | 1623033.3312 | 961560.8286 | 7679370.0231 | 7679370.0231 | 1478867.319 | 3953469.0791 | 0 | 10263964.183 | 23375670.6043 | 3162.2777 | 0.034795 | 294984.0858 | 671811.6608 | 6013.6496 | 13695.7894
1 | 2500 | 707 | 0.03 | 15 | 15 | 7 | 4.217e-12 | 5spot_SharedNeighbor | Water | Porous | Wet | R600a | MinimizeLCOE_Brownfield | IgnoreSilica | 4.4797 | 0.53306 | 0.013213 | 4 | 202073.5737 | 450158.6913 | 4119.5431 | 9177.0938 | 84.2652 | 0 | 117.4999 | 200625.0932 | 11541.3378 | 211846.8083 | 155279.5787 | 0 | 79029.0618 | 0 | 256745.5331 | 667999.2114 | 455923.1878 | 2038989.8121 | 961560.8286 | 7679370.0231 | 7679370.0231 | 1478867.319 | 3953469.0791 | 0 | 10679920.6638 | 23791627.0851 | 4216.965 | 0.052852 | 202073.5737 | 450158.6913 | 4119.5431 | 9177.0938
1 | 2500 | 707 | 0.03 | 15 | 15 | 7 | 5.6234e-12 | 5spot_SharedNeighbor | Water | Porous | Wet | R600a | MinimizeLCOE_Brownfield | IgnoreSilica | 5.9017 | 0.71715 | 0.019202 | 4 | 145608.3957 | 316319.7877 | 2968.4241 | 6448.6067 | 85.2622 | 0 | 114.9282 | 248694.63 | 14408.1674 | 268385.9004 | 198053.3422 | 0 | 91413.6237 | 0 | 320172.7088 | 833023.7119 | 568555.8003 | 2542707.8847 | 961560.8286 | 7679370.0231 | 7679370.0231 | 1478867.319 | 3953469.0791 | 0 | 11183638.7365 | 24295345.1578 | 5623.4133 | 0.076806 | 145608.3957 | 316319.7877 | 2968.4241 | 6448.6067
1 | 2500 | 707 | 0.03 | 15 | 15 | 7 | 7.4989e-12 | 5spot_SharedNeighbor | Water | Porous | Wet | R600a | MinimizeLCOE_Brownfield | IgnoreSilica | 7.5996 | 0.93686 | 0.027011 | 4 | 108747.057 | 230100.82 | 2216.9558 | 4690.9165 | 85.9351 | 0 | 116.9372 | 301293.4636 | 17542.1288 | 332189.9561 | 249475.2911 | 0 | 103188.3494 | 0 | 391438.7838 | 1018443.4202 | 695108.5612 | 3108679.9543 | 961560.8286 | 7679370.0231 | 7679370.0231 | 1478867.319 | 3953469.0791 | 0 | 11749610.806 | 24861317.2273 | 7498.9421 | 0.10805 | 108747.057 | 230100.82 | 2216.9558 | 4690.9165
1 | 2500 | 707 | 0.03 | 15 | 15 | 7 | 1e-11 | 5spot_SharedNeighbor | Water | Porous | Wet | R600a | MinimizeLCOE_Brownfield | IgnoreSilica | 10.0286 | 1.2539 | 0.037836 | 4 | 82800.2727 | 169434.6447 | 1687.9956 | 3454.1544 | 86.6011 | 0 | 117.9842 | 371321.9452 | 21722.6649 | 419194.9019 | 323443.6524 | 0 | 120430.5124 | 0 | 489884.334 | 1274578.5479 | 869926.0489 | 3890502.6076 | 961560.8286 | 7679370.0231 | 7679370.0231 | 1478867.319 | 3953469.0791 | 0 | 12531433.4594 | 25643139.8807 | 10000 | 0.15135 | 82800.2727 | 169434.6447 | 1687.9956 | 3454.1544
1 | 2500 | 707 | 0.03 | 15 | 15 | 7 | 1.3335e-11 | 5spot_SharedNeighbor | Water | Porous | Wet | R600a | MinimizeLCOE_Brownfield | IgnoreSilica | 12.923 | 1.6306 | 0.051696 | 4 | 64843.7613 | 128251.5472 | 1321.9278 | 2614.5813 | 87.035 | 0 | 103.3441 | 447719.9643 | 26272.933 | 517054.0765 | 411455.7918 | 0 | 136832.6259 | 0 | 600340.8027 | 1561963.6217 | 1066072.267 | 4767712.0828 | 961560.8286 | 7679370.0231 | 7679370.0231 | 1478867.319 | 3953469.0791 | 0 | 13408642.9346 | 26520349.3559 | 13335.2143 | 0.20678 | 64843.7613 | 128251.5472 | 1321.9278 | 2614.5813
1 | 2500 | 707 | 0.03 | 15 | 15 | 7 | 1.7783e-11 | 5spot_SharedNeighbor | Water | Porous | Wet | R600a | MinimizeLCOE_Brownfield | IgnoreSilica | 16.5324 | 2.1003 | 0.069642 | 4 | 51873.9979 | 98942.0015 | 1057.5216 | 2017.0665 | 87.3659 | 0 | 124.0952 | 535852.4785 | 31513.6702 | 632973.6613 | 520960.2436 | 0 | 154419.3235 | 0 | 731530.5571 | 1903292.4519 | 1299036.2072 | 5809578.5932 | 961560.8286 | 7679370.0231 | 7679370.0231 | 1478867.319 | 3953469.0791 | 0 | 14450509.445 | 27562215.8663 | 17782.7941 | 0.27857 | 51873.9979 | 98942.0015 | 1057.5216 | 2017.0665
1 | 2500 | 707 | 0.03 | 15 | 15 | 7 | 2.3714e-11 | 5spot_SharedNeighbor | Water | Porous | Wet | R600a | MinimizeLCOE_Brownfield | IgnoreSilica | 21.0102 | 2.6832 | 0.092702 | 4 | 42303.9851 | 77663.8989 | 862.424 | 1583.2836 | 87.6204 | 0 | 101.0275 | 637375.5377 | 37541.7455 | 769843.3512 | 656822.5098 | 0 | 173234.2521 | 0 | 887178.7845 | 2308257.2118 | 1575432.977 | 7045686.3695 | 961560.8286 | 7679370.0231 | 7679370.0231 | 1478867.319 | 3953469.0791 | 0 | 15686617.2213 | 28798323.6425 | 23713.7371 | 0.37081 | 42303.9851 | 77663.8989 | 862.424 | 1583.2836
1 | 2500 | 707 | 0.03 | 15 | 15 | 7 | 3.1623e-11 | 5spot_SharedNeighbor | Water | Porous | Wet | R600a | MinimizeLCOE_Brownfield | IgnoreSilica | 26.4741 | 3.3947 | 0.12191 | 4 | 35134.4658 | 62023.5914 | 716.2636 | 1264.4348 | 87.816 | 0 | 115.4709 | 752748.8185 | 44381.4327 | 929070.8298 | 822612.9577 | 0 | 192768.9856 | 0 | 1069217.3795 | 2781884.2948 | 1898693.1932 | 8491377.8918 | 961560.8286 | 7679370.0231 | 7679370.0231 | 1478867.319 | 3953469.0791 | 0 | 17132308.7436 | 30244015.1649 | 31622.7766 | 0.48762 | 35134.4658 | 62023.5914 | 716.2636 | 1264.4348
1 | 2500 | 707 | 0.03 | 15 | 15 | 7 | 4.217e-11 | 5spot_SharedNeighbor | Water | Porous | Wet | R600a | MinimizeLCOE_Brownfield | IgnoreSilica | 32.9586 | 4.2392 | 0.15808 | 4 | 29700.7072 | 50436.6611 | 605.4891 | 1028.2196 | 87.9656 | 0 | 135.3456 | 880751.8578 | 51957.5492 | 1109652.3972 | 1019390.1451 | 0 | 211905.0589 | 0 | 1276726.2332 | 3321779.7662 | 2267182.9462 | 10139345.9537 | 961560.8286 | 7679370.0231 | 7679370.0231 | 1478867.319 | 3953469.0791 | 0 | 18780276.8055 | 31891983.2267 | 42169.6503 | 0.63232 | 29700.7072 | 50436.6611 | 605.4891 | 1028.2196
1 | 2500 | 707 | 0.03 | 15 | 15 | 7 | 5.6234e-11 | 5spot_SharedNeighbor | Water | Porous | Wet | R600a | MinimizeLCOE_Brownfield | IgnoreSilica | 40.5102 | 5.223 | 0.20188 | 4 | 25547.967 | 41784.6944 | 520.8299 | 851.8375 | 88.0807 | 0 | 134.2336 | 1020729.2627 | 60229.6825 | 1311162.6366 | 1248818.8282 | 0 | 230204.1799 | 0 | 1509746.39 | 3928050.4153 | 2680975.1218 | 11989916.517 | 961560.8286 | 7679370.0231 | 7679370.0231 | 1478867.319 | 3953469.0791 | 0 | 20630847.3688 | 33742553.7901 | 56234.1325 | 0.80753 | 25547.967 | 41784.6944 | 520.8299 | 851.8375
1 | 2500 | 707 | 0.03 | 15 | 15 | 7 | 7.4989e-11 | 5spot_SharedNeighbor | Water | Porous | Wet | R600a | MinimizeLCOE_Brownfield | IgnoreSilica | 48.8707 | 6.3121 | 0.25273 | 4 | 22364.6159 | 35334.717 | 455.9329 | 720.346 | 88.1653 | 0 | 149.8443 | 1166884.9911 | 68852.2415 | 1525556.8634 | 1502898.9453 | 0 | 245562.9975 | 0 | 1758804.8551 | 4576049.4526 | 3123247.7798 | 13967858.1264 | 961560.8286 | 7679370.0231 | 7679370.0231 | 1478867.319 | 3953469.0791 | 0 | 22608788.9782 | 35720495.3995 | 74989.4209 | 1.0109 | 22364.6159 | 35334.717 | 455.9329 | 720.346
1 | 2500 | 707 | 0.03 | 15 | 15 | 7 | 1e-10 | 5spot_SharedNeighbor | Water | Porous | Wet | R600a | MinimizeLCOE_Brownfield | IgnoreSilica | 56.228 | 7.2696 | 0.30498 | 4 | 19892.7926 | 30640.6782 | 405.5415 | 624.6517 | 88.2135 | 0 | 347.5439 | 1289288.1591 | 76060.6781 | 1707989.0274 | 1726396.3405 | 0 | 245688.7892 | 0 | 1967714.9678 | 5119590.7123 | 3494225.8582 | 15626954.5326 | 961560.8286 | 7679370.0231 | 7679370.0231 | 1478867.319 | 3953469.0791 | 0 | 24267885.3843 | 37379591.8056 | 100000 | 1.2199 | 19892.7926 | 30640.6782 | 405.5415 | 624.6517
1 | 2500 | 707 | 0.03 | 15 | 15 | 7 | 1.3335e-10 | 5spot_SharedNeighbor | Water | Porous | Wet | R600a | MinimizeLCOE_Brownfield | IgnoreSilica | 66.5466 | 8.6098 | 0.36851 | 4 | 18039.2272 | 26934.2138 | 367.754 | 549.0904 | 88.2472 | 0 | 144.1965 | 1452748.4405 | 85665.5947 | 1955492.6148 | 2039510.1285 | 0 | 262006.7933 | 0 | 2260215.193 | 5880616.2983 | 4013641.4581 | 17949896.5211 | 961560.8286 | 7679370.0231 | 7679370.0231 | 1478867.319 | 3953469.0791 | 0 | 26590827.3729 | 39702533.7942 | 133352.1432 | 1.4741 | 18039.2272 | 26934.2138 | 367.754 | 549.0904
1 | 2500 | 707 | 0.03 | 15 | 15 | 7 | 1.7783e-10 | 5spot_SharedNeighbor | Water | Porous | Wet | R600a | MinimizeLCOE_Brownfield | IgnoreSilica | 74.5586 | 9.6466 | 0.42539 | 4 | 16640.0665 | 24345.8199 | 339.2303 | 496.3225 | 88.2485 | 0 | 145.8864 | 1573887.809 | 92764.9028 | 2141722.0149 | 2282195.2403 | 0 | 261165.3429 | 0 | 2477176.7709 | 6445105.819 | 4398917.1551 | 19672935.0549 | 961560.8286 | 7679370.0231 | 7679370.0231 | 1478867.319 | 3953469.0791 | 0 | 28313865.9067 | 41425572.328 | 177827.941 | 1.7015 | 16640.0665 | 24345.8199 | 339.2303 | 496.3225
1 | 2500 | 707 | 0.03 | 15 | 15 | 7 | 2.3714e-10 | 5spot_SharedNeighbor | Water | Porous | Wet | R600a | MinimizeLCOE_Brownfield | IgnoreSilica | 81.6427 | 10.5598 | 0.47801 | 4 | 15583.8252 | 22441.2041 | 317.6974 | 457.4943 | 88.233 | 0 | 157.4189 | 1677216.4137 | 98805.6136 | 2302457.5789 | 2496343.2094 | 0 | 255824.7038 | 0 | 2663952.5326 | 6931058.0379 | 4730589.5299 | 21156247.6198 | 961560.8286 | 7679370.0231 | 7679370.0231 | 1478867.319 | 3953469.0791 | 0 | 29797178.4715 | 42908884.8928 | 237137.3706 | 1.9121 | 15583.8252 | 22441.2041 | 317.6974 | 457.4943
1 | 2500 | 707 | 0.03 | 15 | 15 | 7 | 3.1623e-10 | 5spot_SharedNeighbor | Water | Porous | Wet | R600a | MinimizeLCOE_Brownfield | IgnoreSilica | 87.6472 | 11.3306 | 0.52446 | 4 | 14788.8815 | 21038.9702 | 301.4914 | 428.9079 | 88.2084 | 0 | 145.2949 | 1762220.9757 | 103763.6322 | 2436004.074 | 2677479.0159 | 0 | 247523.4231 | 0 | 2818526.5372 | 7333227.8904 | 5005078.718 | 22383824.2665 | 961560.8286 | 7679370.0231 | 7679370.0231 | 1478867.319 | 3953469.0791 | 0 | 31024755.1183 | 44136461.5395 | 316227.766 | 2.0978 | 14788.8815 | 21038.9702 | 301.4914 | 428.9079
1 | 2500 | 707 | 0.03 | 15 | 15 | 7 | 4.217e-10 | 5spot_SharedNeighbor | Water | Porous | Wet | R600a | MinimizeLCOE_Brownfield | IgnoreSilica | 92.6024 | 11.9642 | 0.56402 | 4 | 14191.6883 | 20003.4283 | 289.3168 | 407.7969 | 88.1806 | 0 | 162.5511 | 1830688.1091 | 107748.8895 | 2544444.4415 | 2826666.6678 | 0 | 237959.8402 | 0 | 2943528.0997 | 7658456.3148 | 5227053.8004 | 23376546.1628 | 961560.8286 | 7679370.0231 | 7679370.0231 | 1478867.319 | 3953469.0791 | 0 | 32017477.0146 | 45129183.4359 | 421696.5034 | 2.2561 | 14191.6883 | 20003.4283 | 289.3168 | 407.7969
1 | 2500 | 707 | 0.03 | 15 | 15 | 7 | 5.6234e-10 | 5spot_SharedNeighbor | Water | Porous | Wet | R600a | MinimizeLCOE_Brownfield | IgnoreSilica | 98.5 | 12.7152 | 0.60504 | 4 | 13724.8251 | 19142.5005 | 279.7991 | 390.2458 | 88.1393 | 0 | 144.0888 | 1910293.9124 | 112372.661 | 2671521.2486 | 3003857.7062 | 0 | 236566.8546 | 0 | 3094498.8293 | 8051251.1848 | 5495144.3703 | 24575506.7673 | 961560.8286 | 7679370.0231 | 7679370.0231 | 1478867.319 | 3953469.0791 | 0 | 33216437.6191 | 46328144.0404 | 562341.3252 | 2.4202 | 13724.8251 | 19142.5005 | 279.7991 | 390.2458
1 | 2500 | 707 | 0.03 | 15 | 15 | 7 | 7.4989e-10 | 5spot_SharedNeighbor | Water | Porous | Wet | R600a | MinimizeLCOE_Brownfield | IgnoreSilica | 99.713 | 12.8692 | 0.62295 | 4 | 13407.2652 | 18669.2334 | 273.3252 | 380.5976 | 88.1296 | 0 | 155.7998 | 1926415.2925 | 113307.6171 | 2697391.7123 | 3040243.7408 | 0 | 219121.2312 | 0 | 3118627.0416 | 8114027.844 | 5537990.7301 | 24767125.2097 | 961560.8286 | 7679370.0231 | 7679370.0231 | 1478867.319 | 3953469.0791 | 0 | 33408056.0614 | 46519762.4827 | 749894.2093 | 2.4918 | 13407.2652 | 18669.2334 | 273.3252 | 380.5976
1 | 2500 | 707 | 0.03 | 15 | 15 | 7 | 1e-09 | 5spot_SharedNeighbor | Water | Porous | Wet | R600a | MinimizeLCOE_Brownfield | IgnoreSilica | 102.1567 | 13.179 | 0.64379 | 4 | 13155.0846 | 18246.6988 | 268.1842 | 371.9836 | 88.1092 | 0 | 156.8844 | 1958653.7947 | 115175.9679 | 2749255.6393 | 3113498.1301 | 0 | 211111.707 | 0 | 3177601.1432 | 8267466.359 | 5642715.6695 | 25235478.4107 | 961560.8286 | 7679370.0231 | 7679370.0231 | 1478867.319 | 3953469.0791 | 0 | 33876409.2625 | 46988115.6838 | 1000000 | 2.5752 | 13155.0846 | 18246.6988 | 268.1842 | 371.9836
1 | 2500 | 707 | 0.03 | 15 | 15 | 7 | 1.3335e-09 | 5spot_SharedNeighbor | Water | Porous | Wet | R600a | MinimizeLCOE_Brownfield | IgnoreSilica | 104.0197 | 13.4147 | 0.65999 | 4 | 12965.9495 | 17932.6042 | 264.3284 | 365.5804 | 88.0927 | 0 | 167.4126 | 1983010.2281 | 116586.2325 | 2788559.5887 | 3169290.9692 | 0 | 204224.5109 | 0 | 3222051.8964 | 8383118.1008 | 5721650.3597 | 25588491.8862 | 961560.8286 | 7679370.0231 | 7679370.0231 | 1478867.319 | 3953469.0791 | 0 | 34229422.738 | 47341129.1593 | 1333521.4322 | 2.6399 | 12965.9495 | 17932.6042 | 264.3284 | 365.5804
1 | 2500 | 707 | 0.03 | 15 | 15 | 7 | 1.7783e-09 | 5spot_SharedNeighbor | Water | Porous | Wet | R600a | MinimizeLCOE_Brownfield | IgnoreSilica | 105.4593 | 13.5965 | 0.67257 | 4 | 12824.0993 | 17697.8332 | 261.4366 | 360.7943 | 88.0794 | 0 | 181.3376 | 2001701.0015 | 117667.6811 | 2818791.617 | 3212368.9842 | 0 | 198635.4714 | 0 | 3256174.2545 | 8471897.4771 | 5782244.1082 | 25859480.5949 | 961560.8286 | 7679370.0231 | 7679370.0231 | 1478867.319 | 3953469.0791 | 0 | 34500411.4467 | 47612117.868 | 1778279.41 | 2.6903 | 12824.0993 | 17697.8332 | 261.4366 | 360.7943
1 | 2500 | 707 | 0.03 | 15 | 15 | 7 | 2.3714e-09 | 5spot_SharedNeighbor | Water | Porous | Wet | R600a | MinimizeLCOE_Brownfield | IgnoreSilica | 106.5413 | 13.7331 | 0.68217 | 4 | 12717.7124 | 17522.8747 | 259.2678 | 357.2275 | 88.0691 | 0 | 162.9264 | 2015676.9491 | 118475.8864 | 2841437.9005 | 3244730.6591 | 0 | 194075.3638 | 0 | 3281614.736 | 8538088.3913 | 5827420.7672 | 26061520.6533 | 961560.8286 | 7679370.0231 | 7679370.0231 | 1478867.319 | 3953469.0791 | 0 | 34702451.5051 | 47814157.9264 | 2371373.7057 | 2.7287 | 12717.7124 | 17522.8747 | 259.2678 | 357.2275
1 | 2500 | 707 | 0.03 | 15 | 15 | 7 | 3.1623e-09 | 5spot_SharedNeighbor | Water | Porous | Wet | R600a | MinimizeLCOE_Brownfield | IgnoreSilica | 107.365 | 13.8369 | 0.6895 | 4 | 12637.923 | 17391.9608 | 257.6412 | 354.5586 | 88.061 | 0 | 181.8772 | 2026273.7127 | 119088.4235 | 2858631.7777 | 3269353.7498 | 0 | 190488.5774 | 0 | 3300896.134 | 8588254.6338 | 5861660.2586 | 26214647.2674 | 961560.8286 | 7679370.0231 | 7679370.0231 | 1478867.319 | 3953469.0791 | 0 | 34855578.1192 | 47967284.5405 | 3162277.6602 | 2.758 | 12637.923 | 17391.9608 | 257.6412 | 354.5586
1 | 2500 | 707 | 0.03 | 15 | 15 | 7 | 4.217e-09 | 5spot_SharedNeighbor | Water | Porous | Wet | R600a | MinimizeLCOE_Brownfield | IgnoreSilica | 107.9808 | 13.9145 | 0.69505 | 4 | 12578.0822 | 17294.2042 | 256.4212 | 352.5657 | 88.0549 | 0 | 194.4465 | 2034173.5412 | 119544.9214 | 2871462.7617 | 3287758.5628 | 0 | 187657.0064 | 0 | 3315232.7495 | 8625555.5664 | 5887118.9115 | 26328504.0209 | 961560.8286 | 7679370.0231 | 7679370.0231 | 1478867.319 | 3953469.0791 | 0 | 34969434.8726 | 48081141.2939 | 4216965.0343 | 2.7802 | 12578.0822 | 17294.2042 | 256.4212 | 352.5657
1 | 2500 | 707 | 0.03 | 15 | 15 | 7 | 5.6234e-09 | 5spot_SharedNeighbor | Water | Porous | Wet | R600a | MinimizeLCOE_Brownfield | IgnoreSilica | 108.4561 | 13.9744 | 0.69929 | 4 | 12533.2032 | 17220.7131 | 255.5063 | 351.0675 | 88.0501 | 0 | 181.4752 | 2040256.269 | 119896.3322 | 2881349.9845 | 3301958.1515 | 0 | 185521.1105 | 0 | 3326302.9206 | 8654357.8809 | 5906777.083 | 26416419.7323 | 961560.8286 | 7679370.0231 | 7679370.0231 | 1478867.319 | 3953469.0791 | 0 | 35057350.584 | 48169057.0053 | 5623413.2519 | 2.7972 | 12533.2032 | 17220.7131 | 255.5063 | 351.0675
1 | 2500 | 707 | 0.03 | 15 | 15 | 7 | 7.4989e-09 | 5spot_SharedNeighbor | Water | Porous | Wet | R600a | MinimizeLCOE_Brownfield | IgnoreSilica | 108.8117 | 14.0191 | 0.70248 | 4 | 12499.5456 | 17165.7406 | 254.8201 | 349.9468 | 88.0465 | 0 | 172.3216 | 2044799.9517 | 120158.7808 | 2888739.8842 | 3312581.0461 | 0 | 183870.867 | 0 | 3334558.7066 | 8675837.7427 | 5921437.53 | 26481984.5092 | 961560.8286 | 7679370.0231 | 7679370.0231 | 1478867.319 | 3953469.0791 | 0 | 35122915.3609 | 48234621.7822 | 7498942.0933 | 2.8099 | 12499.5456 | 17165.7406 | 254.8201 | 349.9468
1 | 2500 | 707 | 0.03 | 15 | 15 | 7 | 1e-08 | 5spot_SharedNeighbor | Water | Porous | Wet | R600a | MinimizeLCOE_Brownfield | IgnoreSilica | 109.0628 | 14.0507 | 0.70482 | 4 | 12474.3042 | 17125.02 | 254.3056 | 349.1167 | 88.044 | 0 | 159.5499 | 2048004.7804 | 120343.8701 | 2893954.5082 | 3320082.0967 | 0 | 182532.6764 | 0 | 3340317.9934 | 8690822.2254 | 5931664.7474 | 26527722.8981 | 961560.8286 | 7679370.0231 | 7679370.0231 | 1478867.319 | 3953469.0791 | 0 | 35168653.7499 | 48280360.1712 | 10000000 | 2.8193 | 12474.3042 | 17125.02 | 254.3056 | 349.1167
1 | 2600 | 707 | 0.03 | 15 | 15 | 7 | 1e-13 | 5spot_SharedNeighbor | Water | Porous | Wet | R600a | MinimizeLCOE_Brownfield | IgnoreSilica | 0 | 0 | 0 | 0 | [6 empty] | 18.1401 | [19 empty] | 100 | 0
1 | 2600 | 707 | 0.03 | 15 | 15 | 7 | 1.3335e-13 | 5spot_SharedNeighbor | Water | Porous | Wet | R600a | MinimizeLCOE_Brownfield | IgnoreSilica | 0 | 0 | 0 | 0 | [6 empty] | 20.4269 | [19 empty] | 133.3521 | 0
1 | 2600 | 707 | 0.03 | 15 | 15 | 7 | 1.7783e-13 | 5spot_SharedNeighbor | Water | Porous | Wet | R600a | MinimizeLCOE_Brownfield | IgnoreSilica | 0 | 0 | 0 | 0 | [6 empty] | 21.0648 | [19 empty] | 177.8279 | 0
1 | 2600 | 707 | 0.03 | 15 | 15 | 7 | 2.3714e-13 | 5spot_SharedNeighbor | Water | Porous | Wet | R600a | MinimizeLCOE_Brownfield | IgnoreSilica | 0 | 0 | 0 | 0 | [6 empty] | 21.7691 | [19 empty] | 237.1374 | 0
1 | 2600 | 707 | 0.03 | 15 | 15 | 7 | 3.1623e-13 | 5spot_SharedNeighbor | Water | Porous | Wet | R600a | MinimizeLCOE_Brownfield | IgnoreSilica | 0 | 0 | 0 | 0 | [6 empty] | 21.6976 | [19 empty] | 316.2278 | 0
1 | 2600 | 707 | 0.03 | 15 | 15 | 7 | 4.217e-13 | 5spot_SharedNeighbor | Water | Porous | Wet | R600a | MinimizeLCOE_Brownfield | IgnoreSilica | 0 | 0 | 0 | 0 | [6 empty] | 21.0831 | [19 empty] | 421.6965 | 0
1 | 2600 | 707 | 0.03 | 15 | 15 | 7 | 5.6234e-13 | 5spot_SharedNeighbor | Water | Porous | Wet | R600a | MinimizeLCOE_Brownfield | IgnoreSilica | 0 | 0 | 0 | 0 | [6 empty] | 24.2026 | [19 empty] | 562.3413 | 0
1 | 2600 | 707 | 0.03 | 15 | 15 | 7 | 7.4989e-13 | 5spot_SharedNeighbor | Water | Porous | Wet | R600a | MinimizeLCOE_Brownfield | IgnoreSilica | 0 | 0 | 0 | 0 | [6 empty] | 24.7954 | [19 empty] | 749.8942 | 0
1 | 2600 | 707 | 0.03 | 15 | 15 | 7 | 1e-12 | 5spot_SharedNeighbor | Water | Porous | Wet | R600a | MinimizeLCOE_Brownfield | IgnoreSilica | 1.6 | 0.17063 | 9.1048e-05 | 4 | 27277898.0389 | 64635759.3933 | 556096.8476 | 1317687.3816 | 79.3919 | 0 | 30.2697 | 87071.1728 | 4825.7687 | 85495.7579 | 68772.5964 | 0 | 57586.9903 | 0 | 118463.3916 | 308217.4447 | 210364.7393 | 940797.8617 | 961560.8286 | 8031996.805 | 8031996.805 | 1478867.319 | 4094519.7919 | 0 | 9934355.4953 | 23539739.4112 | 1000 | 0.00036419 | 27277898.0389 | 64635759.3933 | 556096.8476 | 1317687.3816
1 | 2600 | 707 | 0.03 | 15 | 15 | 7 | 1.3335e-12 | 5spot_SharedNeighbor | Water | Porous | Wet | R600a | MinimizeLCOE_Brownfield | IgnoreSilica | 1.5542 | 0.16455 | 0.0022161 | 4 | 1114791.1389 | 2649616.081 | 22726.5252 | 54016.0077 | 79.079 | 0 | 270.4813 | 84649.673 | 4681.4219 | 83069.5976 | 67363.21 | 0 | 47089.0305 | 0 | 111872.6438 | 291069.671 | 198661.0314 | 888456.2792 | 961560.8286 | 8031996.805 | 8031996.805 | 1478867.319 | 4094519.7919 | 0 | 9882013.9128 | 23487397.8287 | 1333.5214 | 0.0088645 | 1114791.1389 | 2649616.081 | 22726.5252 | 54016.0077
1 | 2600 | 707 | 0.03 | 15 | 15 | 7 | 1.7783e-12 | 5spot_SharedNeighbor | Water | Porous | Wet | R600a | MinimizeLCOE_Brownfield | IgnoreSilica | 2.1376 | 0.24287 | 0.0044076 | 4 | 576067.327 | 1347768.9156 | 11743.9116 | 27476.0923 | 82.171 | 0 | 387.2398 | 114169.6253 | 6450.1843 | 113142.1156 | 85417.3443 | 0 | 56224.9345 | 0 | 146407.6396 | 380922.6459 | 259987.533 | 1162722.0227 | 961560.8286 | 8031996.805 | 8031996.805 | 1478867.319 | 4094519.7919 | 0 | 10156279.6563 | 23761663.5722 | 1778.2794 | 0.01763 | 576067.327 | 1347768.9156 | 11743.9116 | 27476.0923
1 | 2600 | 707 | 0.03 | 15 | 15 | 7 | 2.3714e-12 | 5spot_SharedNeighbor | Water | Porous | Wet | R600a | MinimizeLCOE_Brownfield | IgnoreSilica | 2.9009 | 0.34661 | 0.007519 | 4 | 348825.8158 | 801192.6276 | 7111.2861 | 16333.3954 | 84.461 | 0 | 82.9577 | 149173.7052 | 8562.6962 | 150110.8085 | 109133.2162 | 0 | 66585.8398 | 0 | 188590.8437 | 490674.69 | 334895.5583 | 1497727.3578 | 961560.8286 | 8031996.805 | 8031996.805 | 1478867.319 | 4094519.7919 | 0 | 10491284.9914 | 24096668.9073 | 2371.3737 | 0.030076 | 348825.8158 | 801192.6276 | 7111.2861 | 16333.3954
1 | 2600 | 707 | 0.03 | 15 | 15 | 7 | 3.1623e-12 | 5spot_SharedNeighbor | Water | Porous | Wet | R600a | MinimizeLCOE_Brownfield | IgnoreSilica | 3.8996 | 0.48313 | 0.011788 | 4 | 231177.3441 | 519719.1706 | 4712.8628 | 10595.1783 | 86.169 | 0 | 96.2663 | 190638.0183 | 11072.3193 | 195531.98 | 139996.1715 | 0 | 78456.7622 | 0 | 240121.148 | 624745.9715 | 426401.9628 | 1906964.3337 | 961560.8286 | 8031996.805 | 8031996.805 | 1478867.319 | 4094519.7919 | 0 | 10900521.9673 | 24505905.8832 | 3162.2777 | 0.047152 | 231177.3441 | 519719.1706 | 4712.8628 | 10595.1783
1 | 2600 | 707 | 0.03 | 15 | 15 | 7 | 4.217e-12 | 5spot_SharedNeighbor | Water | Porous | Wet | R600a | MinimizeLCOE_Brownfield | IgnoreSilica | 5.1272 | 0.65167 | 0.017553 | 4 | 161969.7522 | 355748.6463 | 3301.9725 | 7252.4173 | 87.3884 | 0 | 99.0345 | 237189.2132 | 13894.9497 | 248183.5309 | 178202.2055 | 0 | 90461.6919 | 0 | 299493.3205 | 779220.1855 | 531833.788 | 2378478.8852 | 961560.8286 | 8031996.805 | 8031996.805 | 1478867.319 | 4094519.7919 | 0 | 11372036.5188 | 24977420.4347 | 4216.965 | 0.070211 | 161969.7522 | 355748.6463 | 3301.9725 | 7252.4173
1 | 2600 | 707 | 0.03 | 15 | 15 | 7 | 5.6234e-12 | 5spot_SharedNeighbor | Water | Porous | Wet | R600a | MinimizeLCOE_Brownfield | IgnoreSilica | 6.6936 | 0.86687 | 0.025201 | 4 | 118436.8566 | 253404.4479 | 2414.4955 | 5165.9924 | 88.2947 | 0 | 100.5374 | 291499.91 | 17186.1041 | 311608.3855 | 226900.0554 | 0 | 103792.7443 | 0 | 370885.0077 | 964966.7112 | 658609.6085 | 2945448.5268 | 961560.8286 | 8031996.805 | 8031996.805 | 1478867.319 | 4094519.7919 | 0 | 11939006.1604 | 25544390.0763 | 5623.4133 | 0.1008 | 118436.8566 | 253404.4479 | 2414.4955 | 5165.9924
1 | 2600 | 707 | 0.03 | 15 | 15 | 7 | 7.4989e-12 | 5spot_SharedNeighbor | Water | Porous | Wet | R600a | MinimizeLCOE_Brownfield | IgnoreSilica | 9.2197 | 1.2153 | 0.035877 | 4 | 89334.2951 | 184139.7934 | 1821.2004 | 3753.9388 | 89.145 | 0 | 100.6783 | 371554.3787 | 22038.3288 | 408035.5401 | 305920.8709 | 0 | 127952.7977 | 0 | 481845.7473 | 1253663.7944 | 855651.2999 | 3826662.7578 | 961560.8286 | 8031996.805 | 8031996.805 | 1478867.319 | 4094519.7919 | 0 | 12820220.3914 | 26425604.3073 | 7498.9421 | 0.14351 | 89334.2951 | 184139.7934 | 1821.2004 | 3753.9388
1 | 2600 | 707 | 0.03 | 15 | 15 | 7 | 1e-11 | 5spot_SharedNeighbor | Water | Porous | Wet | R600a | MinimizeLCOE_Brownfield | IgnoreSilica | 11.3392 | 1.5082 | 0.04902 | 4 | 68822.2178 | 138209.8276 | 1403.034 | 2817.5943 | 89.585 | 0 | 99.7085 | 433563.9517 | 25793.7645 | 484816.0568 | 372182.2369 | 0 | 136855.7532 | 0 | 566752.5876 | 1474573.9761 | 1006427.0382 | 4500965.3651 | 961560.8286 | 8031996.805 | 8031996.805 | 1478867.319 | 4094519.7919 | 0 | 13494522.9987 | 27099906.9146 | 10000 | 0.19608 | 68822.2178 | 138209.8276 | 1403.034 | 2817.5943
1 | 2600 | 707 | 0.03 | 15 | 15 | 7 | 1.3335e-11 | 5spot_SharedNeighbor | Water | Porous | Wet | R600a | MinimizeLCOE_Brownfield | IgnoreSilica | 14.5787 | 1.9555 | 0.066611 | 4 | 54422.9797 | 105485.8622 | 1109.4861 | 2150.472 | 89.9975 | 0 | 107.5239 | 521593.6138 | 31115.6741 | 596590.9109 | 473410.2164 | 0 | 155349.6881 | 0 | 693443.4403 | 1804197.5868 | 1231401.9256 | 5507103.056 | 961560.8286 | 8031996.805 | 8031996.805 | 1478867.319 | 4094519.7919 | 0 | 14500660.6896 | 28106044.6055 | 13335.2143 | 0.26644 | 54422.9797 | 105485.8622 | 1109.4861 | 2150.472
1 | 2600 | 707 | 0.03 | 15 | 15 | 7 | 1.7783e-11 | 5spot_SharedNeighbor | Water | Porous | Wet | R600a | MinimizeLCOE_Brownfield | IgnoreSilica | 18.5935 | 2.5098 | 0.0893 | 4 | 43922.425 | 82011.4076 | 895.418 | 1671.9135 | 90.3118 | 0 | 106.4566 | 622668.93 | 37216.6243 | 728241.3741 | 598705.2538 | 0 | 174931.9565 | 0 | 843088.0141 | 2193542.0715 | 1497137.5366 | 6695531.7608 | 961560.8286 | 8031996.805 | 8031996.805 | 1478867.319 | 4094519.7919 | 0 | 15689089.3944 | 29294473.3103 | 17782.7941 | 0.3572 | 43922.425 | 82011.4076 | 895.418 | 1671.9135
1 | 2600 | 707 | 0.03 | 15 | 15 | 7 | 2.3714e-11 | 5spot_SharedNeighbor | Water | Porous | Wet | R600a | MinimizeLCOE_Brownfield | IgnoreSilica | 23.5434 | 3.1934 | 0.1183 | 4 | 36119.5625 | 64872.6282 | 736.3461 | 1322.5163 | 90.5537 | 0 | 143.5349 | 738539.1603 | 44199.1168 | 882838.0229 | 753194.96 | 0 | 195644.1075 | 0 | 1019621.9933 | 2652847.2734 | 1810622.7746 | 8097507.4088 | 961560.8286 | 8031996.805 | 8031996.805 | 1478867.319 | 4094519.7919 | 0 | 17091065.0424 | 30696448.9583 | 23713.7371 | 0.47318 | 36119.5625 | 64872.6282 | 736.3461 | 1322.5163
1 | 2600 | 707 | 0.03 | 15 | 15 | 7 | 3.1623e-11 | 5spot_SharedNeighbor | Water | Porous | Wet | R600a | MinimizeLCOE_Brownfield | IgnoreSilica | 29.5339 | 4.0208 | 0.15475 | 4 | 30239.5552 | 52219.2051 | 616.4742 | 1064.5591 | 90.7398 | 0 | 132.7756 | 869345.29 | 52068.189 | 1061380.2584 | 940180.7705 | 0 | 216807.2549 | 0 | 1224514.8875 | 3185936.5548 | 2174467.1631 | 9724700.3683 | 961560.8286 | 8031996.805 | 8031996.805 | 1478867.319 | 4094519.7919 | 0 | 18718258.002 | 32323641.9179 | 31622.7766 | 0.619 | 30239.5552 | 52219.2051 | 616.4742 | 1064.5591
1 | 2600 | 707 | 0.03 | 15 | 15 | 7 | 4.217e-11 | 5spot_SharedNeighbor | Water | Porous | Wet | R600a | MinimizeLCOE_Brownfield | IgnoreSilica | 36.6056 | 4.9978 | 0.19956 | 4 | 25762.1821 | 42806.0158 | 525.1969 | 872.6585 | 90.8828 | 0 | 118.1131 | 1013925.2642 | 60750.7119 | 1262975.6488 | 1160932.8597 | 0 | 237409.6744 | 0 | 1457037.722 | 3790913.2732 | 2587376.2044 | 11571321.3586 | 961560.8286 | 8031996.805 | 8031996.805 | 1478867.319 | 4094519.7919 | 0 | 20564878.9922 | 34170262.9081 | 42169.6503 | 0.79826 | 25762.1821 | 42806.0158 | 525.1969 | 872.6585
1 | 2600 | 707 | 0.03 | 15 | 15 | 7 | 5.6234e-11 | 5spot_SharedNeighbor | Water | Porous | Wet | R600a | MinimizeLCOE_Brownfield | IgnoreSilica | 44.6908 | 6.1148 | 0.25301 | 4 | 22330.8467 | 35774.3674 | 455.2445 | 729.3089 | 90.9911 | 0 | 119.2201 | 1169360.0792 | 70068.4112 | 1484036.965 | 1413327.1624 | 0 | 256182.4457 | 0 | 1713260.2748 | 4457551.7969 | 3042370.6949 | 13606157.8302 | 961560.8286 | 8031996.805 | 8031996.805 | 1478867.319 | 4094519.7919 | 0 | 22599715.4638 | 36205099.3797 | 56234.1325 | 1.012 | 22330.8467 | 35774.3674 | 455.2445 | 729.3089
1 | 2600 | 707 | 0.03 | 15 | 15 | 7 | 7.4989e-11 | 5spot_SharedNeighbor | Water | Porous | Wet | R600a | MinimizeLCOE_Brownfield | IgnoreSilica | 53.4728 | 7.3275 | 0.31393 | 4 | 19696.6805 | 30531.378 | 401.5435 | 622.4234 | 91.0671 | 0 | 133.4818 | 1328862.4671 | 79611.3651 | 1715053.4885 | 1687412.083 | 0 | 270990.6972 | 0 | 1981952.7394 | 5156634.4734 | 3519508.9863 | 15740026.3 | 961560.8286 | 8031996.805 | 8031996.805 | 1478867.319 | 4094519.7919 | 0 | 24733583.9336 | 38338967.8495 | 74989.4209 | 1.2557 | 19696.6805 | 30531.378 | 401.5435 | 622.4234
1 | 2600 | 707 | 0.03 | 15 | 15 | 7 | 1e-10 | 5spot_SharedNeighbor | Water | Porous | Wet | R600a | MinimizeLCOE_Brownfield | IgnoreSilica | 62.4787 | 8.5691 | 0.37967 | 4 | 17679.9195 | 26638.6532 | 360.4291 | 543.065 | 91.1108 | 0 | 132.7352 | 1484173.4582 | 88882.9625 | 1943770.4582 | 1968284.3957 | 0 | 280142.4008 | 0 | 2248448.9334 | 5850002.9045 | 3992747.1878 | 17856452.7011 | 961560.8286 | 8031996.805 | 8031996.805 | 1478867.319 | 4094519.7919 | 0 | 26850010.3348 | 40455394.2507 | 100000 | 1.5187 | 17679.9195 | 26638.6532 | 360.4291 | 543.065
1 | 2600 | 707 | 0.03 | 15 | 15 | 7 | 1.3335e-10 | 5spot_SharedNeighbor | Water | Porous | Wet | R600a | MinimizeLCOE_Brownfield | IgnoreSilica | 71.1948 | 9.7671 | 0.44726 | 4 | 16115.4097 | 23720.1835 | 328.5344 | 483.568 | 91.1242 | 0 | 140.564 | 1627662.1099 | 97427.2688 | 2158271.8976 | 2239766.2024 | 0 | 281853.4231 | 0 | 2497942.5517 | 6499134.121 | 4435792.5814 | 19837850.1557 | 961560.8286 | 8031996.805 | 8031996.805 | 1478867.319 | 4094519.7919 | 0 | 28831407.7894 | 42436791.7053 | 133352.1432 | 1.7891 | 16115.4097 | 23720.1835 | 328.5344 | 483.568
1 | 2600 | 707 | 0.03 | 15 | 15 | 7 | 1.7783e-10 | 5spot_SharedNeighbor | Water | Porous | Wet | R600a | MinimizeLCOE_Brownfield | IgnoreSilica | 79.3776 | 10.8873 | 0.51213 | 4 | 14959.8404 | 21601.3623 | 304.9766 | 440.373 | 91.113 | 0 | 141.0944 | 1756942.423 | 105104.5878 | 2354141.2284 | 2494190.2567 | 0 | 280390.8897 | 0 | 2726400.0604 | 7093533.6955 | 4841482.5047 | 21652185.6462 | 961560.8286 | 8031996.805 | 8031996.805 | 1478867.319 | 4094519.7919 | 0 | 30645743.2798 | 44251127.1957 | 177827.941 | 2.0485 | 14959.8404 | 21601.3623 | 304.9766 | 440.373
1 | 2600 | 707 | 0.03 | 15 | 15 | 7 | 2.3714e-10 | 5spot_SharedNeighbor | Water | Porous | Wet | R600a | MinimizeLCOE_Brownfield | IgnoreSilica | 86.2714 | 11.8267 | 0.57016 | 4 | 14087.8028 | 20053.3673 | 287.1989 | 408.815 | 91.0871 | 0 | 128.2035 | 1862125.3715 | 111334.1519 | 2515337.8789 | 2708112.371 | 0 | 272880.5583 | 0 | 2913218.2293 | 7579596.2494 | 5173230.1854 | 23135834.9957 | 961560.8286 | 8031996.805 | 8031996.805 | 1478867.319 | 4094519.7919 | 0 | 32129392.6293 | 45734776.5452 | 237137.3706 | 2.2807 | 14087.8028 | 20053.3673 | 287.1989 | 408.815
1 | 2600 | 707 | 0.03 | 15 | 15 | 7 | 3.1623e-10 | 5spot_SharedNeighbor | Water | Porous | Wet | R600a | MinimizeLCOE_Brownfield | IgnoreSilica | 92.0519 | 12.6109 | 0.62065 | 4 | 13431.4063 | 18911.6961 | 273.8174 | 385.5405 | 91.0544 | 0 | 135.5064 | 1947867.2263 | 116399.9889 | 2647975.9023 | 2887148.2647 | 0 | 262829.5247 | 0 | 3066266.1537 | 7977795.5542 | 5445009.3931 | 24351292.0079 | 961560.8286 | 8031996.805 | 8031996.805 | 1478867.319 | 4094519.7919 | 0 | 33344849.6415 | 46950233.5574 | 316227.766 | 2.4826 | 13431.4063 | 18911.6961 | 273.8174 | 385.5405
1 | 2600 | 707 | 0.03 | 15 | 15 | 7 | 4.217e-10 | 5spot_SharedNeighbor | Water | Porous | Wet | R600a | MinimizeLCOE_Brownfield | IgnoreSilica | 96.7628 | 13.2474 | 0.66307 | 4 | 12938.1094 | 18067.7711 | 263.7609 | 368.336 | 91.0209 | 0 | 185.5966 | 2016168.4766 | 120426.8449 | 2754440.5235 | 3032800.3266 | 0 | 251840.7851 | 0 | 3188514.0131 | 8295859.4079 | 5662094.5088 | 25322144.8865 | 961560.8286 | 8031996.805 | 8031996.805 | 1478867.319 | 4094519.7919 | 0 | 34315702.5201 | 47921086.436 | 421696.5034 | 2.6523 | 12938.1094 | 18067.7711 | 263.7609 | 368.336
1 | 2600 | 707 | 0.03 | 15 | 15 | 7 | 5.6234e-10 | 5spot_SharedNeighbor | Water | Porous | Wet | R600a | MinimizeLCOE_Brownfield | IgnoreSilica | 100.5218 | 13.7536 | 0.69777 | 4 | 12567.7084 | 17442.3201 | 256.2097 | 355.5853 | 90.9898 | 0 | 172.7124 | 2069692.6902 | 123576.853 | 2838379.2171 | 3148846.9931 | 0 | 241094.2405 | 0 | 3284420.0976 | 8545387.3668 | 5832402.468 | 26083799.9264 | 961560.8286 | 8031996.805 | 8031996.805 | 1478867.319 | 4094519.7919 | 0 | 35077357.5601 | 48682741.476 | 562341.3252 | 2.7911 | 12567.7084 | 17442.3201 | 256.2097 | 355.5853
1 | 2600 | 707 | 0.03 | 15 | 15 | 7 | 7.4989e-10 | 5spot_SharedNeighbor | Water | Porous | Wet | R600a | MinimizeLCOE_Brownfield | IgnoreSilica | 108.5 | 14.8223 | 0.74884 | 4 | 12282.9916 | 16825.1365 | 250.4054 | 343.0032 | 90.9124 | 0 | 262.3305 | 2180552.7335 | 130084.5614 | 3013674.6676 | 3394610.0586 | 0 | 256284.4545 | 0 | 3500330.5255 | 9107142.0107 | 6215811.5554 | 27798490.5671 | 961560.8286 | 8031996.805 | 8031996.805 | 1478867.319 | 4094519.7919 | 0 | 36792048.2008 | 50397432.1167 | 749894.2093 | 2.9954 | 12282.9916 | 16825.1365 | 250.4054 | 343.0032
1 | 2600 | 707 | 0.03 | 15 | 15 | 7 | 1e-09 | 5spot_SharedNeighbor | Water | Porous | Wet | R600a | MinimizeLCOE_Brownfield | IgnoreSilica | 105.7519 | 14.455 | 0.74738 | 4 | 12081.1079 | 16632.1389 | 246.2897 | 339.0686 | 90.9407 | 0 | 153.6664 | 2142772.0649 | 127869.2548 | 2953718.7659 | 3310038.6038 | 0 | 222752.5831 | 0 | 3415288.9963 | 8885881.3963 | 6064796.6396 | 27123118.3048 | 961560.8286 | 8031996.805 | 8031996.805 | 1478867.319 | 4094519.7919 | 0 | 36116675.9384 | 49722059.8543 | 1000000 | 2.9895 | 12081.1079 | 16632.1389 | 246.2897 | 339.0686
1 | 2600 | 707 | 0.03 | 15 | 15 | 7 | 1.3335e-09 | 5spot_SharedNeighbor | Water | Porous | Wet | R600a | MinimizeLCOE_Brownfield | IgnoreSilica | 107.5035 | 14.6892 | 0.76437 | 4 | 11924.5963 | 16374.4805 | 243.099 | 333.8159 | 90.9227 | 0 | 140.001 | 2166893.9724 | 129283.8596 | 2991977.9013 | 3363949.3821 | 0 | 215598.9871 | 0 | 3458404.5999 | 8998059.3527 | 6141360.3998 | 27465528.4549 | 961560.8286 | 8031996.805 | 8031996.805 | 1478867.319 | 4094519.7919 | 0 | 36459086.0885 | 50064470.0044 | 1333521.4322 | 3.0575 | 11924.5963 | 16374.4805 | 243.099 | 333.8159
1 | 2600 | 707 | 0.03 | 15 | 15 | 7 | 1.7783e-09 | 5spot_SharedNeighbor | Water | Porous | Wet | R600a | MinimizeLCOE_Brownfield | IgnoreSilica | 108.8387 | 14.8674 | 0.77745 | 4 | 11807.1768 | 16182.1686 | 240.7053 | 329.8954 | 90.9085 | 0 | 179.0534 | 2185164.8226 | 130354.5777 | 3021019.6661 | 3405018.8213 | 0 | 209757.5591 | 0 | 3491013.0243 | 9082899.7839 | 6199265.7374 | 27724493.9924 | 961560.8286 | 8031996.805 | 8031996.805 | 1478867.319 | 4094519.7919 | 0 | 36718051.6261 | 50323435.542 | 1778279.41 | 3.1098 | 11807.1768 | 16182.1686 | 240.7053 | 329.8954
1 | 2600 | 707 | 0.03 | 15 | 15 | 7 | 2.3714e-09 | 5spot_SharedNeighbor | Water | Porous | Wet | R600a | MinimizeLCOE_Brownfield | IgnoreSilica | 109.8445 | 15.0015 | 0.78743 | 4 | 11719.0909 | 16038.6655 | 238.9095 | 326.9699 | 90.8975 | 0 | 166.4726 | 2198861.1474 | 131156.7823 | 3042825.9036 | 3435939.3915 | 0 | 205046.4947 | 0 | 3515393.5906 | 9146333.0164 | 6242560.222 | 27918116.5485 | 961560.8286 | 8031996.805 | 8031996.805 | 1478867.319 | 4094519.7919 | 0 | 36911674.1821 | 50517058.098 | 2371373.7057 | 3.1497 | 11719.0909 | 16038.6655 | 238.9095 | 326.9699
1 | 2600 | 707 | 0.03 | 15 | 15 | 7 | 3.1623e-09 | 5spot_SharedNeighbor | Water | Porous | Wet | R600a | MinimizeLCOE_Brownfield | IgnoreSilica | 110.6 | 15.1022 | 0.79499 | 4 | 11653.0144 | 15931.4762 | 237.5625 | 324.7847 | 90.8891 | 0 | 173.3822 | 2209112.7814 | 131756.982 | 3059167.9043 | 3459158.6433 | 0 | 201310.9872 | 0 | 3533597.8463 | 9193696.7555 | 6274886.9472 | 28062688.8472 | 961560.8286 | 8031996.805 | 8031996.805 | 1478867.319 | 4094519.7919 | 0 | 37056246.4808 | 50661630.3967 | 3162277.6602 | 3.18 | 11653.0144 | 15931.4762 | 237.5625 | 324.7847
1 | 2600 | 707 | 0.03 | 15 | 15 | 7 | 4.217e-09 | 5spot_SharedNeighbor | Water | Porous | Wet | R600a | MinimizeLCOE_Brownfield | IgnoreSilica | 111.1823 | 15.1797 | 0.80079 | 4 | 11603.4507 | 15850.9487 | 236.552 | 323.143 | 90.8826 | 0 | 157.7329 | 2216992.2936 | 132218.1576 | 3071740.2684 | 3477049.1283 | 0 | 198467.1398 | 0 | 3547622.1252 | 9230185.0524 | 6299790.9596 | 28174065.1247 | 961560.8286 | 8031996.805 | 8031996.805 | 1478867.319 | 4094519.7919 | 0 | 37167622.7584 | 50773006.6743 | 4216965.0343 | 3.2032 | 11603.4507 | 15850.9487 | 236.552 | 323.143
1 | 2600 | 707 | 0.03 | 15 | 15 | 7 | 5.6234e-09 | 5spot_SharedNeighbor | Water | Porous | Wet | R600a | MinimizeLCOE_Brownfield | IgnoreSilica | 111.6102 | 15.2366 | 0.80512 | 4 | 11566.2751 | 15790.9262 | 235.7942 | 321.9194 | 90.8777 | 0 | 179.3108 | 2222771.319 | 132556.3142 | 3080967.6739 | 3490194.8478 | 0 | 196218.852 | 0 | 3557856.5127 | 9256812.8293 | 6317964.9645 | 28255343.3135 | 961560.8286 | 8031996.805 | 8031996.805 | 1478867.319 | 4094519.7919 | 0 | 37248900.9471 | 50854284.863 | 5623413.2519 | 3.2205 | 11566.2751 | 15790.9262 | 235.7942 | 321.9194
1 | 2600 | 707 | 0.03 | 15 | 15 | 7 | 7.4989e-09 | 5spot_SharedNeighbor | Water | Porous | Wet | R600a | MinimizeLCOE_Brownfield | IgnoreSilica | 111.9392 | 15.2804 | 0.80842 | 4 | 11538.3924 | 15745.7936 | 235.2257 | 320.9993 | 90.8739 | 0 | 180.2558 | 2227206.4489 | 132815.7874 | 3088053.0058 | 3500297.5451 | 0 | 194532.5603 | 0 | 3565733.0855 | 9277306.056 | 6331952.0128 | 28317896.5018 | 961560.8286 | 8031996.805 | 8031996.805 | 1478867.319 | 4094519.7919 | 0 | 37311454.1354 | 50916838.0513 | 7498942.0933 | 3.2337 | 11538.3924 | 15745.7936 | 235.2257 | 320.9993
1 | 2600 | 707 | 0.03 | 15 | 15 | 7 | 1e-08 | 5spot_SharedNeighbor | Water | Porous | Wet | R600a | MinimizeLCOE_Brownfield | IgnoreSilica | 112.1903 | 15.3138 | 0.81093 | 4 | 11517.4804 | 15711.8828 | 234.7994 | 320.308 | 90.871 | 0 | 190.533 | 2230588.703 | 133013.6361 | 3093458.5005 | 3508010.0867 | 0 | 193267.1946 | 0 | 3571751.8671 | 9292965.6912 | 6342640.0356 | 28365695.7147 | 961560.8286 | 8031996.805 | 8031996.805 | 1478867.319 | 4094519.7919 | 0 | 37359253.3483 | 50964637.2642 | 10000000 | 3.2437 | 11517.4804 | 15711.8828 | 234.7994 | 320.308
1 | 2700 | 707 | 0.03 | 15 | 15 | 7 | 1e-13 | 5spot_SharedNeighbor | Water | Porous | Wet | R600a | MinimizeLCOE_Brownfield | IgnoreSilica | 0 | 0 | 0 | 0 | [6 empty] | 18.6713 | [19 empty] | 100 | 0
1 | 2700 | 707 | 0.03 | 15 | 15 | 7 | 1.3335e-13 | 5spot_SharedNeighbor | Water | Porous | Wet | R600a | MinimizeLCOE_Brownfield | IgnoreSilica | 0 | 0 | 0 | 0 | [6 empty] | 21.4223 | [19 empty] | 133.3521 | 0
1 | 2700 | 707 | 0.03 | 15 | 15 | 7 | 1.7783e-13 | 5spot_SharedNeighbor | Water | Porous | Wet | R600a | MinimizeLCOE_Brownfield | IgnoreSilica | 0 | 0 | 0 | 0 | [6 empty] | 23.0158 | [19 empty] | 177.8279 | 0
1 | 2700 | 707 | 0.03 | 15 | 15 | 7 | 2.3714e-13 | 5spot_SharedNeighbor | Water | Porous | Wet | R600a | MinimizeLCOE_Brownfield | IgnoreSilica | 0 | 0 | 0 | 0 | [6 empty] | 22.4033 | [19 empty] | 237.1374 | 0
1 | 2700 | 707 | 0.03 | 15 | 15 | 7 | 3.1623e-13 | 5spot_SharedNeighbor | Water | Porous | Wet | R600a | MinimizeLCOE_Brownfield | IgnoreSilica | 0 | 0 | 0 | 0 | [6 empty] | 21.9871 | [19 empty] | 316.2278 | 0
1 | 2700 | 707 | 0.03 | 15 | 15 | 7 | 4.217e-13 | 5spot_SharedNeighbor | Water | Porous | Wet | R600a | MinimizeLCOE_Brownfield | IgnoreSilica | 0 | 0 | 0 | 0 | [6 empty] | 23.1844 | [19 empty] | 421.6965 | 0
1 | 2700 | 707 | 0.03 | 15 | 15 | 7 | 5.6234e-13 | 5spot_SharedNeighbor | Water | Porous | Wet | R600a | MinimizeLCOE_Brownfield | IgnoreSilica | 0 | 0 | 0 | 0 | [6 empty] | 24.6009 | [19 empty] | 562.3413 | 0
1 | 2700 | 707 | 0.03 | 15 | 15 | 7 | 7.4989e-13 | 5spot_SharedNeighbor | Water | Porous | Wet | R600a | MinimizeLCOE_Brownfield | IgnoreSilica | 0 | 0 | 0 | 0 | [6 empty] | 25.7958 | [19 empty] | 749.8942 | 0
1 | 2700 | 707 | 0.03 | 15 | 15 | 7 | 1e-12 | 5spot_SharedNeighbor | Water | Porous | Wet | R600a | MinimizeLCOE_Brownfield | IgnoreSilica | 1.243 | 0.12909 | 0.0013982 | 4 | 1807739.439 | 4330199.781 | 36853.2136 | 88276.9796 | 78.2318 | 0 | 207.1279 | 71031.8207 | 3898.9859 | 68454.3465 | 58512.1255 | 0 | 42845.1353 | 0 | 95449.5415 | 248340.1275 | 169497.2399 | 758029.3228 | 961560.8286 | 8390483.6777 | 8390483.6777 | 1478867.319 | 4237914.541 | 0 | 10110073.8292 | 24217339.3669 | 1000 | 0.0055927 | 1807739.439 | 4330199.781 | 36853.2136 | 88276.9796
1 | 2700 | 707 | 0.03 | 15 | 15 | 7 | 1.3335e-12 | 5spot_SharedNeighbor | Water | Porous | Wet | R600a | MinimizeLCOE_Brownfield | IgnoreSilica | 1.7875 | 0.20515 | 0.0033355 | 4 | 778875.9336 | 1836221.0162 | 15878.4394 | 37433.8491 | 82.6288 | 0 | 321.5765 | 102060.2178 | 5770.3518 | 98816.6302 | 75553.1745 | 0 | 53529.818 | 0 | 130934.775 | 340665.4261 | 232511.1533 | 1039841.5467 | 961560.8286 | 8390483.6777 | 8390483.6777 | 1478867.319 | 4237914.541 | 0 | 10391886.053 | 24499151.5908 | 1333.5214 | 0.013342 | 778875.9336 | 1836221.0162 | 15878.4394 | 37433.8491
1 | 2700 | 707 | 0.03 | 15 | 15 | 7 | 1.7783e-12 | 5spot_SharedNeighbor | Water | Porous | Wet | R600a | MinimizeLCOE_Brownfield | IgnoreSilica | 2.4682 | 0.3022 | 0.0061827 | 4 | 433380.4894 | 1003810.5396 | 8835.0475 | 20464.0356 | 85.615 | 0 | 459.3906 | 137091.8088 | 7908.8649 | 134398.3906 | 97070.8388 | 0 | 64520.1281 | 0 | 171986.1122 | 447472.5847 | 305409.2337 | 1365857.9618 | 961560.8286 | 8390483.6777 | 8390483.6777 | 1478867.319 | 4237914.541 | 0 | 10717902.4682 | 24825168.0059 | 1778.2794 | 0.024731 | 433380.4894 | 1003810.5396 | 8835.0475 | 20464.0356
1 | 2700 | 707 | 0.03 | 15 | 15 | 7 | 2.3714e-12 | 5spot_SharedNeighbor | Water | Porous | Wet | R600a | MinimizeLCOE_Brownfield | IgnoreSilica | 3.3271 | 0.42598 | 0.010171 | 4 | 272845.583 | 619583.7872 | 5562.3263 | 12631.0536 | 87.7426 | 0 | 86.7959 | 177167.3282 | 10369.802 | 176582.5013 | 124374.5616 | 0 | 76152.0131 | 0 | 220212.0204 | 572946.5055 | 391047.7629 | 1748852.495 | 961560.8286 | 8390483.6777 | 8390483.6777 | 1478867.319 | 4237914.541 | 0 | 11100897.0013 | 25208162.5391 | 2371.3737 | 0.040686 | 272845.583 | 619583.7872 | 5562.3263 | 12631.0536
1 | 2700 | 707 | 0.03 | 15 | 15 | 7 | 3.1623e-12 | 5spot_SharedNeighbor | Water | Porous | Wet | R600a | MinimizeLCOE_Brownfield | IgnoreSilica | 4.4332 | 0.58648 | 0.015644 | 4 | 184806.4902 | 410255.6539 | 3767.5303 | 8363.6164 | 89.3213 | 0 | 96.2828 | 224201.9077 | 13266.6397 | 227771.7393 | 159829.9654 | 0 | 89125.2714 | 0 | 278536.2542 | 724694.1977 | 494618.6809 | 2212044.6564 | 961560.8286 | 8390483.6777 | 8390483.6777 | 1478867.319 | 4237914.541 | 0 | 11564089.1627 | 25671354.7004 | 3162.2777 | 0.062574 | 184806.4902 | 410255.6539 | 3767.5303 | 8363.6164
1 | 2700 | 707 | 0.03 | 15 | 15 | 7 | 4.217e-12 | 5spot_SharedNeighbor | Water | Porous | Wet | R600a | MinimizeLCOE_Brownfield | IgnoreSilica | 5.8091 | 0.78658 | 0.022954 | 4 | 131825.8898 | 285472.4281 | 2687.4491 | 5819.7416 | 90.4679 | 0 | 110.8871 | 277588.8774 | 16555.7176 | 287811.4618 | 203848.1929 | 0 | 102637.2268 | 0 | 346492.1758 | 901501.5662 | 615293.343 | 2751728.5616 | 961560.8286 | 8390483.6777 | 8390483.6777 | 1478867.319 | 4237914.541 | 0 | 12103773.0679 | 26211038.6056 | 4216.965 | 0.091816 | 131825.8898 | 285472.4281 | 2687.4491 | 5819.7416
1 | 2700 | 707 | 0.03 | 15 | 15 | 7 | 5.6234e-12 | 5spot_SharedNeighbor | Water | Porous | Wet | R600a | MinimizeLCOE_Brownfield | IgnoreSilica | 7.483 | 1.0295 | 0.032479 | 4 | 97906.5725 | 206494.4707 | 1995.9579 | 4209.6691 | 91.2686 | 0 | 114.5907 | 336982.6123 | 20209.1672 | 356744.0196 | 257247.7001 | 0 | 116086.1554 | 0 | 424035.1653 | 1103252.5185 | 752992.5135 | 3367549.852 | 961560.8286 | 8390483.6777 | 8390483.6777 | 1478867.319 | 4237914.541 | 0 | 12719594.3583 | 26826859.896 | 5623.4133 | 0.12992 | 97906.5725 | 206494.4707 | 1995.9579 | 4209.6691
1 | 2700 | 707 | 0.03 | 15 | 15 | 7 | 7.4989e-12 | 5spot_SharedNeighbor | Water | Porous | Wet | R600a | MinimizeLCOE_Brownfield | IgnoreSilica | 9.8971 | 1.3829 | 0.045673 | 4 | 74311.9696 | 151530.8823 | 1514.95 | 3089.162 | 92.048 | 0 | 114.2433 | 416555.953 | 25110.6054 | 451456.5056 | 334578.7223 | 0 | 136134.3077 | 0 | 531896.0766 | 1383884.4845 | 944529.5967 | 4224146.2518 | 961560.8286 | 8390483.6777 | 8390483.6777 | 1478867.319 | 4237914.541 | 0 | 13576190.7581 | 27683456.2958 | 7498.9421 | 0.18269 | 74311.9696 | 151530.8823 | 1514.95 | 3089.162
1 | 2700 | 707 | 0.03 | 15 | 15 | 7 | 1e-11 | 5spot_SharedNeighbor | Water | Porous | Wet | R600a | MinimizeLCOE_Brownfield | IgnoreSilica | 12.7593 | 1.8011 | 0.062633 | 4 | 58005.3366 | 114314.2706 | 1182.5172 | 2330.451 | 92.559 | 0 | 117.1564 | 503055.6756 | 30428.0132 | 557502.6056 | 426561.3612 | 0 | 154974.8812 | 0 | 652283.7894 | 1697108.6181 | 1158311.504 | 5180226.4483 | 961560.8286 | 8390483.6777 | 8390483.6777 | 1478867.319 | 4237914.541 | 0 | 14532270.9546 | 28639536.4923 | 10000 | 0.25053 | 58005.3366 | 114314.2706 | 1182.5172 | 2330.451
1 | 2700 | 707 | 0.03 | 15 | 15 | 7 | 1.3335e-11 | 5spot_SharedNeighbor | Water | Porous | Wet | R600a | MinimizeLCOE_Brownfield | IgnoreSilica | 16.3427 | 2.325 | 0.084677 | 4 | 46270.7806 | 87921.0224 | 943.2924 | 1792.389 | 92.9497 | 0 | 131.7445 | 603280.7784 | 36579.4795 | 683624.7405 | 541748.895 | 0 | 175359.0945 | 0 | 795831.2653 | 2070589.7049 | 1413220.02 | 6320233.9782 | 961560.8286 | 8390483.6777 | 8390483.6777 | 1478867.319 | 4237914.541 | 0 | 15672278.4846 | 29779544.0223 | 13335.2143 | 0.33871 | 46270.7806 | 87921.0224 | 943.2924 | 1792.389
1 | 2700 | 707 | 0.03 | 15 | 15 | 7 | 1.7783e-11 | 5spot_SharedNeighbor | Water | Porous | Wet | R600a | MinimizeLCOE_Brownfield | IgnoreSilica | 20.7667 | 2.9715 | 0.11296 | 4 | 37653.9367 | 68875.0976 | 767.6264 | 1404.112 | 93.2485 | 0 | 103.2972 | 718042.0388 | 43609.7211 | 831703.7997 | 683588.3666 | 0 | 196817.8051 | 0 | 964767.0752 | 2510126.0287 | 1713212.5925 | 7661867.4277 | 961560.8286 | 8390483.6777 | 8390483.6777 | 1478867.319 | 4237914.541 | 0 | 17013911.934 | 31121177.4717 | 17782.7941 | 0.45185 | 37653.9367 | 68875.0976 | 767.6264 | 1404.112
1 | 2700 | 707 | 0.03 | 15 | 15 | 7 | 2.3714e-11 | 5spot_SharedNeighbor | Water | Porous | Wet | R600a | MinimizeLCOE_Brownfield | IgnoreSilica | 26.1964 | 3.7652 | 0.14891 | 4 | 31209.8444 | 54893.4305 | 636.2549 | 1119.0768 | 93.4792 | 0 | 161.9911 | 849182.564 | 51628.7858 | 1004936.9367 | 857616.6443 | 0 | 219368.0454 | 0 | 1163265.8607 | 3026579.151 | 2065702.4605 | 9238280.4486 | 961560.8286 | 8390483.6777 | 8390483.6777 | 1478867.319 | 4237914.541 | 0 | 18590324.9549 | 32697590.4926 | 23713.7371 | 0.59566 | 31209.8444 | 54893.4305 | 636.2549 | 1119.0768
1 | 2700 | 707 | 0.03 | 15 | 15 | 7 | 3.1623e-11 | 5spot_SharedNeighbor | Water | Porous | Wet | R600a | MinimizeLCOE_Brownfield | IgnoreSilica | 32.7345 | 4.7211 | 0.19383 | 4 | 26327.1262 | 44522.4087 | 536.7141 | 907.6495 | 93.6573 | 0 | 145.1636 | 996692.7296 | 60632.3345 | 1204157.418 | 1067187.8238 | 0 | 242250.2175 | 0 | 1392659.0041 | 3623413.0551 | 2473053.8638 | 11060046.4464 | 961560.8286 | 8390483.6777 | 8390483.6777 | 1478867.319 | 4237914.541 | 0 | 20412090.9528 | 34519356.4905 | 31622.7766 | 0.77533 | 26327.1262 | 44522.4087 | 536.7141 | 907.6495
1 | 2700 | 707 | 0.03 | 15 | 15 | 7 | 4.217e-11 | 5spot_SharedNeighbor | Water | Porous | Wet | R600a | MinimizeLCOE_Brownfield | IgnoreSilica | 40.3787 | 5.8389 | 0.24853 | 4 | 22593.5607 | 36784.2446 | 460.6003 | 749.8966 | 93.7939 | 0 | 136.3731 | 1158414.768 | 70484.9868 | 1427144.3471 | 1312230.742 | 0 | 264088.3992 | 0 | 1650621.6648 | 4294578.9827 | 2931138.4005 | 13108702.291 | 961560.8286 | 8390483.6777 | 8390483.6777 | 1478867.319 | 4237914.541 | 0 | 22460746.7974 | 36568012.3351 | 42169.6503 | 0.99412 | 22593.5607 | 36784.2446 | 460.6003 | 749.8966
1 | 2700 | 707 | 0.03 | 15 | 15 | 7 | 5.6234e-11 | 5spot_SharedNeighbor | Water | Porous | Wet | R600a | MinimizeLCOE_Brownfield | IgnoreSilica | 48.9561 | 7.0929 | 0.31275 | 4 | 19725.096 | 31001.8181 | 402.1228 | 632.014 | 93.8946 | 0 | 149.9528 | 1329323.8758 | 80877.0848 | 1667362.3679 | 1587164.4044 | 0 | 282946.3933 | 0 | 1929592.9092 | 5020404.9359 | 3426529.5277 | 15324201.4991 | 961560.8286 | 8390483.6777 | 8390483.6777 | 1478867.319 | 4237914.541 | 0 | 24676246.0054 | 38783511.5431 | 56234.1325 | 1.251 | 19725.096 | 31001.8181 | 402.1228 | 632.014
1 | 2700 | 707 | 0.03 | 15 | 15 | 7 | 7.4989e-11 | 5spot_SharedNeighbor | Water | Porous | Wet | R600a | MinimizeLCOE_Brownfield | IgnoreSilica | 58.1083 | 8.4295 | 0.38465 | 4 | 17521.6677 | 26690.5202 | 357.2029 | 544.1224 | 93.9602 | 0 | 139.4562 | 1501879.3578 | 91346.2979 | 1914220.4256 | 1880389.3286 | 0 | 296854.2877 | 0 | 2217028.982 | 5768254.6361 | 3936952.3149 | 17606925.6305 | 961560.8286 | 8390483.6777 | 8390483.6777 | 1478867.319 | 4237914.541 | 0 | 26958970.1368 | 41066235.6746 | 74989.4209 | 1.5386 | 17521.6677 | 26690.5202 | 357.2029 | 544.1224
1 | 2700 | 707 | 0.03 | 15 | 15 | 7 | 1e-10 | 5spot_SharedNeighbor | Water | Porous | Wet | R600a | MinimizeLCOE_Brownfield | IgnoreSilica | 67.3702 | 9.7789 | 0.46104 | 4 | 15830.482 | 23480.2541 | 322.7258 | 478.6767 | 93.9914 | 0 | 104.7961 | 1667911.9664 | 101394.2961 | 2155624.4466 | 2176821.8281 | 0 | 304442.7808 | 0 | 2498416.174 | 6500366.3892 | 4436633.6298 | 19841611.5111 | 961560.8286 | 8390483.6777 | 8390483.6777 | 1478867.319 | 4237914.541 | 0 | 29193656.0175 | 43300921.5552 | 100000 | 1.8441 | 15830.482 | 23480.2541 | 322.7258 | 478.6767
1 | 2700 | 707 | 0.03 | 15 | 15 | 7 | 1.3335e-10 | 5spot_SharedNeighbor | Water | Porous | Wet | R600a | MinimizeLCOE_Brownfield | IgnoreSilica | 76.0324 | 11.0362 | 0.53635 | 4 | 14550.7304 | 21126.2775 | 296.6363 | 430.6877 | 93.9911 | 0 | 120.1025 | 1816357.2418 | 110352.259 | 2374628.1318 | 2453606.1273 | 0 | 304628.1726 | 0 | 2753233.0537 | 7163347.6399 | 4889131.9563 | 21865284.5823 | 961560.8286 | 8390483.6777 | 8390483.6777 | 1478867.319 | 4237914.541 | 0 | 31217329.0887 | 45324594.6264 | 133352.1432 | 2.1454 | 14550.7304 | 21126.2775 | 296.6363 | 430.6877
1 | 2700 | 707 | 0.03 | 15 | 15 | 7 | 1.7783e-10 | 5spot_SharedNeighbor | Water | Porous | Wet | R600a | MinimizeLCOE_Brownfield | IgnoreSilica | 84.025 | 12.1904 | 0.60886 | 4 | 13562.5179 | 19354.9851 | 276.4903 | 394.5776 | 93.9656 | 0 | 155.9179 | 1947967.3885 | 118269.3292 | 2571354.5543 | 2708434.9721 | 0 | 299066.9091 | 0 | 2981586.3297 | 7757476.0225 | 5294636.7856 | 23678792.291 | 961560.8286 | 8390483.6777 | 8390483.6777 | 1478867.319 | 4237914.541 | 0 | 33030836.7973 | 47138102.335 | 177827.941 | 2.4355 | 13562.5179 | 19354.9851 | 276.4903 | 394.5776
1 | 2700 | 707 | 0.03 | 15 | 15 | 7 | 2.3714e-10 | 5spot_SharedNeighbor | Water | Porous | Wet | R600a | MinimizeLCOE_Brownfield | IgnoreSilica | 90.705 | 13.1504 | 0.67211 | 4 | 12835.2546 | 18082.6487 | 261.664 | 368.6393 | 93.9295 | 0 | 171.3611 | 2054413.6047 | 124654.8062 | 2732193.2579 | 2920976.8087 | 0 | 289367.1129 | 0 | 3167426.1802 | 8240993.1926 | 5624647.1894 | 25154672.1526 | 961560.8286 | 8390483.6777 | 8390483.6777 | 1478867.319 | 4237914.541 | 0 | 34506716.6589 | 48613982.1966 | 237137.3706 | 2.6884 | 12835.2546 | 18082.6487 | 261.664 | 368.6393
1 | 2700 | 707 | 0.03 | 15 | 15 | 7 | 3.1623e-10 | 5spot_SharedNeighbor | Water | Porous | Wet | R600a | MinimizeLCOE_Brownfield | IgnoreSilica | 96.2318 | 13.941 | 0.72633 | 4 | 12287.7428 | 17143.4211 | 250.5023 | 349.4918 | 93.8895 | 0 | 162.7402 | 2140156.307 | 129785.1179 | 2862908.1561 | 3096471.987 | 0 | 277471.5032 | 0 | 3317649.2978 | 8631842.9295 | 5891410.166 | 26347695.4647 | 961560.8286 | 8390483.6777 | 8390483.6777 | 1478867.319 | 4237914.541 | 0 | 35699739.971 | 49807005.5087 | 316227.766 | 2.9053 | 12287.7428 | 17143.4211 | 250.5023 | 349.4918
1 | 2700 | 707 | 0.03 | 15 | 15 | 7 | 4.217e-10 | 5spot_SharedNeighbor | Water | Porous | Wet | R600a | MinimizeLCOE_Brownfield | IgnoreSilica | 100.707 | 14.5784 | 0.77144 | 4 | 11876.1256 | 16447.8299 | 242.1109 | 335.3113 | 93.8507 | 0 | 167.623 | 2208109.1231 | 133842.0095 | 2967249.8434 | 3238320.6528 | 0 | 265139.2979 | 0 | 3436937.7614 | 8942207.0423 | 6103240.0504 | 27295045.7808 | 961560.8286 | 8390483.6777 | 8390483.6777 | 1478867.319 | 4237914.541 | 0 | 36647090.2872 | 50754355.8249 | 421696.5034 | 3.0858 | 11876.1256 | 16447.8299 | 242.1109 | 335.3113
1 | 2700 | 707 | 0.03 | 15 | 15 | 7 | 5.6234e-10 | 5spot_SharedNeighbor | Water | Porous | Wet | R600a | MinimizeLCOE_Brownfield | IgnoreSilica | 104.2561 | 15.0821 | 0.80804 | 4 | 11566.9175 | 15931.589 | 235.8073 | 324.787 | 93.816 | 0 | 176.9631 | 2261091.1136 | 136999.3009 | 3049069.9065 | 3350640.7263 | 0 | 253426.8432 | 0 | 3529978.8774 | 9184280.9406 | 6268460.4601 | 28033948.1687 | 961560.8286 | 8390483.6777 | 8390483.6777 | 1478867.319 | 4237914.541 | 0 | 37385992.6751 | 51493258.2128 | 562341.3252 | 3.2321 | 11566.9175 | 15931.589 | 235.8073 | 324.787
1 | 2700 | 707 | 0.03 | 15 | 15 | 7 | 7.4989e-10 | 5spot_SharedNeighbor | Water | Porous | Wet | R600a | MinimizeLCOE_Brownfield | IgnoreSilica | 108.6606 | 15.7049 | 0.84545 | 4 | 11335.9772 | 15507.5246 | 231.0992 | 316.1419 | 93.7685 | 0 | 144.5934 | 2325764.227 | 140846.1162 | 3149504.2707 | 3489815.1675 | 0 | 251962.0047 | 0 | 3649577.7966 | 9495452.7953 | 6480841.6448 | 28983764.0228 | 961560.8286 | 8390483.6777 | 8390483.6777 | 1478867.319 | 4237914.541 | 0 | 38335808.5291 | 52443074.0668 | 749894.2093 | 3.3818 | 11335.9772 | 15507.5246 | 231.0992 | 316.1419
1 | 2700 | 707 | 0.03 | 15 | 15 | 7 | 1e-09 | 5spot_SharedNeighbor | Water | Porous | Wet | R600a | MinimizeLCOE_Brownfield | IgnoreSilica | 109.1749 | 15.7775 | 0.85998 | 4 | 11160.4555 | 15261.5009 | 227.521 | 311.1263 | 93.7625 | 0 | 160.7441 | 2333234.4067 | 141289.8373 | 3161148.7896 | 3506047.8554 | 0 | 234012.0449 | 0 | 3656535.8442 | 9513556.208 | 6493197.596 | 29039022.5821 | 961560.8286 | 8390483.6777 | 8390483.6777 | 1478867.319 | 4237914.541 | 0 | 38391067.0885 | 52498332.6262 | 1000000 | 3.4399 | 11160.4555 | 15261.5009 | 227.521 | 311.1263
1 | 2700 | 707 | 0.03 | 15 | 15 | 7 | 1.3335e-09 | 5spot_SharedNeighbor | Water | Porous | Wet | R600a | MinimizeLCOE_Brownfield | IgnoreSilica | 110.7996 | 16.0064 | 0.87757 | 4 | 11029.6468 | 15048.4742 | 224.8543 | 306.7835 | 93.7435 | 0 | 167.4194 | 2356742.5899 | 142685.6982 | 3197839.0015 | 3557310.5136 | 0 | 226485.6249 | 0 | 3697614.737 | 9620435.0605 | 6566144.609 | 29365257.8346 | 961560.8286 | 8390483.6777 | 8390483.6777 | 1478867.319 | 4237914.541 | 0 | 38717302.341 | 52824567.8787 | 1333521.4322 | 3.5103 | 11029.6468 | 15048.4742 | 224.8543 | 306.7835
1 | 2700 | 707 | 0.03 | 15 | 15 | 7 | 1.7783e-09 | 5spot_SharedNeighbor | Water | Porous | Wet | R600a | MinimizeLCOE_Brownfield | IgnoreSilica | 112.0512 | 16.1825 | 0.89117 | 4 | 10931.4838 | 14889.0027 | 222.8531 | 303.5325 | 93.7284 | 0 | 180.2435 | 2374745.0789 | 143753.883 | 3225992.9875 | 3596776.3975 | 0 | 220472.0018 | 0 | 3729078.736 | 9702297.9318 | 6622017.7008 | 29615134.7173 | 961560.8286 | 8390483.6777 | 8390483.6777 | 1478867.319 | 4237914.541 | 0 | 38967179.2236 | 53074444.7614 | 1778279.41 | 3.5647 | 10931.4838 | 14889.0027 | 222.8531 | 303.5325
1 | 2700 | 707 | 0.03 | 15 | 15 | 7 | 2.3714e-09 | 5spot_SharedNeighbor | Water | Porous | Wet | R600a | MinimizeLCOE_Brownfield | IgnoreSilica | 112.9844 | 16.3137 | 0.90147 | 4 | 10857.8282 | 14770.141 | 221.3515 | 301.1093 | 93.7169 | 0 | 205.1023 | 2388106.2824 | 144546.2416 | 3246920.5509 | 3626185.4752 | 0 | 215604.1953 | 0 | 3752331.4707 | 9762796.7779 | 6663309.4063 | 29799800.4004 | 961560.8286 | 8390483.6777 | 8390483.6777 | 1478867.319 | 4237914.541 | 0 | 39151844.9068 | 53259110.4445 | 2371373.7057 | 3.6059 | 10857.8282 | 14770.141 | 221.3515 | 301.1093
1 | 2700 | 707 | 0.03 | 15 | 15 | 7 | 3.1623e-09 | 5spot_SharedNeighbor | Water | Porous | Wet | R600a | MinimizeLCOE_Brownfield | IgnoreSilica | 113.6908 | 16.4129 | 0.9093 | 4 | 10802.5672 | 14681.1804 | 220.2249 | 299.2957 | 93.7081 | 0 | 171.2802 | 2398187.815 | 145143.8595 | 3262729.3313 | 3648442.5423 | 0 | 211795.5199 | 0 | 3769856.6365 | 9808393.6644 | 6694430.2183 | 29938979.5873 | 961560.8286 | 8390483.6777 | 8390483.6777 | 1478867.319 | 4237914.541 | 0 | 39291024.0936 | 53398289.6313 | 3162277.6602 | 3.6372 | 10802.5672 | 14681.1804 | 220.2249 | 299.2957
1 | 2700 | 707 | 0.03 | 15 | 15 | 7 | 4.217e-09 | 5spot_SharedNeighbor | Water | Porous | Wet | R600a | MinimizeLCOE_Brownfield | IgnoreSilica | 114.2413 | 16.4901 | 0.91533 | 4 | 10761.111 | 14614.1859 | 219.3798 | 297.9299 | 93.7011 | 0 | 219.426 | 2406023.1745 | 145608.1809 | 3275026.6839 | 3665780.4446 | 0 | 208936.4902 | 0 | 3783536.2399 | 9843985.1861 | 6718722.1632 | 30047618.5632 | 961560.8286 | 8390483.6777 | 8390483.6777 | 1478867.319 | 4237914.541 | 0 | 39399663.0696 | 53506928.6073 | 4216965.0343 | 3.6613 | 10761.111 | 14614.1859 | 219.3798 | 297.9299
1 | 2700 | 707 | 0.03 | 15 | 15 | 7 | 5.6234e-09 | 5spot_SharedNeighbor | Water | Porous | Wet | R600a | MinimizeLCOE_Brownfield | IgnoreSilica | 114.6387 | 16.5459 | 0.91979 | 4 | 10730.0134 | 14564.3956 | 218.7458 | 296.9149 | 93.696 | 0 | 212.222 | 2411669.9117 | 145942.7237 | 3283894.9779 | 3678297.1479 | 0 | 206644.6284 | 0 | 3793315.2619 | 9869428.1955 | 6736087.5399 | 30125280.3868 | 961560.8286 | 8390483.6777 | 8390483.6777 | 1478867.319 | 4237914.541 | 0 | 39477324.8931 | 53584590.4308 | 5623413.2519 | 3.6791 | 10730.0134 | 14564.3956 | 218.7458 | 296.9149
1 | 2700 | 707 | 0.03 | 15 | 15 | 7 | 7.4989e-09 | 5spot_SharedNeighbor | Water | Porous | Wet | R600a | MinimizeLCOE_Brownfield | IgnoreSilica | 114.9406 | 16.5882 | 0.92317 | 4 | 10706.6878 | 14527.0287 | 218.2703 | 296.1531 | 93.6921 | 0 | 188.9494 | 2415952.8806 | 146196.4245 | 3290624.7378 | 3687802.9885 | 0 | 204908.5772 | 0 | 3800739.3874 | 9888744.2471 | 6749271.142 | 30184240.3852 | 961560.8286 | 8390483.6777 | 8390483.6777 | 1478867.319 | 4237914.541 | 0 | 39536284.8916 | 53643550.4293 | 7498942.0933 | 3.6927 | 10706.6878 | 14527.0287 | 218.2703 | 296.1531
1 | 2700 | 707 | 0.03 | 15 | 15 | 7 | 1e-08 | 5spot_SharedNeighbor | Water | Porous | Wet | R600a | MinimizeLCOE_Brownfield | IgnoreSilica | 115.1723 | 16.6207 | 0.92574 | 4 | 10689.1927 | 14498.9223 | 217.9137 | 295.5801 | 93.6891 | 0 | 191.8911 | 2419236.3012 | 146390.891 | 3295785.8397 | 3695097.4431 | 0 | 203613.3052 | 0 | 3806448.2743 | 9903597.5998 | 6759408.8605 | 30229578.5149 | 961560.8286 | 8390483.6777 | 8390483.6777 | 1478867.319 | 4237914.541 | 0 | 39581623.0212 | 53688888.559 | 10000000 | 3.703 | 10689.1927 | 14498.9223 | 217.9137 | 295.5801
1 | 2800 | 707 | 0.03 | 15 | 15 | 7 | 1e-13 | 5spot_SharedNeighbor | Water | Porous | Wet | R600a | MinimizeLCOE_Brownfield | IgnoreSilica | 0 | 0 | 0 | 0 | [6 empty] | 18.7279 | [19 empty] | 100 | 0
1 | 2800 | 707 | 0.03 | 15 | 15 | 7 | 1.3335e-13 | 5spot_SharedNeighbor | Water | Porous | Wet | R600a | MinimizeLCOE_Brownfield | IgnoreSilica | 0 | 0 | 0 | 0 | [6 empty] | 21.0603 | [19 empty] | 133.3521 | 0
1 | 2800 | 707 | 0.03 | 15 | 15 | 7 | 1.7783e-13 | 5spot_SharedNeighbor | Water | Porous | Wet | R600a | MinimizeLCOE_Brownfield | IgnoreSilica | 0 | 0 | 0 | 0 | [6 empty] | 22.6197 | [19 empty] | 177.8279 | 0
1 | 2800 | 707 | 0.03 | 15 | 15 | 7 | 2.3714e-13 | 5spot_SharedNeighbor | Water | Porous | Wet | R600a | MinimizeLCOE_Brownfield | IgnoreSilica | 0 | 0 | 0 | 0 | [6 empty] | 21.7391 | [19 empty] | 237.1374 | 0
1 | 2800 | 707 | 0.03 | 15 | 15 | 7 | 3.1623e-13 | 5spot_SharedNeighbor | Water | Porous | Wet | R600a | MinimizeLCOE_Brownfield | IgnoreSilica | 0 | 0 | 0 | 0 | [6 empty] | 22.4072 | [19 empty] | 316.2278 | 0
1 | 2800 | 707 | 0.03 | 15 | 15 | 7 | 4.217e-13 | 5spot_SharedNeighbor | Water | Porous | Wet | R600a | MinimizeLCOE_Brownfield | IgnoreSilica | 0 | 0 | 0 | 0 | [6 empty] | 22.2595 | [19 empty] | 421.6965 | 0
1 | 2800 | 707 | 0.03 | 15 | 15 | 7 | 5.6234e-13 | 5spot_SharedNeighbor | Water | Porous | Wet | R600a | MinimizeLCOE_Brownfield | IgnoreSilica | 0 | 0 | 0 | 0 | [6 empty] | 25.0591 | [19 empty] | 562.3413 | 0
1 | 2800 | 707 | 0.03 | 15 | 15 | 7 | 7.4989e-13 | 5spot_SharedNeighbor | Water | Porous | Wet | R600a | MinimizeLCOE_Brownfield | IgnoreSilica | 0.97664 | 0.096591 | 0.00062475 | 4 | 4140171.7174 | 9989492.6453 | 84403.0005 | 203649.3194 | 76.1908 | 0 | 73.9332 | 56954.7773 | 3078.937 | 54369.4432 | 50600.9038 | 0 | 38345.6611 | 0 | 79306.3917 | 206338.9633 | 140830.5823 | 629825.6596 | 961560.8286 | 8754830.6413 | 8754830.6413 | 1478867.319 | 4383653.3264 | 0 | 10346217.1295 | 24963568.4163 | 749.8942 | 0.002499 | 4140171.7174 | 9989492.6453 | 84403.0005 | 203649.3194
1 | 2800 | 707 | 0.03 | 15 | 15 | 7 | 1e-12 | 5spot_SharedNeighbor | Water | Porous | Wet | R600a | MinimizeLCOE_Brownfield | IgnoreSilica | 1.4764 | 0.16855 | 0.0022538 | 4 | 1179203.3577 | 2800592.2371 | 24039.6554 | 57093.8608 | 82.3894 | 0 | 259.4637 | 88935.8995 | 5011.0237 | 84457.0723 | 66514.1138 | 0 | 50347.5575 | 0 | 115153.6101 | 299606.0722 | 204487.3006 | 914512.6497 | 961560.8286 | 8754830.6413 | 8754830.6413 | 1478867.319 | 4383653.3264 | 0 | 10630904.1197 | 25248255.4064 | 1000 | 0.0090153 | 1179203.3577 | 2800592.2371 | 24039.6554 | 57093.8608
1 | 2800 | 707 | 0.03 | 15 | 15 | 7 | 1.3335e-12 | 5spot_SharedNeighbor | Water | Porous | Wet | R600a | MinimizeLCOE_Brownfield | IgnoreSilica | 2.0793 | 0.25829 | 0.004787 | 4 | 571687.9937 | 1335072.2179 | 11654.633 | 27217.253 | 86.2941 | 0 | 381.2935 | 123752.5023 | 7155.8632 | 118469.0923 | 85960.3165 | 0 | 61898.9181 | 0 | 154922.3101 | 403076.0718 | 275107.7014 | 1230342.7758 | 961560.8286 | 8754830.6413 | 8754830.6413 | 1478867.319 | 4383653.3264 | 0 | 10946734.2457 | 25564085.5325 | 1333.5214 | 0.019148 | 571687.9937 | 1335072.2179 | 11654.633 | 27217.253
1 | 2800 | 707 | 0.03 | 15 | 15 | 7 | 1.7783e-12 | 5spot_SharedNeighbor | Water | Porous | Wet | R600a | MinimizeLCOE_Brownfield | IgnoreSilica | 2.8324 | 0.37228 | 0.0084439 | 4 | 334951.9834 | 767732.7541 | 6828.4492 | 15651.2706 | 89.005 | 0 | 91.5058 | 163175.8958 | 9608.438 | 158378.3292 | 110546.2742 | 0 | 73828.9785 | 0 | 201059.7871 | 523116.323 | 357037.6394 | 1596751.6652 | 961560.8286 | 8754830.6413 | 8754830.6413 | 1478867.319 | 4383653.3264 | 0 | 11313143.1351 | 25930494.4218 | 1778.2794 | 0.033775 | 334951.9834 | 767732.7541 | 6828.4492 | 15651.2706
1 | 2800 | 707 | 0.03 | 15 | 15 | 7 | 2.3714e-12 | 5spot_SharedNeighbor | Water | Porous | Wet | R600a | MinimizeLCOE_Brownfield | IgnoreSilica | 3.7681 | 0.5151 | 0.013496 | 4 | 217421.3154 | 488195.8767 | 4432.4276 | 9952.5333 | 90.945 | 0 | 88.8642 | 207711.2064 | 12390.9469 | 205053.8312 | 141166.1615 | 0 | 86115.9664 | 0 | 254450.8639 | 662028.9527 | 451848.3635 | 2020766.2925 | 961560.8286 | 8754830.6413 | 8754830.6413 | 1478867.319 | 4383653.3264 | 0 | 11737157.7625 | 26354509.0492 | 2371.3737 | 0.053983 | 217421.3154 | 488195.8767 | 4432.4276 | 9952.5333
1 | 2800 | 707 | 0.03 | 15 | 15 | 7 | 3.1623e-12 | 5spot_SharedNeighbor | Water | Porous | Wet | R600a | MinimizeLCOE_Brownfield | IgnoreSilica | 5.0003 | 0.70411 | 0.020373 | 4 | 150479.4971 | 329851.7895 | 3067.7281 | 6724.4749 | 92.4353 | 0 | 86.5435 | 261216.3852 | 15739.7111 | 263007.0443 | 181601.1101 | 0 | 100595.4485 | 0 | 320642.2827 | 834245.4468 | 569389.6595 | 2546437.0883 | 961560.8286 | 8754830.6413 | 8754830.6413 | 1478867.319 | 4383653.3264 | 0 | 12262828.5583 | 26880179.845 | 3162.2777 | 0.081492 | 150479.4971 | 329851.7895 | 3067.7281 | 6724.4749
1 | 2800 | 707 | 0.03 | 15 | 15 | 7 | 4.217e-12 | 5spot_SharedNeighbor | Water | Porous | Wet | R600a | MinimizeLCOE_Brownfield | IgnoreSilica | 6.5083 | 0.93579 | 0.029498 | 4 | 109041.167 | 232924.9668 | 2222.9517 | 4748.4905 | 93.4987 | 0 | 96.4367 | 321112.2747 | 19488.5316 | 329947.9812 | 231198.2486 | 0 | 115167.2484 | 0 | 396596.571 | 1031862.9245 | 704267.6486 | 3149641.4285 | 961560.8286 | 8754830.6413 | 8754830.6413 | 1478867.319 | 4383653.3264 | 0 | 12866032.8985 | 27483384.1852 | 4216.965 | 0.11799 | 109041.167 | 232924.9668 | 2222.9517 | 4748.4905
1 | 2800 | 707 | 0.03 | 15 | 15 | 7 | 5.6234e-12 | 5spot_SharedNeighbor | Water | Porous | Wet | R600a | MinimizeLCOE_Brownfield | IgnoreSilica | 8.3183 | 1.2124 | 0.041268 | 4 | 82041.264 | 170592.2623 | 1672.5221 | 3477.754 | 94.2022 | 0 | 47.9877 | 386720.7531 | 23582.2761 | 405669.6445 | 290403.1628 | 0 | 129034.9391 | 0 | 481810.2025 | 1253571.3141 | 855588.1802 | 3826380.4724 | 961560.8286 | 8754830.6413 | 8754830.6413 | 1478867.319 | 4383653.3264 | 0 | 13542771.9423 | 28160123.2291 | 5623.4133 | 0.16507 | 82041.264 | 170592.2623 | 1672.5221 | 3477.754
1 | 2800 | 707 | 0.03 | 15 | 15 | 7 | 7.4989e-12 | 5spot_SharedNeighbor | Water | Porous | Wet | R600a | MinimizeLCOE_Brownfield | IgnoreSilica | 11.0445 | 1.6354 | 0.057936 | 4 | 62737.1997 | 125812.812 | 1278.9827 | 2564.8643 | 95.024 | 0 | 41.8853 | 479619.932 | 29401.2758 | 515094.3764 | 380409.6894 | 0 | 152510.593 | 0 | 607243.988 | 1579924.2939 | 1078330.7948 | 4822534.9432 | 961560.8286 | 8754830.6413 | 8754830.6413 | 1478867.319 | 4383653.3264 | 0 | 14538926.4132 | 29156277.6999 | 7498.9421 | 0.23174 | 62737.1997 | 125812.812 | 1278.9827 | 2564.8643
1 | 2800 | 707 | 0.03 | 15 | 15 | 7 | 1e-11 | 5spot_SharedNeighbor | Water | Porous | Wet | R600a | MinimizeLCOE_Brownfield | IgnoreSilica | 14.1897 | 2.1204 | 0.078865 | 4 | 49489.2067 | 95826.1018 | 1008.9044 | 1953.5447 | 95.5113 | 0 | 53.283 | 577231.1498 | 35490.5269 | 633836.1322 | 483648.2798 | 0 | 173216.4072 | 0 | 742334.7734 | 1931402.8065 | 1318222.1018 | 5895382.1776 | 961560.8286 | 8754830.6413 | 8754830.6413 | 1478867.319 | 4383653.3264 | 0 | 15611773.6475 | 30229124.9342 | 10000 | 0.31546 | 49489.2067 | 95826.1018 | 1008.9044 | 1953.5447
1 | 2800 | 707 | 0.03 | 15 | 15 | 7 | 1.3335e-11 | 5spot_SharedNeighbor | Water | Porous | Wet | R600a | MinimizeLCOE_Brownfield | IgnoreSilica | 18.1332 | 2.7289 | 0.10601 | 4 | 39841.9382 | 74314.467 | 812.2318 | 1515.0009 | 95.8866 | 0 | 64.7996 | 690647.0239 | 42553.4478 | 775360.9835 | 613114.7133 | 0 | 195778.5585 | 0 | 903807.3436 | 2351521.3115 | 1604961.6141 | 7177744.9962 | 961560.8286 | 8754830.6413 | 8754830.6413 | 1478867.319 | 4383653.3264 | 0 | 16894136.4661 | 31511487.7529 | 13335.2143 | 0.42403 | 39841.9382 | 74314.467 | 812.2318 | 1515.0009
1 | 2800 | 707 | 0.03 | 15 | 15 | 7 | 1.7783e-11 | 5spot_SharedNeighbor | Water | Porous | Wet | R600a | MinimizeLCOE_Brownfield | IgnoreSilica | 22.9936 | 3.479 | 0.14078 | 4 | 32682.6421 | 58641.172 | 666.2799 | 1195.4796 | 96.1743 | 0 | 50.6689 | 820554.7128 | 50628.6873 | 941430.2095 | 772733.4095 | 0 | 219503.7537 | 0 | 1093891.8014 | 2846082.0791 | 1942509.5001 | 8687334.1534 | 961560.8286 | 8754830.6413 | 8754830.6413 | 1478867.319 | 4383653.3264 | 0 | 18403725.6233 | 33021076.9101 | 17782.7941 | 0.5631 | 32682.6421 | 58641.172 | 666.2799 | 1195.4796
1 | 2800 | 707 | 0.03 | 15 | 15 | 7 | 2.3714e-11 | 5spot_SharedNeighbor | Water | Porous | Wet | R600a | MinimizeLCOE_Brownfield | IgnoreSilica | 28.9102 | 4.3924 | 0.18471 | 4 | 27290.3677 | 47074.0665 | 556.3511 | 959.6685 | 96.396 | 0 | 56.2012 | 967986.353 | 59775.9068 | 1134264.5474 | 967087.4129 | 0 | 243978.9331 | 0 | 1315506.3297 | 3422677.6224 | 2336047.8063 | 10447324.9116 | 961560.8286 | 8754830.6413 | 8754830.6413 | 1478867.319 | 4383653.3264 | 0 | 20163716.3815 | 34781067.6682 | 23713.7371 | 0.73886 | 27290.3677 | 47074.0665 | 556.3511 | 959.6685
1 | 2800 | 707 | 0.03 | 15 | 15 | 7 | 3.1623e-11 | 5spot_SharedNeighbor | Water | Porous | Wet | R600a | MinimizeLCOE_Brownfield | IgnoreSilica | 35.9749 | 5.4833 | 0.2392 | 4 | 23182.5573 | 38459.7186 | 472.6078 | 784.0534 | 96.5672 | 0 | 63.8354 | 1132654.8085 | 69972.7839 | 1354341.3427 | 1199171.5444 | 0 | 268369.2362 | 0 | 1569558.7891 | 4083670.0085 | 2787188.6918 | 12464927.2051 | 961560.8286 | 8754830.6413 | 8754830.6413 | 1478867.319 | 4383653.3264 | 0 | 22181318.675 | 36798669.9618 | 31622.7766 | 0.95681 | 23182.5573 | 38459.7186 | 472.6078 | 784.0534
1 | 2800 | 707 | 0.03 | 15 | 15 | 7 | 4.217e-11 | 5spot_SharedNeighbor | Water | Porous | Wet | R600a | MinimizeLCOE_Brownfield | IgnoreSilica | 44.1307 | 6.7427 | 0.30483 | 4 | 20029.3078 | 32017.4135 | 408.3245 | 652.7183 | 96.6971 | 0 | 73.9754 | 1311184.3773 | 81006.1218 | 1597795.2001 | 1467108.1465 | 0 | 290908.6274 | 0 | 1851720.9645 | 4817798.1095 | 3288246.2056 | 14705767.7527 | 961560.8286 | 8754830.6413 | 8754830.6413 | 1478867.319 | 4383653.3264 | 0 | 24422159.2226 | 39039510.5094 | 42169.6503 | 1.2193 | 20029.3078 | 32017.4135 | 408.3245 | 652.7183
1 | 2800 | 707 | 0.03 | 15 | 15 | 7 | 5.6234e-11 | 5spot_SharedNeighbor | Water | Porous | Wet | R600a | MinimizeLCOE_Brownfield | IgnoreSilica | 53.1561 | 8.1357 | 0.38082 | 4 | 17601.8167 | 27197.7254 | 358.8368 | 554.4624 | 96.7893 | 0 | 73.3336 | 1497521.9788 | 92497.2671 | 1856685.9958 | 1763542.6901 | 0 | 309571.007 | 0 | 2152729.3861 | 5600960.2772 | 3822770.4774 | 17096279.0796 | 961560.8286 | 8754830.6413 | 8754830.6413 | 1478867.319 | 4383653.3264 | 0 | 26812670.5495 | 41430021.8363 | 56234.1325 | 1.5233 | 17601.8167 | 27197.7254 | 358.8368 | 554.4624
1 | 2800 | 707 | 0.03 | 15 | 15 | 7 | 7.4989e-11 | 5spot_SharedNeighbor | Water | Porous | Wet | R600a | MinimizeLCOE_Brownfield | IgnoreSilica | 62.5862 | 9.5885 | 0.46426 | 4 | 15736.6638 | 23607.9975 | 320.8132 | 481.281 | 96.8425 | 0 | 69.8304 | 1681969.0803 | 103843.2818 | 2117417.2162 | 2073024.0684 | 0 | 321959.1393 | 0 | 2456302.9865 | 6390796.5139 | 4361849.9385 | 19507162.2248 | 961560.8286 | 8754830.6413 | 8754830.6413 | 1478867.319 | 4383653.3264 | 0 | 29223553.6948 | 43840904.9815 | 74989.4209 | 1.857 | 15736.6638 | 23607.9975 | 320.8132 | 481.281
1 | 2800 | 707 | 0.03 | 15 | 15 | 7 | 1e-10 | 5spot_SharedNeighbor | Water | Porous | Wet | R600a | MinimizeLCOE_Brownfield | IgnoreSilica | 71.8324 | 11.0082 | 0.55043 | 4 | 14310.6271 | 20949.6716 | 291.7415 | 427.0874 | 96.8578 | 0 | 92.3657 | 1854152.1554 | 114403.8623 | 2364690.045 | 2376022.5678 | 0 | 326537.7775 | 0 | 2743964.4991 | 7139232.7623 | 4872673.0568 | 21791676.7263 | 961560.8286 | 8754830.6413 | 8754830.6413 | 1478867.319 | 4383653.3264 | 0 | 31508068.1963 | 46125419.483 | 100000 | 2.2017 | 14310.6271 | 20949.6716 | 291.7415 | 427.0874
1 | 2800 | 707 | 0.03 | 15 | 15 | 7 | 1.3335e-10 | 5spot_SharedNeighbor | Water | Porous | Wet | R600a | MinimizeLCOE_Brownfield | IgnoreSilica | 80.4124 | 12.3194 | 0.63437 | 4 | 13226.2741 | 18986.8686 | 269.6355 | 387.073 | 96.8423 | 0 | 86.2061 | 2007123.4484 | 123756.0524 | 2587499.6684 | 2656612.1237 | 0 | 323738.3258 | 0 | 3002504.5513 | 7811900.9441 | 5331782.9128 | 23844918.0268 | 961560.8286 | 8754830.6413 | 8754830.6413 | 1478867.319 | 4383653.3264 | 0 | 33561309.4968 | 48178660.7835 | 133352.1432 | 2.5375 | 13226.2741 | 18986.8686 | 269.6355 | 387.073
1 | 2800 | 707 | 0.03 | 15 | 15 | 7 | 1.7783e-10 | 5spot_SharedNeighbor | Water | Porous | Wet | R600a | MinimizeLCOE_Brownfield | IgnoreSilica | 86.505 | 13.2462 | 0.70498 | 4 | 12390.4829 | 17574.1088 | 252.5968 | 358.272 | 96.8151 | 0 | 209.7221 | 2112103.3405 | 130155.3927 | 2742128.4504 | 2855442.2966 | 0 | 304042.6357 | 0 | 3176110.1252 | 8263587.036 | 5640067.9518 | 25223637.2288 | 961560.8286 | 8754830.6413 | 8754830.6413 | 1478867.319 | 4383653.3264 | 0 | 34940028.6987 | 49557379.9855 | 177827.941 | 2.8199 | 12390.4829 | 17574.1088 | 252.5968 | 358.272
1 | 2800 | 707 | 0.03 | 15 | 15 | 7 | 2.3714e-10 | 5spot_SharedNeighbor | Water | Porous | Wet | R600a | MinimizeLCOE_Brownfield | IgnoreSilica | 94.8144 | 14.5032 | 0.78293 | 4 | 11774.02 | 16441.5182 | 240.0293 | 335.1826 | 96.7582 | 0 | 86.5738 | 2250748.9057 | 138580.8077 | 2948523.7434 | 3125970.9835 | 0 | 304162.0976 | 0 | 3419514.7498 | 8896875.94 | 6072300.6416 | 27156677.8694 | 961560.8286 | 8754830.6413 | 8754830.6413 | 1478867.319 | 4383653.3264 | 0 | 36873069.3393 | 51490420.626 | 237137.3706 | 3.1317 | 11774.02 | 16441.5182 | 240.0293 | 335.1826
1 | 2800 | 707 | 0.03 | 15 | 15 | 7 | 3.1623e-10 | 5spot_SharedNeighbor | Water | Porous | Wet | R600a | MinimizeLCOE_Brownfield | IgnoreSilica | 100.1151 | 15.3004 | 0.84084 | 4 | 11311.8643 | 15657.931 | 230.6077 | 319.2081 | 96.7107 | 0 | 85.2874 | 2336601.5672 | 143781.6717 | 3077600.7664 | 3298110.3283 | 0 | 290521.3351 | 0 | 3567180.1108 | 9281070.9191 | 6334521.6092 | 28329388.3078 | 961560.8286 | 8754830.6413 | 8754830.6413 | 1478867.319 | 4383653.3264 | 0 | 38045779.7778 | 52663131.0645 | 316227.766 | 3.3634 | 11311.8643 | 15657.931 | 230.6077 | 319.2081
1 | 2800 | 707 | 0.03 | 15 | 15 | 7 | 4.217e-10 | 5spot_SharedNeighbor | Water | Porous | Wet | R600a | MinimizeLCOE_Brownfield | IgnoreSilica | 104.3681 | 15.9373 | 0.88853 | 4 | 10964.3638 | 15077.1744 | 223.5234 | 307.3686 | 96.6667 | 0 | 90.0261 | 2404094.8649 | 147860.9316 | 3179771.6382 | 3435966.5942 | 0 | 276829.4118 | 0 | 3683364.1419 | 9583357.9353 | 6540838.7092 | 29252084.227 | 961560.8286 | 8754830.6413 | 8754830.6413 | 1478867.319 | 4383653.3264 | 0 | 38968475.697 | 53585826.9837 | 421696.5034 | 3.5541 | 10964.3638 | 15077.1744 | 223.5234 | 307.3686
1 | 2800 | 707 | 0.03 | 15 | 15 | 7 | 5.6234e-10 | 5spot_SharedNeighbor | Water | Porous | Wet | R600a | MinimizeLCOE_Brownfield | IgnoreSilica | 107.7056 | 16.4353 | 0.92683 | 4 | 10703.2634 | 14646.1164 | 218.2005 | 298.5809 | 96.6286 | 0 | 83.6821 | 2456216.6365 | 151005.1903 | 3259099.9325 | 3543973.4662 | 0 | 264033.66 | 0 | 3772988.2654 | 9816541.5202 | 6699991.2973 | 29963849.9683 | 961560.8286 | 8754830.6413 | 8754830.6413 | 1478867.319 | 4383653.3264 | 0 | 39680241.4383 | 54297592.725 | 562341.3252 | 3.7073 | 10703.2634 | 14646.1164 | 218.2005 | 298.5809
1 | 2800 | 707 | 0.03 | 15 | 15 | 7 | 7.4989e-10 | 5spot_SharedNeighbor | Water | Porous | Wet | R600a | MinimizeLCOE_Brownfield | IgnoreSilica | 110.3003 | 16.8213 | 0.95711 | 4 | 10507.1659 | 14325.2651 | 214.2028 | 292.0399 | 96.597 | 0 | 76.8371 | 2496239.4467 | 153415.9215 | 3320269.8491 | 3627836.2738 | 0 | 252781.0677 | 0 | 3841711.5979 | 9995345.5343 | 6822028.711 | 30509628.4019 | 961560.8286 | 8754830.6413 | 8754830.6413 | 1478867.319 | 4383653.3264 | 0 | 40226019.8719 | 54843371.1586 | 749894.2093 | 3.8284 | 10507.1659 | 14325.2651 | 214.2028 | 292.0399
1 | 2800 | 707 | 0.03 | 15 | 15 | 7 | 1e-09 | 5spot_SharedNeighbor | Water | Porous | Wet | R600a | MinimizeLCOE_Brownfield | IgnoreSilica | 112.305 | 17.1188 | 0.98078 | 4 | 10359.9297 | 14085.8882 | 211.2012 | 287.1599 | 96.5713 | 0 | 97.6785 | 2526867.4806 | 155258.563 | 3367232.9566 | 3692563.6115 | 0 | 243301.1121 | 0 | 3894237.2523 | 10132006.5125 | 6915302.6367 | 30926770.1254 | 961560.8286 | 8754830.6413 | 8754830.6413 | 1478867.319 | 4383653.3264 | 0 | 40643161.5953 | 55260512.882 | 1000000 | 3.9231 | 10359.9297 | 14085.8882 | 211.2012 | 287.1599
1 | 2800 | 707 | 0.03 | 15 | 15 | 7 | 1.3335e-09 | 5spot_SharedNeighbor | Water | Porous | Wet | R600a | MinimizeLCOE_Brownfield | IgnoreSilica | 113.8345 | 17.3454 | 0.99904 | 4 | 10249.4033 | 13907.2384 | 208.948 | 283.5179 | 96.551 | 0 | 91.313 | 2550065.4325 | 156652.8959 | 3402891.7535 | 3741908.9521 | 0 | 235489.6834 | 0 | 3933933.3998 | 10235287.7457 | 6985794.2005 | 31242024.0635 | 961560.8286 | 8754830.6413 | 8754830.6413 | 1478867.319 | 4383653.3264 | 0 | 40958415.5335 | 55575766.8202 | 1333521.4322 | 3.9962 | 10249.4033 | 13907.2384 | 208.948 | 283.5179
1 | 2800 | 707 | 0.03 | 15 | 15 | 7 | 1.7783e-09 | 5spot_SharedNeighbor | Water | Porous | Wet | R600a | MinimizeLCOE_Brownfield | IgnoreSilica | 114.9749 | 17.514 | 1.0129 | 4 | 10166.4483 | 13774.1947 | 207.2568 | 280.8056 | 96.5355 | 0 | 87.4413 | 2567266.3458 | 157686.0348 | 3429381.8553 | 3778677.3282 | 0 | 229078.636 | 0 | 3963215.178 | 10311472.9261 | 7037792.1516 | 31474570.4558 | 961560.8286 | 8754830.6413 | 8754830.6413 | 1478867.319 | 4383653.3264 | 0 | 41190961.9258 | 55808313.2125 | 1778279.41 | 4.0517 | 10166.4483 | 13774.1947 | 207.2568 | 280.8056
1 | 2800 | 707 | 0.03 | 15 | 15 | 7 | 2.3714e-09 | 5spot_SharedNeighbor | Water | Porous | Wet | R600a | MinimizeLCOE_Brownfield | IgnoreSilica | 115.8567 | 17.6444 | 1.0236 | 4 | 10104.1962 | 13674.3025 | 205.9877 | 278.7692 | 96.5233 | 0 | 92.9178 | 2580512.1963 | 158481.1897 | 3449809.9164 | 3807096.031 | 0 | 224113.1145 | 0 | 3985804.8547 | 10370246.631 | 7077906.4129 | 31653970.3468 | 961560.8286 | 8754830.6413 | 8754830.6413 | 1478867.319 | 4383653.3264 | 0 | 41370361.8167 | 55987713.1035 | 2371373.7057 | 4.0944 | 10104.1962 | 13674.3025 | 205.9877 | 278.7692
1 | 2800 | 707 | 0.03 | 15 | 15 | 7 | 3.1623e-09 | 5spot_SharedNeighbor | Water | Porous | Wet | R600a | MinimizeLCOE_Brownfield | IgnoreSilica | 116.507 | 17.7404 | 1.0316 | 4 | 10057.4866 | 13599.8609 | 205.0355 | 277.2516 | 96.5142 | 0 | 92.8338 | 2590249.5491 | 159065.4848 | 3464843.2683 | 3828045.7612 | 0 | 220145.6617 | 0 | 4002316.3928 | 10413206.2661 | 7107227.2466 | 31785099.6305 | 961560.8286 | 8754830.6413 | 8754830.6413 | 1478867.319 | 4383653.3264 | 0 | 41501491.1004 | 56118842.3872 | 3162277.6602 | 4.1264 | 10057.4866 | 13599.8609 | 205.0355 | 277.2516
1 | 2800 | 707 | 0.03 | 15 | 15 | 7 | 4.217e-09 | 5spot_SharedNeighbor | Water | Porous | Wet | R600a | MinimizeLCOE_Brownfield | IgnoreSilica | 117.0166 | 17.8155 | 1.0378 | 4 | 10022.4429 | 13543.7284 | 204.3211 | 276.1072 | 96.507 | 0 | 89.8945 | 2597861.0515 | 159522.0746 | 3476604.0587 | 3844456.1781 | 0 | 217187.173 | 0 | 4015295.909 | 10446976.3049 | 7130275.992 | 31888178.7419 | 961560.8286 | 8754830.6413 | 8754830.6413 | 1478867.319 | 4383653.3264 | 0 | 41604570.2119 | 56221921.4986 | 4216965.0343 | 4.1511 | 10022.4429 | 13543.7284 | 204.3211 | 276.1072
1 | 2800 | 707 | 0.03 | 15 | 15 | 7 | 5.6234e-09 | 5spot_SharedNeighbor | Water | Porous | Wet | R600a | MinimizeLCOE_Brownfield | IgnoreSilica | 117.387 | 17.8702 | 1.0424 | 4 | 9996.1541 | 13501.9454 | 203.7851 | 275.2554 | 96.5017 | 0 | 96.0126 | 2603384.7542 | 159853.3437 | 3485144.2144 | 3856384.3934 | 0 | 214841.5012 | 0 | 4024647.2006 | 10471306.4474 | 7146881.8142 | 31962443.6691 | 961560.8286 | 8754830.6413 | 8754830.6413 | 1478867.319 | 4383653.3264 | 0 | 41678835.139 | 56296186.4257 | 5623413.2519 | 4.1695 | 9996.1541 | 13501.9454 | 203.7851 | 275.2554
1 | 2800 | 707 | 0.03 | 15 | 15 | 7 | 7.4989e-09 | 5spot_SharedNeighbor | Water | Porous | Wet | R600a | MinimizeLCOE_Brownfield | IgnoreSilica | 117.6667 | 17.9114 | 1.0458 | 4 | 9976.4346 | 13470.616 | 203.3831 | 274.6167 | 96.4977 | 0 | 82.4322 | 2607549.6372 | 160103.077 | 3491586.4395 | 3865388.8828 | 0 | 213057.7011 | 0 | 4031697.4377 | 10489649.718 | 7159401.4733 | 32018434.3667 | 961560.8286 | 8754830.6413 | 8754830.6413 | 1478867.319 | 4383653.3264 | 0 | 41734825.8366 | 56352177.1233 | 7498942.0933 | 4.1833 | 9976.4346 | 13470.616 | 203.3831 | 274.6167
1 | 2800 | 707 | 0.03 | 15 | 15 | 7 | 1e-08 | 5spot_SharedNeighbor | Water | Porous | Wet | R600a | MinimizeLCOE_Brownfield | IgnoreSilica | 117.8714 | 17.9416 | 1.0484 | 4 | 9961.6438 | 13447.2455 | 203.0816 | 274.1403 | 96.4947 | 0 | 81.5715 | 2610594.3841 | 160285.6205 | 3496297.6542 | 3871977.4427 | 0 | 211671.3144 | 0 | 4036822.3022 | 10502983.5642 | 7168502.0973 | 32059134.3795 | 961560.8286 | 8754830.6413 | 8754830.6413 | 1478867.319 | 4383653.3264 | 0 | 41775525.8495 | 56392877.1362 | 10000000 | 4.1936 | 9961.6438 | 13447.2455 | 203.0816 | 274.1403
1 | 2900 | 707 | 0.03 | 15 | 15 | 7 | 1e-13 | 5spot_SharedNeighbor | Water | Porous | Wet | R600a | MinimizeLCOE_Brownfield | IgnoreSilica | 0 | 0 | 0 | 0 | [6 empty] | 19.0601 | [19 empty] | 100 | 0
1 | 2900 | 707 | 0.03 | 15 | 15 | 7 | 1.3335e-13 | 5spot_SharedNeighbor | Water | Porous | Wet | R600a | MinimizeLCOE_Brownfield | IgnoreSilica | 0 | 0 | 0 | 0 | [6 empty] | 21.0539 | [19 empty] | 133.3521 | 0
1 | 2900 | 707 | 0.03 | 15 | 15 | 7 | 1.7783e-13 | 5spot_SharedNeighbor | Water | Porous | Wet | R600a | MinimizeLCOE_Brownfield | IgnoreSilica | 0 | 0 | 0 | 0 | [6 empty] | 22.2676 | [19 empty] | 177.8279 | 0
1 | 2900 | 707 | 0.03 | 15 | 15 | 7 | 2.3714e-13 | 5spot_SharedNeighbor | Water | Porous | Wet | R600a | MinimizeLCOE_Brownfield | IgnoreSilica | 0 | 0 | 0 | 0 | [6 empty] | 22.2586 | [19 empty] | 237.1374 | 0
1 | 2900 | 707 | 0.03 | 15 | 15 | 7 | 3.1623e-13 | 5spot_SharedNeighbor | Water | Porous | Wet | R600a | MinimizeLCOE_Brownfield | IgnoreSilica | 0 | 0 | 0 | 0 | [6 empty] | 22.3014 | [19 empty] | 316.2278 | 0
1 | 2900 | 707 | 0.03 | 15 | 15 | 7 | 4.217e-13 | 5spot_SharedNeighbor | Water | Porous | Wet | R600a | MinimizeLCOE_Brownfield | IgnoreSilica | 0 | 0 | 0 | 0 | [6 empty] | 23.5371 | [19 empty] | 421.6965 | 0
1 | 2900 | 707 | 0.03 | 15 | 15 | 7 | 5.6234e-13 | 5spot_SharedNeighbor | Water | Porous | Wet | R600a | MinimizeLCOE_Brownfield | IgnoreSilica | 0 | 0 | 0 | 0 | [6 empty] | 24.7615 | [19 empty] | 562.3413 | 0
1 | 2900 | 707 | 0.03 | 15 | 15 | 7 | 7.4989e-13 | 5spot_SharedNeighbor | Water | Porous | Wet | R600a | MinimizeLCOE_Brownfield | IgnoreSilica | 1.6 | 0.19482 | 0.0007141 | 4 | 3896354.2231 | 9195210.9183 | 79432.451 | 187456.812 | 85.3581 | 0 | 28.4604 | 101018.0822 | 5794.7957 | 94613.9233 | 71284.2362 | 0 | 64018.9111 | 0 | 131324.6799 | 341679.8787 | 233203.538 | 1042938.0451 | 961560.8286 | 9125037.6958 | 9125037.6958 | 1478867.319 | 4531736.1482 | 0 | 11129536.5695 | 26265177.7325 | 749.8942 | 0.0028564 | 3896354.2231 | 9195210.9183 | 79432.451 | 187456.812
1 | 2900 | 707 | 0.03 | 15 | 15 | 7 | 1e-12 | 5spot_SharedNeighbor | Water | Porous | Wet | R600a | MinimizeLCOE_Brownfield | IgnoreSilica | 1.7098 | 0.21196 | 0.0033755 | 4 | 826870.9371 | 1947851.4993 | 16856.8825 | 39709.5875 | 86.1994 | 0 | 306.8889 | 107877.4829 | 6222.5087 | 101148.4833 | 74915.7392 | 0 | 57864.1416 | 0 | 135731.0587 | 353144.3726 | 241028.2907 | 1077932.0777 | 961560.8286 | 9125037.6958 | 9125037.6958 | 1478867.319 | 4531736.1482 | 0 | 11164530.6021 | 26300171.7651 | 1000 | 0.013502 | 826870.9371 | 1947851.4993 | 16856.8825 | 39709.5875
1 | 2900 | 707 | 0.03 | 15 | 15 | 7 | 1.3335e-12 | 5spot_SharedNeighbor | Water | Porous | Wet | R600a | MinimizeLCOE_Brownfield | IgnoreSilica | 2.371 | 0.31646 | 0.0066338 | 4 | 434012.9666 | 1004413.8587 | 8847.9414 | 20476.3351 | 89.7553 | 0 | 441.0325 | 146766.1753 | 8666.6959 | 138997.9758 | 96984.033 | 0 | 70276.8086 | 0 | 180059.7586 | 468478.5564 | 319746.241 | 1429976.2446 | 961560.8286 | 9125037.6958 | 9125037.6958 | 1478867.319 | 4531736.1482 | 0 | 11516574.769 | 26652215.932 | 1333.5214 | 0.026535 | 434012.9666 | 1004413.8587 | 8847.9414 | 20476.3351
1 | 2900 | 707 | 0.03 | 15 | 15 | 7 | 1.7783e-12 | 5spot_SharedNeighbor | Water | Porous | Wet | R600a | MinimizeLCOE_Brownfield | IgnoreSilica | 3.1956 | 0.44845 | 0.011237 | 4 | 265270.4385 | 601992.5954 | 5407.8967 | 12272.4333 | 92.264 | 0 | 76.665 | 190730.6117 | 11450.2221 | 183351.4936 | 124565.048 | 0 | 83103.0314 | 0 | 231348.1586 | 601920.4528 | 410823.0772 | 1837292.0954 | 961560.8286 | 9125037.6958 | 9125037.6958 | 1478867.319 | 4531736.1482 | 0 | 11923890.6198 | 27059531.7828 | 1778.2794 | 0.04495 | 265270.4385 | 601992.5954 | 5407.8967 | 12272.4333
1 | 2900 | 707 | 0.03 | 15 | 15 | 7 | 2.3714e-12 | 5spot_SharedNeighbor | Water | Porous | Wet | R600a | MinimizeLCOE_Brownfield | IgnoreSilica | 4.246 | 0.61783 | 0.017625 | 4 | 176016.5056 | 390704.6701 | 3588.3345 | 7965.0432 | 94.118 | 0 | 70.2176 | 241782.8948 | 14694.6317 | 236587.209 | 159913.4808 | 0 | 96933.9194 | 0 | 292465.7329 | 760935.8441 | 519354.3493 | 2322668.0621 | 961560.8286 | 9125037.6958 | 9125037.6958 | 1478867.319 | 4531736.1482 | 0 | 12409266.5865 | 27544907.7494 | 2371.3737 | 0.070501 | 176016.5056 | 390704.6701 | 3588.3345 | 7965.0432
1 | 2900 | 707 | 0.03 | 15 | 15 | 7 | 3.1623e-12 | 5spot_SharedNeighbor | Water | Porous | Wet | R600a | MinimizeLCOE_Brownfield | IgnoreSilica | 5.5682 | 0.83174 | 0.026083 | 4 | 124439.3961 | 269511.2483 | 2536.8654 | 5494.3513 | 95.4899 | 0 | 67.7827 | 300482.8273 | 18428.3621 | 299803.1943 | 204386.8423 | 0 | 112055.1885 | 0 | 364711.0017 | 948903.2139 | 647645.9415 | 2896416.5718 | 961560.8286 | 9125037.6958 | 9125037.6958 | 1478867.319 | 4531736.1482 | 0 | 12983015.0962 | 28118656.2591 | 3162.2777 | 0.10433 | 124439.3961 | 269511.2483 | 2536.8654 | 5494.3513
1 | 2900 | 707 | 0.03 | 15 | 15 | 7 | 4.217e-12 | 5spot_SharedNeighbor | Water | Porous | Wet | R600a | MinimizeLCOE_Brownfield | IgnoreSilica | 7.1929 | 1.0944 | 0.03717 | 4 | 91766.9673 | 193567.7333 | 1870.7938 | 3946.1401 | 96.4705 | 0 | 57.0257 | 366453.8397 | 22618.6613 | 373126.0905 | 258842.1793 | 0 | 127469.3153 | 0 | 447918.9336 | 1165393.1844 | 795404.7948 | 3557226.999 | 961560.8286 | 9125037.6958 | 9125037.6958 | 1478867.319 | 4531736.1482 | 0 | 13643825.5234 | 28779466.6863 | 4216.965 | 0.14868 | 91766.9673 | 193567.7333 | 1870.7938 | 3946.1401
1 | 2900 | 707 | 0.03 | 15 | 15 | 7 | 5.6234e-12 | 5spot_SharedNeighbor | Water | Porous | Wet | R600a | MinimizeLCOE_Brownfield | IgnoreSilica | 9.5487 | 1.4778 | 0.052643 | 4 | 69162.9023 | 141041.0461 | 1409.9793 | 2875.3125 | 97.389 | 0 | 102.5761 | 454950.0779 | 28244.0837 | 474154.7582 | 338008.102 | 0 | 150208.9388 | 0 | 563770.7246 | 1466815.7802 | 1001131.91 | 4477284.3754 | 961560.8286 | 9125037.6958 | 9125037.6958 | 1478867.319 | 4531736.1482 | 0 | 14563882.8998 | 29699524.0627 | 5623.4133 | 0.21057 | 69162.9023 | 141041.0461 | 1409.9793 | 2875.3125
1 | 2900 | 707 | 0.03 | 15 | 15 | 7 | 7.4989e-12 | 5spot_SharedNeighbor | Water | Porous | Wet | R600a | MinimizeLCOE_Brownfield | IgnoreSilica | 12.2944 | 1.924 | 0.072399 | 4 | 53760.1006 | 106024.5472 | 1095.9724 | 2161.4538 | 97.9941 | 0 | 104.8229 | 549455.1881 | 34236.6443 | 585339.8413 | 430134.364 | 0 | 170847.228 | 0 | 690305.1736 | 1796032.4606 | 1225829.0592 | 5482179.959 | 961560.8286 | 9125037.6958 | 9125037.6958 | 1478867.319 | 4531736.1482 | 0 | 15568778.4834 | 30704419.6464 | 7498.9421 | 0.2896 | 53760.1006 | 106024.5472 | 1095.9724 | 2161.4538
1 | 2900 | 707 | 0.03 | 15 | 15 | 7 | 1e-11 | 5spot_SharedNeighbor | Water | Porous | Wet | R600a | MinimizeLCOE_Brownfield | IgnoreSilica | 15.7897 | 2.4926 | 0.098263 | 4 | 42713.9475 | 81221.9999 | 870.7816 | 1655.8203 | 98.4638 | 0 | 126.1567 | 660860.1897 | 41291.682 | 719791.8021 | 547832.0055 | 0 | 194133.443 | 0 | 843924.5577 | 2195718.5863 | 1498623.0527 | 6702175.3189 | 961560.8286 | 9125037.6958 | 9125037.6958 | 1478867.319 | 4531736.1482 | 0 | 16788773.8433 | 31924415.0063 | 10000 | 0.39305 | 42713.9475 | 81221.9999 | 870.7816 | 1655.8203
1 | 2900 | 707 | 0.03 | 15 | 15 | 7 | 1.3335e-11 | 5spot_SharedNeighbor | Water | Porous | Wet | R600a | MinimizeLCOE_Brownfield | IgnoreSilica | 20.1212 | 3.1975 | 0.13161 | 4 | 34627.2332 | 63377.7551 | 705.923 | 1292.0413 | 98.8224 | 0 | 122.6709 | 788901.5475 | 49384.8588 | 878236.6201 | 693716.8256 | 0 | 218806.3407 | 0 | 1025328.0152 | 2667693.1719 | 1820755.4054 | 8142822.7853 | 961560.8286 | 9125037.6958 | 9125037.6958 | 1478867.319 | 4531736.1482 | 0 | 18229421.3097 | 33365062.4727 | 13335.2143 | 0.52645 | 34627.2332 | 63377.7551 | 705.923 | 1292.0413
1 | 2900 | 707 | 0.03 | 15 | 15 | 7 | 1.7783e-11 | 5spot_SharedNeighbor | Water | Porous | Wet | R600a | MinimizeLCOE_Brownfield | IgnoreSilica | 25.4413 | 4.0633 | 0.17413 | 4 | 28599.7337 | 50330.3903 | 583.0443 | 1026.0531 | 99.098 | 0 | 121.7405 | 935193.2366 | 58612.8021 | 1063617.9288 | 872830.8231 | 0 | 244632.2629 | 0 | 1238205.9509 | 3221557.8932 | 2198779.4585 | 9833430.3559 | 961560.8286 | 9125037.6958 | 9125037.6958 | 1478867.319 | 4531736.1482 | 0 | 19920028.8803 | 35055670.0433 | 17782.7941 | 0.69651 | 28599.7337 | 50330.3903 | 583.0443 | 1026.0531
1 | 2900 | 707 | 0.03 | 15 | 15 | 7 | 2.3714e-11 | 5spot_SharedNeighbor | Water | Porous | Wet | R600a | MinimizeLCOE_Brownfield | IgnoreSilica | 31.8922 | 5.1134 | 0.22756 | 4 | 24042.1938 | 40670.6755 | 490.1326 | 829.1267 | 99.311 | 0 | 117.3558 | 1100713.2341 | 69031.7796 | 1278139.4246 | 1089882.9414 | 0 | 271149.1231 | 0 | 1485477.4361 | 3864907.5753 | 2637878.8361 | 11797180.3502 | 961560.8286 | 9125037.6958 | 9125037.6958 | 1478867.319 | 4531736.1482 | 0 | 21883778.8746 | 37019420.0375 | 23713.7371 | 0.91022 | 24042.1938 | 40670.6755 | 490.1326 | 829.1267
1 | 2900 | 707 | 0.03 | 15 | 15 | 7 | 3.1623e-11 | 5spot_SharedNeighbor | Water | Porous | Wet | R600a | MinimizeLCOE_Brownfield | IgnoreSilica | 39.5144 | 6.3543 | 0.29322 | 4 | 20558.0676 | 33462.795 | 419.104 | 682.1843 | 99.4747 | 0 | 139.1625 | 1283892.318 | 80538.7735 | 1520596.1315 | 1346363.635 | 0 | 296962.6486 | 0 | 1766057.8676 | 4594920.3031 | 3136127.5231 | 14025459.2003 | 961560.8286 | 9125037.6958 | 9125037.6958 | 1478867.319 | 4531736.1482 | 0 | 24112057.7247 | 39247698.8877 | 31622.7766 | 1.1729 | 20558.0676 | 33462.795 | 419.104 | 682.1843
1 | 2900 | 707 | 0.03 | 15 | 15 | 7 | 4.217e-11 | 5spot_SharedNeighbor | Water | Porous | Wet | R600a | MinimizeLCOE_Brownfield | IgnoreSilica | 48.201 | 7.7684 | 0.37135 | 4 | 17877.8767 | 28067.482 | 364.4647 | 572.1936 | 99.5966 | 0 | 149.5772 | 1480213.8959 | 92845.0743 | 1785593.0824 | 1638641.8211 | 0 | 320062.7476 | 0 | 2073769.0823 | 5395521.7637 | 3682554.4706 | 16469201.9379 | 961560.8286 | 9125037.6958 | 9125037.6958 | 1478867.319 | 4531736.1482 | 0 | 26555800.4623 | 41691441.6252 | 42169.6503 | 1.4854 | 17877.8767 | 28067.482 | 364.4647 | 572.1936
1 | 2900 | 707 | 0.03 | 15 | 15 | 7 | 5.6234e-11 | 5spot_SharedNeighbor | Water | Porous | Wet | R600a | MinimizeLCOE_Brownfield | IgnoreSilica | 57.6332 | 9.3022 | 0.46025 | 4 | 15813.8095 | 24035.1647 | 322.3859 | 489.9893 | 99.6775 | 0 | 163.2398 | 1681533.5674 | 105434.2203 | 2062335.7634 | 1955859.1399 | 0 | 337978.9482 | 0 | 2395825.2393 | 6233445.8213 | 4254454.8575 | 19026867.5572 | 961560.8286 | 9125037.6958 | 9125037.6958 | 1478867.319 | 4531736.1482 | 0 | 29113466.0816 | 44249107.2446 | 56234.1325 | 1.841 | 15813.8095 | 24035.1647 | 322.3859 | 489.9893
1 | 2900 | 707 | 0.03 | 15 | 15 | 7 | 7.4989e-11 | 5spot_SharedNeighbor | Water | Porous | Wet | R600a | MinimizeLCOE_Brownfield | IgnoreSilica | 67.2628 | 10.8639 | 0.55576 | 4 | 14229.3913 | 21037.8699 | 290.0854 | 428.8854 | 99.7157 | 0 | 187.5271 | 1876497.4809 | 117590.8865 | 2334904.2275 | 2279327.9134 | 0 | 348216.7195 | 0 | 2713049.5188 | 7058798.3249 | 4817774.9006 | 21546159.972 | 961560.8286 | 9125037.6958 | 9125037.6958 | 1478867.319 | 4531736.1482 | 0 | 31632758.4964 | 46768399.6593 | 74989.4209 | 2.2231 | 14229.3913 | 21037.8699 | 290.0854 | 428.8854
1 | 2900 | 707 | 0.03 | 15 | 15 | 7 | 1e-10 | 5spot_SharedNeighbor | Water | Porous | Wet | R600a | MinimizeLCOE_Brownfield | IgnoreSilica | 76.5271 | 12.3601 | 0.65239 | 4 | 13019.5156 | 18819.6293 | 265.4204 | 383.6636 | 99.715 | 0 | 162.4173 | 2055325.5216 | 128704.5544 | 2588791.3861 | 2589935.6372 | 0 | 350003.5341 | 0 | 3007976.6471 | 7826138.2148 | 5341500.1427 | 23888375.6381 | 961560.8286 | 9125037.6958 | 9125037.6958 | 1478867.319 | 4531736.1482 | 0 | 33974974.1625 | 49110615.3254 | 100000 | 2.6095 | 13019.5156 | 18819.6293 | 265.4204 | 383.6636
1 | 2900 | 707 | 0.03 | 15 | 15 | 7 | 1.3335e-10 | 5spot_SharedNeighbor | Water | Porous | Wet | R600a | MinimizeLCOE_Brownfield | IgnoreSilica | 84.9996 | 13.721 | 0.74482 | 4 | 12100.3283 | 17180.6366 | 246.6816 | 350.2505 | 99.6849 | 0 | 181.2578 | 2212132.7812 | 138415.3124 | 2814484.727 | 2873312.309 | 0 | 344442.8916 | 0 | 3269287.3282 | 8506015.0051 | 5805530.0221 | 25963620.3765 | 961560.8286 | 9125037.6958 | 9125037.6958 | 1478867.319 | 4531736.1482 | 0 | 36050218.9009 | 51185860.0639 | 133352.1432 | 2.9793 | 12100.3283 | 17180.6366 | 246.6816 | 350.2505
1 | 2900 | 707 | 0.03 | 15 | 15 | 7 | 1.7783e-10 | 5spot_SharedNeighbor | Water | Porous | Wet | R600a | MinimizeLCOE_Brownfield | IgnoreSilica | 92.4003 | 14.9029 | 0.82885 | 4 | 11404.7633 | 15970.016 | 232.5015 | 325.5704 | 99.6375 | 0 | 168.66 | 2344254.8405 | 146568.8681 | 3006913.6076 | 3120194.6192 | 0 | 333469.3417 | 0 | 3491046.498 | 9082986.8758 | 6199325.1794 | 27724759.8303 | 961560.8286 | 9125037.6958 | 9125037.6958 | 1478867.319 | 4531736.1482 | 0 | 37811358.3547 | 52946999.5176 | 177827.941 | 3.3154 | 11404.7633 | 15970.016 | 232.5015 | 325.5704
1 | 2900 | 707 | 0.03 | 15 | 15 | 7 | 2.3714e-10 | 5spot_SharedNeighbor | Water | Porous | Wet | R600a | MinimizeLCOE_Brownfield | IgnoreSilica | 98.9749 | 15.9467 | 0.90497 | 4 | 10868.0493 | 15049.3158 | 221.5599 | 306.8007 | 99.5802 | 0 | 195.6615 | 2458076.2195 | 153569.8874 | 3174385.2605 | 3338949.041 | 0 | 320267.3345 | 0 | 3683646.6197 | 9584092.8847 | 6541340.3272 | 29254327.5746 | 961560.8286 | 9125037.6958 | 9125037.6958 | 1478867.319 | 4531736.1482 | 0 | 39340926.099 | 54476567.262 | 237137.3706 | 3.6199 | 10868.0493 | 15049.3158 | 221.5599 | 306.8007
1 | 2900 | 707 | 0.03 | 15 | 15 | 7 | 3.1623e-10 | 5spot_SharedNeighbor | Water | Porous | Wet | R600a | MinimizeLCOE_Brownfield | IgnoreSilica | 104.0346 | 16.7457 | 0.96616 | 4 | 10476.3801 | 14392.8181 | 213.5752 | 293.4171 | 99.5268 | 0 | 181.8529 | 2543500.4349 | 158808.9022 | 3301132.2655 | 3506899.2577 | 0 | 305092.8295 | 0 | 3828019.139 | 9959720.5651 | 6797713.9375 | 30400887.3315 | 961560.8286 | 9125037.6958 | 9125037.6958 | 1478867.319 | 4531736.1482 | 0 | 40487485.8559 | 55623127.0189 | 316227.766 | 3.8646 | 10476.3801 | 14392.8181 | 213.5752 | 293.4171
1 | 2900 | 707 | 0.03 | 15 | 15 | 7 | 4.217e-10 | 5spot_SharedNeighbor | Water | Porous | Wet | R600a | MinimizeLCOE_Brownfield | IgnoreSilica | 108.0734 | 17.3806 | 1.0162 | 4 | 10181.7234 | 13905.4264 | 207.5682 | 283.4809 | 99.4788 | 0 | 179.4136 | 2610384.7255 | 162901.132 | 3401016.9414 | 3640699.7417 | 0 | 290335.4109 | 0 | 3941081.8011 | 10253886.4193 | 6998488.1775 | 31298794.3493 | 961560.8286 | 9125037.6958 | 9125037.6958 | 1478867.319 | 4531736.1482 | 0 | 41385392.8737 | 56521034.0366 | 421696.5034 | 4.0647 | 10181.7234 | 13905.4264 | 207.5682 | 283.4809
1 | 2900 | 707 | 0.03 | 15 | 15 | 7 | 5.6234e-10 | 5spot_SharedNeighbor | Water | Porous | Wet | R600a | MinimizeLCOE_Brownfield | IgnoreSilica | 111.2398 | 17.8766 | 1.0562 | 4 | 9960.2089 | 13542.9445 | 203.0523 | 276.0912 | 99.4378 | 0 | 192.7111 | 2662032.1373 | 166054.9765 | 3478542.3743 | 3745425.6278 | 0 | 276884.7429 | 0 | 4028286.5449 | 10480775.2747 | 7153344.4834 | 31991346.1618 | 961560.8286 | 9125037.6958 | 9125037.6958 | 1478867.319 | 4531736.1482 | 0 | 42077944.6862 | 57213585.8492 | 562341.3252 | 4.2246 | 9960.2089 | 13542.9445 | 203.0523 | 276.0912
1 | 2900 | 707 | 0.03 | 15 | 15 | 7 | 7.4989e-10 | 5spot_SharedNeighbor | Water | Porous | Wet | R600a | MinimizeLCOE_Brownfield | IgnoreSilica | 113.6908 | 18.2594 | 1.0876 | 4 | 9793.7608 | 13272.9011 | 199.6591 | 270.586 | 99.4043 | 0 | 168.5882 | 2701544.1097 | 168464.0286 | 3538088.1736 | 3826383.7448 | 0 | 265192.384 | 0 | 4094872.2518 | 10654017.6255 | 7271585.9476 | 32520148.2655 | 961560.8286 | 9125037.6958 | 9125037.6958 | 1478867.319 | 4531736.1482 | 0 | 42606746.7899 | 57742387.9528 | 749894.2093 | 4.3504 | 9793.7608 | 13272.9011 | 199.6591 | 270.586
1 | 2900 | 707 | 0.03 | 15 | 15 | 7 | 1e-09 | 5spot_SharedNeighbor | Water | Porous | Wet | R600a | MinimizeLCOE_Brownfield | IgnoreSilica | 115.5667 | 18.5516 | 1.112 | 4 | 9668.7346 | 13071.5115 | 197.1102 | 266.4804 | 99.3775 | 0 | 165.9241 | 2731513.9055 | 170289.0677 | 3583391.9574 | 3888281.3615 | 0 | 255355.4791 | 0 | 4145244.3908 | 10785075.5983 | 7361035.707 | 32920187.4672 | 961560.8286 | 9125037.6958 | 9125037.6958 | 1478867.319 | 4531736.1482 | 0 | 43006785.9916 | 58142427.1546 | 1000000 | 4.448 | 9668.7346 | 13071.5115 | 197.1102 | 266.4804
1 | 2900 | 707 | 0.03 | 15 | 15 | 7 | 1.3335e-09 | 5spot_SharedNeighbor | Water | Porous | Wet | R600a | MinimizeLCOE_Brownfield | IgnoreSilica | 120 | 19.24 | 1.1501 | 4 | 9574.2682 | 12864.2647 | 195.1844 | 262.2554 | 99.3108 | 0 | 180.4126 | 2801439.0319 | 174539.7929 | 3689555.8835 | 4034347.1191 | 0 | 264625.2143 | 0 | 4276157.7462 | 11125685.2951 | 7593508.8239 | 33959858.9069 | 961560.8286 | 9125037.6958 | 9125037.6958 | 1478867.319 | 4531736.1482 | 0 | 44046457.4313 | 59182098.5942 | 1333521.4322 | 4.6005 | 9574.2682 | 12864.2647 | 195.1844 | 262.2554
1 | 2900 | 707 | 0.03 | 15 | 15 | 7 | 1.7783e-09 | 5spot_SharedNeighbor | Water | Porous | Wet | R600a | MinimizeLCOE_Brownfield | IgnoreSilica | 118.0929 | 18.9443 | 1.1452 | 4 | 9504.3653 | 12808.3833 | 193.7593 | 261.1162 | 99.34 | 0 | 192.1578 | 2771506.7555 | 172721.4066 | 3644035.1612 | 3971546.8352 | 0 | 240955.5457 | 0 | 4212298.6247 | 10959536.9601 | 7480109.1712 | 33452710.4603 | 961560.8286 | 9125037.6958 | 9125037.6958 | 1478867.319 | 4531736.1482 | 0 | 43539308.9847 | 58674950.1476 | 1778279.41 | 4.581 | 9504.3653 | 12808.3833 | 193.7593 | 261.1162
1 | 2900 | 707 | 0.03 | 15 | 15 | 7 | 2.3714e-09 | 5spot_SharedNeighbor | Water | Porous | Wet | R600a | MinimizeLCOE_Brownfield | IgnoreSilica | 118.9159 | 19.0719 | 1.1562 | 4 | 9451.4612 | 12724.1806 | 192.6808 | 259.3996 | 99.3274 | 0 | 228.4509 | 2784445.9966 | 173507.5983 | 3663702.0823 | 3998651.1536 | 0 | 235901.0564 | 0 | 4233921.076 | 11015794.1431 | 7518505.8546 | 33624428.9609 | 961560.8286 | 9125037.6958 | 9125037.6958 | 1478867.319 | 4531736.1482 | 0 | 43711027.4853 | 58846668.6482 | 2371373.7057 | 4.6248 | 9451.4612 | 12724.1806 | 192.6808 | 259.3996
1 | 2900 | 707 | 0.03 | 15 | 15 | 7 | 3.1623e-09 | 5spot_SharedNeighbor | Water | Porous | Wet | R600a | MinimizeLCOE_Brownfield | IgnoreSilica | 119.5297 | 19.1671 | 1.1645 | 4 | 9411.7595 | 12661.2737 | 191.8714 | 258.1172 | 99.3179 | 0 | 199.3368 | 2794068.0487 | 174091.9903 | 3678341.9258 | 4018859.4386 | 0 | 231922.4103 | 0 | 4249940.6874 | 11057473.8858 | 7546953.1354 | 33751651.5223 | 961560.8286 | 9125037.6958 | 9125037.6958 | 1478867.319 | 4531736.1482 | 0 | 43838250.0467 | 58973891.2097 | 3162277.6602 | 4.6578 | 9411.7595 | 12661.2737 | 191.8714 | 258.1172
1 | 2900 | 707 | 0.03 | 15 | 15 | 7 | 4.217e-09 | 5spot_SharedNeighbor | Water | Porous | Wet | R600a | MinimizeLCOE_Brownfield | IgnoreSilica | 119.9977 | 19.2396 | 1.1707 | 4 | 9381.9701 | 12614.0566 | 191.2642 | 257.1546 | 99.3106 | 0 | 210.3275 | 2801388.3512 | 174536.4454 | 3689488.1763 | 4034263.6607 | 0 | 228885.8229 | 0 | 4262139.3581 | 11089212.3247 | 7568615.2721 | 33848529.4115 | 961560.8286 | 9125037.6958 | 9125037.6958 | 1478867.319 | 4531736.1482 | 0 | 43935127.9359 | 59070769.0989 | 4216965.0343 | 4.6829 | 9381.9701 | 12614.0566 | 191.2642 | 257.1546
1 | 2900 | 707 | 0.03 | 15 | 15 | 7 | 5.6234e-09 | 5spot_SharedNeighbor | Water | Porous | Wet | R600a | MinimizeLCOE_Brownfield | IgnoreSilica | 120.3339 | 19.2916 | 1.1754 | 4 | 9359.6209 | 12578.9684 | 190.8085 | 256.4393 | 99.3053 | 0 | 190.507 | 2806637.5199 | 174855.0739 | 3697485.4048 | 4045325.7494 | 0 | 226465.0378 | 0 | 4270799.8264 | 11111745.0868 | 7583994.3453 | 33917308.0441 | 961560.8286 | 9125037.6958 | 9125037.6958 | 1478867.319 | 4531736.1482 | 0 | 44003906.5685 | 59139547.7315 | 5623413.2519 | 4.7015 | 9359.6209 | 12578.9684 | 190.8085 | 256.4393
1 | 2900 | 707 | 0.03 | 15 | 15 | 7 | 7.4989e-09 | 5spot_SharedNeighbor | Water | Porous | Wet | R600a | MinimizeLCOE_Brownfield | IgnoreSilica | 120.6091 | 19.3342 | 1.179 | 4 | 9342.8555 | 12552.2712 | 190.4667 | 255.895 | 99.3009 | 0 | 205.3971 | 2810929.7529 | 175115.5705 | 3704027.4722 | 4054381.0101 | 0 | 224752.6252 | 0 | 4277990.508 | 11130453.7654 | 7596763.4028 | 33974414.1071 | 961560.8286 | 9125037.6958 | 9125037.6958 | 1478867.319 | 4531736.1482 | 0 | 44061012.6315 | 59196653.7945 | 7498942.0933 | 4.716 | 9342.8555 | 12552.2712 | 190.4667 | 255.895
1 | 2900 | 707 | 0.03 | 15 | 15 | 7 | 1e-08 | 5spot_SharedNeighbor | Water | Porous | Wet | R600a | MinimizeLCOE_Brownfield | IgnoreSilica | 120.7944 | 19.3629 | 1.1816 | 4 | 9330.2797 | 12532.6457 | 190.2104 | 255.4949 | 99.298 | 0 | 199.0401 | 2813815.4539 | 175290.6787 | 3708427.2473 | 4060474.1464 | 0 | 223325.7193 | 0 | 4282719.9658 | 11142758.8443 | 7605161.872 | 34011973.9277 | 961560.8286 | 9125037.6958 | 9125037.6958 | 1478867.319 | 4531736.1482 | 0 | 44098572.4521 | 59234213.615 | 10000000 | 4.7264 | 9330.2797 | 12532.6457 | 190.2104 | 255.4949
1 | 3000 | 707 | 0.03 | 15 | 15 | 7 | 1e-13 | 5spot_SharedNeighbor | Water | Porous | Wet | R600a | MinimizeLCOE_Brownfield | IgnoreSilica | 0 | 0 | 0 | 0 | [6 empty] | 19.2737 | [19 empty] | 100 | 0
1 | 3000 | 707 | 0.03 | 15 | 15 | 7 | 1.3335e-13 | 5spot_SharedNeighbor | Water | Porous | Wet | R600a | MinimizeLCOE_Brownfield | IgnoreSilica | 0 | 0 | 0 | 0 | [6 empty] | 22.1543 | [19 empty] | 133.3521 | 0
1 | 3000 | 707 | 0.03 | 15 | 15 | 7 | 1.7783e-13 | 5spot_SharedNeighbor | Water | Porous | Wet | R600a | MinimizeLCOE_Brownfield | IgnoreSilica | 0 | 0 | 0 | 0 | [6 empty] | 23.3124 | [19 empty] | 177.8279 | 0
1 | 3000 | 707 | 0.03 | 15 | 15 | 7 | 2.3714e-13 | 5spot_SharedNeighbor | Water | Porous | Wet | R600a | MinimizeLCOE_Brownfield | IgnoreSilica | 0 | 0 | 0 | 0 | [6 empty] | 22.3861 | [19 empty] | 237.1374 | 0
1 | 3000 | 707 | 0.03 | 15 | 15 | 7 | 3.1623e-13 | 5spot_SharedNeighbor | Water | Porous | Wet | R600a | MinimizeLCOE_Brownfield | IgnoreSilica | 0 | 0 | 0 | 0 | [6 empty] | 22.4271 | [19 empty] | 316.2278 | 0
1 | 3000 | 707 | 0.03 | 15 | 15 | 7 | 4.217e-13 | 5spot_SharedNeighbor | Water | Porous | Wet | R600a | MinimizeLCOE_Brownfield | IgnoreSilica | 0 | 0 | 0 | 0 | [6 empty] | 23.2612 | [19 empty] | 421.6965 | 0
1 | 3000 | 707 | 0.03 | 15 | 15 | 7 | 5.6234e-13 | 5spot_SharedNeighbor | Water | Porous | Wet | R600a | MinimizeLCOE_Brownfield | IgnoreSilica | 0 | 0 | 0 | 0 | [6 empty] | 26.6424 | [19 empty] | 562.3413 | 0
1 | 3000 | 707 | 0.03 | 15 | 15 | 7 | 7.4989e-13 | 5spot_SharedNeighbor | Water | Porous | Wet | R600a | MinimizeLCOE_Brownfield | IgnoreSilica | 1.3402 | 0.16092 | 0.0020278 | 4 | 1400265.4199 | 3331154.0587 | 28546.3046 | 67910.0812 | 84.6965 | 0 | 234.9771 | 88030.0226 | 5021.1237 | 81237.4632 | 63424.8785 | 0 | 51379.053 | 0 | 112746.091 | 293342.2013 | 200212.08 | 895392.9132 | 961560.8286 | 9501104.8411 | 9501104.8411 | 1478867.319 | 4682163.0063 | 0 | 11358058.5829 | 27020193.7493 | 749.8942 | 0.0081114 | 1400265.4199 | 3331154.0587 | 28546.3046 | 67910.0812
1 | 3000 | 707 | 0.03 | 15 | 15 | 7 | 1e-12 | 5spot_SharedNeighbor | Water | Porous | Wet | R600a | MinimizeLCOE_Brownfield | IgnoreSilica | 1.9431 | 0.25946 | 0.0048219 | 4 | 607215.4016 | 1419241.718 | 12378.9073 | 28933.1621 | 89.7758 | 0 | 357.5724 | 127964.833 | 7544.0692 | 118578.2043 | 83839.3108 | 0 | 65377.3958 | 0 | 157288.4871 | 409232.3792 | 279309.5077 | 1249134.187 | 961560.8286 | 9501104.8411 | 9501104.8411 | 1478867.319 | 4682163.0063 | 0 | 11711799.8567 | 27373935.0231 | 1000 | 0.019288 | 607215.4016 | 1419241.718 | 12378.9073 | 28933.1621
1 | 3000 | 707 | 0.03 | 15 | 15 | 7 | 1.3335e-12 | 5spot_SharedNeighbor | Water | Porous | Wet | R600a | MinimizeLCOE_Brownfield | IgnoreSilica | 2.6692 | 0.38083 | 0.0089301 | 4 | 338875.7577 | 777339.2339 | 6908.4407 | 15847.1117 | 93.0971 | 0 | 71.7672 | 171478.9607 | 10330.6071 | 160775.4326 | 108741.2542 | 0 | 78868.0651 | 0 | 206775.7847 | 537988.1762 | 367187.9848 | 1642146.2653 | 961560.8286 | 9501104.8411 | 9501104.8411 | 1478867.319 | 4682163.0063 | 0 | 12104811.935 | 27766947.1014 | 1333.5214 | 0.035721 | 338875.7577 | 777339.2339 | 6908.4407 | 15847.1117
1 | 3000 | 707 | 0.03 | 15 | 15 | 7 | 1.7783e-12 | 5spot_SharedNeighbor | Water | Porous | Wet | R600a | MinimizeLCOE_Brownfield | IgnoreSilica | 3.5512 | 0.52973 | 0.014647 | 4 | 214159.6468 | 481485.8255 | 4365.9341 | 9815.7398 | 95.4165 | 0 | 55.4118 | 219509.6432 | 13425.0935 | 208985.1383 | 139007.7575 | 0 | 92101.8397 | 0 | 262481.4942 | 682923.0055 | 466108.9839 | 2084542.9558 | 961560.8286 | 9501104.8411 | 9501104.8411 | 1478867.319 | 4682163.0063 | 0 | 12547208.6255 | 28209343.7919 | 1778.2794 | 0.058588 | 214159.6468 | 481485.8255 | 4365.9341 | 9815.7398
1 | 3000 | 707 | 0.03 | 15 | 15 | 7 | 2.3714e-12 | 5spot_SharedNeighbor | Water | Porous | Wet | R600a | MinimizeLCOE_Brownfield | IgnoreSilica | 4.7498 | 0.7332 | 0.02248 | 4 | 145831.7666 | 320012.9565 | 2972.9778 | 6523.897 | 97.2498 | 0 | 70.7343 | 278928.4422 | 17261.7854 | 270680.3148 | 180071.215 | 0 | 108760.8574 | 0 | 333724.0198 | 868281.4432 | 592619.9264 | 2650328.0041 | 961560.8286 | 9501104.8411 | 9501104.8411 | 1478867.319 | 4682163.0063 | 0 | 13112993.6738 | 28775128.8402 | 2371.3737 | 0.089919 | 145831.7666 | 320012.9565 | 2972.9778 | 6523.897
1 | 3000 | 707 | 0.03 | 15 | 15 | 7 | 3.1623e-12 | 5spot_SharedNeighbor | Water | Porous | Wet | R600a | MinimizeLCOE_Brownfield | IgnoreSilica | 6.2307 | 0.98537 | 0.032949 | 4 | 104456.9654 | 223291.8052 | 2129.4965 | 4552.1055 | 98.5616 | 0 | 111.6841 | 345956.5232 | 21591.2829 | 342556.5238 | 230939.3799 | 0 | 125869.7495 | 0 | 416096.2491 | 1082597.0872 | 738894.7571 | 3304501.5527 | 961560.8286 | 9501104.8411 | 9501104.8411 | 1478867.319 | 4682163.0063 | 0 | 13767167.2224 | 29429302.3888 | 3162.2777 | 0.1318 | 104456.9654 | 223291.8052 | 2129.4965 | 4552.1055
1 | 3000 | 707 | 0.03 | 15 | 15 | 7 | 4.217e-12 | 5spot_SharedNeighbor | Water | Porous | Wet | R600a | MinimizeLCOE_Brownfield | IgnoreSilica | 7.9628 | 1.2794 | 0.046437 | 4 | 77962.0976 | 162280.8927 | 1589.3628 | 3308.3155 | 99.4274 | 0 | 103.3625 | 417655.4808 | 26212.1373 | 421872.6433 | 290438.6743 | 0 | 141331.5553 | 0 | 506029.0915 | 1316583.8951 | 898595.5615 | 4018719.039 | 961560.8286 | 9501104.8411 | 9501104.8411 | 1478867.319 | 4682163.0063 | 0 | 14481384.7087 | 30143519.8751 | 4216.965 | 0.18575 | 77962.0976 | 162280.8927 | 1589.3628 | 3308.3155
1 | 3000 | 707 | 0.03 | 15 | 15 | 7 | 5.6234e-12 | 5spot_SharedNeighbor | Water | Porous | Wet | R600a | MinimizeLCOE_Brownfield | IgnoreSilica | 10.5692 | 1.7272 | 0.065492 | 4 | 59263.3312 | 119050.2006 | 1208.1632 | 2426.9994 | 100.3664 | 0 | 96.8104 | 518460.6071 | 32725.6848 | 535968.4084 | 380285.5581 | 0 | 167014.2928 | 0 | 637437.275 | 1658481.0331 | 1131947.3835 | 5062320.2428 | 961560.8286 | 9501104.8411 | 9501104.8411 | 1478867.319 | 4682163.0063 | 0 | 15524985.9125 | 31187121.0789 | 5623.4133 | 0.26197 | 59263.3312 | 119050.2006 | 1208.1632 | 2426.9994
1 | 3000 | 707 | 0.03 | 15 | 15 | 7 | 7.4989e-12 | 5spot_SharedNeighbor | Water | Porous | Wet | R600a | MinimizeLCOE_Brownfield | IgnoreSilica | 13.6218 | 2.2494 | 0.089692 | 4 | 46458.7615 | 90113.8855 | 947.1247 | 1837.0934 | 100.9536 | 0 | 124.5098 | 626245.0455 | 39665.2697 | 661823.509 | 485268.3889 | 0 | 190492.0041 | 0 | 781362.7447 | 2032945.5822 | 1387527.1327 | 6205329.6768 | 961560.8286 | 9501104.8411 | 9501104.8411 | 1478867.319 | 4682163.0063 | 0 | 16667995.3465 | 32330130.5129 | 7498.9421 | 0.35877 | 46458.7615 | 90113.8855 | 947.1247 | 1837.0934
1 | 3000 | 707 | 0.03 | 15 | 15 | 7 | 1e-11 | 5spot_SharedNeighbor | Water | Porous | Wet | R600a | MinimizeLCOE_Brownfield | IgnoreSilica | 17.4339 | 2.9019 | 0.1211 | 4 | 37212.7204 | 69546.7039 | 758.6316 | 1417.8036 | 101.4022 | 0 | 140.1991 | 750853.7343 | 47671.8999 | 811139.011 | 616330.3159 | 0 | 215736.7308 | 0 | 952275.3599 | 2477625.1478 | 1691030.0735 | 7562662.2731 | 961560.8286 | 9501104.8411 | 9501104.8411 | 1478867.319 | 4682163.0063 | 0 | 18025327.9428 | 33687463.1092 | 10000 | 0.48439 | 37212.7204 | 69546.7039 | 758.6316 | 1417.8036
1 | 3000 | 707 | 0.03 | 15 | 15 | 7 | 1.3335e-11 | 5spot_SharedNeighbor | Water | Porous | Wet | R600a | MinimizeLCOE_Brownfield | IgnoreSilica | 22.1675 | 3.7125 | 0.1615 | 4 | 30391.2371 | 54635.6254 | 619.5665 | 1113.8211 | 101.7473 | 0 | 131.4887 | 894533.7692 | 56885.0946 | 987570.5805 | 779093.0952 | 0 | 242734.0551 | 0 | 1154718.4719 | 3004340.5985 | 2050524.1915 | 9170399.8564 | 961560.8286 | 9501104.8411 | 9501104.8411 | 1478867.319 | 4682163.0063 | 0 | 19633065.5261 | 35295200.6925 | 13335.2143 | 0.64601 | 30391.2371 | 54635.6254 | 619.5665 | 1113.8211
1 | 3000 | 707 | 0.03 | 15 | 15 | 7 | 1.7783e-11 | 5spot_SharedNeighbor | Water | Porous | Wet | R600a | MinimizeLCOE_Brownfield | IgnoreSilica | 27.948 | 4.7026 | 0.21278 | 4 | 25273.0845 | 43675.2919 | 515.226 | 890.3799 | 102.0126 | 0 | 135.6282 | 1057957.5045 | 67342.5028 | 1192947.981 | 977891.2979 | 0 | 270659.1174 | 0 | 1391051.3774 | 3619230.3402 | 2470199.0749 | 11047279.1962 | 961560.8286 | 9501104.8411 | 9501104.8411 | 1478867.319 | 4682163.0063 | 0 | 21509944.8659 | 37172080.0323 | 17782.7941 | 0.8511 | 25273.0845 | 43675.2919 | 515.226 | 890.3799
1 | 3000 | 707 | 0.03 | 15 | 15 | 7 | 2.3714e-11 | 5spot_SharedNeighbor | Water | Porous | Wet | R600a | MinimizeLCOE_Brownfield | IgnoreSilica | 34.9077 | 5.895 | 0.27685 | 4 | 21380.8664 | 35524.0117 | 435.8779 | 724.205 | 102.2176 | 0 | 122.1187 | 1241878.2619 | 79088.937 | 1429127.692 | 1217520.1861 | 0 | 298916.4299 | 0 | 1663947.2877 | 4329249.5201 | 2954801.7547 | 13214530.0695 | 961560.8286 | 9501104.8411 | 9501104.8411 | 1478867.319 | 4682163.0063 | 0 | 23677195.7392 | 39339330.9056 | 23713.7371 | 1.1074 | 21380.8664 | 35524.0117 | 435.8779 | 724.205
1 | 3000 | 707 | 0.03 | 15 | 15 | 7 | 3.1623e-11 | 5spot_SharedNeighbor | Water | Porous | Wet | R600a | MinimizeLCOE_Brownfield | IgnoreSilica | 43.0707 | 7.2937 | 0.35498 | 4 | 18395.2545 | 29425.6313 | 375.0121 | 599.8813 | 102.3745 | 0 | 139.1058 | 1444183.2369 | 91981.5709 | 1694307.8519 | 1498597.2375 | 0 | 326030.6626 | 0 | 1971489.2183 | 5129410.5381 | 3500928.0911 | 15656928.4074 | 961560.8286 | 9501104.8411 | 9501104.8411 | 1478867.319 | 4682163.0063 | 0 | 26119594.0771 | 41781729.2435 | 31622.7766 | 1.4199 | 18395.2545 | 29425.6313 | 375.0121 | 599.8813
1 | 3000 | 707 | 0.03 | 15 | 15 | 7 | 4.217e-11 | 5spot_SharedNeighbor | Water | Porous | Wet | R600a | MinimizeLCOE_Brownfield | IgnoreSilica | 52.2398 | 8.8641 | 0.44673 | 4 | 16094.5126 | 24859.4203 | 328.1084 | 506.7929 | 102.4874 | 0 | 150.2921 | 1658128.1621 | 105584.1279 | 1980178.6974 | 1814245.3403 | 0 | 349304.3808 | 0 | 2303901.8763 | 5994280.087 | 4091219.3295 | 18296842.0013 | 961560.8286 | 9501104.8411 | 9501104.8411 | 1478867.319 | 4682163.0063 | 0 | 28759507.671 | 44421642.8374 | 42169.6503 | 1.7869 | 16094.5126 | 24859.4203 | 328.1084 | 506.7929
1 | 3000 | 707 | 0.03 | 15 | 15 | 7 | 5.6234e-11 | 5spot_SharedNeighbor | Water | Porous | Wet | R600a | MinimizeLCOE_Brownfield | IgnoreSilica | 61.977 | 10.5288 | 0.54913 | 4 | 14322.5947 | 21453.0065 | 291.9855 | 437.3486 | 102.5547 | 0 | 169.1328 | 1872925.2874 | 119203.238 | 2272367.1408 | 2149156.4566 | 0 | 365672.2073 | 0 | 2643936.4887 | 6878980.3978 | 4695045.4704 | 20997286.687 | 961560.8286 | 9501104.8411 | 9501104.8411 | 1478867.319 | 4682163.0063 | 0 | 31459952.3567 | 47122087.5231 | 56234.1325 | 2.1965 | 14322.5947 | 21453.0065 | 291.9855 | 437.3486
1 | 3000 | 707 | 0.03 | 15 | 15 | 7 | 7.4989e-11 | 5spot_SharedNeighbor | Water | Porous | Wet | R600a | MinimizeLCOE_Brownfield | IgnoreSilica | 71.7398 | 12.1919 | 0.65706 | 4 | 12963.7198 | 18922.9331 | 264.283 | 385.7696 | 102.5764 | 0 | 184.3987 | 2077439.1114 | 132127.4633 | 2555218.0804 | 2484366.1804 | 0 | 373365.9838 | 0 | 2972781.5595 | 7734567.8165 | 5279001.4643 | 23608867.6596 | 961560.8286 | 9501104.8411 | 9501104.8411 | 1478867.319 | 4682163.0063 | 0 | 34071533.3293 | 49733668.4957 | 74989.4209 | 2.6282 | 12963.7198 | 18922.9331 | 264.283 | 385.7696
1 | 3000 | 707 | 0.03 | 15 | 15 | 7 | 1e-10 | 5spot_SharedNeighbor | Water | Porous | Wet | R600a | MinimizeLCOE_Brownfield | IgnoreSilica | 80.9823 | 13.7584 | 0.76423 | 4 | 11927.1425 | 17050.6487 | 243.1509 | 347.6005 | 102.5587 | 0 | 208.3 | 2262231.3895 | 143761.6644 | 2814682.3171 | 2800909.7643 | 0 | 372181.3288 | 0 | 3273568.921 | 8517154.8311 | 5813133.1823 | 25997623.3985 | 961560.8286 | 9501104.8411 | 9501104.8411 | 1478867.319 | 4682163.0063 | 0 | 36460289.0682 | 52122424.2346 | 100000 | 3.0569 | 11927.1425 | 17050.6487 | 243.1509 | 347.6005
1 | 3000 | 707 | 0.03 | 15 | 15 | 7 | 1.3335e-10 | 5spot_SharedNeighbor | Water | Porous | Wet | R600a | MinimizeLCOE_Brownfield | IgnoreSilica | 89.3038 | 15.1602 | 0.86497 | 4 | 11140.1437 | 15666.9377 | 227.1069 | 319.3917 | 102.514 | 0 | 215.0282 | 2421948.8222 | 153777.9576 | 3041958.7471 | 3085066.4272 | 0 | 363610.6892 | 0 | 3535881.4309 | 9199638.1742 | 6278942.0875 | 28080824.3359 | 961560.8286 | 9501104.8411 | 9501104.8411 | 1478867.319 | 4682163.0063 | 0 | 38543490.0056 | 54205625.172 | 133352.1432 | 3.4599 | 11140.1437 | 15666.9377 | 227.1069 | 319.3917
1 | 3000 | 707 | 0.03 | 15 | 15 | 7 | 1.7783e-10 | 5spot_SharedNeighbor | Water | Porous | Wet | R600a | MinimizeLCOE_Brownfield | IgnoreSilica | 96.483 | 16.3619 | 0.9552 | 4 | 10544.7572 | 14643.9252 | 214.9691 | 298.5362 | 102.4551 | 0 | 200.9758 | 2555030.5934 | 162092.3882 | 3233521.3399 | 3329458.7174 | 0 | 349986.6878 | 0 | 3755734.9934 | 9771652.0456 | 6669353.3085 | 29826830.0742 | 961560.8286 | 9501104.8411 | 9501104.8411 | 1478867.319 | 4682163.0063 | 0 | 40289495.7439 | 55951630.9103 | 177827.941 | 3.8208 | 10544.7572 | 14643.9252 | 214.9691 | 298.5362
1 | 3000 | 707 | 0.03 | 15 | 15 | 7 | 2.3714e-10 | 5spot_SharedNeighbor | Water | Porous | Wet | R600a | MinimizeLCOE_Brownfield | IgnoreSilica | 101.146 | 17.1382 | 1.0251 | 4 | 10085.3106 | 13905.0108 | 205.6027 | 283.4725 | 102.4074 | 0 | 377.7978 | 2639252.8153 | 167338.0152 | 3355808.6631 | 3487782.8597 | 0 | 323399.0304 | 0 | 3889696.7397 | 10120193.0301 | 6907239.6922 | 30890710.8456 | 961560.8286 | 9501104.8411 | 9501104.8411 | 1478867.319 | 4682163.0063 | 0 | 41353376.5153 | 57015511.6817 | 237137.3706 | 4.1004 | 10085.3106 | 13905.0108 | 205.6027 | 283.4725
1 | 3000 | 707 | 0.03 | 15 | 15 | 7 | 3.1623e-10 | 5spot_SharedNeighbor | Water | Porous | Wet | R600a | MinimizeLCOE_Brownfield | IgnoreSilica | 107.6667 | 18.218 | 1.1006 | 4 | 9748.8545 | 13306.3577 | 198.7436 | 271.2681 | 102.3293 | 0 | 174.9019 | 2754239.7767 | 174478.1177 | 3524110.1449 | 3708597.5454 | 0 | 317951.4191 | 0 | 4086957.0315 | 10633423.8458 | 7257530.2698 | 32457288.1509 | 961560.8286 | 9501104.8411 | 9501104.8411 | 1478867.319 | 4682163.0063 | 0 | 42919953.8206 | 58582088.987 | 316227.766 | 4.4026 | 9748.8545 | 13306.3577 | 198.7436 | 271.2681
1 | 3000 | 707 | 0.03 | 15 | 15 | 7 | 4.217e-10 | 5spot_SharedNeighbor | Water | Porous | Wet | R600a | MinimizeLCOE_Brownfield | IgnoreSilica | 111.4982 | 18.849 | 1.1528 | 4 | 9496.5952 | 12893.1328 | 193.6009 | 262.844 | 102.2774 | 0 | 182.0543 | 2820328.6959 | 178569.7117 | 3621566.6581 | 3838006.9461 | 0 | 302058.9375 | 0 | 4196607.0702 | 10918710.7542 | 7452244.4468 | 33328093.2206 | 961560.8286 | 9501104.8411 | 9501104.8411 | 1478867.319 | 4682163.0063 | 0 | 43790758.8903 | 59452894.0567 | 421696.5034 | 4.6112 | 9496.5952 | 12893.1328 | 193.6009 | 262.844
1 | 3000 | 707 | 0.03 | 15 | 15 | 7 | 5.6234e-10 | 5spot_SharedNeighbor | Water | Porous | Wet | R600a | MinimizeLCOE_Brownfield | IgnoreSilica | 114.4996 | 19.3414 | 1.1943 | 4 | 9306.891 | 12585.3042 | 189.7336 | 256.5684 | 102.2337 | 0 | 183.209 | 2871359.4647 | 181722.682 | 3697187.0342 | 3939199.0796 | 0 | 287880.454 | 0 | 4281165.9986 | 11138715.7405 | 7602402.3706 | 33999632.8242 | 961560.8286 | 9501104.8411 | 9501104.8411 | 1478867.319 | 4682163.0063 | 0 | 44462298.4939 | 60124433.6603 | 562341.3252 | 4.7774 | 9306.891 | 12585.3042 | 189.7336 | 256.5684
1 | 3000 | 707 | 0.03 | 15 | 15 | 7 | 7.4989e-10 | 5spot_SharedNeighbor | Water | Porous | Wet | R600a | MinimizeLCOE_Brownfield | IgnoreSilica | 116.7971 | 19.7173 | 1.2267 | 4 | 9164.3022 | 12356.1305 | 186.8267 | 251.8964 | 102.1986 | 0 | 177.6569 | 2909988.5342 | 184105.5849 | 3754647.2631 | 4016544.7626 | 0 | 275579.6968 | 0 | 4344937.6782 | 11304636.5694 | 7715646.7457 | 34506086.8348 | 961560.8286 | 9501104.8411 | 9501104.8411 | 1478867.319 | 4682163.0063 | 0 | 44968752.5045 | 60630887.6709 | 749894.2093 | 4.9069 | 9164.3022 | 12356.1305 | 186.8267 | 251.8964
1 | 3000 | 707 | 0.03 | 15 | 15 | 7 | 1e-09 | 5spot_SharedNeighbor | Water | Porous | Wet | R600a | MinimizeLCOE_Brownfield | IgnoreSilica | 118.5628 | 20.0055 | 1.2519 | 4 | 9057.1699 | 12184.8934 | 184.6427 | 248.4055 | 102.1706 | 0 | 188.8508 | 2939426.9973 | 185919.282 | 3798563.9726 | 4075924.6819 | 0 | 265398.9161 | 0 | 4393441.2015 | 11430832.7876 | 7801778.2577 | 34891286.0968 | 961560.8286 | 9501104.8411 | 9501104.8411 | 1478867.319 | 4682163.0063 | 0 | 45353951.7665 | 61016086.9329 | 1000000 | 5.0075 | 9057.1699 | 12184.8934 | 184.6427 | 248.4055
1 | 3000 | 707 | 0.03 | 15 | 15 | 7 | 1.3335e-09 | 5spot_SharedNeighbor | Water | Porous | Wet | R600a | MinimizeLCOE_Brownfield | IgnoreSilica | 117.5345 | 19.8376 | 1.2553 | 4 | 8968.6528 | 12087.7748 | 182.8381 | 246.4256 | 102.1868 | 0 | 191.6144 | 2922298.7972 | 184864.057 | 3773004.9257 | 4041344.5609 | 0 | 240596.7625 | 0 | 4353222.5503 | 11326192.1071 | 7730358.8431 | 34571882.6037 | 961560.8286 | 9501104.8411 | 9501104.8411 | 1478867.319 | 4682163.0063 | 0 | 45034548.2734 | 60696683.4398 | 1333521.4322 | 5.0213 | 8968.6528 | 12087.7748 | 182.8381 | 246.4256
1 | 3000 | 707 | 0.03 | 15 | 15 | 7 | 1.7783e-09 | 5spot_SharedNeighbor | Water | Porous | Wet | R600a | MinimizeLCOE_Brownfield | IgnoreSilica | 120.9381 | 20.3922 | 1.286 | 4 | 8916.2856 | 11960.9604 | 181.7705 | 243.8404 | 102.1316 | 0 | 199.6222 | 2978685.72 | 188334.8797 | 3857304.2466 | 4155706.5111 | 0 | 250633.491 | 0 | 4457959.2909 | 11598695.6218 | 7916348.0912 | 35403667.8524 | 961560.8286 | 9501104.8411 | 9501104.8411 | 1478867.319 | 4682163.0063 | 0 | 45866333.5221 | 61528468.6885 | 1778279.41 | 5.1441 | 8916.2856 | 11960.9604 | 181.7705 | 243.8404
1 | 3000 | 707 | 0.03 | 15 | 15 | 7 | 2.3714e-09 | 5spot_SharedNeighbor | Water | Porous | Wet | R600a | MinimizeLCOE_Brownfield | IgnoreSilica | 121.7003 | 20.516 | 1.2972 | 4 | 8870.9303 | 11889.4332 | 180.8459 | 242.3822 | 102.1187 | 0 | 202.3798 | 2991201.2295 | 189104.1962 | 3876072.5471 | 4181284.5755 | 0 | 245419.1903 | 0 | 4478401.8781 | 11651883.0402 | 7952649.5972 | 35566016.254 | 961560.8286 | 9501104.8411 | 9501104.8411 | 1478867.319 | 4682163.0063 | 0 | 46028681.9237 | 61690817.0901 | 2371373.7057 | 5.1887 | 8870.9303 | 11889.4332 | 180.8459 | 242.3822
1 | 3000 | 707 | 0.03 | 15 | 15 | 7 | 3.1623e-09 | 5spot_SharedNeighbor | Water | Porous | Wet | R600a | MinimizeLCOE_Brownfield | IgnoreSilica | 122.2681 | 20.6082 | 1.3056 | 4 | 8836.8902 | 11835.9825 | 180.152 | 241.2925 | 102.109 | 0 | 188.2595 | 3000500.297 | 189675.5576 | 3890030.7697 | 4200334.5658 | 0 | 241328.607 | 0 | 4493529.2209 | 11691241.2831 | 7979512.4067 | 35686152.7078 | 961560.8286 | 9501104.8411 | 9501104.8411 | 1478867.319 | 4682163.0063 | 0 | 46148818.3775 | 61810953.5439 | 3162277.6602 | 5.2223 | 8836.8902 | 11835.9825 | 180.152 | 241.2925
1 | 3000 | 707 | 0.03 | 15 | 15 | 7 | 4.217e-09 | 5spot_SharedNeighbor | Water | Porous | Wet | R600a | MinimizeLCOE_Brownfield | IgnoreSilica | 122.7091 | 20.6798 | 1.312 | 4 | 8811.3469 | 11795.722 | 179.6312 | 240.4717 | 102.1015 | 0 | 192.2512 | 3007706.7006 | 190118.1982 | 3900855.599 | 4215124.0976 | 0 | 238261.9956 | 0 | 4505305.9705 | 11721881.9698 | 8000425.305 | 35779679.8362 | 961560.8286 | 9501104.8411 | 9501104.8411 | 1478867.319 | 4682163.0063 | 0 | 46242345.5059 | 61904480.6723 | 4216965.0343 | 5.248 | 8811.3469 | 11795.722 | 179.6312 | 240.4717
1 | 3000 | 707 | 0.03 | 15 | 15 | 7 | 5.6234e-09 | 5spot_SharedNeighbor | Water | Porous | Wet | R600a | MinimizeLCOE_Brownfield | IgnoreSilica | 123.0381 | 20.7332 | 1.3168 | 4 | 8792.1823 | 11765.5998 | 179.2405 | 239.8577 | 102.0958 | 0 | 196.4531 | 3013073.3466 | 190447.753 | 3908921.3618 | 4226153.1276 | 0 | 235898.4443 | 0 | 4514052.673 | 11744639.0956 | 8015957.511 | 35849143.3129 | 961560.8286 | 9501104.8411 | 9501104.8411 | 1478867.319 | 4682163.0063 | 0 | 46311808.9826 | 61973944.149 | 5623413.2519 | 5.2674 | 8792.1823 | 11765.5998 | 179.2405 | 239.8577
1 | 3000 | 707 | 0.03 | 15 | 15 | 7 | 7.4989e-09 | 5spot_SharedNeighbor | Water | Porous | Wet | R600a | MinimizeLCOE_Brownfield | IgnoreSilica | 123.2692 | 20.7706 | 1.3204 | 4 | 8777.8051 | 11743.2836 | 178.9474 | 239.4027 | 102.0918 | 0 | 175.2001 | 3016840.444 | 190679.0392 | 3914585.4257 | 4233902.8008 | 0 | 234000.6873 | 0 | 4520103.2749 | 11760381.5205 | 8026702.0394 | 35897195.2318 | 961560.8286 | 9501104.8411 | 9501104.8411 | 1478867.319 | 4682163.0063 | 0 | 46359860.9015 | 62021996.0679 | 7498942.0933 | 5.2815 | 8777.8051 | 11743.2836 | 178.9474 | 239.4027
1 | 3000 | 707 | 0.03 | 15 | 15 | 7 | 1e-08 | 5spot_SharedNeighbor | Water | Porous | Wet | R600a | MinimizeLCOE_Brownfield | IgnoreSilica | 123.4667 | 20.8026 | 1.3232 | 4 | 8767.0205 | 11726.1725 | 178.7276 | 239.0539 | 102.0884 | 0 | 174.7113 | 3020055.0428 | 190876.3795 | 3919420.1644 | 4240520.7156 | 0 | 232707.5151 | 0 | 4525396.1288 | 11774152.4408 | 8036100.9755 | 35939229.3625 | 961560.8286 | 9501104.8411 | 9501104.8411 | 1478867.319 | 4682163.0063 | 0 | 46401895.0322 | 62064030.1986 | 10000000 | 5.2928 | 8767.0205 | 11726.1725 | 178.7276 | 239.0539
1 | 3100 | 707 | 0.03 | 15 | 15 | 7 | 1e-13 | 5spot_SharedNeighbor | Water | Porous | Wet | R600a | MinimizeLCOE_Brownfield | IgnoreSilica | 0 | 0 | 0 | 0 | [6 empty] | 18.7415 | [19 empty] | 100 | 0
1 | 3100 | 707 | 0.03 | 15 | 15 | 7 | 1.3335e-13 | 5spot_SharedNeighbor | Water | Porous | Wet | R600a | MinimizeLCOE_Brownfield | IgnoreSilica | 0 | 0 | 0 | 0 | [6 empty] | 21.4936 | [19 empty] | 133.3521 | 0
1 | 3100 | 707 | 0.03 | 15 | 15 | 7 | 1.7783e-13 | 5spot_SharedNeighbor | Water | Porous | Wet | R600a | MinimizeLCOE_Brownfield | IgnoreSilica | 0 | 0 | 0 | 0 | [6 empty] | 22.0773 | [19 empty] | 177.8279 | 0
1 | 3100 | 707 | 0.03 | 15 | 15 | 7 | 2.3714e-13 | 5spot_SharedNeighbor | Water | Porous | Wet | R600a | MinimizeLCOE_Brownfield | IgnoreSilica | 0 | 0 | 0 | 0 | [6 empty] | 22.6738 | [19 empty] | 237.1374 | 0
1 | 3100 | 707 | 0.03 | 15 | 15 | 7 | 3.1623e-13 | 5spot_SharedNeighbor | Water | Porous | Wet | R600a | MinimizeLCOE_Brownfield | IgnoreSilica | 0 | 0 | 0 | 0 | [6 empty] | 22.2131 | [19 empty] | 316.2278 | 0
1 | 3100 | 707 | 0.03 | 15 | 15 | 7 | 4.217e-13 | 5spot_SharedNeighbor | Water | Porous | Wet | R600a | MinimizeLCOE_Brownfield | IgnoreSilica | 0 | 0 | 0 | 0 | [6 empty] | 25.6312 | [19 empty] | 421.6965 | 0
1 | 3100 | 707 | 0.03 | 15 | 15 | 7 | 5.6234e-13 | 5spot_SharedNeighbor | Water | Porous | Wet | R600a | MinimizeLCOE_Brownfield | IgnoreSilica | 1.0452 | 0.11833 | 0.00084561 | 4 | 3422717.3451 | 8211204.2421 | 69776.7226 | 167396.505 | 82.0099 | 0 | 66.1822 | 69475.5839 | 3889.8449 | 63657.4439 | 54031.6421 | 0 | 45473.9587 | 0 | 92246.1047 | 240005.4421 | 163808.6458 | 732588.6661 | 961560.8286 | 9883032.0773 | 9883032.0773 | 1478867.319 | 4834933.9008 | 0 | 11577181.572 | 27774014.8691 | 562.3413 | 0.0033825 | 3422717.3451 | 8211204.2421 | 69776.7226 | 167396.505
1 | 3100 | 707 | 0.03 | 15 | 15 | 7 | 7.4989e-13 | 5spot_SharedNeighbor | Water | Porous | Wet | R600a | MinimizeLCOE_Brownfield | IgnoreSilica | 1.5736 | 0.20661 | 0.0030978 | 4 | 961660.3427 | 2268764.4203 | 19604.7468 | 46251.8314 | 88.9537 | 0 | 284.8023 | 108582.9279 | 6358.152 | 98886.7785 | 72091.5027 | 0 | 60101.1161 | 0 | 134947.9861 | 351106.9782 | 239637.7271 | 1071713.1686 | 961560.8286 | 9883032.0773 | 9883032.0773 | 1478867.319 | 4834933.9008 | 0 | 11916306.0744 | 28113139.3715 | 749.8942 | 0.012391 | 961660.3427 | 2268764.4203 | 19604.7468 | 46251.8314
1 | 3100 | 707 | 0.03 | 15 | 15 | 7 | 1e-12 | 5spot_SharedNeighbor | Water | Porous | Wet | R600a | MinimizeLCOE_Brownfield | IgnoreSilica | 2.196 | 0.31447 | 0.006638 | 4 | 462654.6865 | 1072657.6026 | 9431.8416 | 21867.5761 | 93.2889 | 0 | 404.2051 | 150425.1379 | 9058.0706 | 137921.5029 | 93839.9537 | 0 | 73632.1967 | 0 | 181301.9761 | 471710.5517 | 321952.1442 | 1439841.5337 | 961560.8286 | 9883032.0773 | 9883032.0773 | 1478867.319 | 4834933.9008 | 0 | 12284434.4396 | 28481267.7366 | 1000 | 0.026552 | 462654.6865 | 1072657.6026 | 9431.8416 | 21867.5761
1 | 3100 | 707 | 0.03 | 15 | 15 | 7 | 1.3335e-12 | 5spot_SharedNeighbor | Water | Porous | Wet | R600a | MinimizeLCOE_Brownfield | IgnoreSilica | 2.9593 | 0.44885 | 0.011684 | 4 | 271780.9871 | 618333.536 | 5540.623 | 12605.5655 | 96.3058 | 0 | 47.3829 | 197005.412 | 12094.7571 | 182922.0235 | 120533.6132 | 0 | 87214.4009 | 0 | 233910.3806 | 608586.8288 | 415373.0159 | 1857640.4321 | 961560.8286 | 9883032.0773 | 9883032.0773 | 1478867.319 | 4834933.9008 | 0 | 12702233.338 | 28899066.6351 | 1333.5214 | 0.046737 | 271780.9871 | 618333.536 | 5540.623 | 12605.5655
1 | 3100 | 707 | 0.03 | 15 | 15 | 7 | 1.7783e-12 | 5spot_SharedNeighbor | Water | Porous | Wet | R600a | MinimizeLCOE_Brownfield | IgnoreSilica | 4.0117 | 0.63592 | 0.018798 | 4 | 176126.2845 | 391536.4034 | 3590.5725 | 7981.9992 | 98.6876 | 0 | 90.7736 | 255347.5078 | 15916.625 | 241286.0934 | 157422.1832 | 0 | 104411.1228 | 0 | 302009.5775 | 785766.97 | 536302.1029 | 2398462.1826 | 961560.8286 | 9883032.0773 | 9883032.0773 | 1478867.319 | 4834933.9008 | 0 | 13243055.0885 | 29439888.3855 | 1778.2794 | 0.075191 | 176126.2845 | 391536.4034 | 3590.5725 | 7981.9992
1 | 3100 | 707 | 0.03 | 15 | 15 | 7 | 2.3714e-12 | 5spot_SharedNeighbor | Water | Porous | Wet | R600a | MinimizeLCOE_Brownfield | IgnoreSilica | 5.2808 | 0.86267 | 0.028361 | 4 | 122088.1309 | 264862.1825 | 2488.9317 | 5399.5738 | 100.3476 | 0 | 103.2834 | 319468.0306 | 20125.3321 | 307576.7599 | 202026.6662 | 0 | 121195.3668 | 0 | 378452.9407 | 984656.9203 | 672048.5808 | 3005550.5973 | 961560.8286 | 9883032.0773 | 9883032.0773 | 1478867.319 | 4834933.9008 | 0 | 13850143.5032 | 30046976.8002 | 2371.3737 | 0.11344 | 122088.1309 | 264862.1825 | 2488.9317 | 5399.5738
1 | 3100 | 707 | 0.03 | 15 | 15 | 7 | 3.1623e-12 | 5spot_SharedNeighbor | Water | Porous | Wet | R600a | MinimizeLCOE_Brownfield | IgnoreSilica | 6.8808 | 1.1487 | 0.041034 | 4 | 88755.8968 | 187434.7872 | 1809.409 | 3821.1117 | 101.568 | 0 | 120.8441 | 393343.5155 | 24969.956 | 386420.4906 | 258119.0926 | 0 | 139345.0377 | 0 | 468857.256 | 1219870.4044 | 832586.6168 | 3723512.3696 | 961560.8286 | 9883032.0773 | 9883032.0773 | 1478867.319 | 4834933.9008 | 0 | 14568105.2755 | 30764938.5725 | 3162.2777 | 0.16414 | 88755.8968 | 187434.7872 | 1809.409 | 3821.1117
1 | 3100 | 707 | 0.03 | 15 | 15 | 7 | 4.217e-12 | 5spot_SharedNeighbor | Water | Porous | Wet | R600a | MinimizeLCOE_Brownfield | IgnoreSilica | 9.3124 | 1.5858 | 0.058653 | 4 | 66561.1147 | 135597.7411 | 1356.9384 | 2764.3434 | 102.6905 | 0 | 94.7243 | 496459.0403 | 31734.9342 | 499723.5637 | 343755.622 | 0 | 168870.7562 | 0 | 600812.1274 | 1563189.9119 | 1066909.2352 | 4771455.1907 | 961560.8286 | 9883032.0773 | 9883032.0773 | 1478867.319 | 4834933.9008 | 0 | 15616048.0965 | 31812881.3936 | 4216.965 | 0.23461 | 66561.1147 | 135597.7411 | 1356.9384 | 2764.3434
1 | 3100 | 707 | 0.03 | 15 | 15 | 7 | 5.6234e-12 | 5spot_SharedNeighbor | Water | Porous | Wet | R600a | MinimizeLCOE_Brownfield | IgnoreSilica | 11.6876 | 2.0132 | 0.080718 | 4 | 51286.1408 | 101450.9706 | 1045.5373 | 2068.2153 | 103.3402 | 0 | 113.4867 | 589210.7109 | 37810.3323 | 604554.2767 | 427562.4033 | 0 | 185813.1162 | 0 | 719530.8274 | 1872071.6167 | 1277727.3456 | 5714280.6291 | 961560.8286 | 9883032.0773 | 9883032.0773 | 1478867.319 | 4834933.9008 | 0 | 16558873.535 | 32755706.832 | 5623.4133 | 0.32287 | 51286.1408 | 101450.9706 | 1045.5373 | 2068.2153
1 | 3100 | 707 | 0.03 | 15 | 15 | 7 | 7.4989e-12 | 5spot_SharedNeighbor | Water | Porous | Wet | R600a | MinimizeLCOE_Brownfield | IgnoreSilica | 15.0346 | 2.6156 | 0.11008 | 4 | 40516.6023 | 77301.4404 | 825.9857 | 1575.8944 | 103.9042 | 0 | 115.3842 | 710404.9292 | 45732.0156 | 745076.6887 | 545669.1728 | 0 | 211693.5442 | 0 | 880844.7767 | 2291777.4228 | 1564185.1824 | 6995383.7322 | 961560.8286 | 9883032.0773 | 9883032.0773 | 1478867.319 | 4834933.9008 | 0 | 17839976.6381 | 34036809.9351 | 7498.9421 | 0.44031 | 40516.6023 | 77301.4404 | 825.9857 | 1575.8944
1 | 3100 | 707 | 0.03 | 15 | 15 | 7 | 1e-11 | 5spot_SharedNeighbor | Water | Porous | Wet | R600a | MinimizeLCOE_Brownfield | IgnoreSilica | 19.166 | 3.3591 | 0.14793 | 4 | 32687.5539 | 60059.3978 | 666.38 | 1224.3921 | 104.3325 | 0 | 118.1146 | 849002.714 | 54771.6757 | 909897.4737 | 691206.4679 | 0 | 238753.4241 | 0 | 1070016.3846 | 2783963.1422 | 1900112.0493 | 8497723.3316 | 961560.8286 | 9883032.0773 | 9883032.0773 | 1478867.319 | 4834933.9008 | 0 | 19342316.2375 | 35539149.5345 | 10000 | 0.59173 | 32687.5539 | 60059.3978 | 666.38 | 1224.3921
1 | 3100 | 707 | 0.03 | 15 | 15 | 7 | 1.3335e-11 | 5spot_SharedNeighbor | Water | Porous | Wet | R600a | MinimizeLCOE_Brownfield | IgnoreSilica | 24.3157 | 4.2861 | 0.19656 | 4 | 26876.1152 | 47476.9632 | 547.906 | 967.8821 | 104.6654 | 0 | 124.5496 | 1009593.9854 | 65222.9652 | 1105499.6311 | 872559.641 | 0 | 268127.7593 | 0 | 1295191.553 | 3369822.7406 | 2299973.2634 | 10285991.539 | 961560.8286 | 9883032.0773 | 9883032.0773 | 1478867.319 | 4834933.9008 | 0 | 21130584.4448 | 37327417.7419 | 13335.2143 | 0.78622 | 26876.1152 | 47476.9632 | 547.906 | 967.8821
1 | 3100 | 707 | 0.03 | 15 | 15 | 7 | 1.7783e-11 | 5spot_SharedNeighbor | Water | Porous | Wet | R600a | MinimizeLCOE_Brownfield | IgnoreSilica | 30.5692 | 5.4121 | 0.25794 | 4 | 22492.8456 | 38191.1204 | 458.5471 | 778.5776 | 104.9212 | 0 | 100.5497 | 1191417.3843 | 77029.9548 | 1332050.4705 | 1092812.4455 | 0 | 298160.9432 | 0 | 1556673.7673 | 4050145.8249 | 2764307.7477 | 12362598.5383 | 961560.8286 | 9883032.0773 | 9883032.0773 | 1478867.319 | 4834933.9008 | 0 | 23207191.4442 | 39404024.7412 | 17782.7941 | 1.0318 | 22492.8456 | 38191.1204 | 458.5471 | 778.5776
1 | 3100 | 707 | 0.03 | 15 | 15 | 7 | 2.3714e-11 | 5spot_SharedNeighbor | Water | Porous | Wet | R600a | MinimizeLCOE_Brownfield | IgnoreSilica | 38.0601 | 6.7613 | 0.3342 | 4 | 19145.7372 | 31261.927 | 390.3117 | 637.3167 | 105.119 | 0 | 137.3802 | 1395216.002 | 90236.1106 | 1591434.7759 | 1356874.3932 | 0 | 328292.2859 | 0 | 1857200.8913 | 4832055.755 | 3297977.3416 | 14749287.5555 | 961560.8286 | 9883032.0773 | 9883032.0773 | 1478867.319 | 4834933.9008 | 0 | 25593880.4613 | 41790713.7584 | 23713.7371 | 1.3368 | 19145.7372 | 31261.927 | 390.3117 | 637.3167
1 | 3100 | 707 | 0.03 | 15 | 15 | 7 | 3.1623e-11 | 5spot_SharedNeighbor | Water | Porous | Wet | R600a | MinimizeLCOE_Brownfield | IgnoreSilica | 46.7176 | 8.3206 | 0.42613 | 4 | 16570.1998 | 26072.4281 | 337.8059 | 531.5217 | 105.2679 | 0 | 125.4871 | 1616402.7136 | 104536.9613 | 1878632.9485 | 1662182.5779 | 0 | 356063.7243 | 0 | 2190949.381 | 5700400.8639 | 3890640.7211 | 17399809.8917 | 961560.8286 | 9883032.0773 | 9883032.0773 | 1478867.319 | 4834933.9008 | 0 | 28244402.7975 | 44441236.0946 | 31622.7766 | 1.7045 | 16570.1998 | 26072.4281 | 337.8059 | 531.5217
1 | 3100 | 707 | 0.03 | 15 | 15 | 7 | 4.217e-11 | 5spot_SharedNeighbor | Water | Porous | Wet | R600a | MinimizeLCOE_Brownfield | IgnoreSilica | 56.3102 | 10.0467 | 0.53264 | 4 | 14583.178 | 22185.2772 | 297.2978 | 452.2769 | 105.3696 | 0 | 147.8838 | 1847399.1824 | 119433.2453 | 2184259.2331 | 2000301.0049 | 0 | 378890.796 | 0 | 2546810.5501 | 6626278.6286 | 4522571.3204 | 20225943.9608 | 961560.8286 | 9883032.0773 | 9883032.0773 | 1478867.319 | 4834933.9008 | 0 | 31070536.8666 | 47267370.1637 | 42169.6503 | 2.1306 | 14583.178 | 22185.2772 | 297.2978 | 452.2769
1 | 3100 | 707 | 0.03 | 15 | 15 | 7 | 5.6234e-11 | 5spot_SharedNeighbor | Water | Porous | Wet | R600a | MinimizeLCOE_Brownfield | IgnoreSilica | 66.3102 | 11.8414 | 0.64939 | 4 | 13053.4159 | 19288.7925 | 266.1115 | 393.2281 | 105.4212 | 0 | 152.7447 | 2075266.0537 | 134081.284 | 2491100.18 | 2352307.7771 | 0 | 393383.8276 | 0 | 2903994.2577 | 7555597.3675 | 5156850.4553 | 23062581.2029 | 961560.8286 | 9883032.0773 | 9883032.0773 | 1478867.319 | 4834933.9008 | 0 | 33907174.1087 | 50104007.4058 | 56234.1325 | 2.5976 | 13053.4159 | 19288.7925 | 266.1115 | 393.2281
1 | 3100 | 707 | 0.03 | 15 | 15 | 7 | 7.4989e-11 | 5spot_SharedNeighbor | Water | Porous | Wet | R600a | MinimizeLCOE_Brownfield | IgnoreSilica | 76.1445 | 13.5983 | 0.77004 | 4 | 11881.3866 | 17139.8395 | 242.2181 | 349.4188 | 105.4247 | 0 | 166.332 | 2288265.9776 | 147722.0385 | 2782639.8145 | 2697680.2394 | 0 | 398116.5461 | 0 | 3242625.6003 | 8436646.658 | 5758184.6999 | 25751881.5744 | 961560.8286 | 9883032.0773 | 9883032.0773 | 1478867.319 | 4834933.9008 | 0 | 36596474.4802 | 52793307.7773 | 74989.4209 | 3.0802 | 11881.3866 | 17139.8395 | 242.2181 | 349.4188
1 | 3100 | 707 | 0.03 | 15 | 15 | 7 | 1e-10 | 5spot_SharedNeighbor | Water | Porous | Wet | R600a | MinimizeLCOE_Brownfield | IgnoreSilica | 85.3091 | 15.2258 | 0.88772 | 4 | 10988.0965 | 15549.4556 | 224.0072 | 316.9967 | 105.3897 | 0 | 176.8681 | 2477927.1109 | 159817.5299 | 3046103.502 | 3018553.4395 | 0 | 393658.8067 | 0 | 3547463.5517 | 9229772.4766 | 6299509.3682 | 28172805.7854 | 961560.8286 | 9883032.0773 | 9883032.0773 | 1478867.319 | 4834933.9008 | 0 | 39017398.6913 | 55214231.9884 | 100000 | 3.5509 | 10988.0965 | 15549.4556 | 224.0072 | 316.9967
1 | 3100 | 707 | 0.03 | 15 | 15 | 7 | 1.3335e-10 | 5spot_SharedNeighbor | Water | Porous | Wet | R600a | MinimizeLCOE_Brownfield | IgnoreSilica | 93.4675 | 16.6649 | 0.99671 | 4 | 10310.1992 | 14372.7729 | 210.1874 | 293.0084 | 105.3304 | 0 | 170.5495 | 2640190.5341 | 170121.8054 | 3274465.2877 | 3303216.8284 | 0 | 382121.3623 | 0 | 3810345.169 | 9913736.5204 | 6766328.8821 | 30260526.3893 | 961560.8286 | 9883032.0773 | 9883032.0773 | 1478867.319 | 4834933.9008 | 0 | 41105119.2951 | 57301952.5922 | 133352.1432 | 3.9868 | 10310.1992 | 14372.7729 | 210.1874 | 293.0084
1 | 3100 | 707 | 0.03 | 15 | 15 | 7 | 1.7783e-10 | 5spot_SharedNeighbor | Water | Porous | Wet | R600a | MinimizeLCOE_Brownfield | IgnoreSilica | 100.4124 | 17.8816 | 1.0929 | 4 | 9797.4039 | 13502.3387 | 199.7333 | 275.2634 | 105.2606 | 0 | 176.3036 | 2773756.0089 | 178569.5158 | 3464542.3547 | 3544708.4085 | 0 | 365843.723 | 0 | 4027693.8042 | 10479233.085 | 7152291.9072 | 31986638.8073 | 961560.8286 | 9883032.0773 | 9883032.0773 | 1478867.319 | 4834933.9008 | 0 | 42831231.7131 | 59028065.0102 | 177827.941 | 4.3717 | 9797.4039 | 13502.3387 | 199.7333 | 275.2634
1 | 3100 | 707 | 0.03 | 15 | 15 | 7 | 2.3714e-10 | 5spot_SharedNeighbor | Water | Porous | Wet | R600a | MinimizeLCOE_Brownfield | IgnoreSilica | 106.1781 | 18.8854 | 1.175 | 4 | 9410.3613 | 12856.47 | 191.8429 | 262.0965 | 105.1902 | 0 | 205.012 | 2881617.0057 | 185366.8535 | 3619465.7098 | 3744565.8632 | 0 | 347707.9528 | 0 | 4203702.1202 | 10937170.6189 | 7464843.6838 | 33384439.8079 | 961560.8286 | 9883032.0773 | 9883032.0773 | 1478867.319 | 4834933.9008 | 0 | 44229032.7138 | 60425866.0108 | 237137.3706 | 4.7 | 9410.3613 | 12856.47 | 191.8429 | 262.0965
1 | 3100 | 707 | 0.03 | 15 | 15 | 7 | 3.1623e-10 | 5spot_SharedNeighbor | Water | Porous | Wet | R600a | MinimizeLCOE_Brownfield | IgnoreSilica | 111.1675 | 19.7491 | 1.2463 | 4 | 9110.7571 | 12359.7656 | 185.7351 | 251.9705 | 105.1206 | 0 | 190.6528 | 2972827.2882 | 191096.5031 | 3751493.3708 | 3917020.5785 | 0 | 330357.1154 | 0 | 4353489.9938 | 11326887.9404 | 7730833.7636 | 34574006.5537 | 961560.8286 | 9883032.0773 | 9883032.0773 | 1478867.319 | 4834933.9008 | 0 | 45418599.4596 | 61615432.7566 | 316227.766 | 4.9852 | 9110.7571 | 12359.7656 | 185.7351 | 251.9705
1 | 3100 | 707 | 0.03 | 15 | 15 | 7 | 4.217e-10 | 5spot_SharedNeighbor | Water | Porous | Wet | R600a | MinimizeLCOE_Brownfield | IgnoreSilica | 114.7897 | 20.3732 | 1.3004 | 4 | 8893.4321 | 12007.2643 | 181.3046 | 244.7843 | 105.0653 | 0 | 189.1617 | 3037838.2709 | 195169.3926 | 3846185.202 | 4041916.5645 | 0 | 313299.6828 | 0 | 4459419.554 | 11602494.9267 | 7918941.1949 | 35415264.7883 | 961560.8286 | 9883032.0773 | 9883032.0773 | 1478867.319 | 4834933.9008 | 0 | 46259857.6942 | 62456690.9912 | 421696.5034 | 5.2016 | 8893.4321 | 12007.2643 | 181.3046 | 244.7843
1 | 3100 | 707 | 0.03 | 15 | 15 | 7 | 5.6234e-10 | 5spot_SharedNeighbor | Water | Porous | Wet | R600a | MinimizeLCOE_Brownfield | IgnoreSilica | 117.6324 | 20.8611 | 1.3434 | 4 | 8729.9478 | 11744.1461 | 177.9718 | 239.4203 | 105.0191 | 0 | 177.4582 | 3088166.0797 | 198315.8795 | 3919832.2813 | 4139752.2921 | 0 | 298408.809 | 0 | 4541345.3832 | 11815649.1291 | 8064423.3179 | 36065893.1719 | 961560.8286 | 9883032.0773 | 9883032.0773 | 1478867.319 | 4834933.9008 | 0 | 46910486.0777 | 63107319.3748 | 562341.3252 | 5.3735 | 8729.9478 | 11744.1461 | 177.9718 | 239.4203
1 | 3100 | 707 | 0.03 | 15 | 15 | 7 | 7.4989e-10 | 5spot_SharedNeighbor | Water | Porous | Wet | R600a | MinimizeLCOE_Brownfield | IgnoreSilica | 119.8346 | 21.238 | 1.377 | 4 | 8607.02 | 11547.5446 | 175.4657 | 235.4123 | 104.9818 | 0 | 190.2075 | 3126756.1177 | 200725.0946 | 3976492.0066 | 4215525.7708 | 0 | 285835.2047 | 0 | 4604080.3359 | 11978872.6072 | 8175826.6956 | 36564113.8331 | 961560.8286 | 9883032.0773 | 9883032.0773 | 1478867.319 | 4834933.9008 | 0 | 47408706.739 | 63605540.036 | 749894.2093 | 5.5081 | 8607.02 | 11547.5446 | 175.4657 | 235.4123
1 | 3100 | 707 | 0.03 | 15 | 15 | 7 | 1e-09 | 5spot_SharedNeighbor | Water | Porous | Wet | R600a | MinimizeLCOE_Brownfield | IgnoreSilica | 121.4936 | 21.5213 | 1.4029 | 4 | 8514.6301 | 11401.0227 | 173.5823 | 232.4253 | 104.9527 | 0 | 179.389 | 3155606.6664 | 202524.428 | 4018955.4798 | 4272629.4772 | 0 | 275295.591 | 0 | 4650754.5405 | 12100309.3135 | 8258709.743 | 36934785.2394 | 961560.8286 | 9883032.0773 | 9883032.0773 | 1478867.319 | 4834933.9008 | 0 | 47779378.1453 | 63976211.4423 | 1000000 | 5.6114 | 8514.6301 | 11401.0227 | 173.5823 | 232.4253
1 | 3100 | 707 | 0.03 | 15 | 15 | 7 | 1.3335e-09 | 5spot_SharedNeighbor | Water | Porous | Wet | R600a | MinimizeLCOE_Brownfield | IgnoreSilica | 122.748 | 21.7351 | 1.4226 | 4 | 8445.2258 | 11291.5556 | 172.1674 | 230.1936 | 104.9302 | 0 | 200.6812 | 3177290.0114 | 203875.4655 | 4050936.1906 | 4315776.0698 | 0 | 266751.0321 | 0 | 4685705.2201 | 12191243.8124 | 8320774.407 | 37212352.2089 | 961560.8286 | 9883032.0773 | 9883032.0773 | 1478867.319 | 4834933.9008 | 0 | 48056945.1147 | 64253778.4118 | 1333521.4322 | 5.6904 | 8445.2258 | 11291.5556 | 172.1674 | 230.1936
1 | 3100 | 707 | 0.03 | 15 | 15 | 7 | 1.7783e-09 | 5spot_SharedNeighbor | Water | Porous | Wet | R600a | MinimizeLCOE_Brownfield | IgnoreSilica | 123.6908 | 21.8956 | 1.4376 | 4 | 8393.1056 | 11209.7463 | 171.1048 | 228.5258 | 104.913 | 0 | 174.0571 | 3193511.1986 | 204885.4309 | 4074898.2531 | 4348183.2143 | 0 | 259931.0865 | 0 | 4711749.5816 | 12259005.8985 | 8367023.4231 | 37419188.0866 | 961560.8286 | 9883032.0773 | 9883032.0773 | 1478867.319 | 4834933.9008 | 0 | 48263780.9925 | 64460614.2895 | 1778279.41 | 5.7504 | 8393.1056 | 11209.7463 | 171.1048 | 228.5258
1 | 3100 | 707 | 0.03 | 15 | 15 | 7 | 2.3714e-09 | 5spot_SharedNeighbor | Water | Porous | Wet | R600a | MinimizeLCOE_Brownfield | IgnoreSilica | 124.5656 | 22.0444 | 1.4515 | 4 | 8345.7761 | 11135.4737 | 170.1399 | 227.0117 | 104.8969 | 0 | 182.4294 | 3208508.9439 | 205818.724 | 4097079.6332 | 4378240.0802 | 0 | 253540.6643 | 0 | 4735843.3378 | 12321692.9099 | 8409808.5965 | 37610532.89 | 961560.8286 | 9883032.0773 | 9883032.0773 | 1478867.319 | 4834933.9008 | 0 | 48455125.7958 | 64651959.0929 | 2371373.7057 | 5.8059 | 8345.7761 | 11135.4737 | 170.1399 | 227.0117
1 | 3100 | 707 | 0.03 | 15 | 15 | 7 | 3.1623e-09 | 5spot_SharedNeighbor | Water | Porous | Wet | R600a | MinimizeLCOE_Brownfield | IgnoreSilica | 124.9601 | 22.1114 | 1.4578 | 4 | 8324.6062 | 11102.3009 | 169.7084 | 226.3354 | 104.8895 | 0 | 197.9506 | 3215250.1167 | 206237.9429 | 4107061.6814 | 4391788.4069 | 0 | 250596.8261 | 0 | 4746664.6399 | 12349847.7181 | 8429024.8316 | 37696472.1636 | 961560.8286 | 9883032.0773 | 9883032.0773 | 1478867.319 | 4834933.9008 | 0 | 48541065.0695 | 64737898.3665 | 3162277.6602 | 5.831 | 8324.6062 | 11102.3009 | 169.7084 | 226.3354
1 | 3100 | 707 | 0.03 | 15 | 15 | 7 | 4.217e-09 | 5spot_SharedNeighbor | Water | Porous | Wet | R600a | MinimizeLCOE_Brownfield | IgnoreSilica | 130 | 22.9649 | 1.5006 | 4 | 8301.1696 | 10999.5545 | 169.2306 | 224.2408 | 104.7925 | 0 | 169.8888 | 3300482.1371 | 211530.1428 | 4233710.0951 | 4564654.118 | 0 | 275772.0699 | 0 | 4908597.9395 | 12771164.9467 | 8716582.4973 | 38982493.9464 | 961560.8286 | 9883032.0773 | 9883032.0773 | 1478867.319 | 4834933.9008 | 0 | 49827086.8522 | 66023920.1493 | 4216965.0343 | 6.0024 | 8301.1696 | 10999.5545 | 169.2306 | 224.2408
1 | 3100 | 707 | 0.03 | 15 | 15 | 7 | 5.6234e-09 | 5spot_SharedNeighbor | Water | Porous | Wet | R600a | MinimizeLCOE_Brownfield | IgnoreSilica | 125.6586 | 22.23 | 1.4691 | 4 | 8286.0293 | 11042.2984 | 168.9219 | 225.1122 | 104.8764 | 0 | 204.7488 | 3227165.0767 | 206978.751 | 4124715.0821 | 4415773.7636 | 0 | 244938.7082 | 0 | 4765632.8389 | 12399199.081 | 8462708.1508 | 37847111.4523 | 961560.8286 | 9883032.0773 | 9883032.0773 | 1478867.319 | 4834933.9008 | 0 | 48691704.3582 | 64888537.6553 | 5623413.2519 | 5.8764 | 8286.0293 | 11042.2984 | 168.9219 | 225.1122
1 | 3100 | 707 | 0.03 | 15 | 15 | 7 | 7.4989e-09 | 5spot_SharedNeighbor | Water | Porous | Wet | R600a | MinimizeLCOE_Brownfield | IgnoreSilica | 125.895 | 22.2701 | 1.4728 | 4 | 8273.6231 | 11022.8696 | 168.669 | 224.7161 | 104.8719 | 0 | 212.3714 | 3231188.3546 | 207228.8191 | 4130679.9647 | 4423886.4072 | 0 | 243146.1636 | 0 | 4772090.5866 | 12416000.8159 | 8474175.6802 | 37898396.7919 | 961560.8286 | 9883032.0773 | 9883032.0773 | 1478867.319 | 4834933.9008 | 0 | 48742989.6978 | 64939822.9948 | 7498942.0933 | 5.8914 | 8273.6231 | 11022.8696 | 168.669 | 224.7161
1 | 3100 | 707 | 0.03 | 15 | 15 | 7 | 1e-08 | 5spot_SharedNeighbor | Water | Porous | Wet | R600a | MinimizeLCOE_Brownfield | IgnoreSilica | 126.0607 | 22.2982 | 1.4756 | 4 | 8264.3167 | 11008.4772 | 168.4793 | 224.4227 | 104.8688 | 0 | 201.4339 | 3234007.9886 | 207404.0487 | 4134861.5821 | 4429576.2499 | 0 | 241712.556 | 0 | 4776549.3459 | 12427601.5929 | 8482093.4488 | 37933806.8129 | 961560.8286 | 9883032.0773 | 9883032.0773 | 1478867.319 | 4834933.9008 | 0 | 48778399.7187 | 64975233.0158 | 10000000 | 5.9023 | 8264.3167 | 11008.4772 | 168.4793 | 224.4227
1 | 3200 | 707 | 0.03 | 15 | 15 | 7 | 1e-13 | 5spot_SharedNeighbor | Water | Porous | Wet | R600a | MinimizeLCOE_Brownfield | IgnoreSilica | 0 | 0 | 0 | 0 | [6 empty] | 18.5176 | [19 empty] | 100 | 0
1 | 3200 | 707 | 0.03 | 15 | 15 | 7 | 1.3335e-13 | 5spot_SharedNeighbor | Water | Porous | Wet | R600a | MinimizeLCOE_Brownfield | IgnoreSilica | 0 | 0 | 0 | 0 | [6 empty] | 20.4307 | [19 empty] | 133.3521 | 0
1 | 3200 | 707 | 0.03 | 15 | 15 | 7 | 1.7783e-13 | 5spot_SharedNeighbor | Water | Porous | Wet | R600a | MinimizeLCOE_Brownfield | IgnoreSilica | 0 | 0 | 0 | 0 | [6 empty] | 22.6794 | [19 empty] | 177.8279 | 0
1 | 3200 | 707 | 0.03 | 15 | 15 | 7 | 2.3714e-13 | 5spot_SharedNeighbor | Water | Porous | Wet | R600a | MinimizeLCOE_Brownfield | IgnoreSilica | 0 | 0 | 0 | 0 | [6 empty] | 22.5951 | [19 empty] | 237.1374 | 0
1 | 3200 | 707 | 0.03 | 15 | 15 | 7 | 3.1623e-13 | 5spot_SharedNeighbor | Water | Porous | Wet | R600a | MinimizeLCOE_Brownfield | IgnoreSilica | 0 | 0 | 0 | 0 | [6 empty] | 21.7919 | [19 empty] | 316.2278 | 0
1 | 3200 | 707 | 0.03 | 15 | 15 | 7 | 4.217e-13 | 5spot_SharedNeighbor | Water | Porous | Wet | R600a | MinimizeLCOE_Brownfield | IgnoreSilica | 0 | 0 | 0 | 0 | [6 empty] | 25.2742 | [19 empty] | 421.6965 | 0
1 | 3200 | 707 | 0.03 | 15 | 15 | 7 | 5.6234e-13 | 5spot_SharedNeighbor | Water | Porous | Wet | R600a | MinimizeLCOE_Brownfield | IgnoreSilica | 1.6 | 0.21927 | 0.0010834 | 4 | 2857090.0104 | 6719828.707 | 58245.6444 | 136992.7974 | 91.0711 | 0 | 29.4596 | 115156.4355 | 6826.7557 | 103536.5947 | 73848.6778 | 0 | 71680.1388 | 0 | 144708.955 | 376503.017 | 256971.0454 | 1149231.6199 | 961560.8286 | 10270819.4043 | 10270819.4043 | 1478867.319 | 4990048.8316 | 0 | 12381611.8528 | 29121347.4077 | 562.3413 | 0.0043336 | 2857090.0104 | 6719828.707 | 58245.6444 | 136992.7974
1 | 3200 | 707 | 0.03 | 15 | 15 | 7 | 7.4989e-13 | 5spot_SharedNeighbor | Water | Porous | Wet | R600a | MinimizeLCOE_Brownfield | IgnoreSilica | 1.807 | 0.25661 | 0.0044694 | 4 | 698528.9992 | 1634872.1191 | 14240.4585 | 33329.0795 | 92.8587 | 0 | 318.6121 | 130249.9246 | 7810.5966 | 117253.5228 | 81260.0362 | 0 | 68871.2413 | 0 | 158123.6753 | 411405.3676 | 280792.6169 | 1255766.9813 | 961560.8286 | 10270819.4043 | 10270819.4043 | 1478867.319 | 4990048.8316 | 0 | 12488147.2142 | 29227882.7691 | 749.8942 | 0.017878 | 698528.9992 | 1634872.1191 | 14240.4585 | 33329.0795
1 | 3200 | 707 | 0.03 | 15 | 15 | 7 | 1e-12 | 5spot_SharedNeighbor | Water | Porous | Wet | R600a | MinimizeLCOE_Brownfield | IgnoreSilica | 2.4488 | 0.37386 | 0.0088247 | 4 | 364605.0396 | 838832.1995 | 7432.9669 | 17100.729 | 96.6555 | 0 | 393.4861 | 174021.5158 | 10690.4041 | 157991.1826 | 104122.6879 | 0 | 81967.2565 | 0 | 206229.2883 | 536566.3047 | 366217.5283 | 1637806.1683 | 961560.8286 | 10270819.4043 | 10270819.4043 | 1478867.319 | 4990048.8316 | 0 | 12870186.4012 | 29609921.9561 | 1000 | 0.035299 | 364605.0396 | 838832.1995 | 7432.9669 | 17100.729
1 | 3200 | 707 | 0.03 | 15 | 15 | 7 | 1.3335e-12 | 5spot_SharedNeighbor | Water | Porous | Wet | R600a | MinimizeLCOE_Brownfield | IgnoreSilica | 3.3419 | 0.53943 | 0.015128 | 4 | 220932.8449 | 497563.6027 | 4504.0149 | 10143.507 | 99.6806 | 0 | 82.647 | 229421.8718 | 14366.2746 | 211367.9666 | 136097.1076 | 0 | 98684.4237 | 0 | 269075.6813 | 700079.7276 | 477818.7993 | 2136911.8524 | 961560.8286 | 10270819.4043 | 10270819.4043 | 1478867.319 | 4990048.8316 | 0 | 13369292.0853 | 30109027.6402 | 1333.5214 | 0.060513 | 220932.8449 | 497563.6027 | 4504.0149 | 10143.507
1 | 3200 | 707 | 0.03 | 15 | 15 | 7 | 1.7783e-12 | 5spot_SharedNeighbor | Water | Porous | Wet | R600a | MinimizeLCOE_Brownfield | IgnoreSilica | 4.4527 | 0.7469 | 0.023732 | 4 | 146917.3268 | 323260.756 | 2995.1084 | 6590.1078 | 101.8369 | 0 | 93.906 | 292014.2599 | 18535.0568 | 273788.6809 | 175836.388 | 0 | 116094.3712 | 0 | 341744.8152 | 889149.9075 | 606863.0821 | 2714026.5616 | 961560.8286 | 10270819.4043 | 10270819.4043 | 1478867.319 | 4990048.8316 | 0 | 13946406.7945 | 30686142.3494 | 1778.2794 | 0.094927 | 146917.3268 | 323260.756 | 2995.1084 | 6590.1078
1 | 3200 | 707 | 0.03 | 15 | 15 | 7 | 2.3714e-12 | 5spot_SharedNeighbor | Water | Porous | Wet | R600a | MinimizeLCOE_Brownfield | IgnoreSilica | 5.8487 | 1.0089 | 0.035347 | 4 | 103452.7248 | 221848.9013 | 2109.0237 | 4522.6899 | 103.4228 | 0 | 83.5042 | 363990.8479 | 23336.3573 | 347842.4609 | 226134.2859 | 0 | 134679.447 | 0 | 427433.5256 | 1112094.3551 | 759027.2486 | 3394538.5284 | 961560.8286 | 10270819.4043 | 10270819.4043 | 1478867.319 | 4990048.8316 | 0 | 14626918.7613 | 31366654.3162 | 2371.3737 | 0.14139 | 103452.7248 | 221848.9013 | 2109.0237 | 4522.6899
1 | 3200 | 707 | 0.03 | 15 | 15 | 7 | 3.1623e-12 | 5spot_SharedNeighbor | Water | Porous | Wet | R600a | MinimizeLCOE_Brownfield | IgnoreSilica | 7.5413 | 1.3262 | 0.050506 | 4 | 76219.4603 | 159080.2493 | 1553.8368 | 3243.0661 | 104.5296 | 0 | 94.0042 | 443751.0149 | 28646.1414 | 432551.6198 | 286959.4451 | 0 | 153044.0118 | 0 | 524531.3709 | 1364723.0308 | 931451.5108 | 4165658.1455 | 961560.8286 | 10270819.4043 | 10270819.4043 | 1478867.319 | 4990048.8316 | 0 | 15398038.3784 | 32137773.9333 | 3162.2777 | 0.20202 | 76219.4603 | 159080.2493 | 1553.8368 | 3243.0661
1 | 3200 | 707 | 0.03 | 15 | 15 | 7 | 4.217e-12 | 5spot_SharedNeighbor | Water | Porous | Wet | R600a | MinimizeLCOE_Brownfield | IgnoreSilica | 9.9749 | 1.7867 | 0.071572 | 4 | 57515.3395 | 115986.9158 | 1172.528 | 2364.5502 | 105.5971 | 0 | 122.9596 | 550356.0225 | 35757.0418 | 548590.6655 | 374847.4276 | 0 | 180202.5573 | 0 | 659003.9488 | 1714593.0944 | 1170245.0183 | 5233595.7761 | 961560.8286 | 10270819.4043 | 10270819.4043 | 1478867.319 | 4990048.8316 | 0 | 16465976.009 | 33205711.5639 | 4216.965 | 0.28629 | 57515.3395 | 115986.9158 | 1172.528 | 2364.5502
1 | 3200 | 707 | 0.03 | 15 | 15 | 7 | 5.6234e-12 | 5spot_SharedNeighbor | Water | Porous | Wet | R600a | MinimizeLCOE_Brownfield | IgnoreSilica | 12.8472 | 2.3289 | 0.098564 | 4 | 44757.1216 | 87216.1436 | 912.4345 | 1778.0191 | 106.2982 | 0 | 81.7581 | 665540.7743 | 43416.029 | 677808.4638 | 478464.7724 | 0 | 205441.697 | 0 | 807561.9772 | 2101110.611 | 1434051.1655 | 6413395.4903 | 961560.8286 | 10270819.4043 | 10270819.4043 | 1478867.319 | 4990048.8316 | 0 | 17645775.7232 | 34385511.2781 | 5623.4133 | 0.39426 | 44757.1216 | 87216.1436 | 912.4345 | 1778.0191
1 | 3200 | 707 | 0.03 | 15 | 15 | 7 | 7.4989e-12 | 5spot_SharedNeighbor | Water | Porous | Wet | R600a | MinimizeLCOE_Brownfield | IgnoreSilica | 16.4935 | 3.0174 | 0.13379 | 4 | 35632.3406 | 66912.1674 | 726.4135 | 1364.095 | 106.8418 | 0 | 106.5944 | 800762.6717 | 52387.1469 | 833539.0245 | 609799.5912 | 0 | 233704.7054 | 0 | 986775.3244 | 2567386.9787 | 1752294.3675 | 7836649.8103 | 961560.8286 | 10270819.4043 | 10270819.4043 | 1478867.319 | 4990048.8316 | 0 | 19069030.0432 | 35808765.5981 | 7498.9421 | 0.53516 | 35632.3406 | 66912.1674 | 726.4135 | 1364.095
1 | 3200 | 707 | 0.03 | 15 | 15 | 7 | 1e-11 | 5spot_SharedNeighbor | Water | Porous | Wet | R600a | MinimizeLCOE_Brownfield | IgnoreSilica | 21.0102 | 3.8708 | 0.17923 | 4 | 28940.039 | 52289.1163 | 589.9818 | 1065.9844 | 107.2571 | 0 | 98.0725 | 956226.8883 | 62680.635 | 1017021.8267 | 772767.3781 | 0 | 263606.7442 | 0 | 1198198.3542 | 3117466.3333 | 2127734.83 | 9515702.9897 | 961560.8286 | 10270819.4043 | 10270819.4043 | 1478867.319 | 4990048.8316 | 0 | 20748083.2226 | 37487818.7775 | 10000 | 0.71693 | 28940.039 | 52289.1163 | 589.9818 | 1065.9844
1 | 3200 | 707 | 0.03 | 15 | 15 | 7 | 1.3335e-11 | 5spot_SharedNeighbor | Water | Porous | Wet | R600a | MinimizeLCOE_Brownfield | IgnoreSilica | 26.5667 | 4.921 | 0.23724 | 4 | 23942.7022 | 41582.7896 | 488.1044 | 847.7214 | 107.577 | 0 | 104.6324 | 1134235.5123 | 74441.1852 | 1232074.8276 | 973429.7517 | 0 | 295002.8624 | 0 | 1446581.8143 | 3763709.146 | 2568808.8286 | 11488283.9279 | 961560.8286 | 10270819.4043 | 10270819.4043 | 1478867.319 | 4990048.8316 | 0 | 22720664.1608 | 39460399.7157 | 13335.2143 | 0.94896 | 23942.7022 | 41582.7896 | 488.1044 | 847.7214
1 | 3200 | 707 | 0.03 | 15 | 15 | 7 | 1.7783e-11 | 5spot_SharedNeighbor | Water | Porous | Wet | R600a | MinimizeLCOE_Brownfield | IgnoreSilica | 33.307 | 6.1954 | 0.3102 | 4 | 20156.8144 | 33647.7026 | 410.9239 | 685.9539 | 107.8242 | 0 | 135.7409 | 1335794.7706 | 87726.9256 | 1481055.5651 | 1216882.7737 | 0 | 327176.5439 | 0 | 1734968.2658 | 4514031.5366 | 3080919.2778 | 13778555.6591 | 961560.8286 | 10270819.4043 | 10270819.4043 | 1478867.319 | 4990048.8316 | 0 | 25010935.892 | 41750671.4469 | 17782.7941 | 1.2408 | 20156.8144 | 33647.7026 | 410.9239 | 685.9539
1 | 3200 | 707 | 0.03 | 15 | 15 | 7 | 2.3714e-11 | 5spot_SharedNeighbor | Water | Porous | Wet | R600a | MinimizeLCOE_Brownfield | IgnoreSilica | 41.2996 | 7.7068 | 0.40008 | 4 | 17256.7325 | 27717.0936 | 351.8018 | 565.0504 | 108.0143 | 0 | 138.1095 | 1559633.8743 | 102446.7244 | 1763414.0377 | 1505556.6728 | 0 | 358667.7448 | 0 | 2062990.4311 | 5367477.9241 | 3663413.9738 | 16383601.3829 | 961560.8286 | 10270819.4043 | 10270819.4043 | 1478867.319 | 4990048.8316 | 0 | 27615981.6159 | 44355717.1707 | 23713.7371 | 1.6003 | 17256.7325 | 27717.0936 | 351.8018 | 565.0504
1 | 3200 | 707 | 0.03 | 15 | 15 | 7 | 3.1623e-11 | 5spot_SharedNeighbor | Water | Porous | Wet | R600a | MinimizeLCOE_Brownfield | IgnoreSilica | 50.4519 | 9.4365 | 0.5073 | 4 | 15021.1882 | 23270.6486 | 306.2272 | 474.4036 | 108.1543 | 0 | 116.4784 | 1800470.9399 | 118243.3737 | 2073287.279 | 1835662.3232 | 0 | 387031.6529 | 0 | 2423731.2718 | 6306051.5936 | 4304009.7891 | 19248488.2233 | 961560.8286 | 10270819.4043 | 10270819.4043 | 1478867.319 | 4990048.8316 | 0 | 30480868.4562 | 47220604.0111 | 31622.7766 | 2.0292 | 15021.1882 | 23270.6486 | 306.2272 | 474.4036
1 | 3200 | 707 | 0.03 | 15 | 15 | 7 | 4.217e-11 | 5spot_SharedNeighbor | Water | Porous | Wet | R600a | MinimizeLCOE_Brownfield | IgnoreSilica | 60.3982 | 11.3133 | 0.62947 | 4 | 13295.1272 | 19943.4834 | 271.0392 | 406.5749 | 108.2424 | 0 | 133.1555 | 2047405.3925 | 134392.7989 | 2396924.9945 | 2194163.4059 | 0 | 408669.1643 | 0 | 2800806.7449 | 7287124.6257 | 4973612.2925 | 22243099.4192 | 961560.8286 | 10270819.4043 | 10270819.4043 | 1478867.319 | 4990048.8316 | 0 | 33475479.6521 | 50215215.207 | 42169.6503 | 2.5179 | 13295.1272 | 19943.4834 | 271.0392 | 406.5749
1 | 3200 | 707 | 0.03 | 15 | 15 | 7 | 5.6234e-11 | 5spot_SharedNeighbor | Water | Porous | Wet | R600a | MinimizeLCOE_Brownfield | IgnoreSilica | 70.6003 | 13.2316 | 0.76111 | 4 | 11966.8963 | 17465.3532 | 243.9614 | 356.0548 | 108.276 | 0 | 160.3597 | 2287304.8224 | 150025.9943 | 2716833.7817 | 2561327.988 | 0 | 420795.0892 | 0 | 3173152.1935 | 8255891.1044 | 5634815.3204 | 25200146.2938 | 961560.8286 | 10270819.4043 | 10270819.4043 | 1478867.319 | 4990048.8316 | 0 | 36432526.5267 | 53172262.0816 | 56234.1325 | 3.0444 | 11966.8963 | 17465.3532 | 243.9614 | 356.0548
1 | 3200 | 707 | 0.03 | 15 | 15 | 7 | 7.4989e-11 | 5spot_SharedNeighbor | Water | Porous | Wet | R600a | MinimizeLCOE_Brownfield | IgnoreSilica | 80.4707 | 15.0775 | 0.89475 | 4 | 10950.1043 | 15627.3226 | 223.2327 | 318.5841 | 108.2602 | 0 | 170.0177 | 2508141.9583 | 164356.6095 | 3016075.7221 | 2915728.3562 | 0 | 422396.2987 | 0 | 3520412.5884 | 9159391.4192 | 6251472.8503 | 27957975.8027 | 961560.8286 | 10270819.4043 | 10270819.4043 | 1478867.319 | 4990048.8316 | 0 | 39190356.0356 | 55930091.5905 | 74989.4209 | 3.579 | 10950.1043 | 15627.3226 | 223.2327 | 318.5841
1 | 3200 | 707 | 0.03 | 15 | 15 | 7 | 1e-10 | 5spot_SharedNeighbor | Water | Porous | Wet | R600a | MinimizeLCOE_Brownfield | IgnoreSilica | 89.5233 | 16.7592 | 1.0229 | 4 | 10175.6205 | 14266.9535 | 207.4438 | 290.8511 | 108.2078 | 0 | 178.0966 | 2701900.7196 | 176873.2212 | 3282436.5337 | 3239826.8911 | 0 | 414525.2192 | 0 | 3828069.4081 | 9959851.3548 | 6797803.2041 | 30401286.5518 | 961560.8286 | 10270819.4043 | 10270819.4043 | 1478867.319 | 4990048.8316 | 0 | 41633666.7847 | 58373402.3396 | 100000 | 4.0915 | 10175.6205 | 14266.9535 | 207.4438 | 290.8511
1 | 3200 | 707 | 0.03 | 15 | 15 | 7 | 1.3335e-10 | 5spot_SharedNeighbor | Water | Porous | Wet | R600a | MinimizeLCOE_Brownfield | IgnoreSilica | 97.4887 | 18.2282 | 1.1399 | 4 | 9588.0644 | 13259.4208 | 195.4657 | 270.3112 | 108.1343 | 0 | 172.5131 | 2865975.8629 | 187424.6281 | 3510849.628 | 3524122.9132 | 0 | 399914.3085 | 0 | 4090432.0629 | 10642465.1646 | 7263701.1556 | 32484885.7238 | 961560.8286 | 10270819.4043 | 10270819.4043 | 1478867.319 | 4990048.8316 | 0 | 43717265.9567 | 60457001.5116 | 133352.1432 | 4.5596 | 9588.0644 | 13259.4208 | 195.4657 | 270.3112
1 | 3200 | 707 | 0.03 | 15 | 15 | 7 | 1.7783e-10 | 5spot_SharedNeighbor | Water | Porous | Wet | R600a | MinimizeLCOE_Brownfield | IgnoreSilica | 104.2218 | 19.4613 | 1.2421 | 4 | 9143.6261 | 12512.8592 | 186.4052 | 255.0916 | 108.0539 | 0 | 205.6493 | 3000264.6243 | 196024.298 | 3699805.9505 | 3763718.3754 | 0 | 381231.2438 | 0 | 4306007.3519 | 11203347.8461 | 7646515.1107 | 34196914.8008 | 961560.8286 | 10270819.4043 | 10270819.4043 | 1478867.319 | 4990048.8316 | 0 | 45429295.0337 | 62169030.5886 | 177827.941 | 4.9684 | 9143.6261 | 12512.8592 | 186.4052 | 255.0916
1 | 3200 | 707 | 0.03 | 15 | 15 | 7 | 2.3714e-10 | 5spot_SharedNeighbor | Water | Porous | Wet | R600a | MinimizeLCOE_Brownfield | IgnoreSilica | 109.7324 | 20.4639 | 1.3282 | 4 | 8808.1524 | 11959.0531 | 179.5661 | 243.8015 | 107.9764 | 0 | 180.9784 | 3107278.775 | 202851.4157 | 3851733.3528 | 3959124.4803 | 0 | 360971.3141 | 0 | 4477964.1417 | 11650744.1401 | 7951872.2744 | 35562539.8941 | 961560.8286 | 10270819.4043 | 10270819.4043 | 1478867.319 | 4990048.8316 | 0 | 46794920.127 | 63534655.6819 | 237137.3706 | 5.3127 | 8808.1524 | 11959.0531 | 179.5661 | 243.8015
1 | 3200 | 707 | 0.03 | 15 | 15 | 7 | 3.1623e-10 | 5spot_SharedNeighbor | Water | Porous | Wet | R600a | MinimizeLCOE_Brownfield | IgnoreSilica | 113.628 | 21.1686 | 1.3955 | 4 | 8547.7979 | 11546.5723 | 174.2584 | 235.3925 | 107.9156 | 0 | 197.1852 | 3181369.5347 | 207562.9741 | 3957662.2102 | 4096642.7416 | 0 | 335930.9432 | 0 | 4593875.6775 | 11952322.1793 | 8157705.483 | 36483071.7435 | 961560.8286 | 10270819.4043 | 10270819.4043 | 1478867.319 | 4990048.8316 | 0 | 47715451.9764 | 64455187.5313 | 316227.766 | 5.5822 | 8547.7979 | 11546.5723 | 174.2584 | 235.3925
1 | 3200 | 707 | 0.03 | 15 | 15 | 7 | 4.217e-10 | 5spot_SharedNeighbor | Water | Porous | Wet | R600a | MinimizeLCOE_Brownfield | IgnoreSilica | 117.9614 | 21.9487 | 1.4588 | 4 | 8359.2014 | 11227.8763 | 170.4136 | 228.8954 | 107.8425 | 0 | 174.0789 | 3262357.6222 | 212699.1574 | 4074138.9237 | 4249237.739 | 0 | 324088.3005 | 0 | 4727783.4797 | 12300722.8124 | 8395496.0741 | 37546524.109 | 961560.8286 | 10270819.4043 | 10270819.4043 | 1478867.319 | 4990048.8316 | 0 | 48778904.3419 | 65518639.8968 | 421696.5034 | 5.8354 | 8359.2014 | 11227.8763 | 170.4136 | 228.8954
1 | 3200 | 707 | 0.03 | 15 | 15 | 7 | 5.6234e-10 | 5spot_SharedNeighbor | Water | Porous | Wet | R600a | MinimizeLCOE_Brownfield | IgnoreSilica | 120.646 | 22.43 | 1.5031 | 4 | 8217.4645 | 11001.6634 | 167.5241 | 224.2838 | 107.7942 | 0 | 215.476 | 3311784.7784 | 215826.1477 | 4145588.9087 | 4343564.7638 | 0 | 308463.36 | 0 | 4806838.9038 | 12506408.8096 | 8535880.9935 | 38174356.6655 | 961560.8286 | 10270819.4043 | 10270819.4043 | 1478867.319 | 4990048.8316 | 0 | 49406736.8984 | 66146472.4533 | 562341.3252 | 6.0124 | 8217.4645 | 11001.6634 | 167.5241 | 224.2838
1 | 3200 | 707 | 0.03 | 15 | 15 | 7 | 7.4989e-10 | 5spot_SharedNeighbor | Water | Porous | Wet | R600a | MinimizeLCOE_Brownfield | IgnoreSilica | 122.6897 | 22.7952 | 1.5374 | 4 | 8110.8745 | 10833.0121 | 165.3511 | 220.8456 | 107.7561 | 0 | 194.6266 | 3349035.6132 | 218178.8893 | 4199622.0715 | 4415262.1337 | 0 | 295179.3803 | 0 | 4866138.4543 | 12660694.0759 | 8641183.8581 | 38645294.4764 | 961560.8286 | 10270819.4043 | 10270819.4043 | 1478867.319 | 4990048.8316 | 0 | 49877674.7093 | 66617410.2642 | 749894.2093 | 6.1495 | 8110.8745 | 10833.0121 | 165.3511 | 220.8456
1 | 3200 | 707 | 0.03 | 15 | 15 | 7 | 1e-09 | 5spot_SharedNeighbor | Water | Porous | Wet | R600a | MinimizeLCOE_Brownfield | IgnoreSilica | 124.2561 | 23.0745 | 1.5638 | 4 | 8030.7548 | 10706.8294 | 163.7178 | 218.2732 | 107.726 | 0 | 171.7477 | 3377369.2471 | 219966.12 | 4240828.34 | 4470150.0509 | 0 | 284345.6817 | 0 | 4911137.1814 | 12777771.5333 | 8721091.6285 | 39002659.7828 | 961560.8286 | 10270819.4043 | 10270819.4043 | 1478867.319 | 4990048.8316 | 0 | 50235040.0157 | 66974775.5706 | 1000000 | 6.2553 | 8030.7548 | 10706.8294 | 163.7178 | 218.2732
1 | 3200 | 707 | 0.03 | 15 | 15 | 7 | 1.3335e-09 | 5spot_SharedNeighbor | Water | Porous | Wet | R600a | MinimizeLCOE_Brownfield | IgnoreSilica | 125.4493 | 23.2869 | 1.5841 | 4 | 7970.5573 | 10612.3712 | 162.4906 | 216.3475 | 107.7027 | 0 | 202.6734 | 3398827.9793 | 221318.3455 | 4272098.8566 | 4511925.1146 | 0 | 275675.7266 | 0 | 4945139.9489 | 12866239.7592 | 8781473.0105 | 39272698.7413 | 961560.8286 | 10270819.4043 | 10270819.4043 | 1478867.319 | 4990048.8316 | 0 | 50505078.9742 | 67244814.5291 | 1333521.4322 | 6.3365 | 7970.5573 | 10612.3712 | 162.4906 | 216.3475
1 | 3200 | 707 | 0.03 | 15 | 15 | 7 | 1.7783e-09 | 5spot_SharedNeighbor | Water | Porous | Wet | R600a | MinimizeLCOE_Brownfield | IgnoreSilica | 126.336 | 23.4445 | 1.5994 | 4 | 7925.3446 | 10541.8872 | 161.5689 | 214.9106 | 107.685 | 0 | 205.4654 | 3414702.3125 | 222317.9072 | 4295266.6475 | 4542943.5068 | 0 | 268717.2778 | 0 | 4970139.5842 | 12931283.6824 | 8825866.8245 | 39471237.7431 | 961560.8286 | 10270819.4043 | 10270819.4043 | 1478867.319 | 4990048.8316 | 0 | 50703617.976 | 67443353.5309 | 1778279.41 | 6.3977 | 7925.3446 | 10541.8872 | 161.5689 | 214.9106
1 | 3200 | 707 | 0.03 | 15 | 15 | 7 | 2.3714e-09 | 5spot_SharedNeighbor | Water | Porous | Wet | R600a | MinimizeLCOE_Brownfield | IgnoreSilica | 127.0157 | 23.5652 | 1.6111 | 4 | 7891.3973 | 10488.9526 | 160.8768 | 213.8315 | 107.6714 | 0 | 189.0456 | 3426832.6538 | 223081.2826 | 4312990.4072 | 4566712.112 | 0 | 263359.8681 | 0 | 4989260.7662 | 12981033.0756 | 8859821.8077 | 39623091.9731 | 961560.8286 | 10270819.4043 | 10270819.4043 | 1478867.319 | 4990048.8316 | 0 | 50855472.206 | 67595207.7609 | 2371373.7057 | 6.4444 | 7891.3973 | 10488.9526 | 160.8768 | 213.8315
1 | 3200 | 707 | 0.03 | 15 | 15 | 7 | 3.1623e-09 | 5spot_SharedNeighbor | Water | Porous | Wet | R600a | MinimizeLCOE_Brownfield | IgnoreSilica | 125.3956 | 23.2772 | 1.6028 | 4 | 7859.7527 | 10470.7734 | 160.2317 | 213.4609 | 107.7035 | 0 | 185.8205 | 3397849.5467 | 221256.4025 | 4270680.6536 | 4510036.1278 | 0 | 242972.946 | 0 | 4930690.3138 | 12828644.773 | 8755813.6598 | 39157944.4231 | 961560.8286 | 10270819.4043 | 10270819.4043 | 1478867.319 | 4990048.8316 | 0 | 50390324.6561 | 67130060.2109 | 3162277.6602 | 6.4112 | 7859.7527 | 10470.7734 | 160.2317 | 213.4609
1 | 3200 | 707 | 0.03 | 15 | 15 | 7 | 4.217e-09 | 5spot_SharedNeighbor | Water | Porous | Wet | R600a | MinimizeLCOE_Brownfield | IgnoreSilica | 127.5882 | 23.6667 | 1.6251 | 4 | 7839.7492 | 10414.9516 | 159.8239 | 212.3229 | 107.6598 | 0 | 178.7506 | 3437022.0102 | 223722.2123 | 4327891.7794 | 4586721.9617 | 0 | 251745.0011 | 0 | 5002570.1563 | 13015661.3784 | 8883456.3358 | 39728790.8353 | 961560.8286 | 10270819.4043 | 10270819.4043 | 1478867.319 | 4990048.8316 | 0 | 50961171.0682 | 67700906.6231 | 4216965.0343 | 6.5004 | 7839.7492 | 10414.9516 | 159.8239 | 212.3229
1 | 3200 | 707 | 0.03 | 15 | 15 | 7 | 5.6234e-09 | 5spot_SharedNeighbor | Water | Porous | Wet | R600a | MinimizeLCOE_Brownfield | IgnoreSilica | 128.1802 | 23.7717 | 1.6314 | 4 | 7832.4417 | 10397.6117 | 159.6749 | 211.9694 | 107.6477 | 0 | 192.2467 | 3447531.4854 | 224382.9897 | 4343274.4256 | 4607403.2736 | 0 | 253464.2775 | 0 | 5021662.0162 | 13065334.4817 | 8917359.2496 | 39880412.1994 | 961560.8286 | 10270819.4043 | 10270819.4043 | 1478867.319 | 4990048.8316 | 0 | 51112792.4323 | 67852527.9872 | 5623413.2519 | 6.5258 | 7832.4417 | 10397.6117 | 159.6749 | 211.9694
1 | 3200 | 707 | 0.03 | 15 | 15 | 7 | 7.4989e-09 | 5spot_SharedNeighbor | Water | Porous | Wet | R600a | MinimizeLCOE_Brownfield | IgnoreSilica | 128.3971 | 23.8101 | 1.6352 | 4 | 7821.6761 | 10380.9254 | 159.4554 | 211.6292 | 107.6432 | 0 | 194.5195 | 3451375.4843 | 224624.6073 | 4348904.1498 | 4614978.556 | 0 | 251616.4307 | 0 | 5027684.6989 | 13081004.2667 | 8928054.1998 | 39928242.3934 | 961560.8286 | 10270819.4043 | 10270819.4043 | 1478867.319 | 4990048.8316 | 0 | 51160622.6263 | 67900358.1812 | 7498942.0933 | 6.5409 | 7821.6761 | 10380.9254 | 159.4554 | 211.6292
1 | 3200 | 707 | 0.03 | 15 | 15 | 7 | 1e-08 | 5spot_SharedNeighbor | Water | Porous | Wet | R600a | MinimizeLCOE_Brownfield | IgnoreSilica | 128.548 | 23.8368 | 1.638 | 4 | 7813.6001 | 10368.575 | 159.2908 | 211.3774 | 107.6401 | 0 | 203.9592 | 3454048.7812 | 224792.6142 | 4352820.4364 | 4620250.3343 | 0 | 250137.7852 | 0 | 5031799.481 | 13091710.0855 | 8935361.1411 | 39960920.6587 | 961560.8286 | 10270819.4043 | 10270819.4043 | 1478867.319 | 4990048.8316 | 0 | 51193300.8916 | 67933036.4465 | 10000000 | 6.5518 | 7813.6001 | 10368.575 | 159.2908 | 211.3774
1 | 3300 | 707 | 0.03 | 15 | 15 | 7 | 1e-13 | 5spot_SharedNeighbor | Water | Porous | Wet | R600a | MinimizeLCOE_Brownfield | IgnoreSilica | 0 | 0 | 0 | 0 | [6 empty] | 18.9605 | [19 empty] | 100 | 0
1 | 3300 | 707 | 0.03 | 15 | 15 | 7 | 1.3335e-13 | 5spot_SharedNeighbor | Water | Porous | Wet | R600a | MinimizeLCOE_Brownfield | IgnoreSilica | 0 | 0 | 0 | 0 | [6 empty] | 22.3272 | [19 empty] | 133.3521 | 0
1 | 3300 | 707 | 0.03 | 15 | 15 | 7 | 1.7783e-13 | 5spot_SharedNeighbor | Water | Porous | Wet | R600a | MinimizeLCOE_Brownfield | IgnoreSilica | 0 | 0 | 0 | 0 | [6 empty] | 22.4083 | [19 empty] | 177.8279 | 0
1 | 3300 | 707 | 0.03 | 15 | 15 | 7 | 2.3714e-13 | 5spot_SharedNeighbor | Water | Porous | Wet | R600a | MinimizeLCOE_Brownfield | IgnoreSilica | 0 | 0 | 0 | 0 | [6 empty] | 22.0872 | [19 empty] | 237.1374 | 0
1 | 3300 | 707 | 0.03 | 15 | 15 | 7 | 3.1623e-13 | 5spot_SharedNeighbor | Water | Porous | Wet | R600a | MinimizeLCOE_Brownfield | IgnoreSilica | 0 | 0 | 0 | 0 | [6 empty] | 23.3383 | [19 empty] | 316.2278 | 0
1 | 3300 | 707 | 0.03 | 15 | 15 | 7 | 4.217e-13 | 5spot_SharedNeighbor | Water | Porous | Wet | R600a | MinimizeLCOE_Brownfield | IgnoreSilica | 0 | 0 | 0 | 0 | [6 empty] | 25.0684 | [19 empty] | 421.6965 | 0
1 | 3300 | 707 | 0.03 | 15 | 15 | 7 | 5.6234e-13 | 5spot_SharedNeighbor | Water | Porous | Wet | R600a | MinimizeLCOE_Brownfield | IgnoreSilica | 1.3986 | 0.19005 | 0.0024967 | 4 | 1266483.4163 | 2997835.5828 | 25818.9775 | 61114.9332 | 90.6457 | 0 | 241.5024 | 103973.3393 | 6140.4215 | 92373.1741 | 67424.4156 | 0 | 60128.2378 | 0 | 128715.4394 | 334891.1702 | 228570.105 | 1022216.303 | 961560.8286 | 10664466.8222 | 10664466.8222 | 1478867.319 | 5147507.7987 | 0 | 12648243.9538 | 29939085.8938 | 562.3413 | 0.0099869 | 1266483.4163 | 2997835.5828 | 25818.9775 | 61114.9332
1 | 3300 | 707 | 0.03 | 15 | 15 | 7 | 7.4989e-13 | 5spot_SharedNeighbor | Water | Porous | Wet | R600a | MinimizeLCOE_Brownfield | IgnoreSilica | 1.982 | 0.29961 | 0.0061379 | 4 | 530790.5538 | 1235053.439 | 10820.8834 | 25178.2349 | 96.1256 | 0 | 325.9022 | 148707.8999 | 9092.7534 | 132400.6088 | 88585.01 | 0 | 75091.9314 | 0 | 177012.4993 | 460550.213 | 314334.9838 | 1405775.8996 | 961560.8286 | 10664466.8222 | 10664466.8222 | 1478867.319 | 5147507.7987 | 0 | 13031803.5504 | 30322645.4903 | 749.8942 | 0.024552 | 530790.5538 | 1235053.439 | 10820.8834 | 25178.2349
1 | 3300 | 707 | 0.03 | 15 | 15 | 7 | 1e-12 | 5spot_SharedNeighbor | Water | Porous | Wet | R600a | MinimizeLCOE_Brownfield | IgnoreSilica | 2.7593 | 0.44907 | 0.01158 | 4 | 291595.2757 | 664889.3508 | 5944.5641 | 13554.6687 | 100.1385 | 0 | 97.7411 | 202681.3239 | 12709.3746 | 182471.3246 | 116905.7755 | 0 | 92401.23 | 0 | 236795.9211 | 616094.4133 | 420497.0965 | 1880556.4595 | 961560.8286 | 10664466.8222 | 10664466.8222 | 1478867.319 | 5147507.7987 | 0 | 13506584.1103 | 30797426.0503 | 1000 | 0.04632 | 291595.2757 | 664889.3508 | 5944.5641 | 13554.6687
1 | 3300 | 707 | 0.03 | 15 | 15 | 7 | 1.3335e-12 | 5spot_SharedNeighbor | Water | Porous | Wet | R600a | MinimizeLCOE_Brownfield | IgnoreSilica | 3.7144 | 0.63506 | 0.019198 | 4 | 182925.7686 | 408096.1043 | 3729.1892 | 8319.5911 | 102.9178 | 0 | 96.6828 | 262846.5064 | 16771.6314 | 240277.2774 | 151837.9295 | 0 | 109879.0348 | 0 | 304828.828 | 793102.0814 | 541308.4672 | 2420851.7561 | 961560.8286 | 10664466.8222 | 10664466.8222 | 1478867.319 | 5147507.7987 | 0 | 14046879.4069 | 31337721.3468 | 1333.5214 | 0.07679 | 182925.7686 | 408096.1043 | 3729.1892 | 8319.5911
1 | 3300 | 707 | 0.03 | 15 | 15 | 7 | 1.7783e-12 | 5spot_SharedNeighbor | Water | Porous | Wet | R600a | MinimizeLCOE_Brownfield | IgnoreSilica | 4.913 | 0.87022 | 0.029608 | 4 | 123956.2981 | 269954.5905 | 2527.0168 | 5503.3895 | 104.9487 | 0 | 87.6286 | 331752.0941 | 21438.2499 | 308690.6229 | 195875.3776 | 0 | 128388.6171 | 0 | 384596.5351 | 1000641.2926 | 682958.2434 | 3054341.0328 | 961560.8286 | 10664466.8222 | 10664466.8222 | 1478867.319 | 5147507.7987 | 0 | 14680368.6836 | 31971210.6235 | 1778.2794 | 0.11843 | 123956.2981 | 269954.5905 | 2527.0168 | 5503.3895
1 | 3300 | 707 | 0.03 | 15 | 15 | 7 | 2.3714e-12 | 5spot_SharedNeighbor | Water | Porous | Wet | R600a | MinimizeLCOE_Brownfield | IgnoreSilica | 6.4406 | 1.1708 | 0.043569 | 4 | 88586.4811 | 187802.1332 | 1805.9552 | 3828.6005 | 106.4632 | 0 | 99.4741 | 412065.1789 | 26880.8041 | 390947.6625 | 252153.1386 | 0 | 148853.9851 | 0 | 480051.3 | 1248995.0106 | 852464.759 | 3812411.8389 | 961560.8286 | 10664466.8222 | 10664466.8222 | 1478867.319 | 5147507.7987 | 0 | 15438439.4897 | 32729281.4297 | 2371.3737 | 0.17428 | 88586.4811 | 187802.1332 | 1805.9552 | 3828.6005
1 | 3300 | 707 | 0.03 | 15 | 15 | 7 | 3.1623e-12 | 5spot_SharedNeighbor | Water | Porous | Wet | R600a | MinimizeLCOE_Brownfield | IgnoreSilica | 8.2257 | 1.5204 | 0.061465 | 4 | 66144.0399 | 136471.6256 | 1348.4357 | 2782.1587 | 107.4511 | 0 | 79.8814 | 497703.9488 | 32664.9663 | 481508.6591 | 317694.8521 | 0 | 167315.5514 | 0 | 583786.3113 | 1518892.231 | 1036675.1578 | 4636241.6779 | 961560.8286 | 10664466.8222 | 10664466.8222 | 1478867.319 | 5147507.7987 | 0 | 16262269.3287 | 33553111.2687 | 3162.2777 | 0.24586 | 66144.0399 | 136471.6256 | 1348.4357 | 2782.1587
1 | 3300 | 707 | 0.03 | 15 | 15 | 7 | 4.217e-12 | 5spot_SharedNeighbor | Water | Porous | Wet | R600a | MinimizeLCOE_Brownfield | IgnoreSilica | 10.9371 | 2.0597 | 0.08706 | 4 | 50201.2655 | 99853.4979 | 1023.4207 | 2035.6486 | 108.5685 | 0 | 96.5295 | 619801.1925 | 40945.6295 | 613373.8276 | 417956.9306 | 0 | 198632.6416 | 0 | 737376.9865 | 1918503.6621 | 1309418.1707 | 5856009.0411 | 961560.8286 | 10664466.8222 | 10664466.8222 | 1478867.319 | 5147507.7987 | 0 | 17482036.6919 | 34772878.6319 | 4216.965 | 0.34824 | 50201.2655 | 99853.4979 | 1023.4207 | 2035.6486
1 | 3300 | 707 | 0.03 | 15 | 15 | 7 | 5.6234e-12 | 5spot_SharedNeighbor | Water | Porous | Wet | R600a | MinimizeLCOE_Brownfield | IgnoreSilica | 14.0971 | 2.685 | 0.11941 | 4 | 39374.9931 | 75575.7608 | 802.7125 | 1540.7141 | 109.2512 | 0 | 100.3516 | 749453.5293 | 49698.1489 | 757922.5012 | 534454.3989 | 0 | 226958.7234 | 0 | 904210.0477 | 2352569.065 | 1605676.7273 | 7180943.1417 | 961560.8286 | 10664466.8222 | 10664466.8222 | 1478867.319 | 5147507.7987 | 0 | 18806970.7925 | 36097812.7324 | 5623.4133 | 0.47764 | 39374.9931 | 75575.7608 | 802.7125 | 1540.7141
1 | 3300 | 707 | 0.03 | 15 | 15 | 7 | 7.4989e-12 | 5spot_SharedNeighbor | Water | Porous | Wet | R600a | MinimizeLCOE_Brownfield | IgnoreSilica | 18.0406 | 3.4662 | 0.16145 | 4 | 31557.3346 | 58332.1391 | 643.339 | 1189.1796 | 109.7726 | 0 | 118.6486 | 899389.7284 | 59800.0302 | 929365.4448 | 680240.9213 | 0 | 257357.3098 | 0 | 1102199.8394 | 2867697.8899 | 1957262.7351 | 8753313.8989 | 961560.8286 | 10664466.8222 | 10664466.8222 | 1478867.319 | 5147507.7987 | 0 | 20379341.5497 | 37670183.4896 | 7498.9421 | 0.64579 | 31557.3346 | 58332.1391 | 643.339 | 1189.1796
1 | 3300 | 707 | 0.03 | 15 | 15 | 7 | 1e-11 | 5spot_SharedNeighbor | Water | Porous | Wet | R600a | MinimizeLCOE_Brownfield | IgnoreSilica | 22.925 | 4.434 | 0.2155 | 4 | 25794.0523 | 45853.052 | 525.8466 | 934.7765 | 110.1731 | 0 | 99.9142 | 1071858.6917 | 71393.4923 | 1131408.318 | 860837.7859 | 0 | 289608.779 | 0 | 1335791.7561 | 3475456.1407 | 2372070.2295 | 10608425.1932 | 961560.8286 | 10664466.8222 | 10664466.8222 | 1478867.319 | 5147507.7987 | 0 | 22234452.844 | 39525294.784 | 10000 | 0.862 | 25794.0523 | 45853.052 | 525.8466 | 934.7765
1 | 3300 | 707 | 0.03 | 15 | 15 | 7 | 1.3335e-11 | 5spot_SharedNeighbor | Water | Porous | Wet | R600a | MinimizeLCOE_Brownfield | IgnoreSilica | 28.9297 | 5.6241 | 0.28428 | 4 | 21469.1813 | 36674.9701 | 437.6783 | 747.6689 | 110.4829 | 0 | 107.9286 | 1269335.248 | 84636.9966 | 1368128.1038 | 1082878.1527 | 0 | 323536.4569 | 0 | 1610120.8336 | 4189204.1278 | 2859217.8967 | 12787057.816 | 961560.8286 | 10664466.8222 | 10664466.8222 | 1478867.319 | 5147507.7987 | 0 | 24413085.4668 | 41703927.4067 | 13335.2143 | 1.1371 | 21469.1813 | 36674.9701 | 437.6783 | 747.6689
1 | 3300 | 707 | 0.03 | 15 | 15 | 7 | 1.7783e-11 | 5spot_SharedNeighbor | Water | Porous | Wet | R600a | MinimizeLCOE_Brownfield | IgnoreSilica | 36.1575 | 7.057 | 0.37027 | 4 | 18178.196 | 29852.6477 | 370.5871 | 608.5866 | 110.7218 | 0 | 136.6141 | 1491430.4438 | 99495.713 | 1640229.9499 | 1350187.8441 | 0 | 357678.5001 | 0 | 1926218.7559 | 5011626.081 | 3420537.7789 | 15297405.0666 | 961560.8286 | 10664466.8222 | 10664466.8222 | 1478867.319 | 5147507.7987 | 0 | 26923432.7174 | 44214274.6574 | 17782.7941 | 1.4811 | 18178.196 | 29852.6477 | 370.5871 | 608.5866
1 | 3300 | 707 | 0.03 | 15 | 15 | 7 | 2.3714e-11 | 5spot_SharedNeighbor | Water | Porous | Wet | R600a | MinimizeLCOE_Brownfield | IgnoreSilica | 44.6519 | 8.741 | 0.47534 | 4 | 15648.9007 | 24742.8184 | 319.024 | 504.4158 | 110.9039 | 0 | 107.1694 | 1736158.5971 | 115828.5124 | 1946272.8575 | 1664350.8309 | 0 | 390387.0354 | 0 | 2282669.155 | 5939036.9015 | 4053514.7202 | 18128218.61 | 961560.8286 | 10664466.8222 | 10664466.8222 | 1478867.319 | 5147507.7987 | 0 | 29754246.2608 | 47045088.2007 | 23713.7371 | 1.9014 | 15648.9007 | 24742.8184 | 319.024 | 504.4158
1 | 3300 | 707 | 0.03 | 15 | 15 | 7 | 3.1623e-11 | 5spot_SharedNeighbor | Water | Porous | Wet | R600a | MinimizeLCOE_Brownfield | IgnoreSilica | 54.2498 | 10.6425 | 0.59924 | 4 | 13695.5198 | 20909.1891 | 279.2017 | 426.2621 | 111.0329 | 0 | 113.3751 | 1996319.1388 | 133143.6129 | 2277965.1595 | 2019142.995 | 0 | 418693.3133 | 0 | 2669653.0456 | 6945889.6035 | 4740712.3781 | 21201519.2467 | 961560.8286 | 10664466.8222 | 10664466.8222 | 1478867.319 | 5147507.7987 | 0 | 32827546.8975 | 50118388.8374 | 31622.7766 | 2.397 | 13695.5198 | 20909.1891 | 279.2017 | 426.2621
1 | 3300 | 707 | 0.03 | 15 | 15 | 7 | 4.217e-11 | 5spot_SharedNeighbor | Water | Porous | Wet | R600a | MinimizeLCOE_Brownfield | IgnoreSilica | 64.5003 | 12.6683 | 0.73809 | 4 | 12187.6954 | 18044.3234 | 248.4627 | 367.8579 | 111.1047 | 0 | 145.4431 | 2258630.3686 | 150542.972 | 2618568.9956 | 2397490.1126 | 0 | 438627.5971 | 0 | 3066905.4179 | 7979458.7885 | 5446144.5846 | 24356368.8367 | 961560.8286 | 10664466.8222 | 10664466.8222 | 1478867.319 | 5147507.7987 | 0 | 35982396.4875 | 53273238.4275 | 42169.6503 | 2.9524 | 12187.6954 | 18044.3234 | 248.4627 | 367.8579
1 | 3300 | 707 | 0.03 | 15 | 15 | 7 | 5.6234e-11 | 5spot_SharedNeighbor | Water | Porous | Wet | R600a | MinimizeLCOE_Brownfield | IgnoreSilica | 74.8339 | 14.7011 | 0.88503 | 4 | 11028.4918 | 15912.7237 | 224.8307 | 324.4024 | 111.1184 | 0 | 180.0564 | 2509261.7788 | 167099.4724 | 2949627.7223 | 2778040.9025 | 0 | 447788.1845 | 0 | 3452209.0436 | 8981939.786 | 6130358.4643 | 27416325.3544 | 961560.8286 | 10664466.8222 | 10664466.8222 | 1478867.319 | 5147507.7987 | 0 | 39042353.0052 | 56333194.9452 | 56234.1325 | 3.5401 | 11028.4918 | 15912.7237 | 224.8307 | 324.4024
1 | 3300 | 707 | 0.03 | 15 | 15 | 7 | 7.4989e-11 | 5spot_SharedNeighbor | Water | Porous | Wet | R600a | MinimizeLCOE_Brownfield | IgnoreSilica | 84.6661 | 16.6229 | 1.0315 | 4 | 10141.9369 | 14332.4809 | 206.7571 | 292.187 | 111.0826 | 0 | 138.5257 | 2736338.0234 | 182029.2862 | 3254345.9886 | 3138972.8602 | 0 | 445731.0375 | 0 | 3805392.7064 | 9900851.2288 | 6757534.4058 | 30221195.537 | 961560.8286 | 10664466.8222 | 10664466.8222 | 1478867.319 | 5147507.7987 | 0 | 41847223.1878 | 59138065.1278 | 74989.4209 | 4.1262 | 10141.9369 | 14332.4809 | 206.7571 | 292.187
1 | 3300 | 707 | 0.03 | 15 | 15 | 7 | 1e-10 | 5spot_SharedNeighbor | Water | Porous | Wet | R600a | MinimizeLCOE_Brownfield | IgnoreSilica | 93.5964 | 18.3553 | 1.1701 | 4 | 9467.0564 | 13161.4824 | 192.9988 | 268.3146 | 111.0128 | 0 | 188.8127 | 2933816.3165 | 194948.6101 | 3523124.3614 | 3465576.9559 | 0 | 434519.4862 | 0 | 4115274.4348 | 10707099.9204 | 7307815.7046 | 32682175.79 | 961560.8286 | 10664466.8222 | 10664466.8222 | 1478867.319 | 5147507.7987 | 0 | 44308203.4408 | 61599045.3807 | 100000 | 4.6803 | 9467.0564 | 13161.4824 | 192.9988 | 268.3146
1 | 3300 | 707 | 0.03 | 15 | 15 | 7 | 1.3335e-10 | 5spot_SharedNeighbor | Water | Porous | Wet | R600a | MinimizeLCOE_Brownfield | IgnoreSilica | 101.3527 | 19.848 | 1.2947 | 4 | 8955.219 | 12293.9455 | 182.5643 | 250.6287 | 110.9259 | 0 | 185.3971 | 3098995.9633 | 205701.2755 | 3750757.8616 | 3747957.1841 | 0 | 416823.8628 | 0 | 4375892.0975 | 11385173.6187 | 7770614.9367 | 34751916.8001 | 961560.8286 | 10664466.8222 | 10664466.8222 | 1478867.319 | 5147507.7987 | 0 | 46377944.4509 | 63668786.3909 | 133352.1432 | 5.1789 | 8955.219 | 12293.9455 | 182.5643 | 250.6287
1 | 3300 | 707 | 0.03 | 15 | 15 | 7 | 1.7783e-10 | 5spot_SharedNeighbor | Water | Porous | Wet | R600a | MinimizeLCOE_Brownfield | IgnoreSilica | 107.8519 | 21.0894 | 1.4024 | 4 | 8568.036 | 11650.4126 | 174.671 | 237.5094 | 110.8357 | 0 | 162.9351 | 3233121.0271 | 214392.8728 | 3937541.1876 | 3983609.6048 | 0 | 395649.9954 | 0 | 4588082.7282 | 11937250.1136 | 8147418.4885 | 36437066.0179 | 961560.8286 | 10664466.8222 | 10664466.8222 | 1478867.319 | 5147507.7987 | 0 | 48063093.6687 | 65353935.6086 | 177827.941 | 5.6096 | 8568.036 | 11650.4126 | 174.671 | 237.5094
1 | 3300 | 707 | 0.03 | 15 | 15 | 7 | 2.3714e-10 | 5spot_SharedNeighbor | Water | Porous | Wet | R600a | MinimizeLCOE_Brownfield | IgnoreSilica | 113.1307 | 22.0909 | 1.4922 | 4 | 8275.6923 | 11172.4904 | 168.7112 | 227.7663 | 110.7516 | 0 | 201.5881 | 3339306.0202 | 221246.7838 | 4086690.8193 | 4174338.4912 | 0 | 373468.1389 | 0 | 4756069.5988 | 12374317.4921 | 8445725.9552 | 37771163.2994 | 961560.8286 | 10664466.8222 | 10664466.8222 | 1478867.319 | 5147507.7987 | 0 | 49397190.9502 | 66688032.8902 | 237137.3706 | 5.9689 | 8275.6923 | 11172.4904 | 168.7112 | 227.7663
1 | 3300 | 707 | 0.03 | 15 | 15 | 7 | 3.1623e-10 | 5spot_SharedNeighbor | Water | Porous | Wet | R600a | MinimizeLCOE_Brownfield | IgnoreSilica | 117.3501 | 22.8869 | 1.5655 | 4 | 8055.2515 | 10816.5382 | 164.2172 | 220.5098 | 110.6777 | 0 | 196.1545 | 3422461.7237 | 226596.4162 | 4204303.7682 | 4326337.3668 | 0 | 352364.1698 | 0 | 4887504.7435 | 12716284.7774 | 8679125.6541 | 38814978.6198 | 961560.8286 | 10664466.8222 | 10664466.8222 | 1478867.319 | 5147507.7987 | 0 | 50441006.2706 | 67731848.2105 | 316227.766 | 6.2619 | 8055.2515 | 10816.5382 | 164.2172 | 220.5098
1 | 3300 | 707 | 0.03 | 15 | 15 | 7 | 4.217e-10 | 5spot_SharedNeighbor | Water | Porous | Wet | R600a | MinimizeLCOE_Brownfield | IgnoreSilica | 121.0159 | 23.5751 | 1.6281 | 4 | 7883.5415 | 10538.6287 | 160.7167 | 214.8442 | 110.609 | 0 | 209.9967 | 3493498.9117 | 231153.5208 | 4305352.4553 | 4458052.5933 | 0 | 334369.405 | 0 | 5000746.4856 | 13010916.5613 | 8880217.9007 | 39714307.8335 | 961560.8286 | 10664466.8222 | 10664466.8222 | 1478867.319 | 5147507.7987 | 0 | 51340335.4843 | 68631177.4242 | 421696.5034 | 6.5123 | 7883.5415 | 10538.6287 | 160.7167 | 214.8442
1 | 3300 | 707 | 0.03 | 15 | 15 | 7 | 5.6234e-10 | 5spot_SharedNeighbor | Water | Porous | Wet | R600a | MinimizeLCOE_Brownfield | IgnoreSilica | 123.5445 | 24.0479 | 1.6735 | 4 | 7759.9637 | 10343.0711 | 158.1974 | 210.8575 | 110.5591 | 0 | 180.276 | 3541850.5577 | 234248.0815 | 4374445.9454 | 4548717.007 | 0 | 317990.3977 | 0 | 5076728.2758 | 13208605.5935 | 9015144.7273 | 40317730.5859 | 961560.8286 | 10664466.8222 | 10664466.8222 | 1478867.319 | 5147507.7987 | 0 | 51943758.2367 | 69234600.1767 | 562341.3252 | 6.6938 | 7759.9637 | 10343.0711 | 158.1974 | 210.8575
1 | 3300 | 707 | 0.03 | 15 | 15 | 7 | 7.4989e-10 | 5spot_SharedNeighbor | Water | Porous | Wet | R600a | MinimizeLCOE_Brownfield | IgnoreSilica | 125.4741 | 24.4076 | 1.7086 | 4 | 7667.0095 | 10197.0553 | 156.3024 | 207.8808 | 110.5197 | 0 | 162.9499 | 3578398.2069 | 236583.2096 | 4426842.5074 | 4617797.2942 | 0 | 304252.5365 | 0 | 5133910.7643 | 13357382.6988 | 9116688.1587 | 40771855.3764 | 961560.8286 | 10664466.8222 | 10664466.8222 | 1478867.319 | 5147507.7987 | 0 | 52397883.0272 | 69688724.9671 | 749894.2093 | 6.8342 | 7667.0095 | 10197.0553 | 156.3024 | 207.8808
1 | 3300 | 707 | 0.03 | 15 | 15 | 7 | 1e-09 | 5spot_SharedNeighbor | Water | Porous | Wet | R600a | MinimizeLCOE_Brownfield | IgnoreSilica | 126.9498 | 24.6821 | 1.7356 | 4 | 7597.1267 | 10087.767 | 154.8777 | 205.6528 | 110.4888 | 0 | 182.2883 | 3606146.9165 | 238353.8215 | 4466723.9048 | 4670565.9147 | 0 | 293105.3389 | 0 | 5177209.3996 | 13470036.8661 | 9193576.9427 | 41115719.1049 | 961560.8286 | 10664466.8222 | 10664466.8222 | 1478867.319 | 5147507.7987 | 0 | 52741746.7557 | 70032588.6957 | 1000000 | 6.9423 | 7597.1267 | 10087.767 | 154.8777 | 205.6528
1 | 3300 | 707 | 0.03 | 15 | 15 | 7 | 1.3335e-09 | 5spot_SharedNeighbor | Water | Porous | Wet | R600a | MinimizeLCOE_Brownfield | IgnoreSilica | 128.0681 | 24.8898 | 1.7562 | 4 | 7544.6132 | 10005.9829 | 153.8071 | 203.9855 | 110.4649 | 0 | 191.5834 | 3627059.319 | 239686.8654 | 4496837.2656 | 4710518.1993 | 0 | 284191.1871 | 0 | 5209734.2062 | 13554659.7411 | 9251333.7937 | 41374020.5774 | 961560.8286 | 10664466.8222 | 10664466.8222 | 1478867.319 | 5147507.7987 | 0 | 53000048.2282 | 70290890.1681 | 1333521.4322 | 7.0249 | 7544.6132 | 10005.9829 | 153.8071 | 203.9855
1 | 3300 | 707 | 0.03 | 15 | 15 | 7 | 1.7783e-09 | 5spot_SharedNeighbor | Water | Porous | Wet | R600a | MinimizeLCOE_Brownfield | IgnoreSilica | 128.8964 | 25.0433 | 1.7718 | 4 | 7505.1674 | 9944.9593 | 153.003 | 202.7414 | 110.447 | 0 | 205.2306 | 3642483.6162 | 240669.3168 | 4519079.8198 | 4740087.954 | 0 | 277053.8898 | 0 | 5233556.0927 | 13616639.4032 | 9293636.1866 | 41563206.2791 | 961560.8286 | 10664466.8222 | 10664466.8222 | 1478867.319 | 5147507.7987 | 0 | 53189233.9299 | 70480075.8698 | 1778279.41 | 7.087 | 7505.1674 | 9944.9593 | 153.003 | 202.7414
1 | 3300 | 707 | 0.03 | 15 | 15 | 7 | 2.3714e-09 | 5spot_SharedNeighbor | Water | Porous | Wet | R600a | MinimizeLCOE_Brownfield | IgnoreSilica | 129.5251 | 25.1598 | 1.7836 | 4 | 7475.5475 | 9899.1951 | 152.3991 | 201.8085 | 110.4333 | 0 | 163.4639 | 3654153.967 | 241412.2317 | 4535927.0581 | 4762518.8944 | 0 | 271528.2383 | 0 | 5251560.7519 | 13663483.8333 | 9325608.4727 | 41706193.4475 | 961560.8286 | 10664466.8222 | 10664466.8222 | 1478867.319 | 5147507.7987 | 0 | 53332221.0983 | 70623063.0382 | 2371373.7057 | 7.1342 | 7475.5475 | 9899.1951 | 152.3991 | 201.8085
1 | 3300 | 707 | 0.03 | 15 | 15 | 7 | 3.1623e-09 | 5spot_SharedNeighbor | Water | Porous | Wet | R600a | MinimizeLCOE_Brownfield | IgnoreSilica | 130.0024 | 25.2481 | 1.7925 | 4 | 7453.3121 | 9864.8543 | 151.9458 | 201.1084 | 110.4229 | 0 | 188.9612 | 3662993.7183 | 241974.7082 | 4548698.4521 | 4779542.5749 | 0 | 267293.1308 | 0 | 5265196.0079 | 13698959.9724 | 9349821.6666 | 41814480.2313 | 961560.8286 | 10664466.8222 | 10664466.8222 | 1478867.319 | 5147507.7987 | 0 | 53440507.8821 | 70731349.822 | 3162277.6602 | 7.17 | 7453.3121 | 9864.8543 | 151.9458 | 201.1084
1 | 3300 | 707 | 0.03 | 15 | 15 | 7 | 4.217e-09 | 5spot_SharedNeighbor | Water | Porous | Wet | R600a | MinimizeLCOE_Brownfield | IgnoreSilica | 130.3682 | 25.3158 | 1.7993 | 4 | 7436.6242 | 9839.0333 | 151.6056 | 200.582 | 110.4148 | 0 | 176.2608 | 3669756.6148 | 242404.8902 | 4558475.306 | 4792585.9817 | 0 | 264095.1244 | 0 | 5275653.9877 | 13726169.4906 | 9368392.7219 | 41897534.1174 | 961560.8286 | 10664466.8222 | 10664466.8222 | 1478867.319 | 5147507.7987 | 0 | 53523561.7682 | 70814403.7082 | 4216965.0343 | 7.1973 | 7436.6242 | 9839.0333 | 151.6056 | 200.582
1 | 3300 | 707 | 0.03 | 15 | 15 | 7 | 5.6234e-09 | 5spot_SharedNeighbor | Water | Porous | Wet | R600a | MinimizeLCOE_Brownfield | IgnoreSilica | 127.1296 | 24.7153 | 1.7724 | 4 | 7420.3969 | 9859.2402 | 151.2748 | 200.9939 | 110.4845 | 0 | 192.9763 | 3609485.6561 | 238566.0329 | 4471546.425 | 4676973.5512 | 0 | 235438.8871 | 0 | 5160484.1154 | 13426521.1075 | 9163876.5433 | 40982892.3186 | 961560.8286 | 10664466.8222 | 10664466.8222 | 1478867.319 | 5147507.7987 | 0 | 52608919.9694 | 69899761.9093 | 5623413.2519 | 7.0898 | 7420.3969 | 9859.2402 | 151.2748 | 200.9939
1 | 3300 | 707 | 0.03 | 15 | 15 | 7 | 7.4989e-09 | 5spot_SharedNeighbor | Water | Porous | Wet | R600a | MinimizeLCOE_Brownfield | IgnoreSilica | 128.3263 | 24.9375 | 1.7858 | 4 | 7409.7496 | 9830.3289 | 151.0578 | 200.4046 | 110.459 | 0 | 175.5387 | 3631851.6082 | 239991.6895 | 4503757.9183 | 4719724.375 | 0 | 240290.4293 | 0 | 5200890.2479 | 13531649.5758 | 9235628.8831 | 41303784.7272 | 961560.8286 | 10664466.8222 | 10664466.8222 | 1478867.319 | 5147507.7987 | 0 | 52929812.378 | 70220654.318 | 7498942.0933 | 7.1433 | 7409.7496 | 9830.3289 | 151.0578 | 200.4046
1 | 3300 | 707 | 0.03 | 15 | 15 | 7 | 1e-08 | 5spot_SharedNeighbor | Water | Porous | Wet | R600a | MinimizeLCOE_Brownfield | IgnoreSilica | 129.2445 | 25.1077 | 1.796 | 4 | 7402.112 | 9809.0118 | 150.9021 | 199.97 | 110.4393 | 0 | 197.1624 | 3648934.0984 | 241079.6647 | 4528398.2979 | 4752498.6725 | 0 | 244116.8241 | 0 | 5231860.7474 | 13612228.4627 | 9290625.6291 | 41549742.3967 | 961560.8286 | 10664466.8222 | 10664466.8222 | 1478867.319 | 5147507.7987 | 0 | 53175770.0475 | 70466611.9875 | 10000000 | 7.1839 | 7402.112 | 9809.0118 | 150.9021 | 199.97
1 | 3400 | 707 | 0.03 | 15 | 15 | 7 | 1e-13 | 5spot_SharedNeighbor | Water | Porous | Wet | R600a | MinimizeLCOE_Brownfield | IgnoreSilica | 0 | 0 | 0 | 0 | [6 empty] | 20.8375 | [19 empty] | 100 | 0
1 | 3400 | 707 | 0.03 | 15 | 15 | 7 | 1.3335e-13 | 5spot_SharedNeighbor | Water | Porous | Wet | R600a | MinimizeLCOE_Brownfield | IgnoreSilica | 0 | 0 | 0 | 0 | [6 empty] | 22.4497 | [19 empty] | 133.3521 | 0
1 | 3400 | 707 | 0.03 | 15 | 15 | 7 | 1.7783e-13 | 5spot_SharedNeighbor | Water | Porous | Wet | R600a | MinimizeLCOE_Brownfield | IgnoreSilica | 0 | 0 | 0 | 0 | [6 empty] | 22.6969 | [19 empty] | 177.8279 | 0
1 | 3400 | 707 | 0.03 | 15 | 15 | 7 | 2.3714e-13 | 5spot_SharedNeighbor | Water | Porous | Wet | R600a | MinimizeLCOE_Brownfield | IgnoreSilica | 0 | 0 | 0 | 0 | [6 empty] | 22.3633 | [19 empty] | 237.1374 | 0
1 | 3400 | 707 | 0.03 | 15 | 15 | 7 | 3.1623e-13 | 5spot_SharedNeighbor | Water | Porous | Wet | R600a | MinimizeLCOE_Brownfield | IgnoreSilica | 0 | 0 | 0 | 0 | [6 empty] | 23.7161 | [19 empty] | 316.2278 | 0
1 | 3400 | 707 | 0.03 | 15 | 15 | 7 | 4.217e-13 | 5spot_SharedNeighbor | Water | Porous | Wet | R600a | MinimizeLCOE_Brownfield | IgnoreSilica | 1.0498 | 0.13097 | 0.00086535 | 4 | 3704262.3242 | 8861173.7797 | 75516.3979 | 180647.0131 | 86.4988 | 0 | 60.6031 | 77640.5843 | 4461.8527 | 68801.0144 | 55383.7408 | 0 | 50847.7734 | 0 | 100282.6366 | 260914.8497 | 178079.7462 | 796412.1981 | 961560.8286 | 11063974.3309 | 11063974.3309 | 1478867.319 | 5307310.8022 | 0 | 12821947.3577 | 30672099.8099 | 421.6965 | 0.0034614 | 3704262.3242 | 8861173.7797 | 75516.3979 | 180647.0131
1 | 3400 | 707 | 0.03 | 15 | 15 | 7 | 5.6234e-13 | 5spot_SharedNeighbor | Water | Porous | Wet | R600a | MinimizeLCOE_Brownfield | IgnoreSilica | 1.5736 | 0.23051 | 0.0037221 | 4 | 886609.8355 | 2085531.3588 | 18074.7407 | 42516.3776 | 94.4647 | 0 | 264.4178 | 122494.8373 | 7404.0325 | 107482.6794 | 74583.6791 | 0 | 67326.3776 | 0 | 147923.7263 | 384867.1926 | 262679.7672 | 1174762.2921 | 961560.8286 | 11063974.3309 | 11063974.3309 | 1478867.319 | 5307310.8022 | 0 | 13200297.4516 | 31050449.9038 | 562.3413 | 0.014889 | 886609.8355 | 2085531.3588 | 18074.7407 | 42516.3776
1 | 3400 | 707 | 0.03 | 15 | 15 | 7 | 7.4989e-13 | 5spot_SharedNeighbor | Water | Porous | Wet | R600a | MinimizeLCOE_Brownfield | IgnoreSilica | 2.2543 | 0.36529 | 0.0082488 | 4 | 413871.1434 | 954861.1371 | 8437.3231 | 19466.1358 | 99.8954 | 0 | 387.887 | 175354.4887 | 10965.1778 | 154714.4027 | 99771.8706 | 0 | 85559.3357 | 0 | 205282.4574 | 534102.845 | 364536.1664 | 1630286.7442 | 961560.8286 | 11063974.3309 | 11063974.3309 | 1478867.319 | 5307310.8022 | 0 | 13655821.9038 | 31505974.356 | 749.8942 | 0.032995 | 413871.1434 | 954861.1371 | 8437.3231 | 19466.1358
1 | 3400 | 707 | 0.03 | 15 | 15 | 7 | 1e-12 | 5spot_SharedNeighbor | Water | Porous | Wet | R600a | MinimizeLCOE_Brownfield | IgnoreSilica | 3.0714 | 0.53045 | 0.014849 | 4 | 238390.9263 | 538917.6536 | 4859.9215 | 10986.5653 | 103.4904 | 0 | 69.192 | 232870.1224 | 14891.8748 | 207965.9815 | 130247.0511 | 0 | 103017.7643 | 0 | 268707.1897 | 699120.9881 | 477164.4399 | 2133985.4117 | 961560.8286 | 11063974.3309 | 11063974.3309 | 1478867.319 | 5307310.8022 | 0 | 14159520.5712 | 32009673.0234 | 1000 | 0.059396 | 238390.9263 | 538917.6536 | 4859.9215 | 10986.5653
1 | 3400 | 707 | 0.03 | 15 | 15 | 7 | 1.3335e-12 | 5spot_SharedNeighbor | Water | Porous | Wet | R600a | MinimizeLCOE_Brownfield | IgnoreSilica | 4.0971 | 0.74014 | 0.024049 | 4 | 153322.3386 | 338884.4612 | 3125.6833 | 6908.6181 | 106.0949 | 0 | 88.6789 | 298685.6436 | 19413.586 | 270961.5876 | 168765.3289 | 0 | 121440.1073 | 0 | 342913.8388 | 892191.4673 | 608939.0091 | 2723310.5686 | 961560.8286 | 11063974.3309 | 11063974.3309 | 1478867.319 | 5307310.8022 | 0 | 14748845.7282 | 32598998.1804 | 1333.5214 | 0.096195 | 153322.3386 | 338884.4612 | 3125.6833 | 6908.6181
1 | 3400 | 707 | 0.03 | 15 | 15 | 7 | 1.7783e-12 | 5spot_SharedNeighbor | Water | Porous | Wet | R600a | MinimizeLCOE_Brownfield | IgnoreSilica | 5.4077 | 1.0096 | 0.036556 | 4 | 105687.5366 | 227760.7377 | 2154.5834 | 4643.2107 | 108.0454 | 0 | 75.9946 | 375500.6679 | 24703.6096 | 346876.6776 | 218101.5332 | 0 | 141805.8694 | 0 | 431725.4595 | 1123261.0866 | 766648.7723 | 3428623.6761 | 961560.8286 | 11063974.3309 | 11063974.3309 | 1478867.319 | 5307310.8022 | 0 | 15454158.8357 | 33304311.2879 | 1778.2794 | 0.14622 | 105687.5366 | 227760.7377 | 2154.5834 | 4643.2107
1 | 3400 | 707 | 0.03 | 15 | 15 | 7 | 2.3714e-12 | 5spot_SharedNeighbor | Water | Porous | Wet | R600a | MinimizeLCOE_Brownfield | IgnoreSilica | 7.0519 | 1.3479 | 0.053134 | 4 | 76608.8723 | 160594.5879 | 1561.7755 | 3273.9379 | 109.4653 | 0 | 91.1338 | 463504.8666 | 30758.9897 | 436657.8961 | 279868.5842 | 0 | 163575.0368 | 0 | 536002.4956 | 1394568.5443 | 951821.687 | 4256758.1004 | 961560.8286 | 11063974.3309 | 11063974.3309 | 1478867.319 | 5307310.8022 | 0 | 16282293.2599 | 34132445.7121 | 2371.3737 | 0.21254 | 76608.8723 | 160594.5879 | 1561.7755 | 3273.9379
1 | 3400 | 707 | 0.03 | 15 | 15 | 7 | 3.1623e-12 | 5spot_SharedNeighbor | Water | Porous | Wet | R600a | MinimizeLCOE_Brownfield | IgnoreSilica | 9.4024 | 1.8353 | 0.076061 | 4 | 57246.4714 | 115917.3184 | 1167.0468 | 2363.1313 | 110.73 | 0 | 106.6516 | 579677.264 | 38762.8526 | 558444.611 | 368942.4222 | 0 | 194831.7371 | 0 | 678856.9659 | 1766246.5725 | 1205499.5785 | 5391262.0038 | 961560.8286 | 11063974.3309 | 11063974.3309 | 1478867.319 | 5307310.8022 | 0 | 17416797.1633 | 35266949.6155 | 3162.2777 | 0.30424 | 57246.4714 | 115917.3184 | 1167.0468 | 2363.1313
1 | 3400 | 707 | 0.03 | 15 | 15 | 7 | 4.217e-12 | 5spot_SharedNeighbor | Water | Porous | Wet | R600a | MinimizeLCOE_Brownfield | IgnoreSilica | 11.9823 | 2.3701 | 0.10523 | 4 | 44123.5161 | 86529.9082 | 899.5176 | 1764.0292 | 111.5369 | 0 | 121.0726 | 696734.3751 | 46806.6392 | 684807.7012 | 466537.0843 | 0 | 219053.9464 | 0 | 824436.501 | 2145014.6605 | 1464016.5815 | 6547407.4893 | 961560.8286 | 11063974.3309 | 11063974.3309 | 1478867.319 | 5307310.8022 | 0 | 18572942.6489 | 36423095.1011 | 4216.965 | 0.42093 | 44123.5161 | 86529.9082 | 899.5176 | 1764.0292
1 | 3400 | 707 | 0.03 | 15 | 15 | 7 | 5.6234e-12 | 5spot_SharedNeighbor | Water | Porous | Wet | R600a | MinimizeLCOE_Brownfield | IgnoreSilica | 15.3876 | 3.0761 | 0.14364 | 4 | 34860.9408 | 65928.8782 | 710.6874 | 1344.0494 | 112.1907 | 0 | 115.5747 | 839760.4034 | 56611.9341 | 843262.8803 | 595229.6157 | 0 | 249326.4613 | 0 | 1007834.605 | 2622178.9068 | 1789690.9843 | 8003895.7909 | 961560.8286 | 11063974.3309 | 11063974.3309 | 1478867.319 | 5307310.8022 | 0 | 20029430.9504 | 37879583.4026 | 5623.4133 | 0.57455 | 34860.9408 | 65928.8782 | 710.6874 | 1344.0494
1 | 3400 | 707 | 0.03 | 15 | 15 | 7 | 7.4989e-12 | 5spot_SharedNeighbor | Water | Porous | Wet | R600a | MinimizeLCOE_Brownfield | IgnoreSilica | 19.6413 | 3.9583 | 0.19335 | 4 | 28132.9489 | 51212.5899 | 573.5282 | 1044.0379 | 112.6934 | 0 | 103.1553 | 1005335.4054 | 67936.148 | 1031355.4026 | 755824.9064 | 0 | 281985.0468 | 0 | 1225550.3946 | 3188630.7319 | 2176305.9943 | 9732924.0301 | 961560.8286 | 11063974.3309 | 11063974.3309 | 1478867.319 | 5307310.8022 | 0 | 21758459.1897 | 39608611.6419 | 7498.9421 | 0.77342 | 28132.9489 | 51212.5899 | 573.5282 | 1044.0379
1 | 3400 | 707 | 0.03 | 15 | 15 | 7 | 1e-11 | 5spot_SharedNeighbor | Water | Porous | Wet | R600a | MinimizeLCOE_Brownfield | IgnoreSilica | 24.9271 | 5.0549 | 0.25722 | 4 | 23139.4136 | 40488.5704 | 471.7282 | 825.4143 | 113.0824 | 0 | 116.6262 | 1196615.4282 | 80987.1128 | 1253880.0765 | 955501.35 | 0 | 317057.3952 | 0 | 1483576.1315 | 3859960.7708 | 2634502.5403 | 11782080.8054 | 961560.8286 | 11063974.3309 | 11063974.3309 | 1478867.319 | 5307310.8022 | 0 | 23807615.965 | 41657768.4172 | 10000 | 1.0289 | 23139.4136 | 40488.5704 | 471.7282 | 825.4143
1 | 3400 | 707 | 0.03 | 15 | 15 | 7 | 1.3335e-11 | 5spot_SharedNeighbor | Water | Porous | Wet | R600a | MinimizeLCOE_Brownfield | IgnoreSilica | 31.3586 | 6.3898 | 0.33801 | 4 | 19370.6573 | 32572.9212 | 394.8971 | 664.0431 | 113.3816 | 0 | 110.6593 | 1413661.1527 | 95761.9234 | 1512105.651 | 1198750.0476 | 0 | 353001.3697 | 0 | 1783579.2563 | 4640507.3625 | 3167241.6278 | 14164608.3909 | 961560.8286 | 11063974.3309 | 11063974.3309 | 1478867.319 | 5307310.8022 | 0 | 26190143.5504 | 44040296.0026 | 13335.2143 | 1.3521 | 19370.6573 | 32572.9212 | 394.8971 | 664.0431
1 | 3400 | 707 | 0.03 | 15 | 15 | 7 | 1.7783e-11 | 5spot_SharedNeighbor | Water | Porous | Wet | R600a | MinimizeLCOE_Brownfield | IgnoreSilica | 39.0929 | 7.9954 | 0.43865 | 4 | 16491.0218 | 26664.3935 | 336.1918 | 543.5897 | 113.6132 | 0 | 128.166 | 1657779.7002 | 112338.1894 | 1808818.4049 | 1491308.4681 | 0 | 389281.7006 | 0 | 2129215.3206 | 5539781.5022 | 3781014.7064 | 16909537.9924 | 961560.8286 | 11063974.3309 | 11063974.3309 | 1478867.319 | 5307310.8022 | 0 | 28935073.152 | 46785225.6042 | 17782.7941 | 1.7546 | 16491.0218 | 26664.3935 | 336.1918 | 543.5897
1 | 3400 | 707 | 0.03 | 15 | 15 | 7 | 2.3714e-11 | 5spot_SharedNeighbor | Water | Porous | Wet | R600a | MinimizeLCOE_Brownfield | IgnoreSilica | 48.0741 | 9.8597 | 0.56043 | 4 | 14271.6883 | 22234.4159 | 290.9477 | 453.2786 | 113.7866 | 0 | 136.2068 | 1923811.2016 | 130355.3203 | 2138744.5198 | 1831013.7861 | 0 | 422915.1473 | 0 | 2514267.5903 | 6541608.5227 | 4464782.2333 | 19967498.3213 | 961560.8286 | 11063974.3309 | 11063974.3309 | 1478867.319 | 5307310.8022 | 0 | 31993033.4809 | 49843185.9331 | 23713.7371 | 2.2417 | 14271.6883 | 22234.4159 | 290.9477 | 453.2786
1 | 3400 | 707 | 0.03 | 15 | 15 | 7 | 3.1623e-11 | 5spot_SharedNeighbor | Water | Porous | Wet | R600a | MinimizeLCOE_Brownfield | IgnoreSilica | 58.0741 | 11.9328 | 0.70214 | 4 | 12555.784 | 18911.4053 | 255.9666 | 385.5346 | 113.9023 | 0 | 141.1911 | 2202730.1778 | 149187.959 | 2491295.8479 | 2208999.1932 | 0 | 450612.7193 | 0 | 2926102.0999 | 7613117.4379 | 5196109.0853 | 23238154.5203 | 961560.8286 | 11063974.3309 | 11063974.3309 | 1478867.319 | 5307310.8022 | 0 | 35263689.6799 | 53113842.1321 | 31622.7766 | 2.8086 | 12555.784 | 18911.4053 | 255.9666 | 385.5346
1 | 3400 | 707 | 0.03 | 15 | 15 | 7 | 4.217e-11 | 5spot_SharedNeighbor | Water | Porous | Wet | R600a | MinimizeLCOE_Brownfield | IgnoreSilica | 68.5929 | 14.1062 | 0.8585 | 4 | 11231.6678 | 16429.743 | 228.9727 | 334.9425 | 113.9555 | 0 | 164.7404 | 2479896.2228 | 167830.786 | 2848015.7471 | 2605899.7246 | 0 | 468508.2718 | 0 | 3342358.7934 | 8696131.9684 | 5935288.756 | 26543930.2701 | 961560.8286 | 11063974.3309 | 11063974.3309 | 1478867.319 | 5307310.8022 | 0 | 38569465.4296 | 56419617.8819 | 42169.6503 | 3.434 | 11231.6678 | 16429.743 | 228.9727 | 334.9425
1 | 3400 | 707 | 0.03 | 15 | 15 | 7 | 5.6234e-11 | 5spot_SharedNeighbor | Water | Porous | Wet | R600a | MinimizeLCOE_Brownfield | IgnoreSilica | 78.9897 | 16.2423 | 1.0208 | 4 | 10214.6654 | 14586.0846 | 208.2398 | 297.3571 | 113.9478 | 0 | 178.0659 | 2739709.1705 | 185224.9058 | 3188124.6528 | 2997043.1631 | 0 | 474129.1367 | 0 | 3737850.1013 | 9725119.2251 | 6637593.7023 | 29684794.0576 | 961560.8286 | 11063974.3309 | 11063974.3309 | 1478867.319 | 5307310.8022 | 0 | 41710329.2171 | 59560481.6694 | 56234.1325 | 4.0834 | 10214.6654 | 14586.0846 | 208.2398 | 297.3571
1 | 3400 | 707 | 0.03 | 15 | 15 | 7 | 7.4989e-11 | 5spot_SharedNeighbor | Water | Porous | Wet | R600a | MinimizeLCOE_Brownfield | IgnoreSilica | 88.7728 | 18.2375 | 1.1803 | 4 | 9437.4957 | 13218.2499 | 192.3961 | 269.4719 | 113.8917 | 0 | 176.0301 | 2972688.3167 | 200740.7671 | 3497898.4665 | 3363678.7411 | 0 | 468462.427 | 0 | 4096352.8002 | 10657869.7087 | 7274215.0735 | 32531906.301 | 961560.8286 | 11063974.3309 | 11063974.3309 | 1478867.319 | 5307310.8022 | 0 | 44557441.4606 | 62407593.9128 | 74989.4209 | 4.7213 | 9437.4957 | 13218.2499 | 192.3961 | 269.4719
1 | 3400 | 707 | 0.03 | 15 | 15 | 7 | 1e-10 | 5spot_SharedNeighbor | Water | Porous | Wet | R600a | MinimizeLCOE_Brownfield | IgnoreSilica | 97.5398 | 20.0107 | 1.3289 | 4 | 8846.1559 | 12204.3268 | 180.3409 | 248.8017 | 113.8049 | 0 | 191.4756 | 3172770.6308 | 213993.5882 | 3767661.2329 | 3690819.6635 | 0 | 453689.9495 | 0 | 4406584.6753 | 11465029.4103 | 7825118.1554 | 34995667.3059 | 961560.8286 | 11063974.3309 | 11063974.3309 | 1478867.319 | 5307310.8022 | 0 | 47021202.4655 | 64871354.9177 | 100000 | 5.3154 | 8846.1559 | 12204.3268 | 180.3409 | 248.8017
1 | 3400 | 707 | 0.03 | 15 | 15 | 7 | 1.3335e-10 | 5spot_SharedNeighbor | Water | Porous | Wet | R600a | MinimizeLCOE_Brownfield | IgnoreSilica | 105.0797 | 21.5231 | 1.4609 | 4 | 8397.7029 | 11452.3004 | 171.1985 | 233.4706 | 113.7051 | 0 | 212.1229 | 3338690.727 | 224926.417 | 3994074.0371 | 3970960.2614 | 0 | 432953.8283 | 0 | 4665026.0556 | 12137440.8683 | 8284052.7921 | 37048124.9868 | 961560.8286 | 11063974.3309 | 11063974.3309 | 1478867.319 | 5307310.8022 | 0 | 49073660.1463 | 66923812.5986 | 133352.1432 | 5.8437 | 8397.7029 | 11452.3004 | 171.1985 | 233.4706
1 | 3400 | 707 | 0.03 | 15 | 15 | 7 | 1.7783e-10 | 5spot_SharedNeighbor | Water | Porous | Wet | R600a | MinimizeLCOE_Brownfield | IgnoreSilica | 111.3519 | 22.7714 | 1.5739 | 4 | 8058.4384 | 10893.7495 | 164.2822 | 222.0838 | 113.6057 | 0 | 208.7505 | 3472587.1869 | 233707.5016 | 4178645.6977 | 4203067.7618 | 0 | 409401.1681 | 0 | 4873989.6333 | 12681121.233 | 8655125.8125 | 38707645.9949 | 961560.8286 | 11063974.3309 | 11063974.3309 | 1478867.319 | 5307310.8022 | 0 | 50733181.1545 | 68583333.6067 | 177827.941 | 6.2957 | 8058.4384 | 10893.7495 | 164.2822 | 222.0838
1 | 3400 | 707 | 0.03 | 15 | 15 | 7 | 2.3714e-10 | 5spot_SharedNeighbor | Water | Porous | Wet | R600a | MinimizeLCOE_Brownfield | IgnoreSilica | 116.4144 | 23.7722 | 1.6674 | 4 | 7802.2279 | 10478.5072 | 159.059 | 213.6185 | 113.5154 | 0 | 204.0432 | 3578030.6715 | 240594.3575 | 4325204.7663 | 4389759.4975 | 0 | 385432.6556 | 0 | 5038418.5599 | 13108931.5711 | 8947115.1589 | 40013487.2384 | 961560.8286 | 11063974.3309 | 11063974.3309 | 1478867.319 | 5307310.8022 | 0 | 52039022.398 | 69889174.8502 | 237137.3706 | 6.6698 | 7802.2279 | 10478.5072 | 159.059 | 213.6185
1 | 3400 | 707 | 0.03 | 15 | 15 | 7 | 3.1623e-10 | 5spot_SharedNeighbor | Water | Porous | Wet | R600a | MinimizeLCOE_Brownfield | IgnoreSilica | 120.4387 | 24.5632 | 1.7432 | 4 | 7608.9872 | 10168.9922 | 155.1195 | 207.3087 | 113.4373 | 0 | 224.1914 | 3660219.7754 | 245944.0696 | 4440203.2687 | 4537729.147 | 0 | 363016.058 | 0 | 5166373.8043 | 13441844.8697 | 9174335.3259 | 41029666.3185 | 961560.8286 | 11063974.3309 | 11063974.3309 | 1478867.319 | 5307310.8022 | 0 | 53055201.4781 | 70905353.9303 | 316227.766 | 6.9727 | 7608.9872 | 10168.9922 | 155.1195 | 207.3087
1 | 3400 | 707 | 0.03 | 15 | 15 | 7 | 4.217e-10 | 5spot_SharedNeighbor | Water | Porous | Wet | R600a | MinimizeLCOE_Brownfield | IgnoreSilica | 123.7958 | 25.2199 | 1.8065 | 4 | 7457.7913 | 9928.015 | 152.0372 | 202.396 | 113.3682 | 0 | 195.7766 | 3727705.866 | 250324.2932 | 4535138.3843 | 4660863.8775 | 0 | 342916.5929 | 0 | 5271610.1155 | 13715648.1645 | 9361211.7006 | 41865418.9946 | 961560.8286 | 11063974.3309 | 11063974.3309 | 1478867.319 | 5307310.8022 | 0 | 53890954.1541 | 71741106.6063 | 421696.5034 | 7.2261 | 7457.7913 | 9928.015 | 152.0372 | 202.396
1 | 3400 | 707 | 0.03 | 15 | 15 | 7 | 5.6234e-10 | 5spot_SharedNeighbor | Water | Porous | Wet | R600a | MinimizeLCOE_Brownfield | IgnoreSilica | 126.336 | 25.7147 | 1.8544 | 4 | 7349.4538 | 9755.8625 | 149.8286 | 198.8865 | 113.3135 | 0 | 213.8966 | 3778123.3712 | 253588.8981 | 4606372.4343 | 4753844.8435 | 0 | 326972.3871 | 0 | 5350371.7544 | 13920569.7927 | 9501074.9226 | 42490918.404 | 961560.8286 | 11063974.3309 | 11063974.3309 | 1478867.319 | 5307310.8022 | 0 | 54516453.5635 | 72366606.0158 | 562341.3252 | 7.4178 | 7349.4538 | 9755.8625 | 149.8286 | 198.8865
1 | 3400 | 707 | 0.03 | 15 | 15 | 7 | 7.4989e-10 | 5spot_SharedNeighbor | Water | Porous | Wet | R600a | MinimizeLCOE_Brownfield | IgnoreSilica | 128.1607 | 26.0692 | 1.8903 | 4 | 7267.9515 | 9628.6844 | 148.167 | 196.2938 | 113.273 | 0 | 194.5286 | 3814002.3141 | 255907.9547 | 4657229.2376 | 4820536.4252 | 0 | 312813.0122 | 0 | 5405590.6881 | 14064238.1313 | 9599131.5158 | 42929449.279 | 961560.8286 | 11063974.3309 | 11063974.3309 | 1478867.319 | 5307310.8022 | 0 | 54954984.4386 | 72805136.8908 | 749894.2093 | 7.5613 | 7267.9515 | 9628.6844 | 148.167 | 196.2938
1 | 3400 | 707 | 0.03 | 15 | 15 | 7 | 1e-09 | 5spot_SharedNeighbor | Water | Porous | Wet | R600a | MinimizeLCOE_Brownfield | IgnoreSilica | 129.5567 | 26.3397 | 1.9179 | 4 | 7206.6689 | 9533.4262 | 146.9177 | 194.3518 | 113.2413 | 0 | 199.1022 | 3841261.2741 | 257667.5105 | 4695959.6193 | 4871498.5081 | 0 | 301397.727 | 0 | 5447436.0092 | 14173111.0732 | 9673439.5358 | 43261771.2572 | 961560.8286 | 11063974.3309 | 11063974.3309 | 1478867.319 | 5307310.8022 | 0 | 55287306.4167 | 73137458.869 | 1000000 | 7.6717 | 7206.6689 | 9533.4262 | 146.9177 | 194.3518
1 | 3400 | 707 | 0.03 | 15 | 15 | 7 | 1.3335e-09 | 5spot_SharedNeighbor | Water | Porous | Wet | R600a | MinimizeLCOE_Brownfield | IgnoreSilica | 130.5897 | 26.5395 | 1.9387 | 4 | 7160.6125 | 9462.3993 | 145.9788 | 192.9038 | 113.2174 | 0 | 188.3303 | 3861326.1521 | 258961.3691 | 4724519.9158 | 4909174.5924 | 0 | 292132.6757 | 0 | 5477984.735 | 14252592.5913 | 9727687.305 | 43504379.3364 | 961560.8286 | 11063974.3309 | 11063974.3309 | 1478867.319 | 5307310.8022 | 0 | 55529914.496 | 73380066.9482 | 1333521.4322 | 7.7549 | 7160.6125 | 9462.3993 | 145.9788 | 192.9038
1 | 3400 | 707 | 0.03 | 15 | 15 | 7 | 1.7783e-09 | 5spot_SharedNeighbor | Water | Porous | Wet | R600a | MinimizeLCOE_Brownfield | IgnoreSilica | 131.3861 | 26.6934 | 1.9547 | 4 | 7126.0136 | 9409.0071 | 145.2734 | 191.8153 | 113.1988 | 0 | 175.1304 | 3876736.4582 | 259954.3216 | 4746484.5844 | 4938205.2014 | 0 | 284979.7192 | 0 | 5501480.5111 | 14313723.781 | 9769410.5982 | 43690975.1751 | 961560.8286 | 11063974.3309 | 11063974.3309 | 1478867.319 | 5307310.8022 | 0 | 55716510.3346 | 73566662.7868 | 1778279.41 | 7.8187 | 7126.0136 | 9409.0071 | 145.2734 | 191.8153
1 | 3400 | 707 | 0.03 | 15 | 15 | 7 | 2.3714e-09 | 5spot_SharedNeighbor | Water | Porous | Wet | R600a | MinimizeLCOE_Brownfield | IgnoreSilica | 131.9781 | 26.8077 | 1.9667 | 4 | 7100.0315 | 9369.1008 | 144.7437 | 191.0018 | 113.1849 | 0 | 191.4574 | 3888155.8355 | 260689.6854 | 4762777.7429 | 4959771.0224 | 0 | 279363.7361 | 0 | 5518795.6287 | 14358774.1652 | 9800158.4111 | 43828486.2273 | 961560.8286 | 11063974.3309 | 11063974.3309 | 1478867.319 | 5307310.8022 | 0 | 55854021.3869 | 73704173.8391 | 2371373.7057 | 7.8667 | 7100.0315 | 9369.1008 | 144.7437 | 191.0018
1 | 3400 | 707 | 0.03 | 15 | 15 | 7 | 3.1623e-09 | 5spot_SharedNeighbor | Water | Porous | Wet | R600a | MinimizeLCOE_Brownfield | IgnoreSilica | 132.4145 | 26.8918 | 1.9756 | 4 | 7080.526 | 9339.299 | 144.3461 | 190.3942 | 113.1745 | 0 | 170.417 | 3896555.1319 | 261230.3278 | 4774771.0866 | 4975662.5974 | 0 | 274973.1524 | 0 | 5531444.9955 | 14391685.2229 | 9822620.8842 | 43928943.3987 | 961560.8286 | 11063974.3309 | 11063974.3309 | 1478867.319 | 5307310.8022 | 0 | 55954478.5583 | 73804631.0105 | 3162277.6602 | 7.9026 | 7080.526 | 9339.299 | 144.3461 | 190.3942
1 | 3400 | 707 | 0.03 | 15 | 15 | 7 | 4.217e-09 | 5spot_SharedNeighbor | Water | Porous | Wet | R600a | MinimizeLCOE_Brownfield | IgnoreSilica | 132.7498 | 26.9565 | 1.9825 | 4 | 7065.8862 | 9316.878 | 144.0476 | 189.9372 | 113.1665 | 0 | 197.3587 | 3902999.2726 | 261644.9867 | 4783977.901 | 4987871.6613 | 0 | 271666.2478 | 0 | 5541182.4271 | 14417020.0225 | 9839912.4055 | 44006274.9244 | 961560.8286 | 11063974.3309 | 11063974.3309 | 1478867.319 | 5307310.8022 | 0 | 56031810.084 | 73881962.5362 | 4216965.0343 | 7.9299 | 7065.8862 | 9316.878 | 144.0476 | 189.9372
1 | 3400 | 707 | 0.03 | 15 | 15 | 7 | 5.6234e-09 | 5spot_SharedNeighbor | Water | Porous | Wet | R600a | MinimizeLCOE_Brownfield | IgnoreSilica | 133.8 | 27.1591 | 1.9956 | 4 | 7054.8775 | 9291.0148 | 143.8232 | 189.4099 | 113.1423 | 0 | 203.1167 | 3923191.8994 | 262945.2346 | 4812815.4801 | 5026130.5697 | 0 | 274879.5099 | 0 | 5576985.4505 | 14510172.1453 | 9903490.6434 | 44290610.9329 | 961560.8286 | 11063974.3309 | 11063974.3309 | 1478867.319 | 5307310.8022 | 0 | 56316146.0925 | 74166298.5447 | 5623413.2519 | 7.9826 | 7054.8775 | 9291.0148 | 143.8232 | 189.4099
1 | 3400 | 707 | 0.03 | 15 | 15 | 7 | 7.4989e-09 | 5spot_SharedNeighbor | Water | Porous | Wet | R600a | MinimizeLCOE_Brownfield | IgnoreSilica | 133.8 | 27.1591 | 1.9976 | 4 | 7046.588 | 9280.5004 | 143.6542 | 189.1956 | 113.1423 | 0 | 197.9237 | 3923189.9856 | 262945.0662 | 4812813.8575 | 5026129.4121 | 0 | 271607.7435 | 0 | 5575707.5653 | 14506847.35 | 9901221.4023 | 44280462.3824 | 961560.8286 | 11063974.3309 | 11063974.3309 | 1478867.319 | 5307310.8022 | 0 | 56305997.542 | 74156149.9942 | 7498942.0933 | 7.9905 | 7046.588 | 9280.5004 | 143.6542 | 189.1956
1 | 3400 | 707 | 0.03 | 15 | 15 | 7 | 1e-08 | 5spot_SharedNeighbor | Water | Porous | Wet | R600a | MinimizeLCOE_Brownfield | IgnoreSilica | 134.9398 | 27.3802 | 2.0107 | 4 | 7040.1649 | 9259.5614 | 143.5233 | 188.7687 | 113.1189 | 0 | 206.5963 | 3945231.6809 | 264368.4532 | 4844210.276 | 5067757.9884 | 0 | 277340.2697 | 0 | 5615574.3806 | 14610572.6257 | 9972016.0343 | 44597071.7089 | 961560.8286 | 11063974.3309 | 11063974.3309 | 1478867.319 | 5307310.8022 | 0 | 56622606.8684 | 74472759.3207 | 10000000 | 8.0428 | 7040.1649 | 9259.5614 | 143.5233 | 188.7687
1 | 3500 | 707 | 0.03 | 15 | 15 | 7 | 1e-13 | 5spot_SharedNeighbor | Water | Porous | Wet | R600a | MinimizeLCOE_Brownfield | IgnoreSilica | 0 | 0 | 0 | 0 | [6 empty] | 21.2321 | [19 empty] | 100 | 0
1 | 3500 | 707 | 0.03 | 15 | 15 | 7 | 1.3335e-13 | 5spot_SharedNeighbor | Water | Porous | Wet | R600a | MinimizeLCOE_Brownfield | IgnoreSilica | 0 | 0 | 0 | 0 | [6 empty] | 22.7727 | [19 empty] | 133.3521 | 0
1 | 3500 | 707 | 0.03 | 15 | 15 | 7 | 1.7783e-13 | 5spot_SharedNeighbor | Water | Porous | Wet | R600a | MinimizeLCOE_Brownfield | IgnoreSilica | 0 | 0 | 0 | 0 | [6 empty] | 22.871 | [19 empty] | 177.8279 | 0
1 | 3500 | 707 | 0.03 | 15 | 15 | 7 | 2.3714e-13 | 5spot_SharedNeighbor | Water | Porous | Wet | R600a | MinimizeLCOE_Brownfield | IgnoreSilica | 0 | 0 | 0 | 0 | [6 empty] | 21.8219 | [19 empty] | 237.1374 | 0
1 | 3500 | 707 | 0.03 | 15 | 15 | 7 | 3.1623e-13 | 5spot_SharedNeighbor | Water | Porous | Wet | R600a | MinimizeLCOE_Brownfield | IgnoreSilica | 0 | 0 | 0 | 0 | [6 empty] | 23.5457 | [19 empty] | 316.2278 | 0
1 | 3500 | 707 | 0.03 | 15 | 15 | 7 | 4.217e-13 | 5spot_SharedNeighbor | Water | Porous | Wet | R600a | MinimizeLCOE_Brownfield | IgnoreSilica | 1.6 | 0.24376 | 0.0010036 | 4 | 3410231.5333 | 7997967.1149 | 69522.1825 | 163049.3777 | 96.543 | 0 | 24.8596 | 129348.6288 | 7912.9738 | 112221.3416 | 76329.5623 | 0 | 80877.5787 | 0 | 158609.1333 | 412668.4295 | 281654.6827 | 1259622.3307 | 961560.8286 | 11469341.9306 | 11469341.9306 | 1478867.319 | 5469457.8421 | 0 | 13690525.0899 | 32108192.1816 | 421.6965 | 0.0040145 | 3410231.5333 | 7997967.1149 | 69522.1825 | 163049.3777
1 | 3500 | 707 | 0.03 | 15 | 15 | 7 | 5.6234e-13 | 5spot_SharedNeighbor | Water | Porous | Wet | R600a | MinimizeLCOE_Brownfield | IgnoreSilica | 1.807 | 0.2861 | 0.0052251 | 4 | 660691.0703 | 1541901.8214 | 13469.0811 | 31433.7542 | 98.6244 | 0 | 295.314 | 146721.376 | 9092.4445 | 127365.4612 | 84105.0851 | 0 | 77565.3273 | 0 | 173491.3807 | 451388.9845 | 308082.257 | 1377812.3161 | 961560.8286 | 11469341.9306 | 11469341.9306 | 1478867.319 | 5469457.8421 | 0 | 13808715.0753 | 32226382.167 | 562.3413 | 0.0209 | 660691.0703 | 1541901.8214 | 13469.0811 | 31433.7542
1 | 3500 | 707 | 0.03 | 15 | 15 | 7 | 7.4989e-13 | 5spot_SharedNeighbor | Water | Porous | Wet | R600a | MinimizeLCOE_Brownfield | IgnoreSilica | 2.5071 | 0.43204 | 0.010775 | 4 | 331316.7589 | 758631.231 | 6754.3403 | 15465.7238 | 103.3645 | 0 | 453.0621 | 201795.7812 | 12879.1995 | 176497.4739 | 110647.9723 | 0 | 95214.9704 | 0 | 232843.805 | 605811.8177 | 413479.0138 | 1849170.0339 | 961560.8286 | 11469341.9306 | 11469341.9306 | 1478867.319 | 5469457.8421 | 0 | 14280072.7931 | 32697739.8848 | 749.8942 | 0.043101 | 331316.7589 | 758631.231 | 6754.3403 | 15465.7238
1 | 3500 | 707 | 0.03 | 15 | 15 | 7 | 1e-12 | 5spot_SharedNeighbor | Water | Porous | Wet | R600a | MinimizeLCOE_Brownfield | IgnoreSilica | 3.3855 | 0.61834 | 0.01874 | 4 | 197832.2912 | 443532.1311 | 4033.0788 | 9042.0024 | 106.7454 | 0 | 101.1137 | 264700.9475 | 17252.1634 | 234550.6636 | 144216.4175 | 0 | 113711.5497 | 0 | 302028.3792 | 785815.8883 | 536335.4906 | 2398611.4998 | 961560.8286 | 11469341.9306 | 11469341.9306 | 1478867.319 | 5469457.8421 | 0 | 14829514.259 | 33247181.3507 | 1000 | 0.07496 | 197832.2912 | 443532.1311 | 4033.0788 | 9042.0024
1 | 3500 | 707 | 0.03 | 15 | 15 | 7 | 1.3335e-12 | 5spot_SharedNeighbor | Water | Porous | Wet | R600a | MinimizeLCOE_Brownfield | IgnoreSilica | 4.5186 | 0.86095 | 0.029774 | 4 | 130081.6529 | 284728.612 | 2651.8904 | 5804.5779 | 109.2727 | 0 | 95.4048 | 338678.1666 | 22422.131 | 305102.0874 | 187702.6515 | 0 | 134441.9241 | 0 | 385455.3146 | 1002875.6609 | 684483.2456 | 3061161.1818 | 961560.8286 | 11469341.9306 | 11469341.9306 | 1478867.319 | 5469457.8421 | 0 | 15492063.941 | 33909731.0326 | 1333.5214 | 0.11909 | 130081.6529 | 284728.612 | 2651.8904 | 5804.5779
1 | 3500 | 707 | 0.03 | 15 | 15 | 7 | 1.7783e-12 | 5spot_SharedNeighbor | Water | Porous | Wet | R600a | MinimizeLCOE_Brownfield | IgnoreSilica | 5.9413 | 1.1674 | 0.044708 | 4 | 90988.8379 | 193978.2027 | 1854.9305 | 3954.508 | 111.128 | 0 | 78.4213 | 423666.9273 | 28373.9315 | 388727.1017 | 242739.7407 | 0 | 156526.6594 | 0 | 483613.4006 | 1258262.8657 | 858790.2605 | 3840700.8874 | 961560.8286 | 11469341.9306 | 11469341.9306 | 1478867.319 | 5469457.8421 | 0 | 16271603.6466 | 34689270.7383 | 1778.2794 | 0.17883 | 90988.8379 | 193978.2027 | 1854.9305 | 3954.508
1 | 3500 | 707 | 0.03 | 15 | 15 | 7 | 2.3714e-12 | 5spot_SharedNeighbor | Water | Porous | Wet | R600a | MinimizeLCOE_Brownfield | IgnoreSilica | 7.6392 | 1.5324 | 0.064124 | 4 | 66813.3272 | 138618.222 | 1362.08 | 2825.92 | 112.404 | 0 | 77.6664 | 516293.87 | 34845.1416 | 482822.5722 | 308072.2345 | 0 | 177521.2131 | 0 | 592626.4623 | 1541892.4904 | 1052373.3074 | 4706447.2916 | 961560.8286 | 11469341.9306 | 11469341.9306 | 1478867.319 | 5469457.8421 | 0 | 17137350.0508 | 35555017.1425 | 2371.3737 | 0.2565 | 66813.3272 | 138618.222 | 1362.08 | 2825.92
1 | 3500 | 707 | 0.03 | 15 | 15 | 7 | 3.1623e-12 | 5spot_SharedNeighbor | Water | Porous | Wet | R600a | MinimizeLCOE_Brownfield | IgnoreSilica | 10.1212 | 2.0717 | 0.091285 | 4 | 50279.3359 | 100719.0871 | 1025.0123 | 2053.2948 | 113.6635 | 0 | 98.2969 | 642347.2958 | 43674.0372 | 613997.9298 | 404104.8991 | 0 | 209890.8947 | 0 | 746465.872 | 1942151.0778 | 1325558.0178 | 5928190.0242 | 961560.8286 | 11469341.9306 | 11469341.9306 | 1478867.319 | 5469457.8421 | 0 | 18359092.7834 | 36776759.8751 | 3162.2777 | 0.36514 | 50279.3359 | 100719.0871 | 1025.0123 | 2053.2948
1 | 3500 | 707 | 0.03 | 15 | 15 | 7 | 4.217e-12 | 5spot_SharedNeighbor | Water | Porous | Wet | R600a | MinimizeLCOE_Brownfield | IgnoreSilica | 13.0714 | 2.7112 | 0.12616 | 4 | 39071.5124 | 75568.53 | 796.5256 | 1540.5667 | 114.492 | 0 | 76.3849 | 779393.9721 | 53240.1734 | 760982.1782 | 518261.8793 | 0 | 240510.4286 | 0 | 917431.5663 | 2386968.7445 | 1629155.2154 | 7285944.1578 | 961560.8286 | 11469341.9306 | 11469341.9306 | 1478867.319 | 5469457.8421 | 0 | 19716846.917 | 38134514.0087 | 4216.965 | 0.50463 | 39071.5124 | 75568.53 | 796.5256 | 1540.5667
1 | 3500 | 707 | 0.03 | 15 | 15 | 7 | 5.6234e-12 | 5spot_SharedNeighbor | Water | Porous | Wet | R600a | MinimizeLCOE_Brownfield | IgnoreSilica | 16.7519 | 3.5094 | 0.17152 | 4 | 31079.0544 | 57924.1762 | 633.5886 | 1180.8627 | 115.123 | 0 | 83.6674 | 937553.169 | 64254.1538 | 935073.6332 | 660646.9507 | 0 | 273255.3737 | 0 | 1119605.4794 | 2912983.7946 | 1988171.2957 | 8891543.85 | 961560.8286 | 11469341.9306 | 11469341.9306 | 1478867.319 | 5469457.8421 | 0 | 21322446.6092 | 39740113.7009 | 5623.4133 | 0.68607 | 31079.0544 | 57924.1762 | 633.5886 | 1180.8627
1 | 3500 | 707 | 0.03 | 15 | 15 | 7 | 7.4989e-12 | 5spot_SharedNeighbor | Water | Porous | Wet | R600a | MinimizeLCOE_Brownfield | IgnoreSilica | 21.3346 | 4.5036 | 0.23004 | 4 | 25237.3407 | 45252.6939 | 514.4973 | 922.5374 | 115.6087 | 0 | 100.8387 | 1120204.9255 | 76939.7724 | 1141178.224 | 837663.9769 | 0 | 308363.5378 | 0 | 1358896.6703 | 3535570.388 | 2413099.4385 | 10791916.9334 | 961560.8286 | 11469341.9306 | 11469341.9306 | 1478867.319 | 5469457.8421 | 0 | 23222819.6926 | 41640486.7843 | 7498.9421 | 0.92018 | 25237.3407 | 45252.6939 | 514.4973 | 922.5374
1 | 3500 | 707 | 0.03 | 15 | 15 | 7 | 1e-11 | 5spot_SharedNeighbor | Water | Porous | Wet | R600a | MinimizeLCOE_Brownfield | IgnoreSilica | 26.9882 | 5.7305 | 0.30485 | 4 | 20878.2748 | 35982.1659 | 425.6319 | 733.5451 | 115.9839 | 0 | 106.8329 | 1329906.6325 | 91466.9238 | 1383404.5135 | 1056100.6332 | 0 | 345441.7078 | 0 | 1640464.9602 | 4268153.3209 | 2913102.3433 | 13028041.0352 | 961560.8286 | 11469341.9306 | 11469341.9306 | 1478867.319 | 5469457.8421 | 0 | 25458943.7944 | 43876610.8861 | 10000 | 1.2194 | 20878.2748 | 35982.1659 | 425.6319 | 733.5451
1 | 3500 | 707 | 0.03 | 15 | 15 | 7 | 1.3335e-11 | 5spot_SharedNeighbor | Water | Porous | Wet | R600a | MinimizeLCOE_Brownfield | IgnoreSilica | 33.8944 | 7.23 | 0.39939 | 4 | 17572.5403 | 29101.2738 | 358.24 | 593.2688 | 116.2751 | 0 | 125.326 | 1569057.3527 | 107995.8349 | 1665771.9599 | 1323400.4458 | 0 | 384060.1945 | 0 | 1969611.4572 | 5124524.9888 | 3497593.6033 | 15642015.8371 | 961560.8286 | 11469341.9306 | 11469341.9306 | 1478867.319 | 5469457.8421 | 0 | 28072918.5963 | 46490585.688 | 13335.2143 | 1.5975 | 17572.5403 | 29101.2738 | 358.24 | 593.2688
1 | 3500 | 707 | 0.03 | 15 | 15 | 7 | 1.7783e-11 | 5spot_SharedNeighbor | Water | Porous | Wet | R600a | MinimizeLCOE_Brownfield | IgnoreSilica | 42.1233 | 9.017 | 0.51632 | 4 | 15037.7045 | 23955.5302 | 306.5639 | 488.3659 | 116.4989 | 0 | 138.4599 | 1835799.1564 | 126383.9004 | 1987407.3381 | 1641957.4457 | 0 | 422145.0618 | 0 | 2345340.2319 | 6102094.1881 | 4164804.6689 | 18625931.9913 | 961560.8286 | 11469341.9306 | 11469341.9306 | 1478867.319 | 5469457.8421 | 0 | 31056834.7505 | 49474501.8422 | 17782.7941 | 2.0653 | 15037.7045 | 23955.5302 | 306.5639 | 488.3659
1 | 3500 | 707 | 0.03 | 15 | 15 | 7 | 2.3714e-11 | 5spot_SharedNeighbor | Water | Porous | Wet | R600a | MinimizeLCOE_Brownfield | IgnoreSilica | 51.5702 | 11.0676 | 0.6564 | 4 | 13080.0212 | 20094.6935 | 266.6539 | 409.6575 | 116.662 | 0 | 136.2724 | 2123414.0823 | 146155.0064 | 2341155.6409 | 2007578.3103 | 0 | 456318.1113 | 0 | 2759102.249 | 7178618.0822 | 4899554.3469 | 21911895.8293 | 961560.8286 | 11469341.9306 | 11469341.9306 | 1478867.319 | 5469457.8421 | 0 | 34342798.5885 | 52760465.6802 | 23713.7371 | 2.6256 | 13080.0212 | 20094.6935 | 266.6539 | 409.6575
1 | 3500 | 707 | 0.03 | 15 | 15 | 7 | 3.1623e-11 | 5spot_SharedNeighbor | Water | Porous | Wet | R600a | MinimizeLCOE_Brownfield | IgnoreSilica | 61.9381 | 13.3136 | 0.81718 | 4 | 11565.7642 | 17200.2527 | 235.7837 | 350.6504 | 116.762 | 0 | 149.9516 | 2420816.5853 | 166528.658 | 2713892.8952 | 2408397.967 | 0 | 482961.1809 | 0 | 3195112.9417 | 8313028.4665 | 5673812.744 | 25374551.4386 | 961560.8286 | 11469341.9306 | 11469341.9306 | 1478867.319 | 5469457.8421 | 0 | 37805454.1978 | 56223121.2895 | 31622.7766 | 3.2687 | 11565.7642 | 17200.2527 | 235.7837 | 350.6504
1 | 3500 | 707 | 0.03 | 15 | 15 | 7 | 4.217e-11 | 5spot_SharedNeighbor | Water | Porous | Wet | R600a | MinimizeLCOE_Brownfield | IgnoreSilica | 72.6413 | 15.6221 | 0.99147 | 4 | 10398.0375 | 15042.0739 | 211.9781 | 306.653 | 116.794 | 0 | 187.4686 | 2711008.1041 | 186321.2773 | 3084171.5404 | 2821191.6123 | 0 | 497938.5569 | 0 | 3627246.1255 | 9437350.3681 | 6441185.5444 | 28806413.1291 | 961560.8286 | 11469341.9306 | 11469341.9306 | 1478867.319 | 5469457.8421 | 0 | 41237315.8882 | 59654982.9799 | 42169.6503 | 3.9659 | 10398.0375 | 15042.0739 | 211.9781 | 306.653
1 | 3500 | 707 | 0.03 | 15 | 15 | 7 | 5.6234e-11 | 5spot_SharedNeighbor | Water | Porous | Wet | R600a | MinimizeLCOE_Brownfield | IgnoreSilica | 83.0823 | 17.8591 | 1.1696 | 4 | 9501.9691 | 13438.6866 | 193.7105 | 273.9658 | 116.7638 | 0 | 192.7016 | 2979638.3244 | 204546.8777 | 3432755.287 | 3222399.9578 | 0 | 499954.476 | 0 | 4032325.0199 | 10491282.5583 | 7160515.9203 | 32023418.4215 | 961560.8286 | 11469341.9306 | 11469341.9306 | 1478867.319 | 5469457.8421 | 0 | 44454321.1807 | 62871988.2724 | 56234.1325 | 4.6784 | 9501.9691 | 13438.6866 | 193.7105 | 273.9658
1 | 3500 | 707 | 0.03 | 15 | 15 | 7 | 7.4989e-11 | 5spot_SharedNeighbor | Water | Porous | Wet | R600a | MinimizeLCOE_Brownfield | IgnoreSilica | 92.7681 | 19.9171 | 1.3418 | 4 | 8817.6731 | 12249.0732 | 179.7602 | 249.7139 | 116.6872 | 0 | 173.0815 | 3217294.3143 | 220577.6713 | 3745932.594 | 3592910.5803 | 0 | 490363.214 | 0 | 4394160.5658 | 11432704.4259 | 7803055.6893 | 34896999.0548 | 961560.8286 | 11469341.9306 | 11469341.9306 | 1478867.319 | 5469457.8421 | 0 | 47327901.814 | 65745568.9057 | 74989.4209 | 5.3674 | 8817.6731 | 12249.0732 | 179.7602 | 249.7139
1 | 3500 | 707 | 0.03 | 15 | 15 | 7 | 1e-10 | 5spot_SharedNeighbor | Water | Porous | Wet | R600a | MinimizeLCOE_Brownfield | IgnoreSilica | 101.3527 | 21.7248 | 1.5001 | 4 | 8297.173 | 11366.5491 | 169.1491 | 231.7225 | 116.584 | 0 | 187.2519 | 3419333.4448 | 234126.0934 | 4015840.536 | 3919701.2866 | 0 | 471989.7969 | 0 | 4703786.5515 | 12238287.7277 | 8352882.8458 | 37355948.2827 | 961560.8286 | 11469341.9306 | 11469341.9306 | 1478867.319 | 5469457.8421 | 0 | 49786851.0419 | 68204518.1336 | 100000 | 6.0005 | 8297.173 | 11366.5491 | 169.1491 | 231.7225
1 | 3500 | 707 | 0.03 | 15 | 15 | 7 | 1.3335e-10 | 5spot_SharedNeighbor | Water | Porous | Wet | R600a | MinimizeLCOE_Brownfield | IgnoreSilica | 108.6607 | 23.2504 | 1.6392 | 4 | 7902.4659 | 10711.4502 | 161.1025 | 218.3674 | 116.4722 | 0 | 181.4776 | 3585335.7927 | 245196.2402 | 4240230.0136 | 4196585.128 | 0 | 448174.4177 | 0 | 4959053.421 | 12902439.7596 | 8806180.2546 | 39383195.0274 | 961560.8286 | 11469341.9306 | 11469341.9306 | 1478867.319 | 5469457.8421 | 0 | 51814097.7866 | 70231764.8783 | 133352.1432 | 6.5567 | 7902.4659 | 10711.4502 | 161.1025 | 218.3674
1 | 3500 | 707 | 0.03 | 15 | 15 | 7 | 1.7783e-10 | 5spot_SharedNeighbor | Water | Porous | Wet | R600a | MinimizeLCOE_Brownfield | IgnoreSilica | 114.7165 | 24.5044 | 1.7573 | 4 | 7603.8253 | 10224.0464 | 155.0143 | 208.431 | 116.3642 | 0 | 205.9095 | 3718903.4725 | 254059.1259 | 4422563.7766 | 4425037.8469 | 0 | 422384.3966 | 0 | 5164749.9612 | 13437619.9632 | 9171451.7403 | 41016770.2832 | 961560.8286 | 11469341.9306 | 11469341.9306 | 1478867.319 | 5469457.8421 | 0 | 53447673.0424 | 71865340.1341 | 177827.941 | 7.0291 | 7603.8253 | 10224.0464 | 155.0143 | 208.431
1 | 3500 | 707 | 0.03 | 15 | 15 | 7 | 2.3714e-10 | 5spot_SharedNeighbor | Water | Porous | Wet | R600a | MinimizeLCOE_Brownfield | IgnoreSilica | 119.5614 | 25.5007 | 1.8541 | 4 | 7378.2447 | 9861.563 | 150.4155 | 201.0413 | 116.2682 | 0 | 215.0195 | 3823246.2142 | 260953.2178 | 4566152.051 | 4607129.4355 | 0 | 396633.5825 | 0 | 5325104.6554 | 13854829.9842 | 9456206.1525 | 42290255.293 | 961560.8286 | 11469341.9306 | 11469341.9306 | 1478867.319 | 5469457.8421 | 0 | 54721158.0522 | 73138825.1439 | 237137.3706 | 7.4166 | 7378.2447 | 9861.563 | 150.4155 | 201.0413
1 | 3500 | 707 | 0.03 | 15 | 15 | 7 | 3.1623e-10 | 5spot_SharedNeighbor | Water | Porous | Wet | R600a | MinimizeLCOE_Brownfield | IgnoreSilica | 123.4083 | 26.2873 | 1.9323 | 4 | 7208.0628 | 9590.971 | 146.9461 | 195.5249 | 116.1862 | 0 | 193.2826 | 3904545.594 | 266305.7635 | 4678750.928 | 4751270.5191 | 0 | 373031.9995 | 0 | 5449822.8736 | 14179321.2048 | 9677678.0782 | 43280726.9608 | 961560.8286 | 11469341.9306 | 11469341.9306 | 1478867.319 | 5469457.8421 | 0 | 55711629.72 | 74129296.8117 | 316227.766 | 7.7291 | 7208.0628 | 9590.971 | 146.9461 | 195.5249
1 | 3500 | 707 | 0.03 | 15 | 15 | 7 | 4.217e-10 | 5spot_SharedNeighbor | Water | Porous | Wet | R600a | MinimizeLCOE_Brownfield | IgnoreSilica | 126.3897 | 26.8939 | 1.9939 | 4 | 7079.7999 | 9389.0934 | 144.3313 | 191.4094 | 116.1193 | 0 | 221.0658 | 3966623.2625 | 270381.0517 | 4765164.6933 | 4862697.7148 | 0 | 352155.204 | 0 | 5544638.5513 | 14426012.1488 | 9846049.7164 | 44033722.3429 | 961560.8286 | 11469341.9306 | 11469341.9306 | 1478867.319 | 5469457.8421 | 0 | 56464625.1021 | 74882292.1938 | 421696.5034 | 7.9755 | 7079.7999 | 9389.0934 | 144.3313 | 191.4094
1 | 3500 | 707 | 0.03 | 15 | 15 | 7 | 5.6234e-10 | 5spot_SharedNeighbor | Water | Porous | Wet | R600a | MinimizeLCOE_Brownfield | IgnoreSilica | 129.0233 | 27.4278 | 2.0465 | 4 | 6978.8772 | 9228.7312 | 142.2739 | 188.1402 | 116.0579 | 0 | 198.4348 | 4020802.7758 | 273929.39 | 4840896.2297 | 4960924.963 | 0 | 335365.0639 | 0 | 5628448.1847 | 14644067.6232 | 9994877.0583 | 44699311.2885 | 961560.8286 | 11469341.9306 | 11469341.9306 | 1478867.319 | 5469457.8421 | 0 | 57130214.0477 | 75547881.1394 | 562341.3252 | 8.1862 | 6978.8772 | 9228.7312 | 142.2739 | 188.1402
1 | 3500 | 707 | 0.03 | 15 | 15 | 7 | 7.4989e-10 | 5spot_SharedNeighbor | Water | Porous | Wet | R600a | MinimizeLCOE_Brownfield | IgnoreSilica | 130.7601 | 27.7787 | 2.0832 | 4 | 6907.082 | 9117.3139 | 140.8102 | 185.8688 | 116.0161 | 0 | 201.836 | 4056189.4018 | 276242.336 | 4890524.4549 | 5025591.2482 | 0 | 320877.1746 | 0 | 5682075.6 | 14783595.1573 | 10090107.4673 | 45125202.8401 | 961560.8286 | 11469341.9306 | 11469341.9306 | 1478867.319 | 5469457.8421 | 0 | 57556105.5993 | 75973772.6909 | 749894.2093 | 8.3329 | 6907.082 | 9117.3139 | 140.8102 | 185.8688
1 | 3500 | 707 | 0.03 | 15 | 15 | 7 | 1e-09 | 5spot_SharedNeighbor | Water | Porous | Wet | R600a | MinimizeLCOE_Brownfield | IgnoreSilica | 132.0855 | 28.0459 | 2.1114 | 4 | 6853.0865 | 9033.8285 | 139.7094 | 184.1668 | 115.9835 | 0 | 170.8101 | 4083032.7261 | 277995.1697 | 4928241.6726 | 5074982.3512 | 0 | 309232.4596 | 0 | 5722658.9079 | 14889184.5996 | 10162174.4313 | 45447502.318 | 961560.8286 | 11469341.9306 | 11469341.9306 | 1478867.319 | 5469457.8421 | 0 | 57878405.0772 | 76296072.1688 | 1000000 | 8.4456 | 6853.0865 | 9033.8285 | 139.7094 | 184.1668
1 | 3500 | 707 | 0.03 | 15 | 15 | 7 | 1.3335e-09 | 5spot_SharedNeighbor | Water | Porous | Wet | R600a | MinimizeLCOE_Brownfield | IgnoreSilica | 133.8 | 28.3913 | 2.1405 | 4 | 6812.496 | 8963.5722 | 138.8819 | 182.7345 | 115.9414 | 0 | 198.681 | 4117607.2474 | 280252.093 | 4976879.0989 | 5138961.4909 | 0 | 305290.501 | 0 | 5779406.2682 | 15036829.5906 | 10262945.1715 | 45898171.4616 | 961560.8286 | 11469341.9306 | 11469341.9306 | 1478867.319 | 5469457.8421 | 0 | 58329074.2208 | 76746741.3125 | 1333521.4322 | 8.5621 | 6812.496 | 8963.5722 | 138.8819 | 182.7345
1 | 3500 | 707 | 0.03 | 15 | 15 | 7 | 1.7783e-09 | 5spot_SharedNeighbor | Water | Porous | Wet | R600a | MinimizeLCOE_Brownfield | IgnoreSilica | 135.454 | 28.7263 | 2.1668 | 4 | 6781.4737 | 8906.4972 | 138.2495 | 181.571 | 115.9058 | 0 | 211.9311 | 4151132.5479 | 282447.4382 | 5023924.6289 | 5200834.9751 | 0 | 304727.2599 | 0 | 5835596.0715 | 15183023.9326 | 10362725.814 | 46344412.6681 | 961560.8286 | 11469341.9306 | 11469341.9306 | 1478867.319 | 5469457.8421 | 0 | 58775315.4273 | 77192982.5189 | 1778279.41 | 8.667 | 6781.4737 | 8906.4972 | 138.2495 | 181.571
1 | 3500 | 707 | 0.03 | 15 | 15 | 7 | 2.3714e-09 | 5spot_SharedNeighbor | Water | Porous | Wet | R600a | MinimizeLCOE_Brownfield | IgnoreSilica | 136.0607 | 28.849 | 2.1797 | 4 | 6758.2669 | 8870.7214 | 137.7764 | 180.8417 | 115.8926 | 0 | 202.2986 | 4163376.4346 | 283248.5103 | 5041132.5448 | 5223518.7716 | 0 | 299373.3232 | 0 | 5854153.338 | 15231306.1334 | 10395679.4081 | 46491788.464 | 961560.8286 | 11469341.9306 | 11469341.9306 | 1478867.319 | 5469457.8421 | 0 | 58922691.2232 | 77340358.3149 | 2371373.7057 | 8.7186 | 6758.2669 | 8870.7214 | 137.7764 | 180.8417
1 | 3500 | 707 | 0.03 | 15 | 15 | 7 | 3.1623e-09 | 5spot_SharedNeighbor | Water | Porous | Wet | R600a | MinimizeLCOE_Brownfield | IgnoreSilica | 136.5017 | 28.9381 | 2.1892 | 4 | 6740.8438 | 8844.0717 | 137.4212 | 180.2984 | 115.8829 | 0 | 207.5399 | 4172257.6262 | 283829.3594 | 5053622.783 | 5240000.6881 | 0 | 295136.6849 | 0 | 5867490.3852 | 15266006.3946 | 10419363.0494 | 46597706.9709 | 961560.8286 | 11469341.9306 | 11469341.9306 | 1478867.319 | 5469457.8421 | 0 | 59028609.7301 | 77446276.8218 | 3162277.6602 | 8.7569 | 6740.8438 | 8844.0717 | 137.4212 | 180.2984
1 | 3500 | 707 | 0.03 | 15 | 15 | 7 | 4.217e-09 | 5spot_SharedNeighbor | Water | Porous | Wet | R600a | MinimizeLCOE_Brownfield | IgnoreSilica | 136.8307 | 29.0046 | 2.1964 | 4 | 6727.7666 | 8824.1215 | 137.1546 | 179.8917 | 115.8757 | 0 | 213.4632 | 4178872.5302 | 284261.8725 | 5062930.3212 | 5252292.0578 | 0 | 291878.8712 | 0 | 5877391.9046 | 15291768.117 | 10436945.9543 | 46676341.6289 | 961560.8286 | 11469341.9306 | 11469341.9306 | 1478867.319 | 5469457.8421 | 0 | 59107244.3881 | 77524911.4798 | 4216965.0343 | 8.7856 | 6727.7666 | 8824.1215 | 137.1546 | 179.8917
1 | 3500 | 707 | 0.03 | 15 | 15 | 7 | 5.6234e-09 | 5spot_SharedNeighbor | Water | Porous | Wet | R600a | MinimizeLCOE_Brownfield | IgnoreSilica | 137.0935 | 29.0577 | 2.202 | 4 | 6717.9532 | 8809.0024 | 136.9546 | 179.5834 | 115.8699 | 0 | 199.6796 | 4184152.438 | 284607.0309 | 5070362.1184 | 5262111.9426 | 0 | 289517.9716 | 0 | 5885393.0856 | 15312585.5486 | 10451154.2791 | 46739884.4149 | 961560.8286 | 11469341.9306 | 11469341.9306 | 1478867.319 | 5469457.8421 | 0 | 59170787.1741 | 77588454.2658 | 5623413.2519 | 8.8079 | 6717.9532 | 8809.0024 | 136.9546 | 179.5834
1 | 3500 | 707 | 0.03 | 15 | 15 | 7 | 7.4989e-09 | 5spot_SharedNeighbor | Water | Porous | Wet | R600a | MinimizeLCOE_Brownfield | IgnoreSilica | 137.2787 | 29.0951 | 2.206 | 4 | 6710.5903 | 8797.7928 | 136.8045 | 179.3549 | 115.8658 | 0 | 193.2963 | 4187869.8992 | 284850.008 | 5075596.2284 | 5269031.056 | 0 | 287636.4377 | 0 | 5890943.6154 | 15327026.8885 | 10461010.7903 | 46783964.9234 | 961560.8286 | 11469341.9306 | 11469341.9306 | 1478867.319 | 5469457.8421 | 0 | 59214867.6826 | 77632534.7742 | 7498942.0933 | 8.8241 | 6710.5903 | 8797.7928 | 136.8045 | 179.3549
1 | 3500 | 707 | 0.03 | 15 | 15 | 7 | 1e-08 | 5spot_SharedNeighbor | Water | Porous | Wet | R600a | MinimizeLCOE_Brownfield | IgnoreSilica | 137.4102 | 29.1216 | 2.209 | 4 | 6705.0667 | 8789.4655 | 136.6919 | 179.1851 | 115.8628 | 0 | 193.2032 | 4190507.6459 | 285022.3927 | 5079310.9136 | 5273943.1706 | 0 | 286157.5229 | 0 | 5894827.2418 | 15337131.2879 | 10467907.2505 | 46814807.4258 | 961560.8286 | 11469341.9306 | 11469341.9306 | 1478867.319 | 5469457.8421 | 0 | 59245710.185 | 77663377.2767 | 10000000 | 8.836 | 6705.0667 | 8789.4655 | 136.6919 | 179.1851
1 | 3600 | 707 | 0.03 | 15 | 15 | 7 | 1e-13 | 5spot_SharedNeighbor | Water | Porous | Wet | R600a | MinimizeLCOE_Brownfield | IgnoreSilica | 0 | 0 | 0 | 0 | [6 empty] | 21.157 | [19 empty] | 100 | 0
1 | 3600 | 707 | 0.03 | 15 | 15 | 7 | 1.3335e-13 | 5spot_SharedNeighbor | Water | Porous | Wet | R600a | MinimizeLCOE_Brownfield | IgnoreSilica | 0 | 0 | 0 | 0 | [6 empty] | 22.4365 | [19 empty] | 133.3521 | 0
1 | 3600 | 707 | 0.03 | 15 | 15 | 7 | 1.7783e-13 | 5spot_SharedNeighbor | Water | Porous | Wet | R600a | MinimizeLCOE_Brownfield | IgnoreSilica | 0 | 0 | 0 | 0 | [6 empty] | 22.6251 | [19 empty] | 177.8279 | 0
1 | 3600 | 707 | 0.03 | 15 | 15 | 7 | 2.3714e-13 | 5spot_SharedNeighbor | Water | Porous | Wet | R600a | MinimizeLCOE_Brownfield | IgnoreSilica | 0 | 0 | 0 | 0 | [6 empty] | 22.1148 | [19 empty] | 237.1374 | 0
1 | 3600 | 707 | 0.03 | 15 | 15 | 7 | 3.1623e-13 | 5spot_SharedNeighbor | Water | Porous | Wet | R600a | MinimizeLCOE_Brownfield | IgnoreSilica | 0 | 0 | 0 | 0 | [6 empty] | 22.3997 | [19 empty] | 316.2278 | 0
1 | 3600 | 707 | 0.03 | 15 | 15 | 7 | 4.217e-13 | 5spot_SharedNeighbor | Water | Porous | Wet | R600a | MinimizeLCOE_Brownfield | IgnoreSilica | 1.6 | 0.2519 | 0.0024544 | 4 | 1438547.4873 | 3373139.8458 | 29326.7363 | 68766.0183 | 98.3176 | 0 | 28.8303 | 134054.1419 | 8283.9163 | 115057.0357 | 77078.8011 | 0 | 79182.9568 | 0 | 161326.1723 | 419737.6077 | 286479.542 | 1281200.1739 | 961560.8286 | 11880569.6211 | 11880569.6211 | 1478867.319 | 5633948.9183 | 0 | 14123330.6236 | 33116716.4819 | 421.6965 | 0.0098178 | 1438547.4873 | 3373139.8458 | 29326.7363 | 68766.0183
1 | 3600 | 707 | 0.03 | 15 | 15 | 7 | 5.6234e-13 | 5spot_SharedNeighbor | Water | Porous | Wet | R600a | MinimizeLCOE_Brownfield | IgnoreSilica | 2.0015 | 0.33781 | 0.0070766 | 4 | 508701.1285 | 1179690.7686 | 10370.5606 | 24049.592 | 102.186 | 0 | 343.8042 | 168785.855 | 10682.5262 | 145087.9297 | 92486.0641 | 0 | 85800.3346 | 0 | 196108.6567 | 510234.4974 | 348245.5288 | 1557431.3925 | 961560.8286 | 11880569.6211 | 11880569.6211 | 1478867.319 | 5633948.9183 | 0 | 14399561.8421 | 33392947.7005 | 562.3413 | 0.028307 | 508701.1285 | 1179690.7686 | 10370.5606 | 24049.592
1 | 3600 | 707 | 0.03 | 15 | 15 | 7 | 7.4989e-13 | 5spot_SharedNeighbor | Water | Porous | Wet | R600a | MinimizeLCOE_Brownfield | IgnoreSilica | 2.76 | 0.50378 | 0.013803 | 4 | 270198.485 | 614197.3444 | 5508.3616 | 12521.2436 | 106.7088 | 0 | 494.0624 | 229536.3137 | 14940.4461 | 199094.733 | 121991.9702 | 0 | 104861.9091 | 0 | 261465.8951 | 680280.6251 | 464305.505 | 2076477.3975 | 961560.8286 | 11880569.6211 | 11880569.6211 | 1478867.319 | 5633948.9183 | 0 | 14918607.8472 | 33911993.7055 | 749.8942 | 0.055214 | 270198.485 | 614197.3444 | 5508.3616 | 12521.2436
1 | 3600 | 707 | 0.03 | 15 | 15 | 7 | 1e-12 | 5spot_SharedNeighbor | Water | Porous | Wet | R600a | MinimizeLCOE_Brownfield | IgnoreSilica | 3.7292 | 0.71919 | 0.023365 | 4 | 166230.5102 | 369451.307 | 3388.8338 | 7531.7646 | 109.9969 | 0 | 73.4038 | 300193.5078 | 19941.837 | 264064.8619 | 159983.9323 | 0 | 125643.1984 | 0 | 339232.6616 | 882613.7993 | 602402.0539 | 2694075.8521 | 961560.8286 | 11880569.6211 | 11880569.6211 | 1478867.319 | 5633948.9183 | 0 | 15536206.3018 | 34529592.1602 | 1000 | 0.093462 | 166230.5102 | 369451.307 | 3388.8338 | 7531.7646
1 | 3600 | 707 | 0.03 | 15 | 15 | 7 | 1.3335e-12 | 5spot_SharedNeighbor | Water | Porous | Wet | R600a | MinimizeLCOE_Brownfield | IgnoreSilica | 4.9448 | 0.99171 | 0.0365 | 4 | 111361.7386 | 241453.2301 | 2270.2597 | 4922.3507 | 112.3916 | 0 | 111.7754 | 381061.4371 | 25691.5377 | 340881.7746 | 207888.8099 | 0 | 147617.4414 | 0 | 430224.9903 | 1119357.1735 | 763984.2714 | 3416707.4359 | 961560.8286 | 11880569.6211 | 11880569.6211 | 1478867.319 | 5633948.9183 | 0 | 16258837.8856 | 35252223.744 | 1333.5214 | 0.146 | 111361.7386 | 241453.2301 | 2270.2597 | 4922.3507
1 | 3600 | 707 | 0.03 | 15 | 15 | 7 | 1.7783e-12 | 5spot_SharedNeighbor | Water | Porous | Wet | R600a | MinimizeLCOE_Brownfield | IgnoreSilica | 6.4944 | 1.3402 | 0.054139 | 4 | 79063.3285 | 166770.3954 | 1611.8129 | 3399.8401 | 114.1738 | 0 | 77.6892 | 475220.7666 | 32391.1533 | 433200.2065 | 268964.3481 | 0 | 171903.2214 | 0 | 538855.0814 | 1401990.3874 | 956887.2474 | 4279412.4121 | 961560.8286 | 11880569.6211 | 11880569.6211 | 1478867.319 | 5633948.9183 | 0 | 17121542.8618 | 36114928.7202 | 1778.2794 | 0.21655 | 79063.3285 | 166770.3954 | 1611.8129 | 3399.8401
1 | 3600 | 707 | 0.03 | 15 | 15 | 7 | 2.3714e-12 | 5spot_SharedNeighbor | Water | Porous | Wet | R600a | MinimizeLCOE_Brownfield | IgnoreSilica | 8.2628 | 1.7362 | 0.076682 | 4 | 58793.453 | 120716.1258 | 1198.5841 | 2460.9615 | 115.3154 | 0 | 102.0969 | 573320.1913 | 39348.0757 | 532456.6441 | 338502.671 | 0 | 192514.6983 | 0 | 653695.4894 | 1700781.572 | 1160818.3704 | 5191437.7122 | 961560.8286 | 11880569.6211 | 11880569.6211 | 1478867.319 | 5633948.9183 | 0 | 18033568.1619 | 37026954.0202 | 2371.3737 | 0.30673 | 58793.453 | 120716.1258 | 1198.5841 | 2460.9615
1 | 3600 | 707 | 0.03 | 15 | 15 | 7 | 3.1623e-12 | 5spot_SharedNeighbor | Water | Porous | Wet | R600a | MinimizeLCOE_Brownfield | IgnoreSilica | 11.0445 | 2.3696 | 0.10927 | 4 | 44473.673 | 87930.2586 | 906.656 | 1792.5773 | 116.6425 | 0 | 67.9634 | 718259.9068 | 49675.7074 | 682224.4456 | 448801.0697 | 0 | 230599.5599 | 0 | 830528.6689 | 2160865.2315 | 1474834.9219 | 6595789.5117 | 961560.8286 | 11880569.6211 | 11880569.6211 | 1478867.319 | 5633948.9183 | 0 | 19437919.9614 | 38431305.8197 | 3162.2777 | 0.43707 | 44473.673 | 87930.2586 | 906.656 | 1792.5773
1 | 3600 | 707 | 0.03 | 15 | 15 | 7 | 4.217e-12 | 5spot_SharedNeighbor | Water | Porous | Wet | R600a | MinimizeLCOE_Brownfield | IgnoreSilica | 14.2091 | 3.0865 | 0.15024 | 4 | 34811.6806 | 66415.714 | 709.6832 | 1353.9742 | 117.4361 | 0 | 98.2275 | 868466.6529 | 60327.3512 | 842404.1274 | 574100.1641 | 0 | 263137.309 | 0 | 1017289.8858 | 2646779.608 | 1806481.4684 | 8078986.5669 | 961560.8286 | 11880569.6211 | 11880569.6211 | 1478867.319 | 5633948.9183 | 0 | 20921117.0166 | 39914502.8749 | 4216.965 | 0.60098 | 34811.6806 | 66415.714 | 709.6832 | 1353.9742
1 | 3600 | 707 | 0.03 | 15 | 15 | 7 | 5.6234e-12 | 5spot_SharedNeighbor | Water | Porous | Wet | R600a | MinimizeLCOE_Brownfield | IgnoreSilica | 18.1649 | 3.9831 | 0.20345 | 4 | 27870.1973 | 51209.6075 | 568.1717 | 1043.9771 | 118.0452 | 0 | 120.123 | 1042361.712 | 72628.3767 | 1032616.6232 | 730667.0073 | 0 | 298206.8898 | 0 | 1238827.4375 | 3223174.8739 | 2199883.0811 | 9838366.0015 | 961560.8286 | 11880569.6211 | 11880569.6211 | 1478867.319 | 5633948.9183 | 0 | 22680496.4512 | 41673882.3095 | 5623.4133 | 0.81379 | 27870.1973 | 51209.6075 | 568.1717 | 1043.9771
1 | 3600 | 707 | 0.03 | 15 | 15 | 7 | 7.4989e-12 | 5spot_SharedNeighbor | Water | Porous | Wet | R600a | MinimizeLCOE_Brownfield | IgnoreSilica | 23.1102 | 5.1043 | 0.27208 | 4 | 22763.7716 | 40215.6337 | 464.0703 | 819.8501 | 118.5175 | 0 | 92.0526 | 1244219.753 | 86869.2295 | 1258847.3394 | 926301.7687 | 0 | 336325.4002 | 0 | 1502499.7614 | 3909196.1741 | 2668106.7148 | 11932366.1412 | 961560.8286 | 11880569.6211 | 11880569.6211 | 1478867.319 | 5633948.9183 | 0 | 24774496.5909 | 43767882.4492 | 7498.9421 | 1.0883 | 22763.7716 | 40215.6337 | 464.0703 | 819.8501
1 | 3600 | 707 | 0.03 | 15 | 15 | 7 | 1e-11 | 5spot_SharedNeighbor | Water | Porous | Wet | R600a | MinimizeLCOE_Brownfield | IgnoreSilica | 29.166 | 6.4779 | 0.35939 | 4 | 18934.6107 | 32146.7111 | 386.0077 | 655.3542 | 118.881 | 0 | 115.5451 | 1474423.1817 | 103066.6708 | 1522857.4353 | 1165921.3928 | 0 | 375841.857 | 0 | 1810423.1097 | 4710349.5625 | 3214910.3644 | 14377793.5742 | 961560.8286 | 11880569.6211 | 11880569.6211 | 1478867.319 | 5633948.9183 | 0 | 27219924.0238 | 46213309.8822 | 10000 | 1.4376 | 18934.6107 | 32146.7111 | 386.0077 | 655.3542
1 | 3600 | 707 | 0.03 | 15 | 15 | 7 | 1.3335e-11 | 5spot_SharedNeighbor | Water | Porous | Wet | R600a | MinimizeLCOE_Brownfield | IgnoreSilica | 36.5324 | 8.1494 | 0.46921 | 4 | 16019.8003 | 26139.6506 | 326.5853 | 532.8921 | 119.1634 | 0 | 129.1591 | 1736028.5581 | 121426.4177 | 1829469.2782 | 1457630.0726 | 0 | 416677.1891 | 0 | 2168880.2911 | 5642981.6189 | 3851450.9066 | 17224544.3322 | 961560.8286 | 11880569.6211 | 11880569.6211 | 1478867.319 | 5633948.9183 | 0 | 30066674.7819 | 49060060.6402 | 13335.2143 | 1.8768 | 16019.8003 | 26139.6506 | 326.5853 | 532.8921
1 | 3600 | 707 | 0.03 | 15 | 15 | 7 | 1.7783e-11 | 5spot_SharedNeighbor | Water | Porous | Wet | R600a | MinimizeLCOE_Brownfield | IgnoreSilica | 45.2413 | 10.1256 | 0.60411 | 4 | 13777.3685 | 21637.4993 | 280.8703 | 441.1097 | 119.3785 | 0 | 150.4984 | 2025828.8305 | 141710.543 | 2176195.3663 | 1802635.8886 | 0 | 456186.4658 | 0 | 2574997.2667 | 6699614.6834 | 4572624.6847 | 20449793.7289 | 961560.8286 | 11880569.6211 | 11880569.6211 | 1478867.319 | 5633948.9183 | 0 | 33291924.1786 | 52285310.037 | 17782.7941 | 2.4164 | 13777.3685 | 21637.4993 | 280.8703 | 441.1097
1 | 3600 | 707 | 0.03 | 15 | 15 | 7 | 2.3714e-11 | 5spot_SharedNeighbor | Water | Porous | Wet | R600a | MinimizeLCOE_Brownfield | IgnoreSilica | 55.1387 | 12.3696 | 0.76411 | 4 | 12042.7626 | 18257.0189 | 245.508 | 372.194 | 119.5294 | 0 | 175.842 | 2335381.0364 | 163310.0961 | 2553870.8324 | 2194537.1913 | 0 | 490603.1826 | 0 | 3017703.9122 | 7851446.5632 | 5358773.6105 | 23965626.4248 | 961560.8286 | 11880569.6211 | 11880569.6211 | 1478867.319 | 5633948.9183 | 0 | 36807756.8744 | 55801142.7328 | 23713.7371 | 3.0564 | 12042.7626 | 18257.0189 | 245.508 | 372.194
1 | 3600 | 707 | 0.03 | 15 | 15 | 7 | 3.1623e-11 | 5spot_SharedNeighbor | Water | Porous | Wet | R600a | MinimizeLCOE_Brownfield | IgnoreSilica | 65.789 | 14.7773 | 0.9447 | 4 | 10701.0097 | 15727.3336 | 218.1546 | 320.623 | 119.6105 | 0 | 177.007 | 2649383.1339 | 185134.322 | 2944191.386 | 2615571.876 | 0 | 515115.5098 | 0 | 3474664.5288 | 9040364.3521 | 6170234.4312 | 27594659.5397 | 961560.8286 | 11880569.6211 | 11880569.6211 | 1478867.319 | 5633948.9183 | 0 | 40436789.9894 | 59430175.8477 | 31622.7766 | 3.7788 | 10701.0097 | 15727.3336 | 218.1546 | 320.623
1 | 3600 | 707 | 0.03 | 15 | 15 | 7 | 4.217e-11 | 5spot_SharedNeighbor | Water | Porous | Wet | R600a | MinimizeLCOE_Brownfield | IgnoreSilica | 76.6392 | 17.2168 | 1.1375 | 4 | 9667.1054 | 13841.512 | 197.077 | 282.1779 | 119.6196 | 0 | 155.7291 | 2951893.0952 | 206055.0592 | 3326977.9873 | 3043205.8535 | 0 | 526846.9008 | 0 | 3921441.7695 | 10202787.0859 | 6963611.8325 | 31142819.584 | 961560.8286 | 11880569.6211 | 11880569.6211 | 1478867.319 | 5633948.9183 | 0 | 43984950.0337 | 62978335.8921 | 42169.6503 | 4.55 | 9667.1054 | 13841.512 | 197.077 | 282.1779
1 | 3600 | 707 | 0.03 | 15 | 15 | 7 | 5.6234e-11 | 5spot_SharedNeighbor | Water | Porous | Wet | R600a | MinimizeLCOE_Brownfield | IgnoreSilica | 87.0749 | 19.5451 | 1.3314 | 4 | 8874.3695 | 12440.7005 | 180.916 | 253.6205 | 119.5662 | 0 | 182.421 | 3228148.7991 | 225047.9305 | 3682423.7555 | 3452740.9387 | 0 | 524884.1277 | 0 | 4334165.7651 | 11276610.2612 | 7696518.2144 | 34420539.7923 | 961560.8286 | 11880569.6211 | 11880569.6211 | 1478867.319 | 5633948.9183 | 0 | 47262670.242 | 66256056.1003 | 56234.1325 | 5.3257 | 8874.3695 | 12440.7005 | 180.916 | 253.6205
1 | 3600 | 707 | 0.03 | 15 | 15 | 7 | 7.4989e-11 | 5spot_SharedNeighbor | Water | Porous | Wet | R600a | MinimizeLCOE_Brownfield | IgnoreSilica | 96.6534 | 21.6626 | 1.5164 | 4 | 8269.3053 | 11400.5798 | 168.581 | 232.4162 | 119.4692 | 0 | 184.3146 | 3470137.3242 | 241579.7257 | 3998549.1435 | 3826739.6442 | 0 | 511420.6309 | 0 | 4698886.3227 | 12225538.3375 | 8344181.125 | 37317032.2536 | 961560.8286 | 11880569.6211 | 11880569.6211 | 1478867.319 | 5633948.9183 | 0 | 50159162.7033 | 69152548.5617 | 74989.4209 | 6.0657 | 8269.3053 | 11400.5798 | 168.581 | 232.4162
1 | 3600 | 707 | 0.03 | 15 | 15 | 7 | 1e-10 | 5spot_SharedNeighbor | Water | Porous | Wet | R600a | MinimizeLCOE_Brownfield | IgnoreSilica | 105.0332 | 23.4976 | 1.6841 | 4 | 7809.1771 | 10628.7495 | 159.2006 | 216.6814 | 119.3503 | 0 | 205.086 | 3673385.5995 | 255377.6429 | 4267652.2027 | 4152228.5573 | 0 | 489359.6792 | 0 | 5006821.4358 | 13026722.3355 | 8891005.6664 | 39762553.1191 | 961560.8286 | 11880569.6211 | 11880569.6211 | 1478867.319 | 5633948.9183 | 0 | 52604683.5688 | 71598069.4272 | 100000 | 6.7363 | 7809.1771 | 10628.7495 | 159.2006 | 216.6814
1 | 3600 | 707 | 0.03 | 15 | 15 | 7 | 1.3335e-10 | 5spot_SharedNeighbor | Water | Porous | Wet | R600a | MinimizeLCOE_Brownfield | IgnoreSilica | 112.1413 | 25.04 | 1.8302 | 4 | 7460.2522 | 10054.7037 | 152.0873 | 204.9787 | 119.2266 | 0 | 225.6492 | 3839927.5765 | 266617.3445 | 4490703.8335 | 4426939.6729 | 0 | 462814.971 | 0 | 5259931.3254 | 13685262.3484 | 9340472.7568 | 41772669.829 | 961560.8286 | 11880569.6211 | 11880569.6211 | 1478867.319 | 5633948.9183 | 0 | 54614800.2786 | 73608186.137 | 133352.1432 | 7.3208 | 7460.2522 | 10054.7037 | 152.0873 | 204.9787
1 | 3600 | 707 | 0.03 | 15 | 15 | 7 | 1.7783e-10 | 5spot_SharedNeighbor | Water | Porous | Wet | R600a | MinimizeLCOE_Brownfield | IgnoreSilica | 117.9561 | 26.2914 | 1.9529 | 4 | 7196.2141 | 9627.7074 | 146.7046 | 196.2738 | 119.1109 | 0 | 213.6023 | 3972334.2473 | 275506.7358 | 4669744.6437 | 4650668.4398 | 0 | 434613.7968 | 0 | 5461118.4667 | 14208710.021 | 9697736.5491 | 43370432.9002 | 961560.8286 | 11880569.6211 | 11880569.6211 | 1478867.319 | 5633948.9183 | 0 | 56212563.3499 | 75205949.2083 | 177827.941 | 7.8114 | 7196.2141 | 9627.7074 | 146.7046 | 196.2738
1 | 3600 | 707 | 0.03 | 15 | 15 | 7 | 2.3714e-10 | 5spot_SharedNeighbor | Water | Porous | Wet | R600a | MinimizeLCOE_Brownfield | IgnoreSilica | 122.5971 | 27.2831 | 2.053 | 4 | 6996.7276 | 9309.665 | 142.6378 | 189.7901 | 119.0096 | 0 | 212.2968 | 4075610.4412 | 282409.6648 | 4810485.1536 | 4828554.3793 | 0 | 407191.5057 | 0 | 5617657.9464 | 14615993.6365 | 9975715.9855 | 44613618.7131 | 961560.8286 | 11880569.6211 | 11880569.6211 | 1478867.319 | 5633948.9183 | 0 | 57455749.1628 | 76449135.0211 | 237137.3706 | 8.2118 | 6996.7276 | 9309.665 | 142.6378 | 189.7901
1 | 3600 | 707 | 0.03 | 15 | 15 | 7 | 3.1623e-10 | 5spot_SharedNeighbor | Water | Porous | Wet | R600a | MinimizeLCOE_Brownfield | IgnoreSilica | 126.2628 | 28.0621 | 2.1333 | 4 | 6846.1813 | 9072.0511 | 139.5687 | 184.946 | 118.9243 | 0 | 244.1609 | 4155762.4755 | 287749.4461 | 4920349.1882 | 4968903.1861 | 0 | 382354.9023 | 0 | 5738896.4873 | 14931431.4504 | 10191008.7751 | 45576455.9109 | 961560.8286 | 11880569.6211 | 11880569.6211 | 1478867.319 | 5633948.9183 | 0 | 58418586.3606 | 77411972.2189 | 316227.766 | 8.533 | 6846.1813 | 9072.0511 | 139.5687 | 184.946
1 | 3600 | 707 | 0.03 | 15 | 15 | 7 | 4.217e-10 | 5spot_SharedNeighbor | Water | Porous | Wet | R600a | MinimizeLCOE_Brownfield | IgnoreSilica | 129.1035 | 28.663 | 2.1964 | 4 | 6732.6933 | 8894.5554 | 137.2551 | 181.3275 | 118.8551 | 0 | 184.0578 | 4217004.7189 | 291817.7664 | 5004696.5699 | 5077441.9442 | 0 | 360679.7623 | 0 | 5831139.897 | 15171429.8809 | 10354812.6354 | 46309023.1749 | 961560.8286 | 11880569.6211 | 11880569.6211 | 1478867.319 | 5633948.9183 | 0 | 59151153.6246 | 78144539.483 | 421696.5034 | 8.7857 | 6732.6933 | 8894.5554 | 137.2551 | 181.3275
1 | 3600 | 707 | 0.03 | 15 | 15 | 7 | 5.6234e-10 | 5spot_SharedNeighbor | Water | Porous | Wet | R600a | MinimizeLCOE_Brownfield | IgnoreSilica | 130.646 | 28.9882 | 2.2394 | 4 | 6643.0547 | 8763.4292 | 135.4277 | 178.6544 | 118.8163 | 0 | 219.4876 | 4249937.388 | 294000.9654 | 5050205.3684 | 5136282.0469 | 0 | 335646.0626 | 0 | 5875768.0142 | 15287543.0872 | 10434062.2846 | 46663445.2174 | 961560.8286 | 11880569.6211 | 11880569.6211 | 1478867.319 | 5633948.9183 | 0 | 59505575.6671 | 78498961.5254 | 562341.3252 | 8.9576 | 6643.0547 | 8763.4292 | 135.4277 | 178.6544
1 | 3600 | 707 | 0.03 | 15 | 15 | 7 | 7.4989e-10 | 5spot_SharedNeighbor | Water | Porous | Wet | R600a | MinimizeLCOE_Brownfield | IgnoreSilica | 134.9204 | 29.888 | 2.3071 | 4 | 6579.1665 | 8637.3338 | 134.1252 | 176.0837 | 118.7103 | 0 | 215.5595 | 4340455.1589 | 299996.032 | 5175608.0015 | 5299215.8181 | 0 | 341125.6611 | 0 | 6027996.2619 | 15683609.7615 | 10704385.9281 | 47872392.6231 | 961560.8286 | 11880569.6211 | 11880569.6211 | 1478867.319 | 5633948.9183 | 0 | 60714523.0728 | 79707908.9311 | 749894.2093 | 9.2283 | 6579.1665 | 8637.3338 | 134.1252 | 176.0837
1 | 3600 | 707 | 0.03 | 15 | 15 | 7 | 1e-09 | 5spot_SharedNeighbor | Water | Porous | Wet | R600a | MinimizeLCOE_Brownfield | IgnoreSilica | 136.2387 | 30.1662 | 2.3369 | 4 | 6530.7249 | 8562.6303 | 133.1377 | 174.5608 | 118.6803 | 0 | 225.9994 | 4368319.4659 | 301844.0365 | 5214214.9416 | 5349527.0007 | 0 | 329658.3518 | 0 | 6069789.8807 | 15792348.1844 | 10778602.1362 | 48204303.9979 | 961560.8286 | 11880569.6211 | 11880569.6211 | 1478867.319 | 5633948.9183 | 0 | 61046434.4475 | 80039820.3059 | 1000000 | 9.3476 | 6530.7249 | 8562.6303 | 133.1377 | 174.5608
1 | 3600 | 707 | 0.03 | 15 | 15 | 7 | 1.3335e-09 | 5spot_SharedNeighbor | Water | Porous | Wet | R600a | MinimizeLCOE_Brownfield | IgnoreSilica | 137.225 | 30.374 | 2.3595 | 4 | 6494.3084 | 8506.7784 | 132.3953 | 173.4222 | 118.6576 | 0 | 205.9309 | 4389074.3441 | 303219.3645 | 5243013.9791 | 5387140.8286 | 0 | 320495.4626 | 0 | 6100748.1517 | 15872895.2553 | 10833577.1671 | 48450164.553 | 961560.8286 | 11880569.6211 | 11880569.6211 | 1478867.319 | 5633948.9183 | 0 | 61292295.0026 | 80285680.861 | 1333521.4322 | 9.4378 | 6494.3084 | 8506.7784 | 132.3953 | 173.4222
1 | 3600 | 707 | 0.03 | 15 | 15 | 7 | 1.7783e-09 | 5spot_SharedNeighbor | Water | Porous | Wet | R600a | MinimizeLCOE_Brownfield | IgnoreSilica | 137.9755 | 30.532 | 2.3766 | 4 | 6466.946 | 8464.8646 | 131.8374 | 172.5677 | 118.6403 | 0 | 208.3206 | 4404815.4075 | 304261.7841 | 5264880.1492 | 5415747.6308 | 0 | 313384.1816 | 0 | 6124204.7697 | 15933924.5638 | 10875230.9242 | 48636449.4109 | 961560.8286 | 11880569.6211 | 11880569.6211 | 1478867.319 | 5633948.9183 | 0 | 61478579.8606 | 80471965.7189 | 1778279.41 | 9.5066 | 6466.946 | 8464.8646 | 131.8374 | 172.5677
1 | 3600 | 707 | 0.03 | 15 | 15 | 7 | 2.3714e-09 | 5spot_SharedNeighbor | Water | Porous | Wet | R600a | MinimizeLCOE_Brownfield | IgnoreSilica | 138.546 | 30.6519 | 2.3897 | 4 | 6446.3953 | 8433.401 | 131.4185 | 171.9263 | 118.627 | 0 | 215.6779 | 4416750.9951 | 305051.8088 | 5281474.0245 | 5437484.4233 | 0 | 307920.299 | 0 | 6141985.8047 | 15980187.1694 | 10906806.1031 | 48777660.6279 | 961560.8286 | 11880569.6211 | 11880569.6211 | 1478867.319 | 5633948.9183 | 0 | 61619791.0776 | 80613176.9359 | 2371373.7057 | 9.5588 | 6446.3953 | 8433.401 | 131.4185 | 171.9263
1 | 3600 | 707 | 0.03 | 15 | 15 | 7 | 3.1623e-09 | 5spot_SharedNeighbor | Water | Porous | Wet | R600a | MinimizeLCOE_Brownfield | IgnoreSilica | 138.965 | 30.74 | 2.3994 | 4 | 6430.966 | 8409.9154 | 131.1039 | 171.4475 | 118.6171 | 0 | 216.4301 | 4425499.8137 | 305630.6826 | 5293645.141 | 5453442.9304 | 0 | 303643.3237 | 0 | 6154926.1377 | 16013855.2613 | 10929785.2676 | 48880428.558 | 961560.8286 | 11880569.6211 | 11880569.6211 | 1478867.319 | 5633948.9183 | 0 | 61722559.0077 | 80715944.8661 | 3162277.6602 | 9.5977 | 6430.966 | 8409.9154 | 131.1039 | 171.4475
1 | 3600 | 707 | 0.03 | 15 | 15 | 7 | 4.217e-09 | 5spot_SharedNeighbor | Water | Porous | Wet | R600a | MinimizeLCOE_Brownfield | IgnoreSilica | 139.2861 | 30.8075 | 2.4068 | 4 | 6419.3849 | 8392.2482 | 130.8678 | 171.0873 | 118.6096 | 0 | 193.7416 | 4432197.6984 | 306073.7345 | 5302967.4125 | 5465674.719 | 0 | 300426.224 | 0 | 6164862.5175 | 16039707.6832 | 10947430.0768 | 48959340.0659 | 961560.8286 | 11880569.6211 | 11880569.6211 | 1478867.319 | 5633948.9183 | 0 | 61801470.5156 | 80794856.3739 | 4216965.0343 | 9.6273 | 6419.3849 | 8392.2482 | 130.8678 | 171.0873
1 | 3600 | 707 | 0.03 | 15 | 15 | 7 | 5.6234e-09 | 5spot_SharedNeighbor | Water | Porous | Wet | R600a | MinimizeLCOE_Brownfield | IgnoreSilica | 139.5102 | 30.8546 | 2.4122 | 4 | 6410.6941 | 8379.1668 | 130.6907 | 170.8206 | 118.6043 | 0 | 190.6514 | 4436866.3506 | 306382.4879 | 5309467.7392 | 5474208.3913 | 0 | 297847.1106 | 0 | 6171661.1111 | 16057396.2293 | 10959502.873 | 49013332.293 | 961560.8286 | 11880569.6211 | 11880569.6211 | 1478867.319 | 5633948.9183 | 0 | 61855462.7427 | 80848848.6011 | 5623413.2519 | 9.6488 | 6410.6941 | 8379.1668 | 130.6907 | 170.8206
1 | 3600 | 707 | 0.03 | 15 | 15 | 7 | 7.4989e-09 | 5spot_SharedNeighbor | Water | Porous | Wet | R600a | MinimizeLCOE_Brownfield | IgnoreSilica | 139.6929 | 30.8929 | 2.4164 | 4 | 6404.1734 | 8369.2212 | 130.5577 | 170.6179 | 118.6 | 0 | 209.766 | 4440667.8241 | 306633.859 | 5314761.9247 | 5481161.2304 | 0 | 296004.8207 | 0 | 6177299.567 | 16072066.335 | 10969515.5216 | 49058111.0826 | 961560.8286 | 11880569.6211 | 11880569.6211 | 1478867.319 | 5633948.9183 | 0 | 61900241.5323 | 80893627.3906 | 7498942.0933 | 9.6656 | 6404.1734 | 8369.2212 | 130.5577 | 170.6179
1 | 3600 | 707 | 0.03 | 15 | 15 | 7 | 1e-08 | 5spot_SharedNeighbor | Water | Porous | Wet | R600a | MinimizeLCOE_Brownfield | IgnoreSilica | 139.8197 | 30.9195 | 2.4194 | 4 | 6399.2815 | 8361.8612 | 130.458 | 170.4679 | 118.597 | 0 | 192.5311 | 4443307.2611 | 306808.3672 | 5318438.5814 | 5485991.2708 | 0 | 294533.212 | 0 | 6181140.69 | 16082060.1492 | 10976336.5051 | 49088616.0367 | 961560.8286 | 11880569.6211 | 11880569.6211 | 1478867.319 | 5633948.9183 | 0 | 61930746.4864 | 80924132.3448 | 10000000 | 9.6778 | 6399.2815 | 8361.8612 | 130.458 | 170.4679
1 | 3700 | 707 | 0.03 | 15 | 15 | 7 | 1e-13 | 5spot_SharedNeighbor | Water | Porous | Wet | R600a | MinimizeLCOE_Brownfield | IgnoreSilica | 0 | 0 | 0 | 0 | [6 empty] | 21.8048 | [19 empty] | 100 | 0
1 | 3700 | 707 | 0.03 | 15 | 15 | 7 | 1.3335e-13 | 5spot_SharedNeighbor | Water | Porous | Wet | R600a | MinimizeLCOE_Brownfield | IgnoreSilica | 0 | 0 | 0 | 0 | [6 empty] | 23.3567 | [19 empty] | 133.3521 | 0
1 | 3700 | 707 | 0.03 | 15 | 15 | 7 | 1.7783e-13 | 5spot_SharedNeighbor | Water | Porous | Wet | R600a | MinimizeLCOE_Brownfield | IgnoreSilica | 0 | 0 | 0 | 0 | [6 empty] | 22.7606 | [19 empty] | 177.8279 | 0
1 | 3700 | 707 | 0.03 | 15 | 15 | 7 | 2.3714e-13 | 5spot_SharedNeighbor | Water | Porous | Wet | R600a | MinimizeLCOE_Brownfield | IgnoreSilica | 0 | 0 | 0 | 0 | [6 empty] | 22.2954 | [19 empty] | 237.1374 | 0
1 | 3700 | 707 | 0.03 | 15 | 15 | 7 | 3.1623e-13 | 5spot_SharedNeighbor | Water | Porous | Wet | R600a | MinimizeLCOE_Brownfield | IgnoreSilica | 0 | 0 | 0 | 0 | [6 empty] | 23.6802 | [19 empty] | 316.2278 | 0
1 | 3700 | 707 | 0.03 | 15 | 15 | 7 | 4.217e-13 | 5spot_SharedNeighbor | Water | Porous | Wet | R600a | MinimizeLCOE_Brownfield | IgnoreSilica | 1.5542 | 0.25002 | 0.0038933 | 4 | 932603.8941 | 2189733.6347 | 19012.3918 | 44640.682 | 99.4941 | 0 | 267.6129 | 134509.4287 | 8366.4255 | 114268.093 | 76093.1356 | 0 | 74944.6904 | 0 | 159190.8915 | 414182.0452 | 282687.7565 | 1264242.4664 | 961560.8286 | 12297657.4024 | 12297657.4024 | 1478867.319 | 5800784.0308 | 0 | 14523460.6974 | 34100769.4497 | 421.6965 | 0.015573 | 932603.8941 | 2189733.6347 | 19012.3918 | 44640.682
1 | 3700 | 707 | 0.03 | 15 | 15 | 7 | 5.6234e-13 | 5spot_SharedNeighbor | Water | Porous | Wet | R600a | MinimizeLCOE_Brownfield | IgnoreSilica | 2.2349 | 0.40225 | 0.0093516 | 4 | 401928.2074 | 925296.0978 | 8193.8502 | 18863.4125 | 105.8794 | 0 | 406.7945 | 195301.5636 | 12635.3945 | 166386.7881 | 102861.7877 | 0 | 96054.3 | 0 | 223563.5352 | 581666.4595 | 396999.3107 | 1775469.1394 | 961560.8286 | 12297657.4024 | 12297657.4024 | 1478867.319 | 5800784.0308 | 0 | 15034687.3704 | 34611996.1227 | 562.3413 | 0.037406 | 401928.2074 | 925296.0978 | 8193.8502 | 18863.4125
1 | 3700 | 707 | 0.03 | 15 | 15 | 7 | 7.4989e-13 | 5spot_SharedNeighbor | Water | Porous | Wet | R600a | MinimizeLCOE_Brownfield | IgnoreSilica | 3.0517 | 0.58963 | 0.017432 | 4 | 223743.4279 | 504516.4006 | 4561.3124 | 10285.2492 | 110.111 | 0 | 570.115 | 261663.4639 | 17377.2526 | 225250.2638 | 135402.3382 | 0 | 116338.2737 | 0 | 294852.321 | 767145.2567 | 523592.4009 | 2341621.5709 | 961560.8286 | 12297657.4024 | 12297657.4024 | 1478867.319 | 5800784.0308 | 0 | 15600839.8019 | 35178148.5541 | 749.8942 | 0.069726 | 223743.4279 | 504516.4006 | 4561.3124 | 10285.2492
1 | 3700 | 707 | 0.03 | 15 | 15 | 7 | 1e-12 | 5spot_SharedNeighbor | Water | Porous | Wet | R600a | MinimizeLCOE_Brownfield | IgnoreSilica | 4.0971 | 0.83274 | 0.028806 | 4 | 141261.8768 | 311169.0982 | 2879.8144 | 6343.603 | 113.2245 | 0 | 77.3062 | 339088.1018 | 22956.2485 | 296242.0837 | 177349.3541 | 0 | 138605.7082 | 0 | 379954.1835 | 988562.8463 | 674714.4555 | 3017472.9816 | 961560.8286 | 12297657.4024 | 12297657.4024 | 1478867.319 | 5800784.0308 | 0 | 16276691.2126 | 35853999.9649 | 1000 | 0.11522 | 141261.8768 | 311169.0982 | 2879.8144 | 6343.603
1 | 3700 | 707 | 0.03 | 15 | 15 | 7 | 1.3335e-12 | 5spot_SharedNeighbor | Water | Porous | Wet | R600a | MinimizeLCOE_Brownfield | IgnoreSilica | 5.4053 | 1.1391 | 0.044319 | 4 | 96267.8546 | 206701.3698 | 1962.5504 | 4213.887 | 115.5023 | 0 | 111.1968 | 427599.1358 | 29358.0469 | 380008.9356 | 230044.5594 | 0 | 162093.2084 | 0 | 479350.5155 | 1247171.7131 | 851220.321 | 3806846.4357 | 961560.8286 | 12297657.4024 | 12297657.4024 | 1478867.319 | 5800784.0308 | 0 | 17066064.6667 | 36643373.419 | 1333.5214 | 0.17728 | 96267.8546 | 206701.3698 | 1962.5504 | 4213.887
1 | 3700 | 707 | 0.03 | 15 | 15 | 7 | 1.7783e-12 | 5spot_SharedNeighbor | Water | Porous | Wet | R600a | MinimizeLCOE_Brownfield | IgnoreSilica | 7.0448 | 1.5239 | 0.064959 | 4 | 69244.687 | 144589.3572 | 1411.6466 | 2947.6496 | 117.1666 | 0 | 110.6708 | 529048.8598 | 36694.176 | 479065.847 | 296187.8362 | 0 | 187160.7243 | 0 | 595981.4029 | 1550621.3577 | 1058330.9387 | 4733091.1426 | 961560.8286 | 12297657.4024 | 12297657.4024 | 1478867.319 | 5800784.0308 | 0 | 17992309.3737 | 37569618.1259 | 1778.2794 | 0.25984 | 69244.687 | 144589.3572 | 1411.6466 | 2947.6496
1 | 3700 | 707 | 0.03 | 15 | 15 | 7 | 2.3714e-12 | 5spot_SharedNeighbor | Water | Porous | Wet | R600a | MinimizeLCOE_Brownfield | IgnoreSilica | 9.3977 | 2.0799 | 0.093467 | 4 | 51522.1187 | 103886.4433 | 1050.3481 | 2117.8657 | 118.6498 | 0 | 106.507 | 663232.9827 | 46408.1418 | 613780.8196 | 391339.3234 | 0 | 223477.5951 | 0 | 755913.1564 | 1966730.9739 | 1342334.302 | 6003217.295 | 961560.8286 | 12297657.4024 | 12297657.4024 | 1478867.319 | 5800784.0308 | 0 | 19262435.526 | 38839744.2783 | 2371.3737 | 0.37387 | 51522.1187 | 103886.4433 | 1050.3481 | 2117.8657
1 | 3700 | 707 | 0.03 | 15 | 15 | 7 | 3.1623e-12 | 5spot_SharedNeighbor | Water | Porous | Wet | R600a | MinimizeLCOE_Brownfield | IgnoreSilica | 11.9823 | 2.691 | 0.12986 | 4 | 39576.6665 | 77266.6158 | 806.8239 | 1575.1845 | 119.6002 | 0 | 117.7717 | 798676.5551 | 56189.6843 | 753740.8575 | 496028.2523 | 0 | 251680.9074 | 0 | 918963.3401 | 2390954.1056 | 1631875.3063 | 7298109.0087 | 961560.8286 | 12297657.4024 | 12297657.4024 | 1478867.319 | 5800784.0308 | 0 | 20557327.2397 | 40134635.992 | 3162.2777 | 0.51943 | 39576.6665 | 77266.6158 | 806.8239 | 1575.1845
1 | 3700 | 707 | 0.03 | 15 | 15 | 7 | 4.217e-12 | 5spot_SharedNeighbor | Water | Porous | Wet | R600a | MinimizeLCOE_Brownfield | IgnoreSilica | 15.3929 | 3.4979 | 0.17784 | 4 | 31190.4882 | 58711.7159 | 635.8603 | 1196.9177 | 120.3695 | 0 | 104.253 | 964166.0795 | 68113.9917 | 929189.21 | 634278.5899 | 0 | 286880.1546 | 0 | 1124224.93 | 2925002.6576 | 1996374.4166 | 8928230.03 | 961560.8286 | 12297657.4024 | 12297657.4024 | 1478867.319 | 5800784.0308 | 0 | 22187448.261 | 41764757.0132 | 4216.965 | 0.71135 | 31190.4882 | 58711.7159 | 635.8603 | 1196.9177
1 | 3700 | 707 | 0.03 | 15 | 15 | 7 | 5.6234e-12 | 5spot_SharedNeighbor | Water | Porous | Wet | R600a | MinimizeLCOE_Brownfield | IgnoreSilica | 19.6607 | 4.5081 | 0.24006 | 4 | 25123.7638 | 45511.9671 | 512.1819 | 927.823 | 120.9619 | 0 | 99.281 | 1156089.7825 | 81907.7004 | 1137814.9103 | 807244.9773 | 0 | 324987.5466 | 0 | 1368137.5177 | 3559613.1774 | 2429509.1363 | 10865304.7486 | 961560.8286 | 12297657.4024 | 12297657.4024 | 1478867.319 | 5800784.0308 | 0 | 24124522.9797 | 43701831.7319 | 5623.4133 | 0.96023 | 25123.7638 | 45511.9671 | 512.1819 | 927.823
1 | 3700 | 707 | 0.03 | 15 | 15 | 7 | 7.4989e-12 | 5spot_SharedNeighbor | Water | Porous | Wet | R600a | MinimizeLCOE_Brownfield | IgnoreSilica | 24.964 | 5.764 | 0.32008 | 4 | 20633.5933 | 35924.6241 | 420.6437 | 732.3721 | 121.4198 | 0 | 113.7186 | 1377777.469 | 97799.6964 | 1384577.1575 | 1022391.0267 | 0 | 365813.2278 | 0 | 1656859.8452 | 4310809.4486 | 2942216.0269 | 13158243.8981 | 961560.8286 | 12297657.4024 | 12297657.4024 | 1478867.319 | 5800784.0308 | 0 | 26417462.1292 | 45994770.8814 | 7498.9421 | 1.2803 | 20633.5933 | 35924.6241 | 420.6437 | 732.3721
1 | 3700 | 707 | 0.03 | 15 | 15 | 7 | 1e-11 | 5spot_SharedNeighbor | Water | Porous | Wet | R600a | MinimizeLCOE_Brownfield | IgnoreSilica | 31.4318 | 7.2962 | 0.42149 | 4 | 17251.5743 | 28863.5452 | 351.6967 | 588.4224 | 121.7723 | 0 | 102.7773 | 1629791.828 | 115816.1623 | 1671521.697 | 1284861.4437 | 0 | 407771.8198 | 0 | 1992807.5508 | 5184876.4662 | 3538784.7267 | 15826231.6946 | 961560.8286 | 12297657.4024 | 12297657.4024 | 1478867.319 | 5800784.0308 | 0 | 29085449.9256 | 48662758.6778 | 10000 | 1.686 | 17251.5743 | 28863.5452 | 351.6967 | 588.4224
1 | 3700 | 707 | 0.03 | 15 | 15 | 7 | 1.3335e-11 | 5spot_SharedNeighbor | Water | Porous | Wet | R600a | MinimizeLCOE_Brownfield | IgnoreSilica | 39.2197 | 9.1415 | 0.54806 | 4 | 14668.8571 | 23599.0874 | 299.0445 | 481.0993 | 122.0448 | 0 | 109.6293 | 1913466.3408 | 136038.0605 | 2001539.4074 | 1600690.7051 | 0 | 449994.6079 | 0 | 2379674.3574 | 6191424.5397 | 4225774.4694 | 18898602.4882 | 961560.8286 | 12297657.4024 | 12297657.4024 | 1478867.319 | 5800784.0308 | 0 | 32157820.7193 | 51735129.4715 | 13335.2143 | 2.1923 | 14668.8571 | 23599.0874 | 299.0445 | 481.0993
1 | 3700 | 707 | 0.03 | 15 | 15 | 7 | 1.7783e-11 | 5spot_SharedNeighbor | Water | Porous | Wet | R600a | MinimizeLCOE_Brownfield | IgnoreSilica | 48.4102 | 11.3173 | 0.70255 | 4 | 12678.3246 | 19644.8015 | 258.4648 | 400.4859 | 122.2508 | 0 | 152.0148 | 2227081.7201 | 158319.7791 | 2374043.4756 | 1972089.0268 | 0 | 490870.9489 | 0 | 2816737.9307 | 7328574.3033 | 5001902.5492 | 22369619.7338 | 961560.8286 | 12297657.4024 | 12297657.4024 | 1478867.319 | 5800784.0308 | 0 | 35628837.9648 | 55206146.7171 | 17782.7941 | 2.8102 | 12678.3246 | 19644.8015 | 258.4648 | 400.4859
1 | 3700 | 707 | 0.03 | 15 | 15 | 7 | 2.3714e-11 | 5spot_SharedNeighbor | Water | Porous | Wet | R600a | MinimizeLCOE_Brownfield | IgnoreSilica | 58.7003 | 13.7501 | 0.88351 | 4 | 11135.912 | 16675.542 | 227.0206 | 339.9535 | 122.3871 | 0 | 149.3868 | 2557332.5223 | 181703.9474 | 2773946.6485 | 2387726.6133 | 0 | 524693.4641 | 0 | 3285907.2463 | 8549256.6226 | 5835043.3146 | 26095610.379 | 961560.8286 | 12297657.4024 | 12297657.4024 | 1478867.319 | 5800784.0308 | 0 | 39354828.61 | 58932137.3623 | 23713.7371 | 3.534 | 11135.912 | 16675.542 | 227.0206 | 339.9535
1 | 3700 | 707 | 0.03 | 15 | 15 | 7 | 3.1623e-11 | 5spot_SharedNeighbor | Water | Porous | Wet | R600a | MinimizeLCOE_Brownfield | IgnoreSilica | 69.6406 | 16.3269 | 1.0851 | 4 | 9942.541 | 14452.9905 | 202.6921 | 294.6438 | 122.4472 | 0 | 170.8438 | 2888522.9987 | 205052.6365 | 3182448.5027 | 2829079.0758 | 0 | 547230.8472 | 0 | 3764410.2838 | 9794223.3716 | 6684758.7023 | 29895726.4186 | 961560.8286 | 12297657.4024 | 12297657.4024 | 1478867.319 | 5800784.0308 | 0 | 43154944.6496 | 62732253.4019 | 31622.7766 | 4.3404 | 9942.541 | 14452.9905 | 202.6921 | 294.6438
1 | 3700 | 707 | 0.03 | 15 | 15 | 7 | 4.217e-11 | 5spot_SharedNeighbor | Water | Porous | Wet | R600a | MinimizeLCOE_Brownfield | IgnoreSilica | 80.6 | 18.8921 | 1.2969 | 4 | 9023.3763 | 12797.3863 | 183.9537 | 260.892 | 122.4316 | 0 | 181.9205 | 3202497.3738 | 227067.2975 | 3576557.7582 | 3270255.2657 | 0 | 555369.1286 | 0 | 4224381.2612 | 10990973.502 | 7501565.257 | 33548666.8439 | 961560.8286 | 12297657.4024 | 12297657.4024 | 1478867.319 | 5800784.0308 | 0 | 46807885.075 | 66385193.8272 | 42169.6503 | 5.1874 | 9023.3763 | 12797.3863 | 183.9537 | 260.892
1 | 3700 | 707 | 0.03 | 15 | 15 | 7 | 5.6234e-11 | 5spot_SharedNeighbor | Water | Porous | Wet | R600a | MinimizeLCOE_Brownfield | IgnoreSilica | 91.0165 | 21.3097 | 1.507 | 4 | 8318.9795 | 11566.8129 | 169.5937 | 235.8051 | 122.3543 | 0 | 183.6478 | 3486157.9223 | 246832.5679 | 3938458.1953 | 3688397.5182 | 0 | 549406.0773 | 0 | 4644608.3896 | 12084318.2895 | 8247795.5405 | 36885974.5005 | 961560.8286 | 12297657.4024 | 12297657.4024 | 1478867.319 | 5800784.0308 | 0 | 50145192.7315 | 69722501.4838 | 56234.1325 | 6.0278 | 8318.9795 | 11566.8129 | 169.5937 | 235.8051
1 | 3700 | 707 | 0.03 | 15 | 15 | 7 | 7.4989e-11 | 5spot_SharedNeighbor | Water | Porous | Wet | R600a | MinimizeLCOE_Brownfield | IgnoreSilica | 100.4512 | 23.4788 | 1.7046 | 4 | 7781.5515 | 10652.7922 | 158.6375 | 217.1716 | 122.2372 | 0 | 174.4872 | 3731697.8121 | 263829.676 | 4256358.2255 | 4065932.5055 | 0 | 531831.3873 | 0 | 5011363.3465 | 13038539.4557 | 8899071.0937 | 39798623.5024 | 961560.8286 | 12297657.4024 | 12297657.4024 | 1478867.319 | 5800784.0308 | 0 | 53057841.7335 | 72635150.4857 | 74989.4209 | 6.8184 | 7781.5515 | 10652.7922 | 158.6375 | 217.1716
1 | 3700 | 707 | 0.03 | 15 | 15 | 7 | 1e-10 | 5spot_SharedNeighbor | Water | Porous | Wet | R600a | MinimizeLCOE_Brownfield | IgnoreSilica | 108.6607 | 25.3481 | 1.8821 | 4 | 7372.9587 | 9973.3526 | 150.3077 | 203.3203 | 122.1023 | 0 | 179.5388 | 3937120.9748 | 277958.9138 | 4525760.6936 | 4393398.3316 | 0 | 506488.8964 | 0 | 5319883.846 | 13841246.509 | 9446935.1515 | 42248793.3166 | 961560.8286 | 12297657.4024 | 12297657.4024 | 1478867.319 | 5800784.0308 | 0 | 55508011.5477 | 75085320.2999 | 100000 | 7.5286 | 7372.9587 | 9973.3526 | 150.3077 | 203.3203
1 | 3700 | 707 | 0.03 | 15 | 15 | 7 | 1.3335e-10 | 5spot_SharedNeighbor | Water | Porous | Wet | R600a | MinimizeLCOE_Brownfield | IgnoreSilica | 115.4741 | 26.885 | 2.0343 | 4 | 7063.1825 | 9469.0582 | 143.9925 | 193.0396 | 121.969 | 0 | 183.0826 | 4101983.4444 | 289228.6003 | 4744399.8179 | 4663827.1995 | 0 | 476417.6067 | 0 | 5567584.1008 | 14485711.7618 | 9886795.929 | 44215948.4603 | 961560.8286 | 12297657.4024 | 12297657.4024 | 1478867.319 | 5800784.0308 | 0 | 57475166.6914 | 77052475.4436 | 133352.1432 | 8.1373 | 7063.1825 | 9469.0582 | 143.9925 | 193.0396
1 | 3700 | 707 | 0.03 | 15 | 15 | 7 | 1.7783e-10 | 5spot_SharedNeighbor | Water | Porous | Wet | R600a | MinimizeLCOE_Brownfield | IgnoreSilica | 121.0696 | 28.1352 | 2.1615 | 4 | 6828.854 | 9093.2012 | 139.2154 | 185.3772 | 121.846 | 0 | 217.8472 | 4233427.3102 | 298156.2899 | 4920516.3899 | 4883481.6161 | 0 | 446010.2384 | 0 | 5764820.8194 | 14998881.2447 | 10237044.6457 | 45782338.5543 | 961560.8286 | 12297657.4024 | 12297657.4024 | 1478867.319 | 5800784.0308 | 0 | 59041556.7854 | 78618865.5376 | 177827.941 | 8.6459 | 6828.854 | 9093.2012 | 139.2154 | 185.3772
1 | 3700 | 707 | 0.03 | 15 | 15 | 7 | 2.3714e-10 | 5spot_SharedNeighbor | Water | Porous | Wet | R600a | MinimizeLCOE_Brownfield | IgnoreSilica | 125.5271 | 29.124 | 2.2648 | 4 | 6651.7735 | 8812.857 | 135.6054 | 179.662 | 121.7396 | 0 | 211.4615 | 4335832.0874 | 305079.5157 | 5058765.9335 | 5057771.2018 | 0 | 417079.3902 | 0 | 5918065.9701 | 15397593.692 | 10509174.0837 | 46999361.8744 | 961560.8286 | 12297657.4024 | 12297657.4024 | 1478867.319 | 5800784.0308 | 0 | 60258580.1054 | 79835888.8577 | 237137.3706 | 9.059 | 6651.7735 | 8812.857 | 135.6054 | 179.662
1 | 3700 | 707 | 0.03 | 15 | 15 | 7 | 3.1623e-10 | 5spot_SharedNeighbor | Water | Porous | Wet | R600a | MinimizeLCOE_Brownfield | IgnoreSilica | 129.0038 | 29.8908 | 2.3468 | 4 | 6518.1167 | 8603.6516 | 132.8806 | 175.3971 | 121.6517 | 0 | 207.3095 | 4414312.2218 | 310365.1911 | 5165354.5456 | 5193269.5718 | 0 | 390914.5269 | 0 | 6034944.2623 | 15701687.0333 | 10716724.0376 | 47927571.3904 | 961560.8286 | 12297657.4024 | 12297657.4024 | 1478867.319 | 5800784.0308 | 0 | 61186789.6214 | 80764098.3737 | 316227.766 | 9.3872 | 6518.1167 | 8603.6516 | 132.8806 | 175.3971
1 | 3700 | 707 | 0.03 | 15 | 15 | 7 | 4.217e-10 | 5spot_SharedNeighbor | Water | Porous | Wet | R600a | MinimizeLCOE_Brownfield | IgnoreSilica | 131.7003 | 30.4827 | 2.4112 | 4 | 6417.336 | 8447.1696 | 130.8261 | 172.207 | 121.5807 | 0 | 220.21 | 4474351.7277 | 314396.6186 | 5247281.7869 | 5298085.2697 | 0 | 368379.6257 | 0 | 6123973.0611 | 15933321.7055 | 10874819.461 | 48634609.2561 | 961560.8286 | 12297657.4024 | 12297657.4024 | 1478867.319 | 5800784.0308 | 0 | 61893827.4872 | 81471136.2394 | 421696.5034 | 9.6448 | 6417.336 | 8447.1696 | 130.8261 | 172.207
1 | 3700 | 707 | 0.03 | 15 | 15 | 7 | 5.6234e-10 | 5spot_SharedNeighbor | Water | Porous | Wet | R600a | MinimizeLCOE_Brownfield | IgnoreSilica | 135.4734 | 31.3104 | 2.4823 | 4 | 6340.9804 | 8312.6693 | 129.2695 | 169.465 | 121.4847 | 0 | 230.5075 | 4557741.6344 | 319993.5642 | 5361320.8469 | 5444705.6323 | 0 | 363259.3578 | 0 | 6258338.2039 | 16282912.2448 | 11113422.1875 | 49701693.6717 | 961560.8286 | 12297657.4024 | 12297657.4024 | 1478867.319 | 5800784.0308 | 0 | 62960911.9027 | 82538220.6549 | 562341.3252 | 9.9292 | 6340.9804 | 8312.6693 | 129.2695 | 169.465
1 | 3700 | 707 | 0.03 | 15 | 15 | 7 | 7.4989e-10 | 5spot_SharedNeighbor | Water | Porous | Wet | R600a | MinimizeLCOE_Brownfield | IgnoreSilica | 137.1669 | 31.6824 | 2.524 | 4 | 6279.2739 | 8218.3898 | 128.0115 | 167.543 | 121.4443 | 0 | 214.1313 | 4595043.5012 | 322499.2291 | 5412366.6004 | 5510558.028 | 0 | 346877.5419 | 0 | 6313064.5112 | 16425298.8706 | 11210603.9853 | 50136312.2676 | 961560.8286 | 12297657.4024 | 12297657.4024 | 1478867.319 | 5800784.0308 | 0 | 63395530.4986 | 82972839.2509 | 749894.2093 | 10.096 | 6279.2739 | 8218.3898 | 128.0115 | 167.543
1 | 3700 | 707 | 0.03 | 15 | 15 | 7 | 1e-09 | 5spot_SharedNeighbor | Water | Porous | Wet | R600a | MinimizeLCOE_Brownfield | IgnoreSilica | 138.7844 | 32.0369 | 2.5589 | 4 | 6236.1976 | 8148.8921 | 127.1333 | 166.1262 | 121.4051 | 0 | 218.9204 | 4630446.8765 | 324874.248 | 5460918.8202 | 5573387.4397 | 0 | 338106.6121 | 0 | 6367816.2587 | 16567751.6863 | 11307830.9592 | 50571132.9007 | 961560.8286 | 12297657.4024 | 12297657.4024 | 1478867.319 | 5800784.0308 | 0 | 63830351.1317 | 83407659.8839 | 1000000 | 10.2355 | 6236.1976 | 8148.8921 | 127.1333 | 166.1262
1 | 3700 | 707 | 0.03 | 15 | 15 | 7 | 1.3335e-09 | 5spot_SharedNeighbor | Water | Porous | Wet | R600a | MinimizeLCOE_Brownfield | IgnoreSilica | 139.7271 | 32.2432 | 2.5819 | 4 | 6203.8261 | 8099.4698 | 126.4734 | 165.1186 | 121.382 | 0 | 195.4947 | 4650977.8526 | 326250.0652 | 5489123.6726 | 5609974.3185 | 0 | 328838.2461 | 0 | 6398014.0205 | 16646320.0681 | 11361455.4941 | 50810953.7377 | 961560.8286 | 12297657.4024 | 12297657.4024 | 1478867.319 | 5800784.0308 | 0 | 64070171.9687 | 83647480.721 | 1333521.4322 | 10.3275 | 6203.8261 | 8099.4698 | 126.4734 | 165.1186
1 | 3700 | 707 | 0.03 | 15 | 15 | 7 | 1.7783e-09 | 5spot_SharedNeighbor | Water | Porous | Wet | R600a | MinimizeLCOE_Brownfield | IgnoreSilica | 140.4387 | 32.3988 | 2.5993 | 4 | 6179.5017 | 8062.4241 | 125.9775 | 164.3634 | 121.3644 | 0 | 211.7385 | 4666425.5201 | 327284.5536 | 5510368.0612 | 5637574.3138 | 0 | 321615.3601 | 0 | 6420674.4454 | 16705277.8456 | 11401695.3888 | 50990915.4887 | 961560.8286 | 12297657.4024 | 12297657.4024 | 1478867.319 | 5800784.0308 | 0 | 64250133.7197 | 83827442.4719 | 1778279.41 | 10.3973 | 6179.5017 | 8062.4241 | 125.9775 | 164.3634
1 | 3700 | 707 | 0.03 | 15 | 15 | 7 | 2.3714e-09 | 5spot_SharedNeighbor | Water | Porous | Wet | R600a | MinimizeLCOE_Brownfield | IgnoreSilica | 140.9575 | 32.5121 | 2.6123 | 4 | 6161.232 | 8034.8079 | 125.605 | 163.8004 | 121.3515 | 0 | 204.868 | 4677660.9662 | 328036.5808 | 5525832.1099 | 5657687.566 | 0 | 315898.1622 | 0 | 6436995.0002 | 16747740.5812 | 11430677.0783 | 51120528.0447 | 961560.8286 | 12297657.4024 | 12297657.4024 | 1478867.319 | 5800784.0308 | 0 | 64379746.2757 | 83957055.028 | 2371373.7057 | 10.4492 | 6161.232 | 8034.8079 | 125.605 | 163.8004
1 | 3700 | 707 | 0.03 | 15 | 15 | 7 | 3.1623e-09 | 5spot_SharedNeighbor | Water | Porous | Wet | R600a | MinimizeLCOE_Brownfield | IgnoreSilica | 141.3667 | 32.6014 | 2.6223 | 4 | 6147.5147 | 8013.934 | 125.3254 | 163.3749 | 121.3413 | 0 | 180.1297 | 4686506.7536 | 328628.446 | 5538014.3056 | 5673545.6669 | 0 | 311666.391 | 0 | 6449961.0096 | 16781475.4781 | 11453701.8387 | 51223499.8895 | 961560.8286 | 12297657.4024 | 12297657.4024 | 1478867.319 | 5800784.0308 | 0 | 64482718.1206 | 84060026.8728 | 3162277.6602 | 10.4892 | 6147.5147 | 8013.934 | 125.3254 | 163.3749
1 | 3700 | 707 | 0.03 | 15 | 15 | 7 | 4.217e-09 | 5spot_SharedNeighbor | Water | Porous | Wet | R600a | MinimizeLCOE_Brownfield | IgnoreSilica | 141.6614 | 32.6657 | 2.6297 | 4 | 6137.2184 | 7998.3984 | 125.1155 | 163.0582 | 121.334 | 0 | 194.9714 | 4692868.6889 | 329053.9917 | 5546779.923 | 5684963.709 | 0 | 308334.403 | 0 | 6459180.2791 | 16805462.126 | 11470073.2187 | 51296716.3393 | 961560.8286 | 12297657.4024 | 12297657.4024 | 1478867.319 | 5800784.0308 | 0 | 64555934.5704 | 84133243.3226 | 4216965.0343 | 10.5188 | 6137.2184 | 7998.3984 | 125.1155 | 163.0582
1 | 3700 | 707 | 0.03 | 15 | 15 | 7 | 5.6234e-09 | 5spot_SharedNeighbor | Water | Porous | Wet | R600a | MinimizeLCOE_Brownfield | IgnoreSilica | 141.8855 | 32.7146 | 2.6353 | 4 | 6129.4916 | 7986.7251 | 124.958 | 162.8202 | 121.3284 | 0 | 196.0568 | 4697702.5162 | 329377.2564 | 5553442.3026 | 5693646.1908 | 0 | 305825.8552 | 0 | 6466197.7073 | 16823720.0348 | 11482534.6166 | 51352446.48 | 961560.8286 | 12297657.4024 | 12297657.4024 | 1478867.319 | 5800784.0308 | 0 | 64611664.711 | 84188973.4632 | 5623413.2519 | 10.5411 | 6129.4916 | 7986.7251 | 124.958 | 162.8202
1 | 3700 | 707 | 0.03 | 15 | 15 | 7 | 7.4989e-09 | 5spot_SharedNeighbor | Water | Porous | Wet | R600a | MinimizeLCOE_Brownfield | IgnoreSilica | 142.0434 | 32.7491 | 2.6393 | 4 | 6123.6941 | 7978.0639 | 124.8398 | 162.6436 | 121.3244 | 0 | 236.94 | 4701105.1706 | 329604.7708 | 5558133.3784 | 5699761.8584 | 0 | 303842.9275 | 0 | 6471054.7612 | 16836357.0928 | 11491159.6684 | 51391019.6279 | 961560.8286 | 12297657.4024 | 12297657.4024 | 1478867.319 | 5800784.0308 | 0 | 64650237.859 | 84227546.6112 | 7498942.0933 | 10.5574 | 6123.6941 | 7978.0639 | 124.8398 | 162.6436
1 | 3700 | 707 | 0.03 | 15 | 15 | 7 | 1e-08 | 5spot_SharedNeighbor | Water | Porous | Wet | R600a | MinimizeLCOE_Brownfield | IgnoreSilica | 142.1749 | 32.7777 | 2.6426 | 4 | 6119.3447 | 7971.4544 | 124.7511 | 162.5089 | 121.3211 | 0 | 239.747 | 4703937.9975 | 329794.1681 | 5562039.4745 | 5704855.4137 | 0 | 302449.774 | 0 | 6475199.9629 | 16847142.0572 | 11498520.6282 | 51423939.4761 | 961560.8286 | 12297657.4024 | 12297657.4024 | 1478867.319 | 5800784.0308 | 0 | 64683157.7071 | 84260466.4594 | 10000000 | 10.5703 | 6119.3447 | 7971.4544 | 124.7511 | 162.5089
1 | 3800 | 707 | 0.03 | 15 | 15 | 7 | 1e-13 | 5spot_SharedNeighbor | Water | Porous | Wet | R600a | MinimizeLCOE_Brownfield | IgnoreSilica | 0 | 0 | 0 | 0 | [6 empty] | 21.8088 | [19 empty] | 100 | 0
1 | 3800 | 707 | 0.03 | 15 | 15 | 7 | 1.3335e-13 | 5spot_SharedNeighbor | Water | Porous | Wet | R600a | MinimizeLCOE_Brownfield | IgnoreSilica | 0 | 0 | 0 | 0 | [6 empty] | 23.0691 | [19 empty] | 133.3521 | 0
1 | 3800 | 707 | 0.03 | 15 | 15 | 7 | 1.7783e-13 | 5spot_SharedNeighbor | Water | Porous | Wet | R600a | MinimizeLCOE_Brownfield | IgnoreSilica | 0 | 0 | 0 | 0 | [6 empty] | 23.1803 | [19 empty] | 177.8279 | 0
1 | 3800 | 707 | 0.03 | 15 | 15 | 7 | 2.3714e-13 | 5spot_SharedNeighbor | Water | Porous | Wet | R600a | MinimizeLCOE_Brownfield | IgnoreSilica | 0 | 0 | 0 | 0 | [6 empty] | 21.8877 | [19 empty] | 237.1374 | 0
1 | 3800 | 707 | 0.03 | 15 | 15 | 7 | 3.1623e-13 | 5spot_SharedNeighbor | Water | Porous | Wet | R600a | MinimizeLCOE_Brownfield | IgnoreSilica | 1.1398 | 0.16568 | 0.0013595 | 4 | 2691167.2552 | 6400171.3586 | 54863.0846 | 130476.15 | 94.066 | 0 | 67.0765 | 97234.8954 | 5844.4556 | 82554.4686 | 60523.586 | 0 | 61311.1738 | 0 | 119912.746 | 311988.3675 | 212938.4715 | 952308.1644 | 961560.8286 | 12720605.2746 | 12720605.2746 | 1478867.319 | 5969963.1797 | 0 | 14634474.2676 | 34803910.0409 | 316.2278 | 0.005438 | 2691167.2552 | 6400171.3586 | 54863.0846 | 130476.15
1 | 3800 | 707 | 0.03 | 15 | 15 | 7 | 4.217e-13 | 5spot_SharedNeighbor | Water | Porous | Wet | R600a | MinimizeLCOE_Brownfield | IgnoreSilica | 1.7487 | 0.30233 | 0.0054646 | 4 | 692478.1538 | 1615207.5756 | 14117.1038 | 32928.1912 | 103.5511 | 0 | 298.3057 | 157785.3315 | 10054.5519 | 132630.5883 | 84556.1903 | 0 | 84529.2155 | 0 | 183126.7922 | 476458.3489 | 325192.6134 | 1454333.632 | 961560.8286 | 12720605.2746 | 12720605.2746 | 1478867.319 | 5969963.1797 | 0 | 15136499.7352 | 35305935.5086 | 421.6965 | 0.021858 | 692478.1538 | 1615207.5756 | 14117.1038 | 32928.1912
1 | 3800 | 707 | 0.03 | 15 | 15 | 7 | 5.6234e-13 | 5spot_SharedNeighbor | Water | Porous | Wet | R600a | MinimizeLCOE_Brownfield | IgnoreSilica | 2.4682 | 0.47132 | 0.012067 | 4 | 324921.7862 | 742795.2006 | 6623.9701 | 15142.8849 | 109.4045 | 0 | 450.8309 | 222977.759 | 14729.9806 | 188396.5039 | 113558.9579 | 0 | 106324.2135 | 0 | 251935.0918 | 655483.4299 | 447380.9097 | 2000786.8462 | 961560.8286 | 12720605.2746 | 12720605.2746 | 1478867.319 | 5969963.1797 | 0 | 15682952.9495 | 35852388.7228 | 562.3413 | 0.048267 | 324921.7862 | 742795.2006 | 6623.9701 | 15142.8849
1 | 3800 | 707 | 0.03 | 15 | 15 | 7 | 7.4989e-13 | 5spot_SharedNeighbor | Water | Porous | Wet | R600a | MinimizeLCOE_Brownfield | IgnoreSilica | 3.3045 | 0.67213 | 0.021653 | 4 | 187835.4961 | 420703.3877 | 3829.2807 | 8576.6076 | 113.2692 | 0 | 616.3444 | 292195.6242 | 19769.2938 | 249567.5914 | 147745.1836 | 0 | 125936.2253 | 0 | 325733.4281 | 847491.5629 | 578430.4059 | 2586869.3153 | 961560.8286 | 12720605.2746 | 12720605.2746 | 1478867.319 | 5969963.1797 | 0 | 16269035.4185 | 36438471.1919 | 749.8942 | 0.086613 | 187835.4961 | 420703.3877 | 3829.2807 | 8576.6076
1 | 3800 | 707 | 0.03 | 15 | 15 | 7 | 1e-12 | 5spot_SharedNeighbor | Water | Porous | Wet | R600a | MinimizeLCOE_Brownfield | IgnoreSilica | 4.399 | 0.93788 | 0.035017 | 4 | 121281.6947 | 265277.6182 | 2472.4914 | 5408.0431 | 116.2436 | 0 | 92.916 | 375016.5846 | 25843.574 | 325111.5426 | 192664.2496 | 0 | 148664.1899 | 0 | 416247.0549 | 1082989.4528 | 739162.5547 | 3305699.2031 | 961560.8286 | 12720605.2746 | 12720605.2746 | 1478867.319 | 5969963.1797 | 0 | 16987865.3063 | 37157301.0796 | 1000 | 0.14007 | 121281.6947 | 265277.6182 | 2472.4914 | 5408.0431
1 | 3800 | 707 | 0.03 | 15 | 15 | 7 | 1.3335e-12 | 5spot_SharedNeighbor | Water | Porous | Wet | R600a | MinimizeLCOE_Brownfield | IgnoreSilica | 5.8365 | 1.2892 | 0.053268 | 4 | 83890.3031 | 178551.1626 | 1710.2173 | 3640.007 | 118.524 | 0 | 67.4641 | 474411.9457 | 33156.661 | 418680.1163 | 251944.4009 | 0 | 175387.3243 | 0 | 527896.3748 | 1373478.0808 | 937427.0123 | 4192381.9162 | 961560.8286 | 12720605.2746 | 12720605.2746 | 1478867.319 | 5969963.1797 | 0 | 17874548.0194 | 38043983.7927 | 1333.5214 | 0.21307 | 83890.3031 | 178551.1626 | 1710.2173 | 3640.007
1 | 3800 | 707 | 0.03 | 15 | 15 | 7 | 1.7783e-12 | 5spot_SharedNeighbor | Water | Porous | Wet | R600a | MinimizeLCOE_Brownfield | IgnoreSilica | 7.5979 | 1.7199 | 0.077282 | 4 | 61098.6202 | 126344.5465 | 1245.578 | 2575.7045 | 120.1146 | 0 | 107.3773 | 585492.8507 | 41318.2789 | 526665.5544 | 324647.4904 | 0 | 202466.4301 | 0 | 655430.3357 | 1705295.2863 | 1163899.0732 | 5205215.2996 | 961560.8286 | 12720605.2746 | 12720605.2746 | 1478867.319 | 5969963.1797 | 0 | 18887381.4028 | 39056817.1762 | 1778.2794 | 0.30913 | 61098.6202 | 126344.5465 | 1245.578 | 2575.7045
1 | 3800 | 707 | 0.03 | 15 | 15 | 7 | 2.3714e-12 | 5spot_SharedNeighbor | Water | Porous | Wet | R600a | MinimizeLCOE_Brownfield | IgnoreSilica | 10.048 | 2.3255 | 0.11063 | 4 | 45732.5307 | 91312.3685 | 932.3195 | 1861.5261 | 121.5756 | 0 | 101.4004 | 729083.9373 | 51900.9189 | 669737.4867 | 426438.2422 | 0 | 239178.0705 | 0 | 825372.0757 | 2147448.8338 | 1465677.9547 | 6554837.5197 | 961560.8286 | 12720605.2746 | 12720605.2746 | 1478867.319 | 5969963.1797 | 0 | 20237003.623 | 40406439.3963 | 2371.3737 | 0.44251 | 45732.5307 | 91312.3685 | 932.3195 | 1861.5261
1 | 3800 | 707 | 0.03 | 15 | 15 | 7 | 3.1623e-12 | 5spot_SharedNeighbor | Water | Porous | Wet | R600a | MinimizeLCOE_Brownfield | IgnoreSilica | 12.925 | 3.0342 | 0.15318 | 4 | 35432.3974 | 68349.9522 | 722.3373 | 1393.4062 | 122.5376 | 0 | 90.0733 | 883073.8068 | 63195.1661 | 828029.4301 | 544905.2555 | 0 | 272827.7588 | 0 | 1010892.2527 | 2630134.2791 | 1795120.6894 | 8028178.6385 | 961560.8286 | 12720605.2746 | 12720605.2746 | 1478867.319 | 5969963.1797 | 0 | 21710344.7417 | 41879780.5151 | 3162.2777 | 0.61273 | 35432.3974 | 68349.9522 | 722.3373 | 1393.4062
1 | 3800 | 707 | 0.03 | 15 | 15 | 7 | 4.217e-12 | 5spot_SharedNeighbor | Water | Porous | Wet | R600a | MinimizeLCOE_Brownfield | IgnoreSilica | 16.6381 | 3.9495 | 0.20909 | 4 | 28118.8214 | 52234.8747 | 573.2402 | 1064.8786 | 123.2958 | 0 | 97.9581 | 1066896.9006 | 76645.1494 | 1021929.4538 | 697801.3061 | 0 | 312114.7566 | 0 | 1238401.151 | 3222065.7638 | 2199126.0906 | 9834980.572 | 961560.8286 | 12720605.2746 | 12720605.2746 | 1478867.319 | 5969963.1797 | 0 | 23517146.6753 | 43686582.4486 | 4216.965 | 0.83635 | 28118.8214 | 52234.8747 | 573.2402 | 1064.8786
1 | 3800 | 707 | 0.03 | 15 | 15 | 7 | 5.6234e-12 | 5spot_SharedNeighbor | Water | Porous | Wet | R600a | MinimizeLCOE_Brownfield | IgnoreSilica | 21.2077 | 5.0775 | 0.28133 | 4 | 22776.4852 | 40699.4793 | 464.3295 | 829.7139 | 123.8698 | 0 | 91.3545 | 1277036.9198 | 91994.1635 | 1248915.6344 | 887182.5229 | 0 | 352833.9074 | 0 | 1504605.6277 | 3914675.2063 | 2671846.2668 | 11949090.2489 | 961560.8286 | 12720605.2746 | 12720605.2746 | 1478867.319 | 5969963.1797 | 0 | 25631256.3521 | 45800692.1254 | 5623.4133 | 1.1253 | 22776.4852 | 40699.4793 | 464.3295 | 829.7139
1 | 3800 | 707 | 0.03 | 15 | 15 | 7 | 7.4989e-12 | 5spot_SharedNeighbor | Water | Porous | Wet | R600a | MinimizeLCOE_Brownfield | IgnoreSilica | 26.8614 | 6.4737 | 0.37387 | 4 | 18804.8554 | 32291.7508 | 383.3624 | 658.311 | 124.3136 | 0 | 115.2458 | 1518845.6669 | 109604.0987 | 1516352.2041 | 1121404.3431 | 0 | 396051.1074 | 0 | 1818280.3939 | 4730792.6043 | 3228863.1605 | 14440193.5788 | 961560.8286 | 12720605.2746 | 12720605.2746 | 1478867.319 | 5969963.1797 | 0 | 28122359.6821 | 48291795.4554 | 7498.9421 | 1.4955 | 18804.8554 | 32291.7508 | 383.3624 | 658.311
1 | 3800 | 707 | 0.03 | 15 | 15 | 7 | 1e-11 | 5spot_SharedNeighbor | Water | Porous | Wet | R600a | MinimizeLCOE_Brownfield | IgnoreSilica | 33.7628 | 8.1786 | 0.4909 | 4 | 15800.4464 | 26072.1638 | 322.1135 | 531.5163 | 124.657 | 0 | 112.6897 | 1794191.0241 | 129598.6218 | 1827758.2991 | 1407325.7749 | 0 | 440739.9526 | 0 | 2183849.3323 | 5681927.9934 | 3878032.6075 | 17343423.6056 | 961560.8286 | 12720605.2746 | 12720605.2746 | 1478867.319 | 5969963.1797 | 0 | 31025589.7089 | 51195025.4822 | 10000 | 1.9636 | 15800.4464 | 26072.1638 | 322.1135 | 531.5163
1 | 3800 | 707 | 0.03 | 15 | 15 | 7 | 1.3335e-11 | 5spot_SharedNeighbor | Water | Porous | Wet | R600a | MinimizeLCOE_Brownfield | IgnoreSilica | 42.065 | 10.2299 | 0.63657 | 4 | 13497.466 | 21418.5492 | 275.1641 | 436.6461 | 124.9224 | 0 | 144.6979 | 2104080.2851 | 152037.218 | 2185718.9404 | 1751323.6737 | 0 | 485789.3809 | 0 | 2604790.3042 | 6777130.0555 | 4625530.519 | 20686400.3766 | 961560.8286 | 12720605.2746 | 12720605.2746 | 1478867.319 | 5969963.1797 | 0 | 34368566.4798 | 54538002.2532 | 13335.2143 | 2.5463 | 13497.466 | 21418.5492 | 275.1641 | 436.6461
1 | 3800 | 707 | 0.03 | 15 | 15 | 7 | 1.7783e-11 | 5spot_SharedNeighbor | Water | Porous | Wet | R600a | MinimizeLCOE_Brownfield | IgnoreSilica | 51.7017 | 12.6101 | 0.81266 | 4 | 11717.0055 | 17921.7366 | 238.867 | 365.3588 | 125.1168 | 0 | 139.1394 | 2441686.3466 | 176411.6174 | 2583517.0856 | 2150922.7826 | 0 | 527271.782 | 0 | 3073125.7496 | 7995642.8157 | 5457190.5157 | 24405768.6953 | 961560.8286 | 12720605.2746 | 12720605.2746 | 1478867.319 | 5969963.1797 | 0 | 38087934.7985 | 58257370.5719 | 17782.7941 | 3.2507 | 11717.0055 | 17921.7366 | 238.867 | 365.3588
1 | 3800 | 707 | 0.03 | 15 | 15 | 7 | 2.3714e-11 | 5spot_SharedNeighbor | Water | Porous | Wet | R600a | MinimizeLCOE_Brownfield | IgnoreSilica | 62.3472 | 15.2335 | 1.0163 | 4 | 10337.6977 | 15299.15 | 210.748 | 311.8939 | 125.2351 | 0 | 122.4684 | 2792587.7749 | 201648.3872 | 3004975.2442 | 2591914.9182 | 0 | 559862.792 | 0 | 3568885.7554 | 9285508.6565 | 6337550.4562 | 28342933.9847 | 961560.8286 | 12720605.2746 | 12720605.2746 | 1478867.319 | 5969963.1797 | 0 | 42025100.0879 | 62194535.8612 | 23713.7371 | 4.0652 | 10337.6977 | 15299.15 | 210.748 | 311.8939
1 | 3800 | 707 | 0.03 | 15 | 15 | 7 | 3.1623e-11 | 5spot_SharedNeighbor | Water | Porous | Wet | R600a | MinimizeLCOE_Brownfield | IgnoreSilica | 73.4797 | 17.9633 | 1.2394 | 4 | 9271.9839 | 13340.2128 | 189.0219 | 271.9583 | 125.2712 | 0 | 187.0888 | 3138664.6819 | 226407.2722 | 3428451.9781 | 3051524.1615 | 0 | 579157.6762 | 0 | 4065440.2503 | 10577441.5947 | 7219321.2331 | 32286408.8479 | 961560.8286 | 12720605.2746 | 12720605.2746 | 1478867.319 | 5969963.1797 | 0 | 45968574.9511 | 66138010.7245 | 31622.7766 | 4.9578 | 9271.9839 | 13340.2128 | 189.0219 | 271.9583
1 | 3800 | 707 | 0.03 | 15 | 15 | 7 | 4.217e-11 | 5spot_SharedNeighbor | Water | Porous | Wet | R600a | MinimizeLCOE_Brownfield | IgnoreSilica | 84.466 | 20.6363 | 1.4699 | 4 | 8452.2921 | 11882.7055 | 172.3114 | 242.245 | 125.2299 | 0 | 167.4374 | 3461793.2918 | 249373.1084 | 3830957.0141 | 3502717.9167 | 0 | 582838.6329 | 0 | 4534795.186 | 11798606.8595 | 8052791.6187 | 36013873.6282 | 961560.8286 | 12720605.2746 | 12720605.2746 | 1478867.319 | 5969963.1797 | 0 | 49696039.7314 | 69865475.5048 | 42169.6503 | 5.8796 | 8452.2921 | 11882.7055 | 172.3114 | 242.245
1 | 3800 | 707 | 0.03 | 15 | 15 | 7 | 5.6234e-11 | 5spot_SharedNeighbor | Water | Porous | Wet | R600a | MinimizeLCOE_Brownfield | IgnoreSilica | 94.7897 | 23.1235 | 1.6952 | 4 | 7824.709 | 10799.2808 | 159.5173 | 220.1579 | 125.1292 | 0 | 192.2285 | 3750329.4871 | 269728.5499 | 4196400.2637 | 3923913.31 | 0 | 572245.7017 | 0 | 4957920.7519 | 12899492.787 | 8804168.8852 | 39374199.7365 | 961560.8286 | 12720605.2746 | 12720605.2746 | 1478867.319 | 5969963.1797 | 0 | 53056365.8397 | 73225801.6131 | 56234.1325 | 6.7806 | 7824.709 | 10799.2808 | 159.5173 | 220.1579
1 | 3800 | 707 | 0.03 | 15 | 15 | 7 | 7.4989e-11 | 5spot_SharedNeighbor | Water | Porous | Wet | R600a | MinimizeLCOE_Brownfield | IgnoreSilica | 104.0781 | 25.3375 | 1.9046 | 4 | 7346.0691 | 9993.5527 | 149.7596 | 203.7321 | 124.9926 | 0 | 197.0306 | 3998358.5786 | 287092.2584 | 4515303.2507 | 4300211.0747 | 0 | 550710.8558 | 0 | 5324153.6471 | 13852355.6557 | 9454517.3725 | 42282702.6935 | 961560.8286 | 12720605.2746 | 12720605.2746 | 1478867.319 | 5969963.1797 | 0 | 55964868.7967 | 76134304.5701 | 74989.4209 | 7.6183 | 7346.0691 | 9993.5527 | 149.7596 | 203.7321
1 | 3800 | 707 | 0.03 | 15 | 15 | 7 | 1e-10 | 5spot_SharedNeighbor | Water | Porous | Wet | R600a | MinimizeLCOE_Brownfield | IgnoreSilica | 112.0512 | 27.2183 | 2.0902 | 4 | 6982.0404 | 9394.394 | 142.3383 | 191.5174 | 124.844 | 0 | 194.9837 | 4203220.1816 | 301338.7158 | 4782003.6285 | 4622011.034 | 0 | 521611.4817 | 0 | 5627772.1662 | 14642308.7618 | 9993676.5993 | 44693942.5689 | 961560.8286 | 12720605.2746 | 12720605.2746 | 1478867.319 | 5969963.1797 | 0 | 58376108.6721 | 78545544.4455 | 100000 | 8.3609 | 6982.0404 | 9394.394 | 142.3383 | 191.5174
1 | 3800 | 707 | 0.03 | 15 | 15 | 7 | 1.3335e-10 | 5spot_SharedNeighbor | Water | Porous | Wet | R600a | MinimizeLCOE_Brownfield | IgnoreSilica | 118.6944 | 28.7702 | 2.2488 | 4 | 6705.963 | 8948.1857 | 136.7101 | 182.4209 | 124.6997 | 0 | 207.398 | 4368394.157 | 312750.2747 | 4999410.0461 | 4888677.8088 | 0 | 489234.91 | 0 | 5872802.2067 | 15279826.6645 | 10428795.6675 | 46639891.7354 | 961560.8286 | 12720605.2746 | 12720605.2746 | 1478867.319 | 5969963.1797 | 0 | 60322057.8386 | 80491493.6119 | 133352.1432 | 8.9953 | 6705.963 | 8948.1857 | 136.7101 | 182.4209
1 | 3800 | 707 | 0.03 | 15 | 15 | 7 | 1.7783e-10 | 5spot_SharedNeighbor | Water | Porous | Wet | R600a | MinimizeLCOE_Brownfield | IgnoreSilica | 124.0735 | 30.0162 | 2.3801 | 4 | 6496.9848 | 8615.5498 | 132.4498 | 175.6396 | 124.57 | 0 | 176.3526 | 4498592.6762 | 321694.2906 | 5172342.7835 | 5103587.3036 | 0 | 456680.2819 | 0 | 6065629.9609 | 15781524.9266 | 10771215.0403 | 48171267.2636 | 961560.8286 | 12720605.2746 | 12720605.2746 | 1478867.319 | 5969963.1797 | 0 | 61853433.3668 | 82022869.1402 | 177827.941 | 9.5203 | 6496.9848 | 8615.5498 | 132.4498 | 175.6396
1 | 3800 | 707 | 0.03 | 15 | 15 | 7 | 2.3714e-10 | 5spot_SharedNeighbor | Water | Porous | Wet | R600a | MinimizeLCOE_Brownfield | IgnoreSilica | 128.3434 | 30.9981 | 2.4862 | 4 | 6339.0323 | 8367.209 | 129.2297 | 170.5769 | 124.4592 | 0 | 225.4626 | 4599740.6719 | 328609.463 | 5307678.493 | 5273508.1961 | 0 | 426215.8283 | 0 | 6214943.5344 | 16170008.2162 | 11036362.868 | 49357067.2708 | 961560.8286 | 12720605.2746 | 12720605.2746 | 1478867.319 | 5969963.1797 | 0 | 63039233.374 | 83208669.1473 | 237137.3706 | 9.9446 | 6339.0323 | 8367.209 | 129.2297 | 170.5769
1 | 3800 | 707 | 0.03 | 15 | 15 | 7 | 3.1623e-10 | 5spot_SharedNeighbor | Water | Porous | Wet | R600a | MinimizeLCOE_Brownfield | IgnoreSilica | 131.6614 | 31.7567 | 2.57 | 4 | 6219.7893 | 8181.7729 | 126.7988 | 166.7965 | 124.3686 | 0 | 209.8029 | 4677017.9483 | 333872.0615 | 5411677.6268 | 5405125.098 | 0 | 398955.1884 | 0 | 6328392.69 | 16465179.6475 | 11237823.435 | 50258043.6955 | 961560.8286 | 12720605.2746 | 12720605.2746 | 1478867.319 | 5969963.1797 | 0 | 63940209.7987 | 84109645.5721 | 316227.766 | 10.2801 | 6219.7893 | 8181.7729 | 126.7988 | 166.7965
1 | 3800 | 707 | 0.03 | 15 | 15 | 7 | 4.217e-10 | 5spot_SharedNeighbor | Water | Porous | Wet | R600a | MinimizeLCOE_Brownfield | IgnoreSilica | 136.007 | 32.7491 | 2.6593 | 4 | 6129.2205 | 8025.3239 | 124.9525 | 163.6071 | 124.254 | 0 | 228.4403 | 4777281.6906 | 340694.8964 | 5546991.7006 | 5577402.4292 | 0 | 390507.1455 | 0 | 6486822.3663 | 16877381.1669 | 11519159.4419 | 51516240.8375 | 961560.8286 | 12720605.2746 | 12720605.2746 | 1478867.319 | 5969963.1797 | 0 | 65198406.9408 | 85367842.7141 | 421696.5034 | 10.6373 | 6129.2205 | 8025.3239 | 124.9525 | 163.6071
1 | 3800 | 707 | 0.03 | 15 | 15 | 7 | 5.6234e-10 | 5spot_SharedNeighbor | Water | Porous | Wet | R600a | MinimizeLCOE_Brownfield | IgnoreSilica | 138.105 | 33.2283 | 2.7127 | 4 | 6060.4314 | 7919.2531 | 123.5501 | 161.4447 | 124.2015 | 0 | 217.2494 | 4825401.0679 | 343969.8693 | 5612035.5352 | 5660585.1512 | 0 | 372095.6784 | 0 | 6557494.0478 | 17061254.3854 | 11644656.6917 | 52077492.4269 | 961560.8286 | 12720605.2746 | 12720605.2746 | 1478867.319 | 5969963.1797 | 0 | 65759658.5301 | 85929094.3035 | 562341.3252 | 10.8507 | 6060.4314 | 7919.2531 | 123.5501 | 161.4447
1 | 3800 | 707 | 0.03 | 15 | 15 | 7 | 7.4989e-10 | 5spot_SharedNeighbor | Water | Porous | Wet | R600a | MinimizeLCOE_Brownfield | IgnoreSilica | 139.6734 | 33.5857 | 2.7532 | 4 | 6008.6317 | 7840.0576 | 122.4941 | 159.8302 | 124.1615 | 0 | 208.8363 | 4861120.5803 | 346397.1886 | 5660434.2489 | 5722693.8651 | 0 | 356855.3006 | 0 | 6609525.4616 | 17196629.4509 | 11737052.9556 | 52490709.0515 | 961560.8286 | 12720605.2746 | 12720605.2746 | 1478867.319 | 5969963.1797 | 0 | 66172875.1547 | 86342310.9281 | 749894.2093 | 11.013 | 6008.6317 | 7840.0576 | 122.4941 | 159.8302
1 | 3800 | 707 | 0.03 | 15 | 15 | 7 | 1e-09 | 5spot_SharedNeighbor | Water | Porous | Wet | R600a | MinimizeLCOE_Brownfield | IgnoreSilica | 141.2742 | 33.9499 | 2.791 | 4 | 5966.4268 | 7773.0957 | 121.6337 | 158.4651 | 124.1203 | 0 | 200.2741 | 4897367.8684 | 348857.4198 | 5709643.6563 | 5786024.2208 | 0 | 346248.8402 | 0 | 6664375.3822 | 17339337.693 | 11834454.2632 | 52926309.3439 | 961560.8286 | 12720605.2746 | 12720605.2746 | 1478867.319 | 5969963.1797 | 0 | 66608475.4472 | 86777911.2205 | 1000000 | 11.1639 | 5966.4268 | 7773.0957 | 121.6337 | 158.4651
1 | 3800 | 707 | 0.03 | 15 | 15 | 7 | 1.3335e-09 | 5spot_SharedNeighbor | Water | Porous | Wet | R600a | MinimizeLCOE_Brownfield | IgnoreSilica | 142.1749 | 34.1544 | 2.8144 | 4 | 5937.519 | 7729.1471 | 121.0444 | 157.5691 | 124.0968 | 0 | 237.7669 | 4917655.432 | 350232.7401 | 5737235.0628 | 5821618.4559 | 0 | 336870.6105 | 0 | 6693808.7975 | 17415917.4021 | 11886721.4883 | 53160059.9892 | 961560.8286 | 12720605.2746 | 12720605.2746 | 1478867.319 | 5969963.1797 | 0 | 66842226.0924 | 87011661.8658 | 1333521.4322 | 11.2576 | 5937.519 | 7729.1471 | 121.0444 | 157.5691
1 | 3800 | 707 | 0.03 | 15 | 15 | 7 | 1.7783e-09 | 5spot_SharedNeighbor | Water | Porous | Wet | R600a | MinimizeLCOE_Brownfield | IgnoreSilica | 142.8398 | 34.3052 | 2.832 | 4 | 5915.7965 | 7696.3218 | 120.6015 | 156.8999 | 124.0794 | 0 | 224.7188 | 4932588.8049 | 351244.4075 | 5757565.6562 | 5847883.8533 | 0 | 329455.4957 | 0 | 6715307.9049 | 17471853.6694 | 11924899.1401 | 53330798.932 | 961560.8286 | 12720605.2746 | 12720605.2746 | 1478867.319 | 5969963.1797 | 0 | 67012965.0353 | 87182400.8086 | 1778279.41 | 11.3278 | 5915.7965 | 7696.3218 | 120.6015 | 156.8999
1 | 3800 | 707 | 0.03 | 15 | 15 | 7 | 2.3714e-09 | 5spot_SharedNeighbor | Water | Porous | Wet | R600a | MinimizeLCOE_Brownfield | IgnoreSilica | 143.3345 | 34.4174 | 2.8451 | 4 | 5899.4806 | 7671.7608 | 120.2689 | 156.3992 | 124.0663 | 0 | 215.5474 | 4943674.3182 | 351995.0227 | 5772669.2264 | 5867417.2289 | 0 | 323688.6524 | 0 | 6731183.3349 | 17513158.282 | 11953090.3869 | 53456876.4523 | 961560.8286 | 12720605.2746 | 12720605.2746 | 1478867.319 | 5969963.1797 | 0 | 67139042.5556 | 87308478.3289 | 2371373.7057 | 11.3805 | 5899.4806 | 7671.7608 | 120.2689 | 156.3992
1 | 3800 | 707 | 0.03 | 15 | 15 | 7 | 3.1623e-09 | 5spot_SharedNeighbor | Water | Porous | Wet | R600a | MinimizeLCOE_Brownfield | IgnoreSilica | 143.7218 | 34.5051 | 2.8553 | 4 | 5887.23 | 7653.2183 | 120.0191 | 156.0212 | 124.0561 | 0 | 230.1539 | 4952338.1819 | 352581.4499 | 5784480.068 | 5882704.3715 | 0 | 319398.2262 | 0 | 6743685.8961 | 17545687.3814 | 11975292.1656 | 53556167.7407 | 961560.8286 | 12720605.2746 | 12720605.2746 | 1478867.319 | 5969963.1797 | 0 | 67238333.8439 | 87407769.6173 | 3162277.6602 | 11.421 | 5887.23 | 7653.2183 | 120.0191 | 156.0212
1 | 3800 | 707 | 0.03 | 15 | 15 | 7 | 4.217e-09 | 5spot_SharedNeighbor | Water | Porous | Wet | R600a | MinimizeLCOE_Brownfield | IgnoreSilica | 143.9996 | 34.568 | 2.8627 | 4 | 5878.0345 | 7639.4245 | 119.8317 | 155.74 | 124.0487 | 0 | 219.0703 | 4958545.265 | 353001.4586 | 5792945.5695 | 5893668.3125 | 0 | 316018.0799 | 0 | 6752529.6874 | 17568697.1122 | 11990996.7797 | 53626402.2648 | 961560.8286 | 12720605.2746 | 12720605.2746 | 1478867.319 | 5969963.1797 | 0 | 67308568.368 | 87478004.1413 | 4216965.0343 | 11.4509 | 5878.0345 | 7639.4245 | 119.8317 | 155.74
1 | 3800 | 707 | 0.03 | 15 | 15 | 7 | 5.6234e-09 | 5spot_SharedNeighbor | Water | Porous | Wet | R600a | MinimizeLCOE_Brownfield | IgnoreSilica | 144.1971 | 34.6127 | 2.8682 | 4 | 5871.1338 | 7629.1739 | 119.691 | 155.531 | 124.0434 | 0 | 216.4172 | 4962952.0015 | 353299.5776 | 5798957.6645 | 5901458.2459 | 0 | 313359.2913 | 0 | 6758710.4445 | 17584778.1744 | 12001972.4351 | 53675487.8347 | 961560.8286 | 12720605.2746 | 12720605.2746 | 1478867.319 | 5969963.1797 | 0 | 67357653.938 | 87527089.7113 | 5623413.2519 | 11.4727 | 5871.1338 | 7629.1739 | 119.691 | 155.531
1 | 3800 | 707 | 0.03 | 15 | 15 | 7 | 7.4989e-09 | 5spot_SharedNeighbor | Water | Porous | Wet | R600a | MinimizeLCOE_Brownfield | IgnoreSilica | 144.3675 | 34.6513 | 2.8726 | 4 | 5865.956 | 7621.3043 | 119.5854 | 155.3706 | 124.0389 | 0 | 228.6668 | 4966753.107 | 353556.6969 | 5804144.5111 | 5908180.9652 | 0 | 311531.8193 | 0 | 6764225.1688 | 17599126.3559 | 12011765.3638 | 53719283.9881 | 961560.8286 | 12720605.2746 | 12720605.2746 | 1478867.319 | 5969963.1797 | 0 | 67401450.0914 | 87570885.8647 | 7498942.0933 | 11.4903 | 5865.956 | 7621.3043 | 119.5854 | 155.3706
1 | 3800 | 707 | 0.03 | 15 | 15 | 7 | 1e-08 | 5spot_SharedNeighbor | Water | Porous | Wet | R600a | MinimizeLCOE_Brownfield | IgnoreSilica | 144.4749 | 34.6756 | 2.8756 | 4 | 5862.0716 | 7615.5716 | 119.5063 | 155.2537 | 124.036 | 0 | 209.6335 | 4969147.8285 | 353718.654 | 5807413.0466 | 5912418.5729 | 0 | 309981.518 | 0 | 6767545.0518 | 17607764.0104 | 12017660.7405 | 53745649.4226 | 961560.8286 | 12720605.2746 | 12720605.2746 | 1478867.319 | 5969963.1797 | 0 | 67427815.5258 | 87597251.2991 | 10000000 | 11.5024 | 5862.0716 | 7615.5716 | 119.5063 | 155.2537
1 | 3900 | 707 | 0.03 | 15 | 15 | 7 | 1e-13 | 5spot_SharedNeighbor | Water | Porous | Wet | R600a | MinimizeLCOE_Brownfield | IgnoreSilica | 0 | 0 | 0 | 0 | [6 empty] | 20.9334 | [19 empty] | 100 | 0
1 | 3900 | 707 | 0.03 | 15 | 15 | 7 | 1.3335e-13 | 5spot_SharedNeighbor | Water | Porous | Wet | R600a | MinimizeLCOE_Brownfield | IgnoreSilica | 0 | 0 | 0 | 0 | [6 empty] | 22.9087 | [19 empty] | 133.3521 | 0
1 | 3900 | 707 | 0.03 | 15 | 15 | 7 | 1.7783e-13 | 5spot_SharedNeighbor | Water | Porous | Wet | R600a | MinimizeLCOE_Brownfield | IgnoreSilica | 0 | 0 | 0 | 0 | [6 empty] | 21.9629 | [19 empty] | 177.8279 | 0
1 | 3900 | 707 | 0.03 | 15 | 15 | 7 | 2.3714e-13 | 5spot_SharedNeighbor | Water | Porous | Wet | R600a | MinimizeLCOE_Brownfield | IgnoreSilica | 0 | 0 | 0 | 0 | [6 empty] | 22.2133 | [19 empty] | 237.1374 | 0
1 | 3900 | 707 | 0.03 | 15 | 15 | 7 | 3.1623e-13 | 5spot_SharedNeighbor | Water | Porous | Wet | R600a | MinimizeLCOE_Brownfield | IgnoreSilica | 1.3056 | 0.20762 | 0.0023087 | 4 | 1649315.7705 | 3898406.0785 | 33623.5328 | 79474.2809 | 98.8627 | 0 | 61.7224 | 117772.6883 | 7287.0444 | 98531.7484 | 67543.3021 | 0 | 70485.662 | 0 | 141031.9736 | 366936.2658 | 250441.5412 | 1120030.2258 | 961560.8286 | 13149413.2377 | 13149413.2377 | 1478867.319 | 6141486.3649 | 0 | 15231004.2921 | 36000771.2138 | 316.2278 | 0.0092347 | 1649315.7705 | 3898406.0785 | 33623.5328 | 79474.2809
1 | 3900 | 707 | 0.03 | 15 | 15 | 7 | 4.217e-13 | 5spot_SharedNeighbor | Water | Porous | Wet | R600a | MinimizeLCOE_Brownfield | IgnoreSilica | 1.9237 | 0.35393 | 0.007379 | 4 | 533443.5798 | 1237122.984 | 10874.9689 | 25220.4254 | 107.1781 | 0 | 326.5192 | 180239.0914 | 11735.4009 | 150055.5746 | 92579.2212 | 0 | 92993.8047 | 0 | 205765.2062 | 535358.8583 | 365393.4213 | 1634120.5786 | 961560.8286 | 13149413.2377 | 13149413.2377 | 1478867.319 | 6141486.3649 | 0 | 15745094.6449 | 36514861.5666 | 421.6965 | 0.029516 | 533443.5798 | 1237122.984 | 10874.9689 | 25220.4254
1 | 3900 | 707 | 0.03 | 15 | 15 | 7 | 5.6234e-13 | 5spot_SharedNeighbor | Water | Porous | Wet | R600a | MinimizeLCOE_Brownfield | IgnoreSilica | 2.546 | 0.50678 | 0.01511 | 4 | 268318.5445 | 611955.7351 | 5470.0365 | 12475.5454 | 111.9226 | 0 | 447.6842 | 238200.3917 | 15970.4184 | 199295.3181 | 118387.9457 | 0 | 108251.8231 | 0 | 265241.2998 | 690103.4536 | 471009.7873 | 2106460.4377 | 961560.8286 | 13149413.2377 | 13149413.2377 | 1478867.319 | 6141486.3649 | 0 | 16217434.504 | 36987201.4256 | 562.3413 | 0.060441 | 268318.5445 | 611955.7351 | 5470.0365 | 12475.5454
1 | 3900 | 707 | 0.03 | 15 | 15 | 7 | 7.4989e-13 | 5spot_SharedNeighbor | Water | Porous | Wet | R600a | MinimizeLCOE_Brownfield | IgnoreSilica | 3.3823 | 0.71583 | 0.026156 | 4 | 160730.6331 | 359252.3788 | 3276.7114 | 7323.8457 | 115.7748 | 0 | 612.8693 | 309856.1837 | 21274.3789 | 262003.5258 | 153216.7671 | 0 | 127005.573 | 0 | 340609.0071 | 886194.768 | 604846.1386 | 2705006.3422 | 961560.8286 | 13149413.2377 | 13149413.2377 | 1478867.319 | 6141486.3649 | 0 | 16815980.4085 | 37585747.3302 | 749.8942 | 0.10462 | 160730.6331 | 359252.3788 | 3276.7114 | 7323.8457
1 | 3900 | 707 | 0.03 | 15 | 15 | 7 | 1e-12 | 5spot_SharedNeighbor | Water | Porous | Wet | R600a | MinimizeLCOE_Brownfield | IgnoreSilica | 4.4721 | 0.99154 | 0.041464 | 4 | 105812.361 | 231041.2558 | 2157.1281 | 4710.0885 | 118.7664 | 0 | 86.068 | 395552.8236 | 27667.0189 | 339307.9501 | 199005.5033 | 0 | 148635.6361 | 0 | 432965.8835 | 1126488.4153 | 768851.4905 | 3438474.7214 | 961560.8286 | 13149413.2377 | 13149413.2377 | 1478867.319 | 6141486.3649 | 0 | 17549448.7877 | 38319215.7093 | 1000 | 0.16585 | 105812.361 | 231041.2558 | 2157.1281 | 4710.0885
1 | 3900 | 707 | 0.03 | 15 | 15 | 7 | 1.3335e-12 | 5spot_SharedNeighbor | Water | Porous | Wet | R600a | MinimizeLCOE_Brownfield | IgnoreSilica | 5.9459 | 1.367 | 0.06245 | 4 | 73999.5245 | 157145.5008 | 1508.5804 | 3203.6236 | 121.1369 | 0 | 82.7322 | 501543.9803 | 35599.5287 | 437961.7741 | 261279.1397 | 0 | 175840.8958 | 0 | 550767.8742 | 1432985.0307 | 978041.7284 | 4374019.9518 | 961560.8286 | 13149413.2377 | 13149413.2377 | 1478867.319 | 6141486.3649 | 0 | 18484994.0181 | 39254760.9398 | 1333.5214 | 0.2498 | 73999.5245 | 157145.5008 | 1508.5804 | 3203.6236
1 | 3900 | 707 | 0.03 | 15 | 15 | 7 | 1.7783e-12 | 5spot_SharedNeighbor | Water | Porous | Wet | R600a | MinimizeLCOE_Brownfield | IgnoreSilica | 7.917 | 1.8678 | 0.090311 | 4 | 54403.2019 | 111898.1433 | 1109.0829 | 2281.195 | 122.8797 | 0 | 60.7718 | 629706.6792 | 45162.3133 | 561531.9223 | 343641.5179 | 0 | 209257.9422 | 0 | 697827.1463 | 1815603.0905 | 1239186.4162 | 5541917.028 | 961560.8286 | 13149413.2377 | 13149413.2377 | 1478867.319 | 6141486.3649 | 0 | 19652891.0943 | 40422658.0159 | 1778.2794 | 0.36125 | 54403.2019 | 111898.1433 | 1109.0829 | 2281.195
1 | 3900 | 707 | 0.03 | 15 | 15 | 7 | 2.3714e-12 | 5spot_SharedNeighbor | Water | Porous | Wet | R600a | MinimizeLCOE_Brownfield | IgnoreSilica | 10.5279 | 2.5409 | 0.12906 | 4 | 40927.4667 | 81158.7047 | 834.3618 | 1654.53 | 124.4104 | 0 | 103.3147 | 787741.7942 | 57015.8333 | 717534.2281 | 454508.0439 | 0 | 249151.9978 | 0 | 883721.2399 | 2299261.3902 | 1569293.1439 | 7018227.6713 | 961560.8286 | 13149413.2377 | 13149413.2377 | 1478867.319 | 6141486.3649 | 0 | 21129201.7376 | 41898968.6592 | 2371.3737 | 0.51626 | 40927.4667 | 81158.7047 | 834.3618 | 1654.53
1 | 3900 | 707 | 0.03 | 15 | 15 | 7 | 3.1623e-12 | 5spot_SharedNeighbor | Water | Porous | Wet | R600a | MinimizeLCOE_Brownfield | IgnoreSilica | 13.9922 | 3.4317 | 0.18022 | 4 | 31865.7644 | 60676.9683 | 649.6267 | 1236.9821 | 125.4864 | 0 | 81.0292 | 978346.8039 | 71249.516 | 911861.1123 | 601831.809 | 0 | 297568.2295 | 0 | 1115734.4136 | 2902912.0756 | 1981297.1405 | 8860801.1004 | 961560.8286 | 13149413.2377 | 13149413.2377 | 1478867.319 | 6141486.3649 | 0 | 22971775.1667 | 43741542.0884 | 3162.2777 | 0.72089 | 31865.7644 | 60676.9683 | 649.6267 | 1236.9821
1 | 3900 | 707 | 0.03 | 15 | 15 | 7 | 4.217e-12 | 5spot_SharedNeighbor | Water | Porous | Wet | R600a | MinimizeLCOE_Brownfield | IgnoreSilica | 17.9487 | 4.4502 | 0.24528 | 4 | 25421.5704 | 46591.1366 | 518.2531 | 949.8233 | 126.2155 | 0 | 80.6184 | 1179025.166 | 86199.5536 | 1122012.0947 | 770494.3267 | 0 | 339075.0537 | 0 | 1363754.416 | 3548209.2458 | 2421725.7187 | 10830495.5752 | 961560.8286 | 13149413.2377 | 13149413.2377 | 1478867.319 | 6141486.3649 | 0 | 24941469.6415 | 45711236.5631 | 4216.965 | 0.98111 | 25421.5704 | 46591.1366 | 518.2531 | 949.8233
1 | 3900 | 707 | 0.03 | 15 | 15 | 7 | 5.6234e-12 | 5spot_SharedNeighbor | Water | Porous | Wet | R600a | MinimizeLCOE_Brownfield | IgnoreSilica | 22.8324 | 5.7075 | 0.32894 | 4 | 20708.6906 | 36493.9465 | 422.1747 | 743.9785 | 126.772 | 0 | 97.8495 | 1408790.3388 | 103263.1967 | 1368629.7299 | 978274.4274 | 0 | 382509.9227 | 0 | 1654172.37 | 4303817.1893 | 2937443.6663 | 13136900.841 | 961560.8286 | 13149413.2377 | 13149413.2377 | 1478867.319 | 6141486.3649 | 0 | 27247874.9073 | 48017641.829 | 5623.4133 | 1.3158 | 20708.6906 | 36493.9465 | 422.1747 | 743.9785
1 | 3900 | 707 | 0.03 | 15 | 15 | 7 | 7.4989e-12 | 5spot_SharedNeighbor | Water | Porous | Wet | R600a | MinimizeLCOE_Brownfield | IgnoreSilica | 28.8519 | 7.2576 | 0.43573 | 4 | 17187.3049 | 29104.0671 | 350.3865 | 593.3258 | 127.2025 | 0 | 82.6915 | 1672382.5135 | 122780.8368 | 1658180.2471 | 1234190.6046 | 0 | 428236.9036 | 0 | 1995150.7312 | 5190972.9409 | 3542945.696 | 15844840.4738 | 961560.8286 | 13149413.2377 | 13149413.2377 | 1478867.319 | 6141486.3649 | 0 | 29955814.5401 | 50725581.4618 | 7498.9421 | 1.7429 | 17187.3049 | 29104.0671 | 350.3865 | 593.3258
1 | 3900 | 707 | 0.03 | 15 | 15 | 7 | 1e-11 | 5spot_SharedNeighbor | Water | Porous | Wet | R600a | MinimizeLCOE_Brownfield | IgnoreSilica | 36.1964 | 9.149 | 0.57039 | 4 | 14512.5067 | 23615.768 | 295.8571 | 481.4394 | 127.537 | 0 | 134.5414 | 1972563.1375 | 144941.6875 | 1995250.8507 | 1546212.291 | 0 | 475624.2792 | 0 | 2392490.9759 | 6224770.7518 | 4248533.9444 | 19000387.9179 | 961560.8286 | 13149413.2377 | 13149413.2377 | 1478867.319 | 6141486.3649 | 0 | 33111361.9842 | 53881128.9058 | 10000 | 2.2816 | 14512.5067 | 23615.768 | 295.8571 | 481.4394
1 | 3900 | 707 | 0.03 | 15 | 15 | 7 | 1.3335e-11 | 5spot_SharedNeighbor | Water | Porous | Wet | R600a | MinimizeLCOE_Brownfield | IgnoreSilica | 44.964 | 11.4071 | 0.73698 | 4 | 12455.3557 | 19500.9447 | 253.9193 | 397.5531 | 127.7931 | 0 | 126.3614 | 2308070.9583 | 169636.386 | 2379919.34 | 1918721.2231 | 0 | 522473.7063 | 0 | 2846540.4293 | 7406114.2914 | 5054825.1843 | 22606301.5188 | 961560.8286 | 13149413.2377 | 13149413.2377 | 1478867.319 | 6141486.3649 | 0 | 36717275.5851 | 57487042.5067 | 13335.2143 | 2.9479 | 12455.3557 | 19500.9447 | 253.9193 | 397.5531
1 | 3900 | 707 | 0.03 | 15 | 15 | 7 | 1.7783e-11 | 5spot_SharedNeighbor | Water | Porous | Wet | R600a | MinimizeLCOE_Brownfield | IgnoreSilica | 55.0191 | 13.9944 | 0.93621 | 4 | 10862.4853 | 16408.7502 | 221.4465 | 334.5146 | 127.9738 | 0 | 152.1185 | 2669328.468 | 196135.1699 | 2802411.2401 | 2345724.5705 | 0 | 564027.0891 | 0 | 3345274.3497 | 8703717.6477 | 5940466.1381 | 26567084.673 | 961560.8286 | 13149413.2377 | 13149413.2377 | 1478867.319 | 6141486.3649 | 0 | 40678058.7393 | 61447825.6609 | 17782.7941 | 3.7448 | 10862.4853 | 16408.7502 | 221.4465 | 334.5146
1 | 3900 | 707 | 0.03 | 15 | 15 | 7 | 2.3714e-11 | 5spot_SharedNeighbor | Water | Porous | Wet | R600a | MinimizeLCOE_Brownfield | IgnoreSilica | 65.9935 | 16.8096 | 1.1638 | 4 | 9628.0312 | 14089.8362 | 196.2804 | 287.2404 | 128.0717 | 0 | 148.6764 | 3040424.319 | 223234.8252 | 3244773.172 | 2811047.6652 | 0 | 594997.2997 | 0 | 3866646.1396 | 10060220.0971 | 6866306.9331 | 30707650.451 | 961560.8286 | 13149413.2377 | 13149413.2377 | 1478867.319 | 6141486.3649 | 0 | 44818624.5173 | 65588391.4389 | 23713.7371 | 4.655 | 9628.0312 | 14089.8362 | 196.2804 | 287.2404
1 | 3900 | 707 | 0.03 | 15 | 15 | 7 | 3.1623e-11 | 5spot_SharedNeighbor | Water | Porous | Wet | R600a | MinimizeLCOE_Brownfield | IgnoreSilica | 77.2823 | 19.6878 | 1.4092 | 4 | 8674.5879 | 12359.3753 | 176.8432 | 251.9626 | 128.0818 | 0 | 177.3406 | 3400568.9803 | 249379.7813 | 3682093.1414 | 3288054.8259 | 0 | 610636.8167 | 0 | 4379986.0828 | 11395825.3288 | 7777884.9477 | 34784429.9049 | 961560.8286 | 13149413.2377 | 13149413.2377 | 1478867.319 | 6141486.3649 | 0 | 48895403.9712 | 69665170.8929 | 31622.7766 | 5.6366 | 8674.5879 | 12359.3753 | 176.8432 | 251.9626
1 | 3900 | 707 | 0.03 | 15 | 15 | 7 | 4.217e-11 | 5spot_SharedNeighbor | Water | Porous | Wet | R600a | MinimizeLCOE_Brownfield | IgnoreSilica | 88.2929 | 22.4707 | 1.6591 | 4 | 7941.6524 | 11071.3162 | 161.9013 | 225.7038 | 128.0137 | 0 | 165.1242 | 3733113.155 | 273348.0099 | 4093075.3488 | 3750979.001 | 0 | 609934.8386 | 0 | 4859575.6378 | 12643618.9735 | 8629529.7498 | 38593174.7143 | 961560.8286 | 13149413.2377 | 13149413.2377 | 1478867.319 | 6141486.3649 | 0 | 52704148.7806 | 73473915.7022 | 42169.6503 | 6.6364 | 7941.6524 | 11071.3162 | 161.9013 | 225.7038
1 | 3900 | 707 | 0.03 | 15 | 15 | 7 | 5.6234e-11 | 5spot_SharedNeighbor | Water | Porous | Wet | R600a | MinimizeLCOE_Brownfield | IgnoreSilica | 98.5339 | 25.032 | 1.9004 | 4 | 7380.6954 | 10113.0058 | 150.4655 | 206.1673 | 127.889 | 0 | 197.9725 | 4027298.8081 | 294385.0458 | 4462619.4669 | 4179132.5547 | 0 | 594923.6879 | 0 | 5287760.2298 | 13757667.4491 | 9389890.7258 | 41993677.9682 | 961560.8286 | 13149413.2377 | 13149413.2377 | 1478867.319 | 6141486.3649 | 0 | 56104652.0345 | 76874418.9561 | 56234.1325 | 7.6015 | 7380.6954 | 10113.0058 | 150.4655 | 206.1673
1 | 3900 | 707 | 0.03 | 15 | 15 | 7 | 7.4989e-11 | 5spot_SharedNeighbor | Water | Porous | Wet | R600a | MinimizeLCOE_Brownfield | IgnoreSilica | 107.613 | 27.2775 | 2.1216 | 4 | 6952.9664 | 9400.4141 | 141.7456 | 191.6402 | 127.734 | 0 | 183.9801 | 4276768.6387 | 312081.6014 | 4780614.3598 | 4556442.7747 | 0 | 568856.6193 | 0 | 5652957.9576 | 14707837.0245 | 10038400.9851 | 44893959.9611 | 961560.8286 | 13149413.2377 | 13149413.2377 | 1478867.319 | 6141486.3649 | 0 | 59004934.0274 | 79774700.949 | 74989.4209 | 8.4863 | 6952.9664 | 9400.4141 | 141.7456 | 191.6402
1 | 3900 | 707 | 0.03 | 15 | 15 | 7 | 1e-10 | 5spot_SharedNeighbor | Water | Porous | Wet | R600a | MinimizeLCOE_Brownfield | IgnoreSilica | 115.3887 | 29.18 | 2.3161 | 4 | 6627.7941 | 8869.6459 | 135.1165 | 180.8197 | 127.5711 | 0 | 181.1321 | 4482410.3518 | 326557.7166 | 5046105.2104 | 4877714.4338 | 0 | 536421.4751 | 0 | 5954991.5832 | 15493666.5628 | 10574745.7921 | 47292613.126 | 961560.8286 | 13149413.2377 | 13149413.2377 | 1478867.319 | 6141486.3649 | 0 | 61403587.1923 | 82173354.114 | 100000 | 9.2646 | 6627.7941 | 8869.6459 | 135.1165 | 180.8197
1 | 3900 | 707 | 0.03 | 15 | 15 | 7 | 1.3335e-10 | 5spot_SharedNeighbor | Water | Porous | Wet | R600a | MinimizeLCOE_Brownfield | IgnoreSilica | 121.8077 | 30.735 | 2.4808 | 4 | 6381.1644 | 8474.2271 | 130.0887 | 172.7586 | 127.4173 | 0 | 192.0998 | 4646829.5826 | 338052.1024 | 5260676.9519 | 5141541.4051 | 0 | 501251.7097 | 0 | 6196457.1832 | 16121910.5225 | 11003535.2037 | 49210254.661 | 961560.8286 | 13149413.2377 | 13149413.2377 | 1478867.319 | 6141486.3649 | 0 | 63321228.7273 | 84090995.649 | 133352.1432 | 9.9231 | 6381.1644 | 8474.2271 | 130.0887 | 172.7586
1 | 3900 | 707 | 0.03 | 15 | 15 | 7 | 1.7783e-10 | 5spot_SharedNeighbor | Water | Porous | Wet | R600a | MinimizeLCOE_Brownfield | IgnoreSilica | 126.9692 | 31.9749 | 2.616 | 4 | 6194.4465 | 8179.2918 | 126.2822 | 166.7459 | 127.2815 | 0 | 199.5712 | 4775645.4213 | 347003.8447 | 5430281.2648 | 5352734.192 | 0 | 466514.197 | 0 | 6385149.7787 | 16612849.9499 | 11338611.4507 | 50708790.0992 | 961560.8286 | 13149413.2377 | 13149413.2377 | 1478867.319 | 6141486.3649 | 0 | 64819764.1655 | 85589531.0871 | 177827.941 | 10.4642 | 6194.4465 | 8179.2918 | 126.2822 | 166.7459
1 | 3900 | 707 | 0.03 | 15 | 15 | 7 | 2.3714e-10 | 5spot_SharedNeighbor | Water | Porous | Wet | R600a | MinimizeLCOE_Brownfield | IgnoreSilica | 131.0501 | 32.9482 | 2.7248 | 4 | 6053.2908 | 7958.922 | 123.4045 | 162.2534 | 127.1669 | 0 | 214.8765 | 4875398.5382 | 353901.4882 | 5562560.136 | 5519088.4685 | 0 | 434458.1509 | 0 | 6530708.6449 | 16991564.2615 | 11597091.7502 | 51864771.4384 | 961560.8286 | 13149413.2377 | 13149413.2377 | 1478867.319 | 6141486.3649 | 0 | 65975745.5047 | 86745512.4264 | 237137.3706 | 10.8992 | 6053.2908 | 7958.922 | 123.4045 | 162.2534
1 | 3900 | 707 | 0.03 | 15 | 15 | 7 | 3.1623e-10 | 5spot_SharedNeighbor | Water | Porous | Wet | R600a | MinimizeLCOE_Brownfield | IgnoreSilica | 136.0413 | 34.1351 | 2.8363 | 4 | 5946.119 | 7776.7973 | 121.2197 | 158.5405 | 127.0287 | 0 | 209.9632 | 4995742.394 | 362205.8405 | 5722840.5459 | 5722240.5664 | 0 | 421937.8232 | 0 | 6717737.1963 | 17478174.1874 | 11929213.0235 | 53350091.5771 | 961560.8286 | 13149413.2377 | 13149413.2377 | 1478867.319 | 6141486.3649 | 0 | 67461065.6434 | 88230832.5651 | 316227.766 | 11.3454 | 5946.119 | 7776.7973 | 121.2197 | 158.5405
1 | 3900 | 707 | 0.03 | 15 | 15 | 7 | 4.217e-10 | 5spot_SharedNeighbor | Water | Porous | Wet | R600a | MinimizeLCOE_Brownfield | IgnoreSilica | 138.6601 | 34.7574 | 2.9068 | 4 | 5864.4517 | 7650.785 | 119.5548 | 155.9716 | 126.9601 | 0 | 226.3019 | 5058378.0989 | 366527.7418 | 5806438.3619 | 5828574.1722 | 0 | 399173.7085 | 0 | 6809045.9125 | 17715740.7369 | 12091357.075 | 54075235.8076 | 961560.8286 | 13149413.2377 | 13149413.2377 | 1478867.319 | 6141486.3649 | 0 | 68186209.8739 | 88955976.7955 | 421696.5034 | 11.627 | 5864.4517 | 7650.785 | 119.5548 | 155.9716
1 | 3900 | 707 | 0.03 | 15 | 15 | 7 | 5.6234e-10 | 5spot_SharedNeighbor | Water | Porous | Wet | R600a | MinimizeLCOE_Brownfield | IgnoreSilica | 140.648 | 35.2282 | 2.9609 | 4 | 5802.8845 | 7556.5405 | 118.2996 | 154.0503 | 126.907 | 0 | 220.0698 | 5105470.0595 | 369770.0267 | 5869489.8277 | 5909008.8916 | 0 | 380148.3566 | 0 | 6877215.9932 | 17893105.3033 | 12212412.0361 | 54616620.4946 | 961560.8286 | 13149413.2377 | 13149413.2377 | 1478867.319 | 6141486.3649 | 0 | 68727594.561 | 89497361.4826 | 562341.3252 | 11.8437 | 5802.8845 | 7556.5405 | 118.2996 | 154.0503
1 | 3900 | 707 | 0.03 | 15 | 15 | 7 | 7.4989e-10 | 5spot_SharedNeighbor | Water | Porous | Wet | R600a | MinimizeLCOE_Brownfield | IgnoreSilica | 142.1554 | 35.5844 | 3.0024 | 4 | 5756.5177 | 7485.9561 | 117.3544 | 152.6113 | 126.8662 | 0 | 248.6509 | 5140935.3711 | 372207.9534 | 5917084.743 | 5969918.2205 | 0 | 364682.3465 | 0 | 6928283.1674 | 18025971.6154 | 12303096.0242 | 55022179.4415 | 961560.8286 | 13149413.2377 | 13149413.2377 | 1478867.319 | 6141486.3649 | 0 | 69133153.5078 | 89902920.4295 | 749894.2093 | 12.0095 | 5756.5177 | 7485.9561 | 117.3544 | 152.6113
1 | 3900 | 707 | 0.03 | 15 | 15 | 7 | 1e-09 | 5spot_SharedNeighbor | Water | Porous | Wet | R600a | MinimizeLCOE_Brownfield | IgnoreSilica | 143.2808 | 35.8499 | 3.0338 | 4 | 5721.6271 | 7433.1813 | 116.6431 | 151.5355 | 126.8353 | 0 | 230.6443 | 5167277.2662 | 374016.5415 | 5952497.9652 | 6015345.6955 | 0 | 352222.3636 | 0 | 6965930.3345 | 18123921.8215 | 12369949.0525 | 55321161.0406 | 961560.8286 | 13149413.2377 | 13149413.2377 | 1478867.319 | 6141486.3649 | 0 | 69432135.1069 | 90201902.0285 | 1000000 | 12.135 | 5721.6271 | 7433.1813 | 116.6431 | 151.5355
1 | 3900 | 707 | 0.03 | 15 | 15 | 7 | 1.3335e-09 | 5spot_SharedNeighbor | Water | Porous | Wet | R600a | MinimizeLCOE_Brownfield | IgnoreSilica | 144.5527 | 36.1495 | 3.0649 | 4 | 5692.5033 | 7386.6674 | 116.0494 | 150.5872 | 126.8003 | 0 | 223.9959 | 5196923.3081 | 376050.1692 | 5992409.295 | 6066647.9666 | 0 | 344157.1412 | 0 | 7010713.2732 | 18240437.8419 | 12449473.6306 | 55676812.6258 | 961560.8286 | 13149413.2377 | 13149413.2377 | 1478867.319 | 6141486.3649 | 0 | 69787786.6921 | 90557553.6137 | 1333521.4322 | 12.2596 | 5692.5033 | 7386.6674 | 116.0494 | 150.5872
1 | 3900 | 707 | 0.03 | 15 | 15 | 7 | 1.7783e-09 | 5spot_SharedNeighbor | Water | Porous | Wet | R600a | MinimizeLCOE_Brownfield | IgnoreSilica | 145.1787 | 36.2967 | 3.0826 | 4 | 5673.0628 | 7357.4961 | 115.6531 | 149.9925 | 126.7828 | 0 | 221.8709 | 5211454.2946 | 377045.8431 | 6012000.6042 | 6091876.2935 | 0 | 336583.1816 | 0 | 7031294.4846 | 18293985.9322 | 12486021.3026 | 55840261.9365 | 961560.8286 | 13149413.2377 | 13149413.2377 | 1478867.319 | 6141486.3649 | 0 | 69951236.0028 | 90721002.9244 | 1778279.41 | 12.3304 | 5673.0628 | 7357.4961 | 115.6531 | 149.9925
1 | 3900 | 707 | 0.03 | 15 | 15 | 7 | 2.3714e-09 | 5spot_SharedNeighbor | Water | Porous | Wet | R600a | MinimizeLCOE_Brownfield | IgnoreSilica | 145.6586 | 36.4095 | 3.0961 | 4 | 5658.4604 | 7335.5546 | 115.3554 | 149.5452 | 126.7694 | 0 | 226.374 | 5222569.2739 | 377807.0636 | 6026997.249 | 6111206.8566 | 0 | 330826.0571 | 0 | 7047068.535 | 18335026.7757 | 12514032.5215 | 55965534.3324 | 961560.8286 | 13149413.2377 | 13149413.2377 | 1478867.319 | 6141486.3649 | 0 | 70076508.3987 | 90846275.3203 | 2371373.7057 | 12.3844 | 5658.4604 | 7335.5546 | 115.3554 | 149.5452
1 | 3900 | 707 | 0.03 | 15 | 15 | 7 | 3.1623e-09 | 5spot_SharedNeighbor | Water | Porous | Wet | R600a | MinimizeLCOE_Brownfield | IgnoreSilica | 146.007 | 36.4913 | 3.1061 | 4 | 5647.4961 | 7319.198 | 115.1318 | 149.2118 | 126.7596 | 0 | 217.4427 | 5230625.1548 | 378358.5574 | 6037872.6146 | 6125235.5292 | 0 | 326313.5659 | 0 | 7058378.1145 | 18364451.9815 | 12534115.8291 | 56055351.347 | 961560.8286 | 13149413.2377 | 13149413.2377 | 1478867.319 | 6141486.3649 | 0 | 70166325.4133 | 90936092.335 | 3162277.6602 | 12.4243 | 5647.4961 | 7319.198 | 115.1318 | 149.2118
1 | 3900 | 707 | 0.03 | 15 | 15 | 7 | 4.217e-09 | 5spot_SharedNeighbor | Water | Porous | Wet | R600a | MinimizeLCOE_Brownfield | IgnoreSilica | 146.2823 | 36.5559 | 3.1138 | 4 | 5639.2659 | 7306.8285 | 114.9641 | 148.9596 | 126.7519 | 0 | 230.7101 | 5236981.8755 | 378793.6113 | 6046457.5391 | 6136315.6571 | 0 | 322993.4568 | 0 | 7067401.4345 | 18387928.8093 | 12550139.2465 | 56127011.6301 | 961560.8286 | 13149413.2377 | 13149413.2377 | 1478867.319 | 6141486.3649 | 0 | 70237985.6964 | 91007752.6181 | 4216965.0343 | 12.4552 | 5639.2659 | 7306.8285 | 114.9641 | 148.9596
1 | 3900 | 707 | 0.03 | 15 | 15 | 7 | 5.6234e-09 | 5spot_SharedNeighbor | Water | Porous | Wet | R600a | MinimizeLCOE_Brownfield | IgnoreSilica | 146.4823 | 36.6029 | 3.1195 | 4 | 5633.0894 | 7297.604 | 114.8381 | 148.7715 | 126.7462 | 0 | 206.5834 | 5241597.5752 | 379109.4352 | 6052693.2183 | 6144367.1727 | 0 | 320417.19 | 0 | 7073891.9906 | 18404815.9048 | 12561665.0362 | 56178557.523 | 961560.8286 | 13149413.2377 | 13149413.2377 | 1478867.319 | 6141486.3649 | 0 | 70289531.5893 | 91059298.511 | 5623413.2519 | 12.478 | 5633.0894 | 7297.604 | 114.8381 | 148.7715
1 | 3900 | 707 | 0.03 | 15 | 15 | 7 | 7.4989e-09 | 5spot_SharedNeighbor | Water | Porous | Wet | R600a | MinimizeLCOE_Brownfield | IgnoreSilica | 146.6332 | 36.6383 | 3.1238 | 4 | 5628.455 | 7290.6806 | 114.7437 | 148.6304 | 126.7419 | 0 | 212.2151 | 5245078.3586 | 379347.565 | 6057396.7495 | 6150442.2565 | 0 | 318475.0631 | 0 | 7078788.5972 | 18417555.8707 | 12570360.3247 | 56217444.7854 | 961560.8286 | 13149413.2377 | 13149413.2377 | 1478867.319 | 6141486.3649 | 0 | 70328418.8517 | 91098185.7733 | 7498942.0933 | 12.4952 | 5628.455 | 7290.6806 | 114.7437 | 148.6304
1 | 3900 | 707 | 0.03 | 15 | 15 | 7 | 1e-08 | 5spot_SharedNeighbor | Water | Porous | Wet | R600a | MinimizeLCOE_Brownfield | IgnoreSilica | 146.7381 | 36.6629 | 3.1269 | 4 | 5624.9782 | 7285.5535 | 114.6728 | 148.5259 | 126.739 | 0 | 217.0204 | 5247494.1012 | 379512.8071 | 6060661.7628 | 6154660.3735 | 0 | 316936.3856 | 0 | 7082113.5178 | 18426206.632 | 12576264.647 | 56243850.2268 | 961560.8286 | 13149413.2377 | 13149413.2377 | 1478867.319 | 6141486.3649 | 0 | 70354824.2931 | 91124591.2148 | 10000000 | 12.5076 | 5624.9782 | 7285.5535 | 114.6728 | 148.5259
1 | 4000 | 707 | 0.03 | 15 | 15 | 7 | 1e-13 | 5spot_SharedNeighbor | Water | Porous | Wet | R600a | MinimizeLCOE_Brownfield | IgnoreSilica | 0 | 0 | 0 | 0 | [6 empty] | 22.309 | [19 empty] | 100 | 0
1 | 4000 | 707 | 0.03 | 15 | 15 | 7 | 1.3335e-13 | 5spot_SharedNeighbor | Water | Porous | Wet | R600a | MinimizeLCOE_Brownfield | IgnoreSilica | 0 | 0 | 0 | 0 | [6 empty] | 22.8135 | [19 empty] | 133.3521 | 0
1 | 4000 | 707 | 0.03 | 15 | 15 | 7 | 1.7783e-13 | 5spot_SharedNeighbor | Water | Porous | Wet | R600a | MinimizeLCOE_Brownfield | IgnoreSilica | 0 | 0 | 0 | 0 | [6 empty] | 22.4001 | [19 empty] | 177.8279 | 0
1 | 4000 | 707 | 0.03 | 15 | 15 | 7 | 2.3714e-13 | 5spot_SharedNeighbor | Water | Porous | Wet | R600a | MinimizeLCOE_Brownfield | IgnoreSilica | 0 | 0 | 0 | 0 | [6 empty] | 21.3721 | [19 empty] | 237.1374 | 0
1 | 4000 | 707 | 0.03 | 15 | 15 | 7 | 3.1623e-13 | 5spot_SharedNeighbor | Water | Porous | Wet | R600a | MinimizeLCOE_Brownfield | IgnoreSilica | 1.4714 | 0.25306 | 0.0035302 | 4 | 1121685.4348 | 2635634.2094 | 22867.0748 | 53730.9683 | 103.2537 | 0 | 51.6634 | 139235.633 | 8844.5235 | 115060.4874 | 74833.643 | 0 | 79670.9136 | 0 | 162881.6282 | 423784.585 | 289241.6871 | 1293553.1009 | 961560.8286 | 13584081.2916 | 13584081.2916 | 1478867.319 | 6315353.5865 | 0 | 15839195.2211 | 37217497.4182 | 316.2278 | 0.014121 | 1121685.4348 | 2635634.2094 | 22867.0748 | 53730.9683
1 | 4000 | 707 | 0.03 | 15 | 15 | 7 | 4.217e-13 | 5spot_SharedNeighbor | Water | Porous | Wet | R600a | MinimizeLCOE_Brownfield | IgnoreSilica | 1.9626 | 0.37474 | 0.0094887 | 4 | 427966.9514 | 991221.9086 | 8724.6852 | 20207.3993 | 109.4013 | 0 | 337.2726 | 190192.4758 | 12545.2397 | 156822.7122 | 95225.4164 | 0 | 93381.5223 | 0 | 213785.2729 | 556225.4266 | 379635.283 | 1697813.3489 | 961560.8286 | 13584081.2916 | 13584081.2916 | 1478867.319 | 6315353.5865 | 0 | 16243455.4691 | 37621757.6663 | 421.6965 | 0.037955 | 427966.9514 | 991221.9086 | 8724.6852 | 20207.3993
1 | 4000 | 707 | 0.03 | 15 | 15 | 7 | 5.6234e-13 | 5spot_SharedNeighbor | Water | Porous | Wet | R600a | MinimizeLCOE_Brownfield | IgnoreSilica | 2.6044 | 0.53873 | 0.018365 | 4 | 227925.4445 | 518939.7072 | 4646.5685 | 10579.2878 | 114.3225 | 0 | 475.1752 | 252138.3648 | 17144.3922 | 208928.1448 | 122402.179 | 0 | 109070.4842 | 0 | 276776.5903 | 720115.9134 | 491493.9078 | 2198069.9764 | 961560.8286 | 13584081.2916 | 13584081.2916 | 1478867.319 | 6315353.5865 | 0 | 16743712.0967 | 38122014.2938 | 562.3413 | 0.073461 | 227925.4445 | 518939.7072 | 4646.5685 | 10579.2878
1 | 4000 | 707 | 0.03 | 15 | 15 | 7 | 7.4989e-13 | 5spot_SharedNeighbor | Water | Porous | Wet | R600a | MinimizeLCOE_Brownfield | IgnoreSilica | 3.4406 | 0.75633 | 0.03093 | 4 | 140292.4758 | 313086.3764 | 2860.0519 | 6382.6893 | 118.2082 | 0 | 627.194 | 326522.6109 | 22743.9409 | 273328.1826 | 158080.5284 | 0 | 127076.847 | 0 | 354023.3228 | 921096.0659 | 628666.9916 | 2811538.4901 | 961560.8286 | 13584081.2916 | 13584081.2916 | 1478867.319 | 6315353.5865 | 0 | 17357180.6104 | 38735482.8075 | 749.8942 | 0.12372 | 140292.4758 | 313086.3764 | 2860.0519 | 6382.6893
1 | 4000 | 707 | 0.03 | 15 | 15 | 7 | 1e-12 | 5spot_SharedNeighbor | Water | Porous | Wet | R600a | MinimizeLCOE_Brownfield | IgnoreSilica | 4.5648 | 1.0525 | 0.048427 | 4 | 93623.8331 | 203986.5216 | 1908.6485 | 4158.5412 | 121.3269 | 0 | 88.6951 | 418329.6591 | 29710.8648 | 355253.7502 | 206476.7642 | 0 | 149379.959 | 0 | 452068.889 | 1176190.517 | 802774.1961 | 3590184.5994 | 961560.8286 | 13584081.2916 | 13584081.2916 | 1478867.319 | 6315353.5865 | 0 | 18135826.7196 | 39514128.9168 | 1000 | 0.19371 | 93623.8331 | 203986.5216 | 1908.6485 | 4158.5412
1 | 4000 | 707 | 0.03 | 15 | 15 | 7 | 1.3335e-12 | 5spot_SharedNeighbor | Water | Porous | Wet | R600a | MinimizeLCOE_Brownfield | IgnoreSilica | 6.0728 | 1.4517 | 0.07224 | 4 | 66152.1814 | 140135.9325 | 1348.6017 | 2856.8605 | 123.7671 | 0 | 68.7524 | 530551.9866 | 38247.5842 | 458721.1626 | 271002.7777 | 0 | 176865.5953 | 0 | 575401.7515 | 1497077.3263 | 1021786.037 | 4569654.2212 | 961560.8286 | 13584081.2916 | 13584081.2916 | 1478867.319 | 6315353.5865 | 0 | 19115296.3415 | 40493598.5386 | 1333.5214 | 0.28896 | 66152.1814 | 140135.9325 | 1348.6017 | 2856.8605
1 | 4000 | 707 | 0.03 | 15 | 15 | 7 | 1.7783e-12 | 5spot_SharedNeighbor | Water | Porous | Wet | R600a | MinimizeLCOE_Brownfield | IgnoreSilica | 8.0654 | 1.9794 | 0.10399 | 4 | 48876.6193 | 100269.4346 | 996.416 | 2044.128 | 125.5305 | 0 | 87.7832 | 665394.4285 | 48498.1732 | 587130.2036 | 357253.9309 | 0 | 209822.4078 | 0 | 728558.6662 | 1895560.2014 | 1293758.7873 | 5785976.799 | 961560.8286 | 13584081.2916 | 13584081.2916 | 1478867.319 | 6315353.5865 | 0 | 20331618.9192 | 41709921.1164 | 1778.2794 | 0.41598 | 48876.6193 | 100269.4346 | 996.416 | 2044.128
1 | 4000 | 707 | 0.03 | 15 | 15 | 7 | 2.3714e-12 | 5spot_SharedNeighbor | Water | Porous | Wet | R600a | MinimizeLCOE_Brownfield | IgnoreSilica | 10.7326 | 2.6968 | 0.14827 | 4 | 36902.5032 | 72948.6525 | 752.3074 | 1487.157 | 127.127 | 0 | 103.2674 | 833540.6149 | 61347.5303 | 751105.4793 | 473961.3862 | 0 | 250063.2566 | 0 | 924307.1243 | 2404857.536 | 1641364.6832 | 7340547.6109 | 961560.8286 | 13584081.2916 | 13584081.2916 | 1478867.319 | 6315353.5865 | 0 | 21886189.7311 | 43264491.9283 | 2371.3737 | 0.59308 | 36902.5032 | 72948.6525 | 752.3074 | 1487.157
1 | 4000 | 707 | 0.03 | 15 | 15 | 7 | 3.1623e-12 | 5spot_SharedNeighbor | Water | Porous | Wet | R600a | MinimizeLCOE_Brownfield | IgnoreSilica | 14.2675 | 3.6428 | 0.20638 | 4 | 28849.0115 | 54745.9492 | 588.1261 | 1116.0702 | 128.236 | 0 | 90.2336 | 1035360.9354 | 76681.4865 | 954634.5048 | 627428.9169 | 0 | 298752.2302 | 0 | 1167214.6488 | 3036853.0875 | 2072714.6333 | 9269640.4434 | 961560.8286 | 13584081.2916 | 13584081.2916 | 1478867.319 | 6315353.5865 | 0 | 23815282.5636 | 45193584.7608 | 3162.2777 | 0.82551 | 28849.0115 | 54745.9492 | 588.1261 | 1116.0702
1 | 4000 | 707 | 0.03 | 15 | 15 | 7 | 4.217e-12 | 5spot_SharedNeighbor | Water | Porous | Wet | R600a | MinimizeLCOE_Brownfield | IgnoreSilica | 18.9622 | 4.9009 | 0.28384 | 4 | 23110.8854 | 41940.19 | 471.1467 | 855.0075 | 129.0799 | 0 | 81.6681 | 1281037.1052 | 95292.0539 | 1209646.6288 | 831656.3076 | 0 | 357924.2612 | 0 | 1472466.9791 | 3831057.0351 | 2614775.1468 | 11693855.5176 | 961560.8286 | 13584081.2916 | 13584081.2916 | 1478867.319 | 6315353.5865 | 0 | 26239497.6378 | 47617799.835 | 4216.965 | 1.1354 | 23110.8854 | 41940.19 | 471.1467 | 855.0075
1 | 4000 | 707 | 0.03 | 15 | 15 | 7 | 5.6234e-12 | 5spot_SharedNeighbor | Water | Porous | Wet | R600a | MinimizeLCOE_Brownfield | IgnoreSilica | 24.5038 | 6.3866 | 0.38219 | 4 | 18923.7632 | 32907.8806 | 385.7865 | 670.8717 | 129.6659 | 0 | 115.0632 | 1548241.5233 | 115473.697 | 1494427.1341 | 1072865.4389 | 0 | 413162.4094 | 0 | 1811226.3791 | 4712439.5047 | 3216336.7929 | 14384172.8795 | 961560.8286 | 13584081.2916 | 13584081.2916 | 1478867.319 | 6315353.5865 | 0 | 28929814.9998 | 50308117.1969 | 5623.4133 | 1.5288 | 18923.7632 | 32907.8806 | 385.7865 | 670.8717
1 | 4000 | 707 | 0.03 | 15 | 15 | 7 | 7.4989e-12 | 5spot_SharedNeighbor | Water | Porous | Wet | R600a | MinimizeLCOE_Brownfield | IgnoreSilica | 30.9176 | 8.1068 | 0.50489 | 4 | 15782.7022 | 26368.2634 | 321.7517 | 537.5527 | 130.0856 | 0 | 92.9572 | 1835672.107 | 137115.8347 | 1808065.2835 | 1352120.2905 | 0 | 461873.4899 | 0 | 2181990.3322 | 5677091.2566 | 3874731.4352 | 17328660.0297 | 961560.8286 | 13584081.2916 | 13584081.2916 | 1478867.319 | 6315353.5865 | 0 | 31874302.1499 | 53252604.3471 | 7498.9421 | 2.0196 | 15782.7022 | 26368.2634 | 321.7517 | 537.5527
1 | 4000 | 707 | 0.03 | 15 | 15 | 7 | 1e-11 | 5spot_SharedNeighbor | Water | Porous | Wet | R600a | MinimizeLCOE_Brownfield | IgnoreSilica | 38.7056 | 10.1958 | 0.65903 | 4 | 13387.2355 | 21496.9436 | 272.9169 | 438.2443 | 130.411 | 0 | 104.6302 | 2161707.0607 | 161592.9795 | 2171575.2456 | 1691180.2325 | 0 | 511796.2761 | 0 | 2612162.1998 | 6796310.2158 | 4638621.3725 | 20744945.5825 | 961560.8286 | 13584081.2916 | 13584081.2916 | 1478867.319 | 6315353.5865 | 0 | 35290587.7028 | 56668889.8999 | 10000 | 2.6361 | 13387.2355 | 21496.9436 | 272.9169 | 438.2443
1 | 4000 | 707 | 0.03 | 15 | 15 | 7 | 1.3335e-11 | 5spot_SharedNeighbor | Water | Porous | Wet | R600a | MinimizeLCOE_Brownfield | IgnoreSilica | 47.9286 | 12.6695 | 0.84841 | 4 | 11540.1649 | 17839.6591 | 235.2619 | 363.6856 | 130.6569 | 0 | 128.2817 | 2523451.6697 | 188664.7008 | 2583279.772 | 2092706.1615 | 0 | 560126.9685 | 0 | 3099809.4163 | 8065068.2428 | 5504574.7963 | 24617681.7279 | 961560.8286 | 13584081.2916 | 13584081.2916 | 1478867.319 | 6315353.5865 | 0 | 39163323.8481 | 60541626.0452 | 13335.2143 | 3.3937 | 11540.1649 | 17839.6591 | 235.2619 | 363.6856
1 | 4000 | 707 | 0.03 | 15 | 15 | 7 | 1.7783e-11 | 5spot_SharedNeighbor | Water | Porous | Wet | R600a | MinimizeLCOE_Brownfield | IgnoreSilica | 58.3862 | 15.4701 | 1.0725 | 4 | 10108.4494 | 15091.5074 | 206.0744 | 307.6608 | 130.8218 | 0 | 127.8315 | 2908699.9303 | 217384.433 | 3030460.3091 | 2547578.5507 | 0 | 601411.5891 | 0 | 3629158.5767 | 9442326.1739 | 6444581.6341 | 28821601.1967 | 961560.8286 | 13584081.2916 | 13584081.2916 | 1478867.319 | 6315353.5865 | 0 | 43367243.317 | 64745545.5141 | 17782.7941 | 4.2902 | 10108.4494 | 15091.5074 | 206.0744 | 307.6608
1 | 4000 | 707 | 0.03 | 15 | 15 | 7 | 2.3714e-11 | 5spot_SharedNeighbor | Water | Porous | Wet | R600a | MinimizeLCOE_Brownfield | IgnoreSilica | 69.6212 | 18.4665 | 1.3248 | 4 | 8999.2386 | 13033.4981 | 183.4617 | 265.7055 | 130.8962 | 0 | 153.5781 | 3298281.8124 | 246277.143 | 3491396.6435 | 3035065.3439 | 0 | 629756.2024 | 0 | 4173303.0866 | 10858078.5693 | 7410861.7347 | 33143020.5359 | 961560.8286 | 13584081.2916 | 13584081.2916 | 1478867.319 | 6315353.5865 | 0 | 47688662.6561 | 69066964.8533 | 23713.7371 | 5.2992 | 8999.2386 | 13033.4981 | 183.4617 | 265.7055
1 | 4000 | 707 | 0.03 | 15 | 15 | 7 | 3.1623e-11 | 5spot_SharedNeighbor | Water | Porous | Wet | R600a | MinimizeLCOE_Brownfield | IgnoreSilica | 81.036 | 21.4888 | 1.593 | 4 | 8143.2028 | 11498.2454 | 166.0102 | 234.4073 | 130.8786 | 0 | 183.8962 | 3671761.9135 | 273788.6565 | 3941545.5973 | 3528209.9733 | 0 | 641431.8087 | 0 | 4702127.8002 | 12233971.9971 | 8349937.271 | 37342775.0176 | 961560.8286 | 13584081.2916 | 13584081.2916 | 1478867.319 | 6315353.5865 | 0 | 51888417.1378 | 73266719.335 | 31622.7766 | 6.372 | 8143.2028 | 11498.2454 | 166.0102 | 234.4073
1 | 4000 | 707 | 0.03 | 15 | 15 | 7 | 4.217e-11 | 5spot_SharedNeighbor | Water | Porous | Wet | R600a | MinimizeLCOE_Brownfield | IgnoreSilica | 92.0519 | 24.3769 | 1.8625 | 4 | 7485.6049 | 10355.1272 | 152.6042 | 211.1033 | 130.783 | 0 | 150.2817 | 4013040.8343 | 298725.8362 | 4360204.1275 | 4001334.3362 | 0 | 636246.8074 | 0 | 5190725.2572 | 13505202.355 | 9217578.1114 | 41223057.6651 | 961560.8286 | 13584081.2916 | 13584081.2916 | 1478867.319 | 6315353.5865 | 0 | 55768699.7853 | 77147001.9825 | 42169.6503 | 7.4501 | 7485.6049 | 10355.1272 | 152.6042 | 211.1033
1 | 4000 | 707 | 0.03 | 15 | 15 | 7 | 5.6234e-11 | 5spot_SharedNeighbor | Water | Porous | Wet | R600a | MinimizeLCOE_Brownfield | IgnoreSilica | 102.1561 | 26.9957 | 2.1189 | 4 | 6982.5426 | 9504.8601 | 142.3486 | 193.7694 | 130.635 | 0 | 195.2806 | 4310874.3116 | 320298.5709 | 4731572.5087 | 4432384.9154 | 0 | 616348.519 | 0 | 5620476.742 | 14623327.5645 | 9980721.5421 | 44636004.6743 | 961560.8286 | 13584081.2916 | 13584081.2916 | 1478867.319 | 6315353.5865 | 0 | 59181646.7945 | 80559948.9917 | 56234.1325 | 8.4757 | 6982.5426 | 9504.8601 | 142.3486 | 193.7694
1 | 4000 | 707 | 0.03 | 15 | 15 | 7 | 7.4989e-11 | 5spot_SharedNeighbor | Water | Porous | Wet | R600a | MinimizeLCOE_Brownfield | IgnoreSilica | 111.0501 | 29.274 | 2.3515 | 4 | 6599.0238 | 8871.83 | 134.53 | 180.8643 | 130.4619 | 0 | 212.2282 | 4561776.2639 | 338313.0121 | 5049017.514 | 4809204.6957 | 0 | 586123.6132 | 0 | 5984329.6886 | 15569998.2948 | 10626843.7677 | 47525606.8499 | 961560.8286 | 13584081.2916 | 13584081.2916 | 1478867.319 | 6315353.5865 | 0 | 62071248.9702 | 83449551.1673 | 74989.4209 | 9.4061 | 6599.0238 | 8871.83 | 134.53 | 180.8643
1 | 4000 | 707 | 0.03 | 15 | 15 | 7 | 1e-10 | 5spot_SharedNeighbor | Water | Porous | Wet | R600a | MinimizeLCOE_Brownfield | IgnoreSilica | 118.5823 | 31.1818 | 2.5538 | 4 | 6307.452 | 8400.2278 | 128.5859 | 171.25 | 130.2866 | 0 | 207.5411 | 4766423.6785 | 352885.4269 | 5311234.9759 | 5126253.7127 | 0 | 549982.3609 | 0 | 6281644.2604 | 16343549.8231 | 11154808.5807 | 49886782.819 | 961560.8286 | 13584081.2916 | 13584081.2916 | 1478867.319 | 6315353.5865 | 0 | 64432424.9393 | 85810727.1364 | 100000 | 10.2153 | 6307.452 | 8400.2278 | 128.5859 | 171.25
1 | 4000 | 707 | 0.03 | 15 | 15 | 7 | 1.3335e-10 | 5spot_SharedNeighbor | Water | Porous | Wet | R600a | MinimizeLCOE_Brownfield | IgnoreSilica | 124.787 | 32.7377 | 2.724 | 4 | 6086.2716 | 8048.2821 | 124.0769 | 164.0751 | 130.1239 | 0 | 237.7486 | 4929812.3094 | 364434.127 | 5522829.2921 | 5385917.9098 | 0 | 512171.8835 | 0 | 6518914.5535 | 16960878.4551 | 11576148.0568 | 51771106.5873 | 961560.8286 | 13584081.2916 | 13584081.2916 | 1478867.319 | 6315353.5865 | 0 | 66316748.7075 | 87695050.9047 | 133352.1432 | 10.8961 | 6086.2716 | 8048.2821 | 124.0769 | 164.0751
1 | 4000 | 707 | 0.03 | 15 | 15 | 7 | 1.7783e-10 | 5spot_SharedNeighbor | Water | Porous | Wet | R600a | MinimizeLCOE_Brownfield | IgnoreSilica | 129.766 | 33.9753 | 2.8632 | 4 | 5918.7805 | 7785.4302 | 120.6623 | 158.7165 | 129.9819 | 0 | 211.6267 | 5057624.8288 | 373411.3437 | 5689801.0268 | 5593237.0904 | 0 | 475594.4041 | 0 | 6703970.7906 | 17442356.8236 | 11904766.9367 | 53240763.2448 | 961560.8286 | 13584081.2916 | 13584081.2916 | 1478867.319 | 6315353.5865 | 0 | 67786405.365 | 89164707.5622 | 177827.941 | 11.4528 | 5918.7805 | 7785.4302 | 120.6623 | 158.7165
1 | 4000 | 707 | 0.03 | 15 | 15 | 7 | 2.3714e-10 | 5spot_SharedNeighbor | Water | Porous | Wet | R600a | MinimizeLCOE_Brownfield | IgnoreSilica | 135.4929 | 35.3895 | 3.0013 | 4 | 5791.8442 | 7572.5861 | 118.0746 | 154.3774 | 129.8143 | 0 | 229.6928 | 5201639.7585 | 383485.4048 | 5879167.8839 | 5830667.1438 | 0 | 458529.8566 | 0 | 6923861.1186 | 18014466.3513 | 12295243.445 | 54987060.9625 | 961560.8286 | 13584081.2916 | 13584081.2916 | 1478867.319 | 6315353.5865 | 0 | 69532703.0827 | 90911005.2799 | 237137.3706 | 12.0053 | 5791.8442 | 7572.5861 | 118.0746 | 154.3774
1 | 4000 | 707 | 0.03 | 15 | 15 | 7 | 3.1623e-10 | 5spot_SharedNeighbor | Water | Porous | Wet | R600a | MinimizeLCOE_Brownfield | IgnoreSilica | 138.7332 | 36.1901 | 3.0933 | 4 | 5694.6214 | 7422.4068 | 116.0926 | 151.3158 | 129.7262 | 0 | 215.4651 | 5282492.0619 | 389143.8674 | 5985697.3236 | 5965061.5491 | 0 | 430782.79 | 0 | 7040739.2609 | 18318559.3026 | 12502793.1328 | 55915269.2883 | 961560.8286 | 13584081.2916 | 13584081.2916 | 1478867.319 | 6315353.5865 | 0 | 70460911.4086 | 91839213.6057 | 316227.766 | 12.3732 | 5694.6214 | 7422.4068 | 116.0926 | 151.3158
1 | 4000 | 707 | 0.03 | 15 | 15 | 7 | 4.217e-10 | 5spot_SharedNeighbor | Water | Porous | Wet | R600a | MinimizeLCOE_Brownfield | IgnoreSilica | 141.2345 | 36.8057 | 3.1651 | 4 | 5621.2399 | 7309.8614 | 114.5966 | 149.0214 | 129.6565 | 0 | 231.5329 | 5344200.4147 | 393450.7998 | 6067316.6222 | 6068577.4441 | 0 | 407306.1098 | 0 | 7129532.0423 | 18549579.906 | 12660469.4416 | 56620432.7806 | 961560.8286 | 13584081.2916 | 13584081.2916 | 1478867.319 | 6315353.5865 | 0 | 71166074.9008 | 92544377.098 | 421696.5034 | 12.6602 | 5621.2399 | 7309.8614 | 114.5966 | 149.0214
1 | 4000 | 707 | 0.03 | 15 | 15 | 7 | 5.6234e-10 | 5spot_SharedNeighbor | Water | Porous | Wet | R600a | MinimizeLCOE_Brownfield | IgnoreSilica | 143.1176 | 37.2679 | 3.22 | 4 | 5565.9173 | 7225.7448 | 113.4688 | 147.3066 | 129.603 | 0 | 222.1614 | 5390259.0357 | 396658.6671 | 6128416.4762 | 6146380.3417 | 0 | 387678.0804 | 0 | 7195263.1144 | 18720598.6723 | 12777193.2636 | 57142447.6513 | 961560.8286 | 13584081.2916 | 13584081.2916 | 1478867.319 | 6315353.5865 | 0 | 71688089.7715 | 93066391.9687 | 562341.3252 | 12.8798 | 5565.9173 | 7225.7448 | 113.4688 | 147.3066
1 | 4000 | 707 | 0.03 | 15 | 15 | 7 | 7.4989e-10 | 5spot_SharedNeighbor | Water | Porous | Wet | R600a | MinimizeLCOE_Brownfield | IgnoreSilica | 144.5527 | 37.6193 | 3.2621 | 4 | 5524.2502 | 7162.6575 | 112.6193 | 146.0205 | 129.5617 | 0 | 234.0716 | 5425130.9275 | 399083.4913 | 6174779.6165 | 6205595.8137 | 0 | 371867.6357 | 0 | 7244818.419 | 18849531.4097 | 12865192.5063 | 57535999.8197 | 961560.8286 | 13584081.2916 | 13584081.2916 | 1478867.319 | 6315353.5865 | 0 | 72081641.9399 | 93459944.1371 | 749894.2093 | 13.0482 | 5524.2502 | 7162.6575 | 112.6193 | 146.0205
1 | 4000 | 707 | 0.03 | 15 | 15 | 7 | 1e-09 | 5spot_SharedNeighbor | Water | Porous | Wet | R600a | MinimizeLCOE_Brownfield | IgnoreSilica | 145.6346 | 37.8838 | 3.294 | 4 | 5492.8942 | 7115.3914 | 111.9801 | 145.0569 | 129.5303 | 0 | 209.3824 | 5451290.6791 | 400900.2671 | 6209618.7142 | 6250193.8137 | 0 | 359272.4096 | 0 | 7281797.5946 | 18945743.6392 | 12930859.3298 | 57829676.4473 | 961560.8286 | 13584081.2916 | 13584081.2916 | 1478867.319 | 6315353.5865 | 0 | 72375318.5675 | 93753620.7647 | 1000000 | 13.1762 | 5492.8942 | 7115.3914 | 111.9801 | 145.0569
1 | 4000 | 707 | 0.03 | 15 | 15 | 7 | 1.3335e-09 | 5spot_SharedNeighbor | Water | Porous | Wet | R600a | MinimizeLCOE_Brownfield | IgnoreSilica | 146.4286 | 38.0777 | 3.318 | 4 | 5469.3144 | 7080.1178 | 111.4994 | 144.3378 | 129.507 | 0 | 235.3202 | 5470419.3274 | 402227.4898 | 6235126.4035 | 6282901.823 | 0 | 349199.7895 | 0 | 7308551.1849 | 19015350.9932 | 12978367.7792 | 58042144.7905 | 961560.8286 | 13584081.2916 | 13584081.2916 | 1478867.319 | 6315353.5865 | 0 | 72587786.9107 | 93966089.1079 | 1333521.4322 | 13.2718 | 5469.3144 | 7080.1178 | 111.4994 | 144.3378
1 | 4000 | 707 | 0.03 | 15 | 15 | 7 | 1.7783e-09 | 5spot_SharedNeighbor | Water | Porous | Wet | R600a | MinimizeLCOE_Brownfield | IgnoreSilica | 146.446 | 38.0819 | 3.3284 | 4 | 5449.0324 | 7054.7659 | 111.0859 | 143.8209 | 129.5064 | 0 | 241.3612 | 5470831.3328 | 402255.8345 | 6235679.8795 | 6283614.7699 | 0 | 334305.7666 | 0 | 7303408.1575 | 19001969.8908 | 12969234.9019 | 58001300.5334 | 961560.8286 | 13584081.2916 | 13584081.2916 | 1478867.319 | 6315353.5865 | 0 | 72546942.6537 | 93925244.8508 | 1778279.41 | 13.3137 | 5449.0324 | 7054.7659 | 111.0859 | 143.8209
1 | 4000 | 707 | 0.03 | 15 | 15 | 7 | 2.3714e-09 | 5spot_SharedNeighbor | Water | Porous | Wet | R600a | MinimizeLCOE_Brownfield | IgnoreSilica | 147.9024 | 38.437 | 3.3575 | 4 | 5435.8097 | 7027.6585 | 110.8163 | 143.2683 | 129.4637 | 0 | 227.1828 | 5505782.365 | 404678.8743 | 6282345.961 | 6343567.3393 | 0 | 337284.5286 | 0 | 7360727.0365 | 19151101.8564 | 13071020.5328 | 58456508.4938 | 961560.8286 | 13584081.2916 | 13584081.2916 | 1478867.319 | 6315353.5865 | 0 | 73002150.614 | 94380452.8112 | 2371373.7057 | 13.4299 | 5435.8097 | 7027.6585 | 110.8163 | 143.2683
1 | 4000 | 707 | 0.03 | 15 | 15 | 7 | 3.1623e-09 | 5spot_SharedNeighbor | Water | Porous | Wet | R600a | MinimizeLCOE_Brownfield | IgnoreSilica | 148.2339 | 38.5177 | 3.3676 | 4 | 5425.9588 | 7013.0279 | 110.6155 | 142.9701 | 129.4538 | 0 | 202.8143 | 5513705.6134 | 405227.4903 | 6292940.7877 | 6357202.591 | 0 | 332724.0112 | 0 | 7371702.1925 | 19179656.9608 | 13090509.9783 | 58543669.6253 | 961560.8286 | 13584081.2916 | 13584081.2916 | 1478867.319 | 6315353.5865 | 0 | 73089311.7455 | 94467613.9426 | 3162277.6602 | 13.4703 | 5425.9588 | 7013.0279 | 110.6155 | 142.9701
1 | 4000 | 707 | 0.03 | 15 | 15 | 7 | 4.217e-09 | 5spot_SharedNeighbor | Water | Porous | Wet | R600a | MinimizeLCOE_Brownfield | IgnoreSilica | 148.4897 | 38.58 | 3.3753 | 4 | 5418.5642 | 7002.0075 | 110.4648 | 142.7454 | 129.4462 | 0 | 213.028 | 5519811.3932 | 405650.1431 | 6301108.4791 | 6367719.617 | 0 | 329313.5986 | 0 | 7380205.2601 | 19201780.1984 | 13105609.5425 | 58611198.2319 | 961560.8286 | 13584081.2916 | 13584081.2916 | 1478867.319 | 6315353.5865 | 0 | 73156840.3522 | 94535142.5493 | 4216965.0343 | 13.5011 | 5418.5642 | 7002.0075 | 110.4648 | 142.7454
1 | 4000 | 707 | 0.03 | 15 | 15 | 7 | 5.6234e-09 | 5spot_SharedNeighbor | Water | Porous | Wet | R600a | MinimizeLCOE_Brownfield | IgnoreSilica | 148.6749 | 38.625 | 3.381 | 4 | 5413.0148 | 6993.7922 | 110.3516 | 142.5779 | 129.4407 | 0 | 204.6555 | 5524228.8358 | 405955.8528 | 6307019.5375 | 6375333.9685 | 0 | 326667.0171 | 0 | 7386290.0326 | 19217611.5283 | 13116414.7505 | 58659521.5231 | 961560.8286 | 13584081.2916 | 13584081.2916 | 1478867.319 | 6315353.5865 | 0 | 73205163.6434 | 94583465.8405 | 5623413.2519 | 13.5239 | 5413.0148 | 6993.7922 | 110.3516 | 142.5779
1 | 4000 | 707 | 0.03 | 15 | 15 | 7 | 7.4989e-09 | 5spot_SharedNeighbor | Water | Porous | Wet | R600a | MinimizeLCOE_Brownfield | IgnoreSilica | 148.8233 | 38.6611 | 3.3854 | 4 | 5408.8509 | 6987.5644 | 110.2667 | 142.451 | 129.4362 | 0 | 236.8714 | 5527764.9216 | 406200.5348 | 6311752.1761 | 6381432.0491 | 0 | 324748.4629 | 0 | 7391240.2763 | 19230491.0472 | 13125205.2868 | 58698834.7548 | 961560.8286 | 13584081.2916 | 13584081.2916 | 1478867.319 | 6315353.5865 | 0 | 73244476.875 | 94622779.0722 | 7498942.0933 | 13.5416 | 5408.8509 | 6987.5644 | 110.2667 | 142.451
1 | 4000 | 707 | 0.03 | 15 | 15 | 7 | 1e-08 | 5spot_SharedNeighbor | Water | Porous | Wet | R600a | MinimizeLCOE_Brownfield | IgnoreSilica | 148.9307 | 38.6872 | 3.3887 | 4 | 5405.727 | 6982.9222 | 110.2031 | 142.3563 | 129.433 | 0 | 213.8665 | 5530324.1606 | 406377.5972 | 6315178.0621 | 6385847.3975 | 0 | 323265.9174 | 0 | 7394787.3226 | 19239719.7339 | 13131504.0551 | 58727004.2464 | 961560.8286 | 13584081.2916 | 13584081.2916 | 1478867.319 | 6315353.5865 | 0 | 73272646.3667 | 94650948.5638 | 10000000 | 13.5546 | 5405.727 | 6982.9222 | 110.2031 | 142.3563
1 | 4100 | 707 | 0.03 | 15 | 15 | 7 | 1e-13 | 5spot_SharedNeighbor | Water | Porous | Wet | R600a | MinimizeLCOE_Brownfield | IgnoreSilica | 0 | 0 | 0 | 0 | [6 empty] | 22.9369 | [19 empty] | 100 | 0
1 | 4100 | 707 | 0.03 | 15 | 15 | 7 | 1.3335e-13 | 5spot_SharedNeighbor | Water | Porous | Wet | R600a | MinimizeLCOE_Brownfield | IgnoreSilica | 0 | 0 | 0 | 0 | [6 empty] | 23.6302 | [19 empty] | 133.3521 | 0
1 | 4100 | 707 | 0.03 | 15 | 15 | 7 | 1.7783e-13 | 5spot_SharedNeighbor | Water | Porous | Wet | R600a | MinimizeLCOE_Brownfield | IgnoreSilica | 0 | 0 | 0 | 0 | [6 empty] | 23.7363 | [19 empty] | 177.8279 | 0
1 | 4100 | 707 | 0.03 | 15 | 15 | 7 | 2.3714e-13 | 5spot_SharedNeighbor | Water | Porous | Wet | R600a | MinimizeLCOE_Brownfield | IgnoreSilica | 0 | 0 | 0 | 0 | [6 empty] | 24.0468 | [19 empty] | 237.1374 | 0
1 | 4100 | 707 | 0.03 | 15 | 15 | 7 | 3.1623e-13 | 5spot_SharedNeighbor | Water | Porous | Wet | R600a | MinimizeLCOE_Brownfield | IgnoreSilica | 1.5297 | 0.27479 | 0.0049696 | 4 | 822768.3654 | 1929252.8085 | 16773.246 | 39330.428 | 105.7663 | 0 | 64.9151 | 149895.3466 | 9663.6599 | 122677.2752 | 77949.4529 | 0 | 81842.9637 | 0 | 172391.1924 | 448526.5203 | 306128.5664 | 1369074.9774 | 961560.8286 | 14024609.4364 | 14024609.4364 | 1478867.319 | 6491564.8444 | 0 | 16355245.2424 | 38350286.8423 | 316.2278 | 0.019878 | 822768.3654 | 1929252.8085 | 16773.246 | 39330.428
1 | 4100 | 707 | 0.03 | 15 | 15 | 7 | 4.217e-13 | 5spot_SharedNeighbor | Water | Porous | Wet | R600a | MinimizeLCOE_Brownfield | IgnoreSilica | 2.0209 | 0.40155 | 0.011827 | 4 | 354431.0592 | 819350.3894 | 7225.5565 | 16703.5659 | 111.8131 | 0 | 361.4498 | 202540.8985 | 13551.7945 | 165447.5328 | 98870.2563 | 0 | 94854.199 | 0 | 224353.2256 | 583721.0719 | 398401.6259 | 1781740.6045 | 961560.8286 | 14024609.4364 | 14024609.4364 | 1478867.319 | 6491564.8444 | 0 | 16767910.8696 | 38762952.4694 | 421.6965 | 0.047309 | 354431.0592 | 819350.3894 | 7225.5565 | 16703.5659
1 | 4100 | 707 | 0.03 | 15 | 15 | 7 | 5.6234e-13 | 5spot_SharedNeighbor | Water | Porous | Wet | R600a | MinimizeLCOE_Brownfield | IgnoreSilica | 2.6627 | 0.57198 | 0.021868 | 4 | 197527.762 | 448974.5162 | 4026.8706 | 9152.9528 | 116.7204 | 0 | 492.9478 | 266564.5866 | 18383.8334 | 218812.2068 | 126542.137 | 0 | 109825.1765 | 0 | 288649.8967 | 751007.821 | 512578.2695 | 2292363.9274 | 961560.8286 | 14024609.4364 | 14024609.4364 | 1478867.319 | 6491564.8444 | 0 | 17278534.1925 | 39273575.7923 | 562.3413 | 0.087474 | 197527.762 | 448974.5162 | 4026.8706 | 9152.9528
1 | 4100 | 707 | 0.03 | 15 | 15 | 7 | 7.4989e-13 | 5spot_SharedNeighbor | Water | Porous | Wet | R600a | MinimizeLCOE_Brownfield | IgnoreSilica | 3.5184 | 0.80366 | 0.036123 | 4 | 124040.8633 | 276262.3515 | 2528.7408 | 5631.9817 | 120.7089 | 0 | 671.4438 | 345447.0957 | 24424.1683 | 286426.9685 | 163940.5603 | 0 | 128004.3212 | 0 | 369814.8145 | 962182.2878 | 656709.1823 | 2936949.3985 | 961560.8286 | 14024609.4364 | 14024609.4364 | 1478867.319 | 6491564.8444 | 0 | 17923119.6636 | 39918161.2634 | 749.8942 | 0.14449 | 124040.8633 | 276262.3515 | 2528.7408 | 5631.9817
1 | 4100 | 707 | 0.03 | 15 | 15 | 7 | 1e-12 | 5spot_SharedNeighbor | Water | Porous | Wet | R600a | MinimizeLCOE_Brownfield | IgnoreSilica | 4.6574 | 1.1153 | 0.055794 | 4 | 83922.7909 | 182477.3335 | 1710.8796 | 3720.0473 | 123.8845 | 0 | 86.6179 | 441637.7085 | 31845.9146 | 371468.7879 | 213645.9737 | 0 | 150024.1964 | 0 | 471362.8066 | 1226389.333 | 837035.9196 | 3743410.6403 | 961560.8286 | 14024609.4364 | 14024609.4364 | 1478867.319 | 6491564.8444 | 0 | 18729580.9054 | 40724622.5053 | 1000 | 0.22318 | 83922.7909 | 182477.3335 | 1710.8796 | 3720.0473
1 | 4100 | 707 | 0.03 | 15 | 15 | 7 | 1.3335e-12 | 5spot_SharedNeighbor | Water | Porous | Wet | R600a | MinimizeLCOE_Brownfield | IgnoreSilica | 6.1849 | 1.5371 | 0.082818 | 4 | 59630.1842 | 126025.981 | 1215.642 | 2569.2101 | 126.3756 | 0 | 75.3781 | 560079.3291 | 41032.9441 | 479296.4517 | 281645.0627 | 0 | 177250.5997 | 0 | 600328.7111 | 1561932.1619 | 1066050.795 | 4767616.0554 | 961560.8286 | 14024609.4364 | 14024609.4364 | 1478867.319 | 6491564.8444 | 0 | 19753786.3204 | 41748827.9203 | 1333.5214 | 0.33127 | 59630.1842 | 126025.981 | 1215.642 | 2569.2101
1 | 4100 | 707 | 0.03 | 15 | 15 | 7 | 1.7783e-12 | 5spot_SharedNeighbor | Water | Porous | Wet | R600a | MinimizeLCOE_Brownfield | IgnoreSilica | 8.2117 | 2.0947 | 0.11855 | 4 | 44331.3909 | 90714.7922 | 903.7554 | 1849.3437 | 128.1743 | 0 | 78.946 | 702153.9156 | 52020.41 | 613217.1561 | 371160.38 | 0 | 210208.9906 | 0 | 760016.7324 | 1977407.6368 | 1349621.3438 | 6035806.5653 | 961560.8286 | 14024609.4364 | 14024609.4364 | 1478867.319 | 6491564.8444 | 0 | 21021976.8304 | 43017018.4302 | 1778.2794 | 0.4742 | 44331.3909 | 90714.7922 | 903.7554 | 1849.3437
1 | 4100 | 707 | 0.03 | 15 | 15 | 7 | 2.3714e-12 | 5spot_SharedNeighbor | Water | Porous | Wet | R600a | MinimizeLCOE_Brownfield | IgnoreSilica | 10.93 | 2.8558 | 0.16853 | 4 | 33597.2762 | 66224.972 | 684.9259 | 1350.0856 | 129.8371 | 0 | 104.6419 | 880089.3819 | 65865.1585 | 784850.0757 | 492578.4338 | 0 | 250578.6034 | 0 | 964845.0448 | 2510328.8896 | 1713351.0493 | 7662486.637 | 961560.8286 | 14024609.4364 | 14024609.4364 | 1478867.319 | 6491564.8444 | 0 | 22648656.902 | 44643698.5019 | 2371.3737 | 0.67412 | 33597.2762 | 66224.972 | 684.9259 | 1350.0856
1 | 4100 | 707 | 0.03 | 15 | 15 | 7 | 3.1623e-12 | 5spot_SharedNeighbor | Water | Porous | Wet | R600a | MinimizeLCOE_Brownfield | IgnoreSilica | 14.5453 | 3.8628 | 0.23427 | 4 | 26333.9387 | 49805.5515 | 536.853 | 1015.3535 | 130.9826 | 0 | 92.3288 | 1094467.0742 | 82454.8818 | 998586.1752 | 653596.6354 | 0 | 299838.8422 | 0 | 1220288.0074 | 3174939.0797 | 2166961.1604 | 9691131.8561 | 961560.8286 | 14024609.4364 | 14024609.4364 | 1478867.319 | 6491564.8444 | 0 | 24677302.1211 | 46672343.721 | 3162.2777 | 0.93709 | 26333.9387 | 49805.5515 | 536.853 | 1015.3535
1 | 4100 | 707 | 0.03 | 15 | 15 | 7 | 4.217e-12 | 5spot_SharedNeighbor | Water | Porous | Wet | R600a | MinimizeLCOE_Brownfield | IgnoreSilica | 19.33 | 5.1971 | 0.32169 | 4 | 21149.4866 | 38242.6438 | 431.1609 | 779.628 | 131.8505 | 0 | 97.8108 | 1354356.0468 | 102499.4262 | 1265354.4705 | 866724.2745 | 0 | 359225.9635 | 0 | 1539782.4708 | 4006198.1362 | 2734312.5471 | 12228453.3356 | 961560.8286 | 14024609.4364 | 14024609.4364 | 1478867.319 | 6491564.8444 | 0 | 27214623.6006 | 49209665.2005 | 4216.965 | 1.2868 | 21149.4866 | 38242.6438 | 431.1609 | 779.628
1 | 4100 | 707 | 0.03 | 15 | 15 | 7 | 5.6234e-12 | 5spot_SharedNeighbor | Water | Porous | Wet | R600a | MinimizeLCOE_Brownfield | IgnoreSilica | 25.6636 | 6.9628 | 0.43743 | 4 | 17368.5009 | 29939.0297 | 354.0804 | 610.3476 | 132.5088 | 0 | 107.4174 | 1669585.7715 | 126717.2506 | 1598238.4232 | 1147747.4152 | 0 | 431159.5422 | 0 | 1939644.8771 | 5046558.0943 | 3444379.5957 | 15404030.9698 | 961560.8286 | 14024609.4364 | 14024609.4364 | 1478867.319 | 6491564.8444 | 0 | 30390201.2349 | 52385242.8347 | 5623.4133 | 1.7497 | 17368.5009 | 29939.0297 | 354.0804 | 610.3476
1 | 4100 | 707 | 0.03 | 15 | 15 | 7 | 7.4989e-12 | 5spot_SharedNeighbor | Water | Porous | Wet | R600a | MinimizeLCOE_Brownfield | IgnoreSilica | 33.0371 | 9.019 | 0.58188 | 4 | 14552.4106 | 24002.353 | 296.6706 | 489.3204 | 132.9619 | 0 | 101.0191 | 2008276.7649 | 152644.0307 | 1965222.4361 | 1474706.1667 | 0 | 496497.1558 | 0 | 2377965.1562 | 6186977.5486 | 4222739.3066 | 18885028.5656 | 961560.8286 | 14024609.4364 | 14024609.4364 | 1478867.319 | 6491564.8444 | 0 | 33871198.8306 | 55866240.4305 | 7498.9421 | 2.3275 | 14552.4106 | 24002.353 | 296.6706 | 489.3204
1 | 4100 | 707 | 0.03 | 15 | 15 | 7 | 1e-11 | 5spot_SharedNeighbor | Water | Porous | Wet | R600a | MinimizeLCOE_Brownfield | IgnoreSilica | 41.3003 | 11.3255 | 0.75764 | 4 | 12397.1572 | 19654.9005 | 252.7328 | 400.6917 | 133.2795 | 0 | 97.9952 | 2362442.939 | 179685.9043 | 2357398.1971 | 1842697.8342 | 0 | 549455.7038 | 0 | 2843755.4256 | 7398868.283 | 5049879.6347 | 22584183.9217 | 961560.8286 | 14024609.4364 | 14024609.4364 | 1478867.319 | 6491564.8444 | 0 | 37570354.1867 | 59565395.7866 | 10000 | 3.0306 | 12397.1572 | 19654.9005 | 252.7328 | 400.6917
1 | 4100 | 707 | 0.03 | 15 | 15 | 7 | 1.3335e-11 | 5spot_SharedNeighbor | Water | Porous | Wet | R600a | MinimizeLCOE_Brownfield | IgnoreSilica | 50.9519 | 14.0185 | 0.97152 | 4 | 10731.609 | 16391.5476 | 218.7784 | 334.1639 | 133.5132 | 0 | 97.4092 | 2750244.2607 | 209196.7164 | 2795625.6134 | 2272611.1244 | 0 | 598625.2683 | 0 | 3364258.1634 | 8753109.637 | 5974177.1857 | 26717847.9692 | 961560.8286 | 14024609.4364 | 14024609.4364 | 1478867.319 | 6491564.8444 | 0 | 41704018.2343 | 63699059.8342 | 13335.2143 | 3.8861 | 10731.609 | 16391.5476 | 218.7784 | 334.1639
1 | 4100 | 707 | 0.03 | 15 | 15 | 7 | 1.7783e-11 | 5spot_SharedNeighbor | Water | Porous | Wet | R600a | MinimizeLCOE_Brownfield | IgnoreSilica | 61.7749 | 17.0316 | 1.2219 | 4 | 9439.9261 | 13940.0146 | 192.4457 | 284.1861 | 133.6594 | 0 | 137.7186 | 3158797.7599 | 240150.5583 | 3266453.7916 | 2753982.6741 | 0 | 638968.2575 | 0 | 3922757.6862 | 10206210.8312 | 6965948.609 | 31153270.1679 | 961560.8286 | 14024609.4364 | 14024609.4364 | 1478867.319 | 6491564.8444 | 0 | 46139440.433 | 68134482.0328 | 17782.7941 | 4.8877 | 9439.9261 | 13940.0146 | 192.4457 | 284.1861
1 | 4100 | 707 | 0.03 | 15 | 15 | 7 | 2.3714e-11 | 5spot_SharedNeighbor | Water | Porous | Wet | R600a | MinimizeLCOE_Brownfield | IgnoreSilica | 73.248 | 20.2087 | 1.4999 | 4 | 8439.7903 | 12105.9907 | 172.0565 | 246.797 | 133.7078 | 0 | 181.7809 | 3566423.9534 | 270848.9075 | 3745310.3076 | 3262470.276 | 0 | 664368.0117 | 0 | 4488674.3679 | 11678609.9515 | 7970891.2633 | 35647597.0388 | 961560.8286 | 14024609.4364 | 14024609.4364 | 1478867.319 | 6491564.8444 | 0 | 50633767.3039 | 72628808.9037 | 23713.7371 | 5.9994 | 8439.7903 | 12105.9907 | 172.0565 | 246.797
1 | 4100 | 707 | 0.03 | 15 | 15 | 7 | 3.1623e-11 | 5spot_SharedNeighbor | Water | Porous | Wet | R600a | MinimizeLCOE_Brownfield | IgnoreSilica | 84.7366 | 23.3628 | 1.7908 | 4 | 7668.6002 | 10739.0757 | 156.3348 | 218.9306 | 133.6611 | 0 | 167.285 | 3951531.7487 | 299627.1849 | 4206218.2109 | 3768749.1568 | 0 | 671452.9325 | 0 | 5030055.9012 | 13087173.6487 | 8932264.9298 | 39947073.7137 | 961560.8286 | 14024609.4364 | 14024609.4364 | 1478867.319 | 6491564.8444 | 0 | 54933243.9787 | 76928285.5786 | 31622.7766 | 7.1634 | 7668.6002 | 10739.0757 | 156.3348 | 218.9306
1 | 4100 | 707 | 0.03 | 15 | 15 | 7 | 4.217e-11 | 5spot_SharedNeighbor | Water | Porous | Wet | R600a | MinimizeLCOE_Brownfield | IgnoreSilica | 95.6982 | 26.339 | 2.0793 | 4 | 7076.5651 | 9721.0984 | 144.2654 | 198.1777 | 133.5382 | 0 | 186.6407 | 4299481.0749 | 325394.0969 | 4630086.7155 | 4248277.7366 | 0 | 661195.1858 | 0 | 5524129.5758 | 14372652.0014 | 9809630.3194 | 43870846.7064 | 961560.8286 | 14024609.4364 | 14024609.4364 | 1478867.319 | 6491564.8444 | 0 | 58857016.9714 | 80852058.5713 | 42169.6503 | 8.3172 | 7076.5651 | 9721.0984 | 144.2654 | 198.1777
1 | 4100 | 707 | 0.03 | 15 | 15 | 7 | 5.6234e-11 | 5spot_SharedNeighbor | Water | Porous | Wet | R600a | MinimizeLCOE_Brownfield | IgnoreSilica | 105.6593 | 29.0103 | 2.3504 | 4 | 6623.812 | 8963.3393 | 135.0354 | 182.7298 | 133.3675 | 0 | 187.9844 | 4600399.0812 | 347463.8391 | 5002688.2893 | 4680518.0663 | 0 | 636498.3399 | 0 | 5954351.3701 | 15492000.8597 | 10573608.9155 | 47287528.7612 | 961560.8286 | 14024609.4364 | 14024609.4364 | 1478867.319 | 6491564.8444 | 0 | 62273699.0262 | 84268740.6261 | 56234.1325 | 9.4015 | 6623.812 | 8963.3393 | 135.0354 | 182.7298
1 | 4100 | 707 | 0.03 | 15 | 15 | 7 | 7.4989e-11 | 5spot_SharedNeighbor | Water | Porous | Wet | R600a | MinimizeLCOE_Brownfield | IgnoreSilica | 114.3681 | 31.3168 | 2.5939 | 4 | 6278.6772 | 8398.5432 | 127.9993 | 171.2157 | 133.177 | 0 | 207.3417 | 4852276.2564 | 365760.9158 | 5319137.7936 | 5055362.6853 | 0 | 602244.4434 | 0 | 6315965.0169 | 16432845.3913 | 11215754.6408 | 50159347.1435 | 961560.8286 | 14024609.4364 | 14024609.4364 | 1478867.319 | 6491564.8444 | 0 | 65145517.4086 | 87140559.0084 | 74989.4209 | 10.3757 | 6278.6772 | 8398.5432 | 127.9993 | 171.2157
1 | 4100 | 707 | 0.03 | 15 | 15 | 7 | 1e-10 | 5spot_SharedNeighbor | Water | Porous | Wet | R600a | MinimizeLCOE_Brownfield | IgnoreSilica | 121.7345 | 33.2451 | 2.8045 | 4 | 6016.2695 | 7976.9617 | 122.6498 | 162.6212 | 132.9881 | 0 | 216.1361 | 5057568.5818 | 380542.6111 | 5580312.0669 | 5370217.5084 | 0 | 563258.5807 | 0 | 6611240.7461 | 17201092.2694 | 11740098.921 | 52504331.2854 | 961560.8286 | 14024609.4364 | 14024609.4364 | 1478867.319 | 6491564.8444 | 0 | 67490501.5504 | 89485543.1503 | 100000 | 11.218 | 6016.2695 | 7976.9617 | 122.6498 | 162.6212
1 | 4100 | 707 | 0.03 | 15 | 15 | 7 | 1.3335e-10 | 5spot_SharedNeighbor | Water | Porous | Wet | R600a | MinimizeLCOE_Brownfield | IgnoreSilica | 127.7197 | 34.7981 | 2.9802 | 4 | 5817.1014 | 7662.2133 | 118.5895 | 156.2046 | 132.8172 | 0 | 213.0932 | 5219817.7885 | 392157.8408 | 5788552.3776 | 5627023.036 | 0 | 522771.3026 | 0 | 6844625.7148 | 17808312.084 | 12154538.9215 | 54357799.0658 | 961560.8286 | 14024609.4364 | 14024609.4364 | 1478867.319 | 6491564.8444 | 0 | 69343969.3308 | 91339010.9307 | 133352.1432 | 11.9207 | 5817.1014 | 7662.2133 | 118.5895 | 156.2046
1 | 4100 | 707 | 0.03 | 15 | 15 | 7 | 1.7783e-10 | 5spot_SharedNeighbor | Water | Porous | Wet | R600a | MinimizeLCOE_Brownfield | IgnoreSilica | 132.4797 | 36.0226 | 3.1227 | 4 | 5666.278 | 7427.1696 | 115.5147 | 151.4129 | 132.6706 | 0 | 257.3896 | 5345745.5519 | 401115.642 | 5951527.9183 | 5830497.9768 | 0 | 484001.3422 | 0 | 7025026.4882 | 18277677.8912 | 12474890.7294 | 55790483.54 | 961560.8286 | 14024609.4364 | 14024609.4364 | 1478867.319 | 6491564.8444 | 0 | 70776653.8051 | 92771695.4049 | 177827.941 | 12.4909 | 5666.278 | 7427.1696 | 115.5147 | 151.4129
1 | 4100 | 707 | 0.03 | 15 | 15 | 7 | 2.3714e-10 | 5spot_SharedNeighbor | Water | Porous | Wet | R600a | MinimizeLCOE_Brownfield | IgnoreSilica | 138.2534 | 37.5063 | 3.2698 | 4 | 5550.7109 | 7232.4038 | 113.1587 | 147.4423 | 132.5027 | 0 | 216.4134 | 5496648.6357 | 411841.8109 | 6147519.7464 | 6077202.2782 | 0 | 467838.3831 | 0 | 7254409.8332 | 18874486.3019 | 12882224.7329 | 57612171.7223 | 961560.8286 | 14024609.4364 | 14024609.4364 | 1478867.319 | 6491564.8444 | 0 | 72598341.9873 | 94593383.5872 | 237137.3706 | 13.0791 | 5550.7109 | 7232.4038 | 113.1587 | 147.4423
1 | 4100 | 707 | 0.03 | 15 | 15 | 7 | 3.1623e-10 | 5spot_SharedNeighbor | Water | Porous | Wet | R600a | MinimizeLCOE_Brownfield | IgnoreSilica | 141.3466 | 38.2986 | 3.3637 | 4 | 5463.0824 | 7097.8192 | 111.3723 | 144.6986 | 132.4131 | 0 | 251.9653 | 5576402.5982 | 417496.8826 | 6251557.8993 | 6209191.3113 | 0 | 439012.8652 | 0 | 7368528.0071 | 19171398.3815 | 13084873.3282 | 58518461.2735 | 961560.8286 | 14024609.4364 | 14024609.4364 | 1478867.319 | 6491564.8444 | 0 | 73504631.5386 | 95499673.1384 | 316227.766 | 13.4548 | 5463.0824 | 7097.8192 | 111.3723 | 144.6986
1 | 4100 | 707 | 0.03 | 15 | 15 | 7 | 4.217e-10 | 5spot_SharedNeighbor | Water | Porous | Wet | R600a | MinimizeLCOE_Brownfield | IgnoreSilica | 143.7218 | 38.9047 | 3.4366 | 4 | 5396.9422 | 6996.9816 | 110.024 | 142.6429 | 132.3427 | 0 | 254.7237 | 5636993.2225 | 421781.5841 | 6330885.4715 | 6310387.2419 | 0 | 414703.52 | 0 | 7454752.9056 | 19395737.8802 | 13237989.6458 | 59203231.4714 | 961560.8286 | 14024609.4364 | 14024609.4364 | 1478867.319 | 6491564.8444 | 0 | 74189401.7365 | 96184443.3363 | 421696.5034 | 13.7466 | 5396.9422 | 6996.9816 | 110.024 | 142.6429
1 | 4100 | 707 | 0.03 | 15 | 15 | 7 | 5.6234e-10 | 5spot_SharedNeighbor | Water | Porous | Wet | R600a | MinimizeLCOE_Brownfield | IgnoreSilica | 145.5271 | 39.3641 | 3.4927 | 4 | 5347.0777 | 6921.4451 | 109.0074 | 141.103 | 132.2883 | 0 | 232.7885 | 5682671.9095 | 425005.0297 | 6390856.4711 | 6387211.3656 | 0 | 394672.7647 | 0 | 7519362.8408 | 19563839.6784 | 13352722.5772 | 59716342.6369 | 961560.8286 | 14024609.4364 | 14024609.4364 | 1478867.319 | 6491564.8444 | 0 | 74702512.902 | 96697554.5018 | 562341.3252 | 13.9707 | 5347.0777 | 6921.4451 | 109.0074 | 141.103
1 | 4100 | 707 | 0.03 | 15 | 15 | 7 | 7.4989e-10 | 5spot_SharedNeighbor | Water | Porous | Wet | R600a | MinimizeLCOE_Brownfield | IgnoreSilica | 146.865 | 39.7039 | 3.535 | 4 | 5309.5222 | 6865.0448 | 108.2418 | 139.9532 | 132.2476 | 0 | 248.4579 | 5716316.5277 | 427375.5383 | 6435119.9583 | 6444090.7964 | 0 | 378256.0465 | 0 | 7566451.9582 | 19686355.9025 | 13436342.4177 | 60090309.1456 | 961560.8286 | 14024609.4364 | 14024609.4364 | 1478867.319 | 6491564.8444 | 0 | 75076479.4106 | 97071521.0105 | 749894.2093 | 14.14 | 5309.5222 | 6865.0448 | 108.2418 | 139.9532
1 | 4100 | 707 | 0.03 | 15 | 15 | 7 | 1e-09 | 5spot_SharedNeighbor | Water | Porous | Wet | R600a | MinimizeLCOE_Brownfield | IgnoreSilica | 147.8855 | 39.9627 | 3.5673 | 4 | 5281.2611 | 6822.6878 | 107.6657 | 139.0897 | 132.2162 | 0 | 209.5011 | 5741867.0334 | 429173.6639 | 6468786.5787 | 6487453.3235 | 0 | 365342.4882 | 0 | 7602123.0042 | 19779164.6471 | 13499686.2928 | 60373597.0317 | 961560.8286 | 14024609.4364 | 14024609.4364 | 1478867.319 | 6491564.8444 | 0 | 75359767.2968 | 97354808.8966 | 1000000 | 14.2693 | 5281.2611 | 6822.6878 | 107.6657 | 139.0897
1 | 4100 | 707 | 0.03 | 15 | 15 | 7 | 1.3335e-09 | 5spot_SharedNeighbor | Water | Porous | Wet | R600a | MinimizeLCOE_Brownfield | IgnoreSilica | 148.6406 | 40.1539 | 3.5916 | 4 | 5260.0086 | 6791.0258 | 107.2324 | 138.4442 | 132.1928 | 0 | 232.1385 | 5760706.6592 | 430498.2941 | 6493640.1989 | 6519521.1478 | 0 | 355107.314 | 0 | 7628194.7094 | 19846997.8761 | 13545983.8655 | 60580650.065 | 961560.8286 | 14024609.4364 | 14024609.4364 | 1478867.319 | 6491564.8444 | 0 | 75566820.33 | 97561861.9299 | 1333521.4322 | 14.3663 | 5260.0086 | 6791.0258 | 107.2324 | 138.4442
1 | 4100 | 707 | 0.03 | 15 | 15 | 7 | 1.7783e-09 | 5spot_SharedNeighbor | Water | Porous | Wet | R600a | MinimizeLCOE_Brownfield | IgnoreSilica | 149.2077 | 40.2974 | 3.6099 | 4 | 5244.0358 | 6767.2906 | 106.9068 | 137.9604 | 132.1752 | 0 | 247.7326 | 5774817.5711 | 431489.7683 | 6512272.0726 | 6543592.6702 | 0 | 347167.0833 | 0 | 7647642.2746 | 19897596.4513 | 13580518.4327 | 60735096.3241 | 961560.8286 | 14024609.4364 | 14024609.4364 | 1478867.319 | 6491564.8444 | 0 | 75721266.5891 | 97716308.189 | 1778279.41 | 14.4395 | 5244.0358 | 6767.2906 | 106.9068 | 137.9604
1 | 4100 | 707 | 0.03 | 15 | 15 | 7 | 2.3714e-09 | 5spot_SharedNeighbor | Water | Porous | Wet | R600a | MinimizeLCOE_Brownfield | IgnoreSilica | 147.5559 | 39.8788 | 3.5905 | 4 | 5230.1136 | 6761.5838 | 106.6229 | 137.844 | 132.2258 | 0 | 244.2883 | 5733581.668 | 428589.2264 | 6457888.1474 | 6473430.7981 | 0 | 320144.9919 | 0 | 7571317.5844 | 19699015.2638 | 13444982.6918 | 60128950.3719 | 961560.8286 | 14024609.4364 | 14024609.4364 | 1478867.319 | 6491564.8444 | 0 | 75115120.6369 | 97110162.2368 | 2371373.7057 | 14.362 | 5230.1136 | 6761.5838 | 106.6229 | 137.844
1 | 4100 | 707 | 0.03 | 15 | 15 | 7 | 3.1623e-09 | 5spot_SharedNeighbor | Water | Porous | Wet | R600a | MinimizeLCOE_Brownfield | IgnoreSilica | 149.369 | 40.3381 | 3.6257 | 4 | 5220.7458 | 6737.3393 | 106.432 | 137.3498 | 132.17 | 0 | 283.7097 | 5778817.8943 | 431770.4464 | 6517561.0763 | 6550435.2692 | 0 | 329081.1059 | 0 | 7646989.6589 | 19895898.4793 | 13579359.5319 | 60729913.4622 | 961560.8286 | 14024609.4364 | 14024609.4364 | 1478867.319 | 6491564.8444 | 0 | 75716083.7272 | 97711125.3271 | 3162277.6602 | 14.5029 | 5220.7458 | 6737.3393 | 106.432 | 137.3498
1 | 4100 | 707 | 0.03 | 15 | 15 | 7 | 4.217e-09 | 5spot_SharedNeighbor | Water | Porous | Wet | R600a | MinimizeLCOE_Brownfield | IgnoreSilica | 150.6233 | 40.6552 | 3.6502 | 4 | 5213.9895 | 6720.4005 | 106.2942 | 137.0045 | 132.131 | 0 | 245.937 | 5809927.3534 | 433954.7757 | 6558682.5863 | 6603660.4113 | 0 | 334832.7845 | 0 | 7699012.5854 | 20031251.4625 | 13671740.7242 | 61143062.6832 | 961560.8286 | 14024609.4364 | 14024609.4364 | 1478867.319 | 6491564.8444 | 0 | 76129232.9482 | 98124274.5481 | 4216965.0343 | 14.601 | 5213.9895 | 6720.4005 | 106.2942 | 137.0045
1 | 4100 | 707 | 0.03 | 15 | 15 | 7 | 5.6234e-09 | 5spot_SharedNeighbor | Water | Porous | Wet | R600a | MinimizeLCOE_Brownfield | IgnoreSilica | 150.7935 | 40.6981 | 3.6559 | 4 | 5208.9897 | 6713.0653 | 106.1923 | 136.8549 | 132.1256 | 0 | 241.4952 | 5814133.7751 | 434249.7694 | 6564250.2073 | 6610879.0713 | 0 | 332105.1308 | 0 | 7704691.002 | 20046025.5379 | 13681824.3342 | 61188158.8281 | 961560.8286 | 14024609.4364 | 14024609.4364 | 1478867.319 | 6491564.8444 | 0 | 76174329.0931 | 98169370.693 | 5623413.2519 | 14.6236 | 5208.9897 | 6713.0653 | 106.1923 | 136.8549
1 | 4100 | 707 | 0.03 | 15 | 15 | 7 | 7.4989e-09 | 5spot_SharedNeighbor | Water | Porous | Wet | R600a | MinimizeLCOE_Brownfield | IgnoreSilica | 150.923 | 40.7308 | 3.6602 | 4 | 5205.2382 | 6707.5526 | 106.1158 | 136.7425 | 132.1215 | 0 | 242.7213 | 5817331.4198 | 434473.9849 | 6568483.4341 | 6616369.2201 | 0 | 330059.2959 | 0 | 7709019.7684 | 20057288.1 | 13689511.2643 | 61222536.4875 | 961560.8286 | 14024609.4364 | 14024609.4364 | 1478867.319 | 6491564.8444 | 0 | 76208706.7525 | 98203748.3524 | 7498942.0933 | 14.6408 | 5205.2382 | 6707.5526 | 106.1158 | 136.7425
1 | 4100 | 707 | 0.03 | 15 | 15 | 7 | 1e-08 | 5spot_SharedNeighbor | Water | Porous | Wet | R600a | MinimizeLCOE_Brownfield | IgnoreSilica | 151.0176 | 40.7547 | 3.6634 | 4 | 5202.4238 | 6703.4353 | 106.0584 | 136.6586 | 132.1185 | 0 | 235.8563 | 5819667.5735 | 434637.7718 | 6571576.6725 | 6620381.82 | 0 | 328493.0086 | 0 | 7712155.1701 | 20065445.7722 | 13695079.0432 | 61247436.832 | 961560.8286 | 14024609.4364 | 14024609.4364 | 1478867.319 | 6491564.8444 | 0 | 76233607.0971 | 98228648.6969 | 10000000 | 14.6535 | 5202.4238 | 6703.4353 | 106.0584 | 136.6586
1 | 4200 | 707 | 0.03 | 15 | 15 | 7 | 1e-13 | 5spot_SharedNeighbor | Water | Porous | Wet | R600a | MinimizeLCOE_Brownfield | IgnoreSilica | 0 | 0 | 0 | 0 | [6 empty] | 22.6223 | [19 empty] | 100 | 0
1 | 4200 | 707 | 0.03 | 15 | 15 | 7 | 1.3335e-13 | 5spot_SharedNeighbor | Water | Porous | Wet | R600a | MinimizeLCOE_Brownfield | IgnoreSilica | 0 | 0 | 0 | 0 | [6 empty] | 23.0294 | [19 empty] | 133.3521 | 0
1 | 4200 | 707 | 0.03 | 15 | 15 | 7 | 1.7783e-13 | 5spot_SharedNeighbor | Water | Porous | Wet | R600a | MinimizeLCOE_Brownfield | IgnoreSilica | 0 | 0 | 0 | 0 | [6 empty] | 23.0469 | [19 empty] | 177.8279 | 0
1 | 4200 | 707 | 0.03 | 15 | 15 | 7 | 2.3714e-13 | 5spot_SharedNeighbor | Water | Porous | Wet | R600a | MinimizeLCOE_Brownfield | IgnoreSilica | 0 | 0 | 0 | 0 | [6 empty] | 22.8989 | [19 empty] | 237.1374 | 0
1 | 4200 | 707 | 0.03 | 15 | 15 | 7 | 3.1623e-13 | 5spot_SharedNeighbor | Water | Porous | Wet | R600a | MinimizeLCOE_Brownfield | IgnoreSilica | 1.5686 | 0.2925 | 0.0065345 | 4 | 645043.0997 | 1510449.9472 | 13150.0761 | 30792.5652 | 107.9715 | 0 | 71.7851 | 158768.6135 | 10369.3156 | 128756.5797 | 80324.9943 | 0 | 82693.3004 | 0 | 179755.9934 | 467688.2217 | 319206.8213 | 1427563.8398 | 961560.8286 | 14470997.6721 | 14470997.6721 | 1478867.319 | 6670120.1387 | 0 | 16860122.3405 | 39480107.4703 | 316.2278 | 0.026138 | 645043.0997 | 1510449.9472 | 13150.0761 | 30792.5652
1 | 4200 | 707 | 0.03 | 15 | 15 | 7 | 4.217e-13 | 5spot_SharedNeighbor | Water | Porous | Wet | R600a | MinimizeLCOE_Brownfield | IgnoreSilica | 2.0598 | 0.42413 | 0.014269 | 4 | 302778.8575 | 699085.6826 | 6172.5565 | 14251.8072 | 114.0334 | 0 | 367.5735 | 213198.726 | 14452.2024 | 172580.4687 | 101658.6748 | 0 | 95134.1538 | 0 | 232839.448 | 605800.4818 | 413471.2768 | 1849135.4324 | 961560.8286 | 14470997.6721 | 14470997.6721 | 1478867.319 | 6670120.1387 | 0 | 17281693.9331 | 39901679.0629 | 421.6965 | 0.057077 | 302778.8575 | 699085.6826 | 6172.5565 | 14251.8072
1 | 4200 | 707 | 0.03 | 15 | 15 | 7 | 5.6234e-13 | 5spot_SharedNeighbor | Water | Porous | Wet | R600a | MinimizeLCOE_Brownfield | IgnoreSilica | 2.7211 | 0.60655 | 0.025629 | 4 | 173842.3005 | 394486.6452 | 3544.0104 | 8042.1438 | 119.1162 | 0 | 501.9667 | 281488.0676 | 19692.3029 | 228946.6079 | 130809.9901 | 0 | 110514.6855 | 0 | 300866.1451 | 782791.9933 | 534271.6202 | 2389381.4125 | 961560.8286 | 14470997.6721 | 14470997.6721 | 1478867.319 | 6670120.1387 | 0 | 17821939.9132 | 40441925.043 | 562.3413 | 0.10252 | 173842.3005 | 394486.6452 | 3544.0104 | 8042.1438
1 | 4200 | 707 | 0.03 | 15 | 15 | 7 | 7.4989e-13 | 5spot_SharedNeighbor | Water | Porous | Wet | R600a | MinimizeLCOE_Brownfield | IgnoreSilica | 3.5962 | 0.85253 | 0.041632 | 4 | 111069.5042 | 246901.0563 | 2264.3021 | 5033.412 | 123.2072 | 0 | 668.2274 | 364828.1929 | 26179.0997 | 299766.8894 | 169585.7628 | 0 | 128842.4428 | 0 | 385788.9312 | 1003743.6628 | 685075.6747 | 3063810.6564 | 961560.8286 | 14470997.6721 | 14470997.6721 | 1478867.319 | 6670120.1387 | 0 | 18496369.1571 | 41116354.2868 | 749.8942 | 0.16653 | 111069.5042 | 246901.0563 | 2264.3021 | 5033.412
1 | 4200 | 707 | 0.03 | 15 | 15 | 7 | 1e-12 | 5spot_SharedNeighbor | Water | Porous | Wet | R600a | MinimizeLCOE_Brownfield | IgnoreSilica | 4.7622 | 1.1851 | 0.063922 | 4 | 75672.9895 | 164139.6339 | 1542.6962 | 3346.2085 | 126.4654 | 0 | 89.0377 | 467257.9352 | 34238.7758 | 389239.6123 | 222555.4943 | 0 | 151126.5725 | 0 | 493123.1721 | 1283005.3404 | 875677.508 | 3916224.4106 | 961560.8286 | 14470997.6721 | 14470997.6721 | 1478867.319 | 6670120.1387 | 0 | 19348782.9113 | 41968768.0411 | 1000 | 0.25569 | 75672.9895 | 164139.6339 | 1542.6962 | 3346.2085
1 | 4200 | 707 | 0.03 | 15 | 15 | 7 | 1.3335e-12 | 5spot_SharedNeighbor | Water | Porous | Wet | R600a | MinimizeLCOE_Brownfield | IgnoreSilica | 6.3164 | 1.6307 | 0.094157 | 4 | 54204.8445 | 114263.8785 | 1105.0391 | 2329.4237 | 129.0042 | 0 | 87.6432 | 591837.7621 | 44070.9658 | 501611.9416 | 292912.7431 | 0 | 178271.8119 | 0 | 627395.0376 | 1632353.1914 | 1114114.5946 | 4982568.0482 | 961560.8286 | 14470997.6721 | 14470997.6721 | 1478867.319 | 6670120.1387 | 0 | 20415126.5489 | 43035111.6787 | 1333.5214 | 0.37663 | 54204.8445 | 114263.8785 | 1105.0391 | 2329.4237
1 | 4200 | 707 | 0.03 | 15 | 15 | 7 | 1.7783e-12 | 5spot_SharedNeighbor | Water | Porous | Wet | R600a | MinimizeLCOE_Brownfield | IgnoreSilica | 8.3775 | 2.2198 | 0.13416 | 4 | 40506.0502 | 82655.9734 | 825.7706 | 1685.0538 | 130.8247 | 0 | 76.8892 | 741414.3618 | 55849.2592 | 641156.8702 | 386167.4772 | 0 | 211161.803 | 0 | 793942.4108 | 2065675.293 | 1409865.8328 | 6305233.308 | 961560.8286 | 14470997.6721 | 14470997.6721 | 1478867.319 | 6670120.1387 | 0 | 21737791.8087 | 44357776.9385 | 1778.2794 | 0.53666 | 40506.0502 | 82655.9734 | 825.7706 | 1685.0538
1 | 4200 | 707 | 0.03 | 15 | 15 | 7 | 2.3714e-12 | 5spot_SharedNeighbor | Water | Porous | Wet | R600a | MinimizeLCOE_Brownfield | IgnoreSilica | 11.1541 | 3.0281 | 0.19029 | 4 | 30797.2252 | 60514.4243 | 627.8431 | 1233.6684 | 132.5549 | 0 | 107.3807 | 929837.7675 | 70783.4349 | 820996.6825 | 512596.0742 | 0 | 251791.6828 | 0 | 1008542.2003 | 2624019.9248 | 1790947.5169 | 8009515.2839 | 961560.8286 | 14470997.6721 | 14470997.6721 | 1478867.319 | 6670120.1387 | 0 | 23442073.7846 | 46062058.9144 | 2371.3737 | 0.76117 | 30797.2252 | 60514.4243 | 627.8431 | 1233.6684
1 | 4200 | 707 | 0.03 | 15 | 15 | 7 | 3.1623e-12 | 5spot_SharedNeighbor | Water | Porous | Wet | R600a | MinimizeLCOE_Brownfield | IgnoreSilica | 14.8205 | 4.0899 | 0.26381 | 4 | 24213.7918 | 45649.3896 | 493.6309 | 930.6246 | 133.725 | 0 | 101.03 | 1155180.3092 | 88539.3251 | 1043330.3001 | 679418.958 | 0 | 300659.4292 | 0 | 1274180.0454 | 3315155.1079 | 2262661.4808 | 10119124.9557 | 961560.8286 | 14470997.6721 | 14470997.6721 | 1478867.319 | 6670120.1387 | 0 | 25551683.4564 | 48171668.5862 | 3162.2777 | 1.0553 | 24213.7918 | 45649.3896 | 493.6309 | 930.6246
1 | 4200 | 707 | 0.03 | 15 | 15 | 7 | 4.217e-12 | 5spot_SharedNeighbor | Water | Porous | Wet | R600a | MinimizeLCOE_Brownfield | IgnoreSilica | 19.681 | 5.4992 | 0.36171 | 4 | 19489.0817 | 35123.015 | 397.3113 | 716.0302 | 134.6151 | 0 | 83.7931 | 1429094.1586 | 110062.2747 | 1321364.3035 | 901095.3509 | 0 | 359859.54 | 0 | 1607375.4948 | 4182061.3195 | 2854342.7833 | 12765255.2255 | 961560.8286 | 14470997.6721 | 14470997.6721 | 1478867.319 | 6670120.1387 | 0 | 28197813.7262 | 50817798.856 | 4216.965 | 1.4469 | 19489.0817 | 35123.015 | 397.3113 | 716.0302
1 | 4200 | 707 | 0.03 | 15 | 15 | 7 | 5.6234e-12 | 5spot_SharedNeighbor | Water | Porous | Wet | R600a | MinimizeLCOE_Brownfield | IgnoreSilica | 26.1311 | 7.3704 | 0.49168 | 4 | 16029.1474 | 27530.5905 | 326.7758 | 561.2483 | 135.2925 | 0 | 92.734 | 1762604.5732 | 136176.1769 | 1669449.5798 | 1195322.9831 | 0 | 432049.9039 | 0 | 2026285.2546 | 5271978.5842 | 3598233.7121 | 16092100.7679 | 961560.8286 | 14470997.6721 | 14470997.6721 | 1478867.319 | 6670120.1387 | 0 | 31524659.2685 | 54144644.3983 | 5623.4133 | 1.9667 | 16029.1474 | 27530.5905 | 326.7758 | 561.2483
1 | 4200 | 707 | 0.03 | 15 | 15 | 7 | 7.4989e-12 | 5spot_SharedNeighbor | Water | Porous | Wet | R600a | MinimizeLCOE_Brownfield | IgnoreSilica | 34.6379 | 9.8396 | 0.66314 | 4 | 13455.1262 | 21982.7545 | 274.3009 | 448.1482 | 135.8059 | 0 | 94.207 | 2166810.465 | 167710.3002 | 2102846.227 | 1583707.3843 | 0 | 519518.6589 | 0 | 2550831.2838 | 6636739.753 | 4529711.2528 | 20257875.325 | 961560.8286 | 14470997.6721 | 14470997.6721 | 1478867.319 | 6670120.1387 | 0 | 35690433.8257 | 58310418.9555 | 7498.9421 | 2.6526 | 13455.1262 | 21982.7545 | 274.3009 | 448.1482
1 | 4200 | 707 | 0.03 | 15 | 15 | 7 | 1e-11 | 5spot_SharedNeighbor | Water | Porous | Wet | R600a | MinimizeLCOE_Brownfield | IgnoreSilica | 43.9534 | 12.5438 | 0.86845 | 4 | 11509.9314 | 18021.5497 | 234.6455 | 367.3937 | 136.1413 | 0 | 95.6112 | 2576658.9894 | 199567.1505 | 2553099.0432 | 2008997.4043 | 0 | 588218.8065 | 0 | 3091351.1436 | 8043061.5523 | 5489554.7779 | 24550508.8676 | 961560.8286 | 14470997.6721 | 14470997.6721 | 1478867.319 | 6670120.1387 | 0 | 39983067.3683 | 62603052.4981 | 10000 | 3.4738 | 11509.9314 | 18021.5497 | 234.6455 | 367.3937
1 | 4200 | 707 | 0.03 | 15 | 15 | 7 | 1.3335e-11 | 5spot_SharedNeighbor | Water | Porous | Wet | R600a | MinimizeLCOE_Brownfield | IgnoreSilica | 54.0434 | 15.47 | 1.1092 | 4 | 10005.8541 | 15104.3334 | 203.9829 | 307.9223 | 136.3616 | 0 | 126.4428 | 2991887.2367 | 231718.8873 | 3018906.025 | 2469291.686 | 0 | 638271.6197 | 0 | 3646529.4273 | 9487521.5639 | 6475428.4164 | 28959554.8623 | 961560.8286 | 14470997.6721 | 14470997.6721 | 1478867.319 | 6670120.1387 | 0 | 44392113.363 | 67012098.4928 | 13335.2143 | 4.4366 | 10005.8541 | 15104.3334 | 203.9829 | 307.9223
1 | 4200 | 707 | 0.03 | 15 | 15 | 7 | 1.7783e-11 | 5spot_SharedNeighbor | Water | Porous | Wet | R600a | MinimizeLCOE_Brownfield | IgnoreSilica | 65.1977 | 18.6949 | 1.3874 | 4 | 8838.857 | 12914.8213 | 180.1921 | 263.2861 | 136.4859 | 0 | 145.3377 | 3423197.1608 | 264947.5362 | 3512339.8271 | 2977150.1741 | 0 | 677011.4507 | 0 | 4233311.9981 | 11014209.4474 | 7517424.2672 | 33619591.8617 | 961560.8286 | 14470997.6721 | 14470997.6721 | 1478867.319 | 6670120.1387 | 0 | 49052150.3624 | 71672135.4922 | 17782.7941 | 5.5496 | 8838.857 | 12914.8213 | 180.1921 | 263.2861
1 | 4200 | 707 | 0.03 | 15 | 15 | 7 | 2.3714e-11 | 5spot_SharedNeighbor | Water | Porous | Wet | R600a | MinimizeLCOE_Brownfield | IgnoreSilica | 76.8561 | 22.0438 | 1.6919 | 4 | 7935.7025 | 11278.1927 | 161.78 | 229.9212 | 136.5058 | 0 | 161.7052 | 3847510.9534 | 297410.7488 | 4007208.0461 | 3505804.5305 | 0 | 698676.0501 | 0 | 4819078.0282 | 12538252.5007 | 8557614.967 | 38271555.8248 | 961560.8286 | 14470997.6721 | 14470997.6721 | 1478867.319 | 6670120.1387 | 0 | 53704114.3255 | 76324099.4553 | 23713.7371 | 6.7674 | 7935.7025 | 11278.1927 | 161.78 | 229.9212
1 | 4200 | 707 | 0.03 | 15 | 15 | 7 | 3.1623e-11 | 5spot_SharedNeighbor | Water | Porous | Wet | R600a | MinimizeLCOE_Brownfield | IgnoreSilica | 88.4024 | 25.3287 | 2.0064 | 4 | 7239.7584 | 10058.2036 | 147.5923 | 205.0501 | 136.4287 | 0 | 201.3493 | 4244064.6114 | 327484.102 | 4478434.8653 | 4026200.26 | 0 | 701036.0353 | 0 | 5373115.7508 | 13979745.0061 | 9541463.2217 | 42671543.8526 | 961560.8286 | 14470997.6721 | 14470997.6721 | 1478867.319 | 6670120.1387 | 0 | 58104102.3533 | 80724087.4831 | 31622.7766 | 8.0257 | 7239.7584 | 10058.2036 | 147.5923 | 205.0501
1 | 4200 | 707 | 0.03 | 15 | 15 | 7 | 4.217e-11 | 5spot_SharedNeighbor | Water | Porous | Wet | R600a | MinimizeLCOE_Brownfield | IgnoreSilica | 99.2844 | 28.3879 | 2.314 | 4 | 6705.7549 | 9149.5475 | 136.7059 | 186.5259 | 136.2783 | 0 | 211.0822 | 4598127.7696 | 354065.9249 | 4906693.2006 | 4513012.8784 | 0 | 685494.6934 | 0 | 5872383.8421 | 15278738.1657 | 10428052.7447 | 46636569.2195 | 961560.8286 | 14470997.6721 | 14470997.6721 | 1478867.319 | 6670120.1387 | 0 | 62069127.7202 | 84689112.85 | 42169.6503 | 9.2561 | 6705.7549 | 9149.5475 | 136.7059 | 186.5259
1 | 4200 | 707 | 0.03 | 15 | 15 | 7 | 5.6234e-11 | 5spot_SharedNeighbor | Water | Porous | Wet | R600a | MinimizeLCOE_Brownfield | IgnoreSilica | 109.1017 | 31.1125 | 2.6002 | 4 | 6297.4941 | 8472.3604 | 128.3829 | 172.7205 | 136.085 | 0 | 193.4851 | 4902318.2394 | 376663.3378 | 5280665.7161 | 4948700.157 | 0 | 656090.397 | 0 | 6304130.7604 | 16402055.0836 | 11194739.6231 | 50065363.3143 | 961560.8286 | 14470997.6721 | 14470997.6721 | 1478867.319 | 6670120.1387 | 0 | 65497921.815 | 88117906.9448 | 56234.1325 | 10.4006 | 6297.4941 | 8472.3604 | 128.3829 | 172.7205
1 | 4200 | 707 | 0.03 | 15 | 15 | 7 | 7.4989e-11 | 5spot_SharedNeighbor | Water | Porous | Wet | R600a | MinimizeLCOE_Brownfield | IgnoreSilica | 117.5882 | 33.4369 | 2.8542 | 4 | 5986.2833 | 7967.5402 | 122.0385 | 162.4291 | 135.8782 | 0 | 206.8882 | 5154204.5456 | 395186.2712 | 5594800.848 | 5322112.4531 | 0 | 617463.4829 | 0 | 6662669.3644 | 17334898.9846 | 11831424.7536 | 52912760.7035 | 961560.8286 | 14470997.6721 | 14470997.6721 | 1478867.319 | 6670120.1387 | 0 | 68345319.2042 | 90965304.3339 | 74989.4209 | 11.417 | 5986.2833 | 7967.5402 | 122.0385 | 162.4291
1 | 4200 | 707 | 0.03 | 15 | 15 | 7 | 1e-10 | 5spot_SharedNeighbor | Water | Porous | Wet | R600a | MinimizeLCOE_Brownfield | IgnoreSilica | 124.6964 | 35.3602 | 3.0717 | 4 | 5749.6439 | 7590.6297 | 117.2143 | 154.7453 | 135.6789 | 0 | 251.478 | 5357605.2916 | 410004.7889 | 5851605.605 | 5632385.2515 | 0 | 574730.0948 | 0 | 6952269.1024 | 18088378.0981 | 12345689.7309 | 55212667.9633 | 961560.8286 | 14470997.6721 | 14470997.6721 | 1478867.319 | 6670120.1387 | 0 | 70645226.464 | 93265211.5938 | 100000 | 12.2869 | 5749.6439 | 7590.6297 | 117.2143 | 154.7453
1 | 4200 | 707 | 0.03 | 15 | 15 | 7 | 1.3335e-10 | 5spot_SharedNeighbor | Water | Porous | Wet | R600a | MinimizeLCOE_Brownfield | IgnoreSilica | 130.4823 | 36.9092 | 3.2521 | 4 | 5570.0748 | 7308.9521 | 113.5535 | 149.0029 | 135.5003 | 0 | 242.9921 | 5518256.8892 | 421611.6642 | 6056553.8617 | 5883292.9109 | 0 | 531796.8312 | 0 | 7180489.7413 | 18682161.3859 | 12750959.0259 | 57025122.3103 | 961560.8286 | 14470997.6721 | 14470997.6721 | 1478867.319 | 6670120.1387 | 0 | 72457680.811 | 95077665.9407 | 133352.1432 | 13.0084 | 5570.0748 | 7308.9521 | 113.5535 | 149.0029
1 | 4200 | 707 | 0.03 | 15 | 15 | 7 | 1.7783e-10 | 5spot_SharedNeighbor | Water | Porous | Wet | R600a | MinimizeLCOE_Brownfield | IgnoreSilica | 137.0593 | 38.6599 | 3.4315 | 4 | 5433.1621 | 7081.1059 | 110.7624 | 144.3579 | 135.2957 | 0 | 237.8355 | 5696997.5649 | 434466.6935 | 6286196.696 | 6167501.6346 | 0 | 510479.1368 | 0 | 7447300.2731 | 19376347.6593 | 13224755.4216 | 59144045.0799 | 961560.8286 | 14470997.6721 | 14470997.6721 | 1478867.319 | 6670120.1387 | 0 | 74576603.5806 | 97196588.7104 | 177827.941 | 13.7262 | 5433.1621 | 7081.1059 | 110.7624 | 144.3579
1 | 4200 | 707 | 0.03 | 15 | 15 | 7 | 2.3714e-10 | 5spot_SharedNeighbor | Water | Porous | Wet | R600a | MinimizeLCOE_Brownfield | IgnoreSilica | 140.923 | 39.6863 | 3.5538 | 4 | 5328.4341 | 6919.6674 | 108.6273 | 141.0668 | 135.1805 | 0 | 244.9864 | 5800640.1725 | 441910.0041 | 6419884.1613 | 6334275.7994 | 0 | 476397.5771 | 0 | 7594512.0086 | 19759362.3978 | 13486170.8508 | 60313152.9717 | 961560.8286 | 14470997.6721 | 14470997.6721 | 1478867.319 | 6670120.1387 | 0 | 75745711.4724 | 98365696.6022 | 237137.3706 | 14.2154 | 5328.4341 | 6919.6674 | 108.6273 | 141.0668
1 | 4200 | 707 | 0.03 | 15 | 15 | 7 | 3.1623e-10 | 5spot_SharedNeighbor | Water | Porous | Wet | R600a | MinimizeLCOE_Brownfield | IgnoreSilica | 143.8876 | 40.4701 | 3.6493 | 4 | 5249.2629 | 6798.8864 | 107.0133 | 138.6045 | 135.0894 | 0 | 241.0843 | 5879078.8485 | 447522.0883 | 6521541.9912 | 6461871.5532 | 0 | 446642.4424 | 0 | 7705096.2002 | 20047079.7804 | 13682543.8764 | 61191376.7806 | 961560.8286 | 14470997.6721 | 14470997.6721 | 1478867.319 | 6670120.1387 | 0 | 76623935.2813 | 99243920.4111 | 316227.766 | 14.5971 | 5249.2629 | 6798.8864 | 107.0133 | 138.6045
1 | 4200 | 707 | 0.03 | 15 | 15 | 7 | 4.217e-10 | 5spot_SharedNeighbor | Water | Porous | Wet | R600a | MinimizeLCOE_Brownfield | IgnoreSilica | 146.1682 | 41.0709 | 3.7233 | 4 | 5189.4941 | 6708.2926 | 105.7949 | 136.7576 | 135.0179 | 0 | 225.5609 | 5938788.5473 | 451781.6145 | 6599209.6503 | 6559809.6039 | 0 | 421765.2342 | 0 | 7788828.3136 | 20264933.5636 | 13831233.5599 | 61856350.0873 | 961560.8286 | 14470997.6721 | 14470997.6721 | 1478867.319 | 6670120.1387 | 0 | 77288908.588 | 99908893.7178 | 421696.5034 | 14.8933 | 5189.4941 | 6708.2926 | 105.7949 | 136.7576
1 | 4200 | 707 | 0.03 | 15 | 15 | 7 | 5.6234e-10 | 5spot_SharedNeighbor | Water | Porous | Wet | R600a | MinimizeLCOE_Brownfield | IgnoreSilica | 147.9024 | 41.5263 | 3.7802 | 4 | 5144.4199 | 6640.3743 | 104.876 | 135.373 | 134.9627 | 0 | 239.1306 | 5983837.8921 | 454990.3097 | 6657938.9629 | 6634220.3723 | 0 | 401377.1417 | 0 | 7851622.2247 | 20428310.4396 | 13942741.6348 | 62355038.9779 | 961560.8286 | 14470997.6721 | 14470997.6721 | 1478867.319 | 6670120.1387 | 0 | 77787597.4786 | 100407582.6084 | 562341.3252 | 15.1208 | 5144.4199 | 6640.3743 | 104.876 | 135.373
1 | 4200 | 707 | 0.03 | 15 | 15 | 7 | 7.4989e-10 | 5spot_SharedNeighbor | Water | Porous | Wet | R600a | MinimizeLCOE_Brownfield | IgnoreSilica | 149.1882 | 41.8632 | 3.8231 | 4 | 5110.4642 | 6589.6289 | 104.1837 | 134.3385 | 134.9213 | 0 | 245.1084 | 6017042.5644 | 457352.1172 | 6701305.8763 | 6689347.7966 | 0 | 384739.1698 | 0 | 7897417.1345 | 20547459.401 | 14024063.2492 | 62718727.309 | 961560.8286 | 14470997.6721 | 14470997.6721 | 1478867.319 | 6670120.1387 | 0 | 78151285.8097 | 100771270.9395 | 749894.2093 | 15.2924 | 5110.4642 | 6589.6289 | 104.1837 | 134.3385
1 | 4200 | 707 | 0.03 | 15 | 15 | 7 | 1e-09 | 5spot_SharedNeighbor | Water | Porous | Wet | R600a | MinimizeLCOE_Brownfield | IgnoreSilica | 150.1675 | 42.1194 | 3.8558 | 4 | 5084.908 | 6551.517 | 103.6627 | 133.5615 | 134.8895 | 0 | 275.7176 | 6042215.0422 | 459140.3053 | 6734233.8109 | 6731289.5027 | 0 | 371664.7973 | 0 | 7932031.9487 | 20637520.0471 | 14085531.4908 | 62993626.9449 | 961560.8286 | 14470997.6721 | 14470997.6721 | 1478867.319 | 6670120.1387 | 0 | 78426185.4456 | 101046170.5754 | 1000000 | 15.4233 | 5084.908 | 6551.517 | 103.6627 | 133.5615
1 | 4200 | 707 | 0.03 | 15 | 15 | 7 | 1.3335e-09 | 5spot_SharedNeighbor | Water | Porous | Wet | R600a | MinimizeLCOE_Brownfield | IgnoreSilica | 150.8861 | 42.3071 | 3.8803 | 4 | 5065.6878 | 6523.0585 | 103.2709 | 132.9814 | 134.8659 | 0 | 243.8563 | 6060625.7047 | 460446.8584 | 6758345.3245 | 6762047.7434 | 0 | 361269.7799 | 0 | 7957066.8103 | 20702655.6215 | 14129987.8587 | 63192445.7014 | 961560.8286 | 14470997.6721 | 14470997.6721 | 1478867.319 | 6670120.1387 | 0 | 78625004.2021 | 101244989.3319 | 1333521.4322 | 15.5211 | 5065.6878 | 6523.0585 | 103.2709 | 132.9814
1 | 4200 | 707 | 0.03 | 15 | 15 | 7 | 1.7783e-09 | 5spot_SharedNeighbor | Water | Porous | Wet | R600a | MinimizeLCOE_Brownfield | IgnoreSilica | 151.4346 | 42.4502 | 3.8989 | 4 | 5051.2414 | 6501.6638 | 102.9764 | 132.5452 | 134.8479 | 0 | 240.079 | 6074640.1246 | 461440.7064 | 6776715.3146 | 6785507.8532 | 0 | 353301.1514 | 0 | 7976126.0086 | 20752243.7458 | 14163832.7725 | 63343807.677 | 961560.8286 | 14470997.6721 | 14470997.6721 | 1478867.319 | 6670120.1387 | 0 | 78776366.1777 | 101396351.3075 | 1778279.41 | 15.5954 | 5051.2414 | 6501.6638 | 102.9764 | 132.5452
1 | 4200 | 707 | 0.03 | 15 | 15 | 7 | 2.3714e-09 | 5spot_SharedNeighbor | Water | Porous | Wet | R600a | MinimizeLCOE_Brownfield | IgnoreSilica | 151.8413 | 42.5563 | 3.9128 | 4 | 5040.3886 | 6485.6527 | 102.7551 | 132.2188 | 134.8345 | 0 | 235.2638 | 6085013.7108 | 462175.9474 | 6790322.0571 | 6802899.577 | 0 | 347128.6152 | 0 | 7990140.564 | 20788706.7443 | 14188719.5182 | 63455106.7342 | 961560.8286 | 14470997.6721 | 14470997.6721 | 1478867.319 | 6670120.1387 | 0 | 78887665.2349 | 101507650.3647 | 2371373.7057 | 15.6511 | 5040.3886 | 6485.6527 | 102.7551 | 132.2188
1 | 4200 | 707 | 0.03 | 15 | 15 | 7 | 3.1623e-09 | 5spot_SharedNeighbor | Water | Porous | Wet | R600a | MinimizeLCOE_Brownfield | IgnoreSilica | 152.136 | 42.6331 | 3.9231 | 4 | 5032.2387 | 6473.7135 | 102.589 | 131.9754 | 134.8248 | 0 | 252.1923 | 6092518.4329 | 462707.6255 | 6800170.7703 | 6815495.7985 | 0 | 342312.6712 | 0 | 8000150.0664 | 20814749.4163 | 14206494.1769 | 63534598.958 | 961560.8286 | 14470997.6721 | 14470997.6721 | 1478867.319 | 6670120.1387 | 0 | 78967157.4587 | 101587142.5885 | 3162277.6602 | 15.6923 | 5032.2387 | 6473.7135 | 102.589 | 131.9754
1 | 4200 | 707 | 0.03 | 15 | 15 | 7 | 4.217e-09 | 5spot_SharedNeighbor | Water | Porous | Wet | R600a | MinimizeLCOE_Brownfield | IgnoreSilica | 152.3749 | 42.6954 | 3.9311 | 4 | 5026.1206 | 6464.6462 | 102.4643 | 131.7906 | 134.8169 | 0 | 234.2452 | 6098597.5901 | 463138.1955 | 6808151.3288 | 6825707.2905 | 0 | 338818.9172 | 0 | 8008421.1956 | 20836269.1979 | 14221181.8701 | 63600285.5858 | 961560.8286 | 14470997.6721 | 14470997.6721 | 1478867.319 | 6670120.1387 | 0 | 79032844.0865 | 101652829.2163 | 4216965.0343 | 15.7244 | 5026.1206 | 6464.6462 | 102.4643 | 131.7906
1 | 4200 | 707 | 0.03 | 15 | 15 | 7 | 5.6234e-09 | 5spot_SharedNeighbor | Water | Porous | Wet | R600a | MinimizeLCOE_Brownfield | IgnoreSilica | 150.587 | 42.2287 | 3.9039 | 4 | 5019.763 | 6468.3041 | 102.3347 | 131.8651 | 134.8752 | 0 | 522.0927 | 6052918.2933 | 459898.134 | 6748275.2912 | 6749215.4232 | 0 | 315624.4055 | 0 | 7927113.3034 | 20624722.741 | 14076797.0664 | 62954564.658 | 961560.8286 | 14470997.6721 | 14470997.6721 | 1478867.319 | 6670120.1387 | 0 | 78387123.1587 | 101007108.2885 | 5623413.2519 | 15.6157 | 5019.763 | 6468.3041 | 102.3347 | 131.8651
1 | 4200 | 707 | 0.03 | 15 | 15 | 7 | 7.4989e-09 | 5spot_SharedNeighbor | Water | Porous | Wet | R600a | MinimizeLCOE_Brownfield | IgnoreSilica | 151.469 | 42.459 | 3.9217 | 4 | 5016.1124 | 6458.1009 | 102.2602 | 131.6571 | 134.8465 | 0 | 374.8757 | 6075490.2724 | 461499.8992 | 6777845.5304 | 6786962.5424 | 0 | 320648.5868 | 0 | 7964754.2642 | 20722656.7996 | 14143639.0737 | 63253496.9686 | 961560.8286 | 14470997.6721 | 14470997.6721 | 1478867.319 | 6670120.1387 | 0 | 78686055.4693 | 101306040.5991 | 7498942.0933 | 15.6867 | 5016.1124 | 6458.1009 | 102.2602 | 131.6571
1 | 4200 | 707 | 0.03 | 15 | 15 | 7 | 1e-08 | 5spot_SharedNeighbor | Water | Porous | Wet | R600a | MinimizeLCOE_Brownfield | IgnoreSilica | 151.805 | 42.5467 | 3.9292 | 4 | 5013.5054 | 6452.7321 | 102.2071 | 131.5477 | 134.8355 | 0 | 317.9955 | 6084066.8399 | 462108.0359 | 6789091.4261 | 6801334.1186 | 0 | 321368.1371 | 0 | 7978607.7375 | 20758700.6954 | 14168239.7733 | 63363516.7638 | 961560.8286 | 14470997.6721 | 14470997.6721 | 1478867.319 | 6670120.1387 | 0 | 78796075.2645 | 101416060.3943 | 10000000 | 15.7168 | 5013.5054 | 6452.7321 | 102.2071 | 131.5477
1 | 4300 | 707 | 0.03 | 15 | 15 | 7 | 1e-13 | 5spot_SharedNeighbor | Water | Porous | Wet | R600a | MinimizeLCOE_Brownfield | IgnoreSilica | 0 | 0 | 0 | 0 | [6 empty] | 22.1276 | [19 empty] | 100 | 0
1 | 4300 | 707 | 0.03 | 15 | 15 | 7 | 1.3335e-13 | 5spot_SharedNeighbor | Water | Porous | Wet | R600a | MinimizeLCOE_Brownfield | IgnoreSilica | 0 | 0 | 0 | 0 | [6 empty] | 23.2912 | [19 empty] | 133.3521 | 0
1 | 4300 | 707 | 0.03 | 15 | 15 | 7 | 1.7783e-13 | 5spot_SharedNeighbor | Water | Porous | Wet | R600a | MinimizeLCOE_Brownfield | IgnoreSilica | 0 | 0 | 0 | 0 | [6 empty] | 22.7472 | [19 empty] | 177.8279 | 0
1 | 4300 | 707 | 0.03 | 15 | 15 | 7 | 2.3714e-13 | 5spot_SharedNeighbor | Water | Porous | Wet | R600a | MinimizeLCOE_Brownfield | IgnoreSilica | 1.2304 | 0.21052 | 0.0025278 | 4 | 1684063.1147 | 3983842.2954 | 34331.9045 | 81216.0137 | 102.9605 | 0 | 43.9119 | 122366.7938 | 7747.174 | 99330.3673 | 66413.1049 | 0 | 73115.6666 | 0 | 143899.5115 | 374397.0111 | 255533.6532 | 1142803.2822 | 961560.8286 | 14923245.9986 | 14923245.9986 | 1478867.319 | 6851019.4693 | 0 | 17027610.1094 | 40280742.8964 | 237.1374 | 0.010111 | 1684063.1147 | 3983842.2954 | 34331.9045 | 81216.0137
1 | 4300 | 707 | 0.03 | 15 | 15 | 7 | 3.1623e-13 | 5spot_SharedNeighbor | Water | Porous | Wet | R600a | MinimizeLCOE_Brownfield | IgnoreSilica | 1.6125 | 0.31229 | 0.0082511 | 4 | 526521.5226 | 1231069.4834 | 10733.8534 | 25097.0166 | 110.2531 | 0 | 272.4406 | 168533.4375 | 11156.1819 | 135459.266 | 82974.9373 | 0 | 83813.7234 | 0 | 187955.643 | 489022.028 | 333767.5825 | 1492682.7995 | 961560.8286 | 14923245.9986 | 14923245.9986 | 1478867.319 | 6851019.4693 | 0 | 17377489.6267 | 40630622.4136 | 316.2278 | 0.033004 | 526521.5226 | 1231069.4834 | 10733.8534 | 25097.0166
1 | 4300 | 707 | 0.03 | 15 | 15 | 7 | 4.217e-13 | 5spot_SharedNeighbor | Water | Porous | Wet | R600a | MinimizeLCOE_Brownfield | IgnoreSilica | 2.1182 | 0.45301 | 0.017001 | 4 | 262066.0231 | 603998.8431 | 5342.5704 | 12313.3334 | 116.442 | 0 | 373.8747 | 226343.7206 | 15564.5804 | 181611.6381 | 105392.3281 | 0 | 96476.1282 | 0 | 243901.4742 | 634581.6048 | 433114.9846 | 1936986.459 | 961560.8286 | 14923245.9986 | 14923245.9986 | 1478867.319 | 6851019.4693 | 0 | 17821793.2862 | 41074926.0731 | 421.6965 | 0.068005 | 262066.0231 | 603998.8431 | 5342.5704 | 12313.3334
1 | 4300 | 707 | 0.03 | 15 | 15 | 7 | 5.6234e-13 | 5spot_SharedNeighbor | Water | Porous | Wet | R600a | MinimizeLCOE_Brownfield | IgnoreSilica | 2.7794 | 0.64262 | 0.029674 | 4 | 154804.7945 | 350710.3901 | 3155.9051 | 7149.7057 | 121.5101 | 0 | 499.5255 | 296980.2019 | 21079.1872 | 239373.3353 | 135312.1452 | 0 | 111142.0287 | 0 | 313515.8904 | 815704.0358 | 556734.7654 | 2489841.5899 | 961560.8286 | 14923245.9986 | 14923245.9986 | 1478867.319 | 6851019.4693 | 0 | 18374648.4171 | 41627781.2041 | 562.3413 | 0.1187 | 154804.7945 | 350710.3901 | 3155.9051 | 7149.7057
1 | 4300 | 707 | 0.03 | 15 | 15 | 7 | 7.4989e-13 | 5spot_SharedNeighbor | Water | Porous | Wet | R600a | MinimizeLCOE_Brownfield | IgnoreSilica | 3.674 | 0.90401 | 0.047646 | 4 | 100130.8598 | 222141.0098 | 2041.303 | 4528.645 | 125.7032 | 0 | 666.5274 | 385260.132 | 28077.6312 | 313613.0725 | 176115.518 | 0 | 129620.2252 | 0 | 402747.7658 | 1047867.0717 | 715190.8079 | 3198492.2244 | 961560.8286 | 14923245.9986 | 14923245.9986 | 1478867.319 | 6851019.4693 | 0 | 19083299.0516 | 42336431.8385 | 749.8942 | 0.19058 | 100130.8598 | 222141.0098 | 2041.303 | 4528.645
1 | 4300 | 707 | 0.03 | 15 | 15 | 7 | 1e-12 | 5spot_SharedNeighbor | Water | Porous | Wet | R600a | MinimizeLCOE_Brownfield | IgnoreSilica | 4.8548 | 1.2536 | 0.072425 | 4 | 68922.23 | 149188.2449 | 1405.0729 | 3041.4042 | 129.0173 | 0 | 77.9962 | 492508.3043 | 36666.3432 | 406435.9196 | 230728.6414 | 0 | 151609.6429 | 0 | 514000.0521 | 1337322.6995 | 912750.2217 | 4082021.8247 | 961560.8286 | 14923245.9986 | 14923245.9986 | 1478867.319 | 6851019.4693 | 0 | 19966828.6519 | 43219961.4388 | 1000 | 0.2897 | 68922.23 | 149188.2449 | 1405.0729 | 3041.4042
1 | 4300 | 707 | 0.03 | 15 | 15 | 7 | 1.3335e-12 | 5spot_SharedNeighbor | Water | Porous | Wet | R600a | MinimizeLCOE_Brownfield | IgnoreSilica | 6.4406 | 1.726 | 0.10621 | 4 | 49626.7477 | 104359.2751 | 1011.7084 | 2127.505 | 131.6202 | 0 | 79.5554 | 624193.6662 | 47257.9531 | 523964.1683 | 304302.1881 | 0 | 178909.0862 | 0 | 654664.5542 | 1703302.8798 | 1162539.2149 | 5199133.7109 | 961560.8286 | 14923245.9986 | 14923245.9986 | 1478867.319 | 6851019.4693 | 0 | 21083940.5381 | 44337073.325 | 1333.5214 | 0.42485 | 49626.7477 | 104359.2751 | 1011.7084 | 2127.505
1 | 4300 | 707 | 0.03 | 15 | 15 | 7 | 1.7783e-12 | 5spot_SharedNeighbor | Water | Porous | Wet | R600a | MinimizeLCOE_Brownfield | IgnoreSilica | 8.5406 | 2.3484 | 0.15067 | 4 | 37271.3467 | 75854.8609 | 759.8268 | 1546.4039 | 133.4706 | 0 | 78.3624 | 781590.805 | 59866.773 | 669493.0111 | 400829.3895 | 0 | 211882.6525 | 0 | 828228.4261 | 2154880.4717 | 1470750.2003 | 6577521.7293 | 961560.8286 | 14923245.9986 | 14923245.9986 | 1478867.319 | 6851019.4693 | 0 | 22462328.5565 | 45715461.3434 | 1778.2794 | 0.60267 | 37271.3467 | 75854.8609 | 759.8268 | 1546.4039
1 | 4300 | 707 | 0.03 | 15 | 15 | 7 | 2.3714e-12 | 5spot_SharedNeighbor | Water | Porous | Wet | R600a | MinimizeLCOE_Brownfield | IgnoreSilica | 11.371 | 3.2061 | 0.21357 | 4 | 28388.4487 | 55608.4414 | 578.7369 | 1133.6533 | 135.2662 | 0 | 104.7992 | 981209.7613 | 76016.0586 | 857764.2601 | 533629.4222 | 0 | 252644.2665 | 0 | 1053492.8698 | 2740972.3461 | 1870769.9476 | 8366498.9322 | 961560.8286 | 14923245.9986 | 14923245.9986 | 1478867.319 | 6851019.4693 | 0 | 24251305.7594 | 47504438.5464 | 2371.3737 | 0.85427 | 28388.4487 | 55608.4414 | 578.7369 | 1133.6533
1 | 4300 | 707 | 0.03 | 15 | 15 | 7 | 3.1623e-12 | 5spot_SharedNeighbor | Water | Porous | Wet | R600a | MinimizeLCOE_Brownfield | IgnoreSilica | 15.0984 | 4.328 | 0.29561 | 4 | 22373.3817 | 42038.8776 | 456.1116 | 857.0194 | 136.4644 | 0 | 94.7994 | 1218848.3053 | 95114.9356 | 1089578.924 | 707816.9403 | 0 | 301412.7019 | 0 | 1330981.0048 | 3462939.5527 | 2363527.401 | 10570219.7656 | 961560.8286 | 14923245.9986 | 14923245.9986 | 1478867.319 | 6851019.4693 | 0 | 26455026.5928 | 49708159.3797 | 3162.2777 | 1.1824 | 22373.3817 | 42038.8776 | 456.1116 | 857.0194
1 | 4300 | 707 | 0.03 | 15 | 15 | 7 | 4.217e-12 | 5spot_SharedNeighbor | Water | Porous | Wet | R600a | MinimizeLCOE_Brownfield | IgnoreSilica | 20.048 | 5.8163 | 0.4044 | 4 | 18057.5777 | 32432.6209 | 368.1281 | 661.1828 | 137.3782 | 0 | 98.3144 | 1507229.0266 | 118188.4453 | 1379368.5978 | 936798.6651 | 0 | 360681.5326 | 0 | 1677883.8443 | 4365509.5815 | 2979549.9916 | 13325209.6848 | 961560.8286 | 14923245.9986 | 14923245.9986 | 1478867.319 | 6851019.4693 | 0 | 29210016.5121 | 52463149.299 | 4216.965 | 1.6176 | 18057.5777 | 32432.6209 | 368.1281 | 661.1828
1 | 4300 | 707 | 0.03 | 15 | 15 | 7 | 5.6234e-12 | 5spot_SharedNeighbor | Water | Porous | Wet | R600a | MinimizeLCOE_Brownfield | IgnoreSilica | 26.6259 | 7.7917 | 0.54835 | 4 | 14892.0204 | 25493.4936 | 303.594 | 519.7193 | 138.0745 | 0 | 85.7595 | 1857924.9776 | 146106.2235 | 1742122.7801 | 1238118.8625 | 0 | 433157.7052 | 0 | 2112797.9141 | 5497066.778 | 3751861.0294 | 16779156.2705 | 961560.8286 | 14923245.9986 | 14923245.9986 | 1478867.319 | 6851019.4693 | 0 | 32663963.0977 | 55917095.8847 | 5623.4133 | 2.1934 | 14892.0204 | 25493.4936 | 303.594 | 519.7193
1 | 4300 | 707 | 0.03 | 15 | 15 | 7 | 7.4989e-12 | 5spot_SharedNeighbor | Water | Porous | Wet | R600a | MinimizeLCOE_Brownfield | IgnoreSilica | 35.2615 | 10.3901 | 0.73813 | 4 | 12524.4902 | 20400.182 | 255.3287 | 415.8853 | 138.6001 | 0 | 112.6006 | 2281898.4274 | 179747.9274 | 2192393.2013 | 1636274.3351 | 0 | 520233.7915 | 0 | 2656113.5962 | 6910662.7336 | 4716669.3156 | 21093993.3282 | 961560.8286 | 14923245.9986 | 14923245.9986 | 1478867.319 | 6851019.4693 | 0 | 36978800.1554 | 60231932.9423 | 7498.9421 | 2.9525 | 12524.4902 | 20400.182 | 255.3287 | 415.8853
1 | 4300 | 707 | 0.03 | 15 | 15 | 7 | 1e-11 | 5spot_SharedNeighbor | Water | Porous | Wet | R600a | MinimizeLCOE_Brownfield | IgnoreSilica | 46.5332 | 13.7822 | 0.98557 | 4 | 10738.7354 | 16637.1112 | 218.9236 | 339.17 | 138.9929 | 0 | 96.8739 | 2791277.8005 | 219999.3395 | 2747697.3014 | 2156088.2346 | 0 | 624905.6444 | 0 | 3330587.645 | 8665505.8547 | 5914385.8042 | 26450447.6242 | 961560.8286 | 14923245.9986 | 14923245.9986 | 1478867.319 | 6851019.4693 | 0 | 42335254.4514 | 65588387.2383 | 10000 | 3.9423 | 10738.7354 | 16637.1112 | 218.9236 | 339.17
1 | 4300 | 707 | 0.03 | 15 | 15 | 7 | 1.3335e-11 | 5spot_SharedNeighbor | Water | Porous | Wet | R600a | MinimizeLCOE_Brownfield | IgnoreSilica | 57.1929 | 16.9889 | 1.2562 | 4 | 9369.9998 | 13997.7362 | 191.0201 | 285.3628 | 139.201 | 0 | 102.5236 | 3240145.4019 | 255356.8137 | 3247738.2514 | 2650798.8169 | 0 | 678408.9103 | 0 | 3928254.7957 | 10220513.1826 | 6975710.2577 | 31196926.4302 | 961560.8286 | 14923245.9986 | 14923245.9986 | 1478867.319 | 6851019.4693 | 0 | 47081733.2574 | 70334866.0443 | 13335.2143 | 5.0247 | 9369.9998 | 13997.7362 | 191.0201 | 285.3628
1 | 4300 | 707 | 0.03 | 15 | 15 | 7 | 1.7783e-11 | 5spot_SharedNeighbor | Water | Porous | Wet | R600a | MinimizeLCOE_Brownfield | IgnoreSilica | 68.613 | 20.4098 | 1.5624 | 4 | 8308.8242 | 12029.5939 | 169.3866 | 245.2395 | 139.3004 | 0 | 124.987 | 3691668.6193 | 290710.2774 | 3760858.5112 | 3178998.9886 | 0 | 714395.1931 | 0 | 4538286.3199 | 11807690.074 | 8058991.0993 | 36041599.0828 | 961560.8286 | 14923245.9986 | 14923245.9986 | 1478867.319 | 6851019.4693 | 0 | 51926405.91 | 75179538.6969 | 17782.7941 | 6.2495 | 8308.8242 | 12029.5939 | 169.3866 | 245.2395
1 | 4300 | 707 | 0.03 | 15 | 15 | 7 | 2.3714e-11 | 5spot_SharedNeighbor | Water | Porous | Wet | R600a | MinimizeLCOE_Brownfield | IgnoreSilica | 80.4124 | 23.9162 | 1.8928 | 4 | 7488.6049 | 10559.7851 | 152.6653 | 215.2755 | 139.2901 | 0 | 151.7084 | 4130533.5816 | 324789.0477 | 4269460.1181 | 3721099.3118 | 0 | 731731.8479 | 0 | 5139269.4238 | 13371324.8315 | 9126203.9507 | 40814412.1131 | 961560.8286 | 14923245.9986 | 14923245.9986 | 1478867.319 | 6851019.4693 | 0 | 56699218.9403 | 79952351.7272 | 23713.7371 | 7.5714 | 7488.6049 | 10559.7851 | 152.6653 | 215.2755
1 | 4300 | 707 | 0.03 | 15 | 15 | 7 | 3.1623e-11 | 5spot_SharedNeighbor | Water | Porous | Wet | R600a | MinimizeLCOE_Brownfield | IgnoreSilica | 91.9593 | 27.3091 | 2.2294 | 4 | 6857.2275 | 9464.7755 | 139.7939 | 192.9523 | 139.1826 | 0 | 159.2776 | 4535533.0934 | 355914.519 | 4747879.5362 | 4246611.49 | 0 | 728741.3115 | 0 | 5699725.1805 | 14829515.7453 | 10121449.2123 | 45265370.0882 | 961560.8286 | 14923245.9986 | 14923245.9986 | 1478867.319 | 6851019.4693 | 0 | 61150176.9154 | 84403309.7023 | 31622.7766 | 8.9176 | 6857.2275 | 9464.7755 | 139.7939 | 192.9523
1 | 4300 | 707 | 0.03 | 15 | 15 | 7 | 4.217e-11 | 5spot_SharedNeighbor | Water | Porous | Wet | R600a | MinimizeLCOE_Brownfield | IgnoreSilica | 102.7286 | 30.4315 | 2.5541 | 4 | 6373.0954 | 8649.1387 | 129.9242 | 176.3244 | 139.0059 | 0 | 209.8545 | 4893166.3387 | 383081.4454 | 5178081.5632 | 4731296.1915 | 0 | 707727.3892 | 0 | 6198407.6419 | 16126985.216 | 11006998.7863 | 49225744.5721 | 961560.8286 | 14923245.9986 | 14923245.9986 | 1478867.319 | 6851019.4693 | 0 | 65110551.3993 | 88363684.1863 | 42169.6503 | 10.2165 | 6373.0954 | 8649.1387 | 129.9242 | 176.3244
1 | 4300 | 707 | 0.03 | 15 | 15 | 7 | 5.6234e-11 | 5spot_SharedNeighbor | Water | Porous | Wet | R600a | MinimizeLCOE_Brownfield | IgnoreSilica | 112.5117 | 33.2343 | 2.8566 | 4 | 6002.5978 | 8037.6633 | 122.3711 | 163.8586 | 138.7884 | 0 | 212.3038 | 5203798.3094 | 406478.45 | 5557002.8992 | 5173375.2295 | 0 | 675153.9038 | 0 | 6636165.4289 | 17265941.1812 | 11784359.6358 | 52702275.0377 | 961560.8286 | 14923245.9986 | 14923245.9986 | 1478867.319 | 6851019.4693 | 0 | 68587081.8649 | 91840214.6518 | 56234.1325 | 11.4262 | 6002.5978 | 8037.6633 | 122.3711 | 163.8586
1 | 4300 | 707 | 0.03 | 15 | 15 | 7 | 7.4989e-11 | 5spot_SharedNeighbor | Water | Porous | Wet | R600a | MinimizeLCOE_Brownfield | IgnoreSilica | 120.7944 | 35.5768 | 3.1211 | 4 | 5720.2878 | 7582.8445 | 116.6158 | 154.5865 | 138.5657 | 0 | 207.3505 | 5456109.6858 | 425289.3475 | 5869047.5092 | 5545929.3722 | 0 | 632495.3974 | 0 | 6992259.8117 | 18192425.7204 | 12416704.3711 | 55530261.2153 | 961560.8286 | 14923245.9986 | 14923245.9986 | 1478867.319 | 6851019.4693 | 0 | 71415068.0425 | 94668200.8294 | 74989.4209 | 12.4845 | 5720.2878 | 7582.8445 | 116.6158 | 154.5865
1 | 4300 | 707 | 0.03 | 15 | 15 | 7 | 1e-10 | 5spot_SharedNeighbor | Water | Porous | Wet | R600a | MinimizeLCOE_Brownfield | IgnoreSilica | 127.666 | 37.4977 | 3.3457 | 4 | 5505.6992 | 7243.2491 | 112.2411 | 147.6634 | 138.3561 | 0 | 223.2817 | 5658288.7228 | 440222.4701 | 6122040.0089 | 5853655.5767 | 0 | 586321.4253 | 0 | 7277605.9995 | 18934837.9684 | 12923415.9854 | 57796388.157 | 961560.8286 | 14923245.9986 | 14923245.9986 | 1478867.319 | 6851019.4693 | 0 | 73681194.9843 | 96934327.7712 | 100000 | 13.3827 | 5505.6992 | 7243.2491 | 112.2411 | 147.6634
1 | 4300 | 707 | 0.03 | 15 | 15 | 7 | 1.3335e-10 | 5spot_SharedNeighbor | Water | Porous | Wet | R600a | MinimizeLCOE_Brownfield | IgnoreSilica | 133.2102 | 39.0318 | 3.5305 | 4 | 5342.9049 | 6989.4829 | 108.9223 | 142.4901 | 138.1716 | 0 | 221.7032 | 5816822.829 | 451836.7707 | 6322361.0226 | 6101008.2522 | 0 | 540561.3628 | 0 | 7500710.1925 | 19515309.3138 | 13319599.6062 | 59568209.3497 | 961560.8286 | 14923245.9986 | 14923245.9986 | 1478867.319 | 6851019.4693 | 0 | 75453016.1769 | 98706148.9639 | 133352.1432 | 14.1221 | 5342.9049 | 6989.4829 | 108.9223 | 142.4901
1 | 4300 | 707 | 0.03 | 15 | 15 | 7 | 1.7783e-10 | 5spot_SharedNeighbor | Water | Porous | Wet | R600a | MinimizeLCOE_Brownfield | IgnoreSilica | 139.8197 | 40.8596 | 3.721 | 4 | 5217.5014 | 6779.7925 | 106.3658 | 138.2152 | 137.966 | 0 | 205.4454 | 6003399.1125 | 465499.5918 | 6558988.811 | 6396497.8896 | 0 | 519882.1295 | 0 | 7778264.3384 | 20237448.2671 | 13812474.2803 | 61772454.4202 | 961560.8286 | 14923245.9986 | 14923245.9986 | 1478867.319 | 6851019.4693 | 0 | 77657261.2474 | 100910394.0343 | 177827.941 | 14.884 | 5217.5014 | 6779.7925 | 106.3658 | 138.2152
1 | 4300 | 707 | 0.03 | 15 | 15 | 7 | 2.3714e-10 | 5spot_SharedNeighbor | Water | Porous | Wet | R600a | MinimizeLCOE_Brownfield | IgnoreSilica | 143.5003 | 41.8747 | 3.8461 | 4 | 5122.5113 | 6633.9908 | 104.4293 | 135.2429 | 137.8491 | 0 | 222.089 | 6105841.3582 | 472982.6187 | 6689514.7291 | 6562779.8327 | 0 | 484204.8782 | 0 | 7922976.1326 | 20613958.6711 | 14069450.3675 | 62921708.588 | 961560.8286 | 14923245.9986 | 14923245.9986 | 1478867.319 | 6851019.4693 | 0 | 78806515.4152 | 102059648.2022 | 237137.3706 | 15.3844 | 5122.5113 | 6633.9908 | 104.4293 | 135.2429
1 | 4300 | 707 | 0.03 | 15 | 15 | 7 | 3.1623e-10 | 5spot_SharedNeighbor | Water | Porous | Wet | R600a | MinimizeLCOE_Brownfield | IgnoreSilica | 146.3313 | 42.6522 | 3.9437 | 4 | 5050.7215 | 6524.7896 | 102.9658 | 133.0167 | 137.7569 | 0 | 241.0163 | 6183657.3347 | 478647.1993 | 6789088.2695 | 6690621.2676 | 0 | 453434.6274 | 0 | 8032224.9924 | 20898201.7943 | 14263452.1397 | 63789327.6249 | 961560.8286 | 14923245.9986 | 14923245.9986 | 1478867.319 | 6851019.4693 | 0 | 79674134.4521 | 102927267.239 | 316227.766 | 15.7748 | 5050.7215 | 6524.7896 | 102.9658 | 133.0167
1 | 4300 | 707 | 0.03 | 15 | 15 | 7 | 4.217e-10 | 5spot_SharedNeighbor | Water | Porous | Wet | R600a | MinimizeLCOE_Brownfield | IgnoreSilica | 148.4749 | 43.239 | 4.0188 | 4 | 4996.5355 | 6443.0717 | 101.8611 | 131.3507 | 137.6856 | 0 | 244.4436 | 6242014.869 | 482883.906 | 6864007.9507 | 6787381.9121 | 0 | 427535.5032 | 0 | 8113491.415 | 21109640.3558 | 14407763.3026 | 64434719.2143 | 961560.8286 | 14923245.9986 | 14923245.9986 | 1478867.319 | 6851019.4693 | 0 | 80319526.0415 | 103572658.8284 | 421696.5034 | 16.075 | 4996.5355 | 6443.0717 | 101.8611 | 131.3507
1 | 4300 | 707 | 0.03 | 15 | 15 | 7 | 5.6234e-10 | 5spot_SharedNeighbor | Water | Porous | Wet | R600a | MinimizeLCOE_Brownfield | IgnoreSilica | 150.0897 | 43.6799 | 4.076 | 4 | 4955.6818 | 6381.8879 | 101.0283 | 130.1034 | 137.6311 | 0 | 255.4111 | 6285662.0335 | 486046.1314 | 6920181.7209 | 6860256.9105 | 0 | 406280.332 | 0 | 8173786.58 | 21266516.007 | 14514834.158 | 64913563.8733 | 961560.8286 | 14923245.9986 | 14923245.9986 | 1478867.319 | 6851019.4693 | 0 | 80798370.7005 | 104051503.4874 | 562341.3252 | 16.3042 | 4955.6818 | 6381.8879 | 101.0283 | 130.1034
1 | 4300 | 707 | 0.03 | 15 | 15 | 7 | 7.4989e-10 | 5spot_SharedNeighbor | Water | Porous | Wet | R600a | MinimizeLCOE_Brownfield | IgnoreSilica | 151.3077 | 44.0118 | 4.1196 | 4 | 4924.9098 | 6336.0266 | 100.4009 | 129.1685 | 137.5896 | 0 | 238.3376 | 6318405.1027 | 488414.6425 | 6962401.0166 | 6915213.1958 | 0 | 389229.2652 | 0 | 8218728.6569 | 21383446.0722 | 14594641.3302 | 65270479.2822 | 961560.8286 | 14923245.9986 | 14923245.9986 | 1478867.319 | 6851019.4693 | 0 | 81155286.1094 | 104408418.8964 | 749894.2093 | 16.4785 | 4924.9098 | 6336.0266 | 100.4009 | 129.1685
1 | 4300 | 707 | 0.03 | 15 | 15 | 7 | 1e-09 | 5spot_SharedNeighbor | Water | Porous | Wet | R600a | MinimizeLCOE_Brownfield | IgnoreSilica | 152.2091 | 44.2571 | 4.1524 | 4 | 4901.7509 | 6301.7392 | 99.9288 | 128.4695 | 137.5586 | 0 | 255.5633 | 6342539.6316 | 490158.3628 | 6993564.357 | 6955880.6752 | 0 | 375608.3833 | 0 | 8251523.0499 | 21468770.3557 | 14652876.9069 | 65530921.7225 | 961560.8286 | 14923245.9986 | 14923245.9986 | 1478867.319 | 6851019.4693 | 0 | 81415728.5498 | 104668861.3367 | 1000000 | 16.6095 | 4901.7509 | 6301.7392 | 99.9288 | 128.4695
1 | 4300 | 707 | 0.03 | 15 | 15 | 7 | 1.3335e-09 | 5spot_SharedNeighbor | Water | Porous | Wet | R600a | MinimizeLCOE_Brownfield | IgnoreSilica | 152.8935 | 44.4432 | 4.1773 | 4 | 4884.3339 | 6275.9856 | 99.5738 | 127.9445 | 137.535 | 0 | 242.3843 | 6360807.4083 | 491477.0439 | 7017177.0814 | 6986752.6255 | 0 | 365042.7982 | 0 | 8276290.2133 | 21533209.4346 | 14696857.9023 | 65727614.5075 | 961560.8286 | 14923245.9986 | 14923245.9986 | 1478867.319 | 6851019.4693 | 0 | 81612421.3347 | 104865554.1217 | 1333521.4322 | 16.709 | 4884.3339 | 6275.9856 | 99.5738 | 127.9445
1 | 4300 | 707 | 0.03 | 15 | 15 | 7 | 1.7783e-09 | 5spot_SharedNeighbor | Water | Porous | Wet | R600a | MinimizeLCOE_Brownfield | IgnoreSilica | 153.4077 | 44.5828 | 4.196 | 4 | 4871.2431 | 6256.672 | 99.3069 | 127.5507 | 137.5171 | 0 | 233.4211 | 6374499.9388 | 492464.7877 | 7034889.9962 | 7009943.9412 | 0 | 356872.3365 | 0 | 8294781.6901 | 21581320.464 | 14729694.6685 | 65874467.8229 | 961560.8286 | 14923245.9986 | 14923245.9986 | 1478867.319 | 6851019.4693 | 0 | 81759274.6501 | 105012407.437 | 1778279.41 | 16.7841 | 4871.2431 | 6256.672 | 99.3069 | 127.5507
1 | 4300 | 707 | 0.03 | 15 | 15 | 7 | 2.3714e-09 | 5spot_SharedNeighbor | Water | Porous | Wet | R600a | MinimizeLCOE_Brownfield | IgnoreSilica | 153.7755 | 44.6827 | 4.2098 | 4 | 4861.4088 | 6242.2996 | 99.1064 | 127.2577 | 137.5043 | 0 | 241.2178 | 6384278.6747 | 493169.8278 | 7047547.6518 | 7026534.2564 | 0 | 350423.1957 | 0 | 8307761.9065 | 21615092.3245 | 14752744.6572 | 65977552.4947 | 961560.8286 | 14923245.9986 | 14923245.9986 | 1478867.319 | 6851019.4693 | 0 | 81862359.3219 | 105115492.1088 | 2371373.7057 | 16.8392 | 4861.4088 | 6242.2996 | 99.1064 | 127.2577
1 | 4300 | 707 | 0.03 | 15 | 15 | 7 | 3.1623e-09 | 5spot_SharedNeighbor | Water | Porous | Wet | R600a | MinimizeLCOE_Brownfield | IgnoreSilica | 154.0534 | 44.7581 | 4.2202 | 4 | 4854.0238 | 6231.5095 | 98.9558 | 127.0377 | 137.4946 | 0 | 234.3979 | 6391655.4767 | 493701.4959 | 7057100.3273 | 7039064.4711 | 0 | 345518.4109 | 0 | 8317545.6709 | 21640547.6725 | 14770118.4553 | 66055251.9806 | 961560.8286 | 14923245.9986 | 14923245.9986 | 1478867.319 | 6851019.4693 | 0 | 81940058.8079 | 105193191.5948 | 3162277.6602 | 16.8809 | 4854.0238 | 6231.5095 | 98.9558 | 127.0377
1 | 4300 | 707 | 0.03 | 15 | 15 | 7 | 4.217e-09 | 5spot_SharedNeighbor | Water | Porous | Wet | R600a | MinimizeLCOE_Brownfield | IgnoreSilica | 154.2749 | 44.8182 | 4.2283 | 4 | 4848.4798 | 6223.3372 | 98.8428 | 126.8711 | 137.4869 | 0 | 250.7358 | 6397531.8124 | 494124.9176 | 7064712.2606 | 7049054.5641 | 0 | 341917.4736 | 0 | 8325463.0011 | 21661146.9415 | 14784177.8796 | 66118128.8505 | 961560.8286 | 14923245.9986 | 14923245.9986 | 1478867.319 | 6851019.4693 | 0 | 82002935.6777 | 105256068.4646 | 4216965.0343 | 16.9131 | 4848.4798 | 6223.3372 | 98.8428 | 126.8711
1 | 4300 | 707 | 0.03 | 15 | 15 | 7 | 5.6234e-09 | 5spot_SharedNeighbor | Water | Porous | Wet | R600a | MinimizeLCOE_Brownfield | IgnoreSilica | 154.4212 | 44.8578 | 4.234 | 4 | 4844.319 | 6217.3296 | 98.758 | 126.7487 | 137.4817 | 0 | 237.4175 | 6401410.136 | 494404.2888 | 7069737.6201 | 7055653.3827 | 0 | 338995.9979 | 0 | 8330478.5559 | 21674196.3865 | 14793084.394 | 66157960.7619 | 961560.8286 | 14923245.9986 | 14923245.9986 | 1478867.319 | 6851019.4693 | 0 | 82042767.5891 | 105295900.376 | 5623413.2519 | 16.9359 | 4844.319 | 6217.3296 | 98.758 | 126.7487
1 | 4300 | 707 | 0.03 | 15 | 15 | 7 | 7.4989e-09 | 5spot_SharedNeighbor | Water | Porous | Wet | R600a | MinimizeLCOE_Brownfield | IgnoreSilica | 150 | 43.6546 | 4.1526 | 4 | 4840.9585 | 6240.8759 | 98.6895 | 127.2287 | 137.6326 | 0 | 238.4022 | 6283116.4685 | 485856.8058 | 6916969.4248 | 6856190.7593 | 0 | 290921.4906 | 0 | 8124891.4301 | 21139300.8567 | 14428007.2039 | 64525254.4396 | 961560.8286 | 14923245.9986 | 14923245.9986 | 1478867.319 | 6851019.4693 | 0 | 80410061.2668 | 103663194.0537 | 7498942.0933 | 16.6104 | 4840.9585 | 6240.8759 | 98.6895 | 127.2287
1 | 4300 | 707 | 0.03 | 15 | 15 | 7 | 1e-08 | 5spot_SharedNeighbor | Water | Porous | Wet | R600a | MinimizeLCOE_Brownfield | IgnoreSilica | 150 | 43.6546 | 4.1541 | 4 | 4838.7183 | 6238.1202 | 98.6438 | 127.1725 | 137.6326 | 0 | 239.1108 | 6283113.5999 | 485856.4853 | 6916967.2275 | 6856190.3304 | 0 | 288472.8336 | 0 | 8123934.1859 | 21136810.3038 | 14426307.3503 | 64517652.3168 | 961560.8286 | 14923245.9986 | 14923245.9986 | 1478867.319 | 6851019.4693 | 0 | 80402459.144 | 103655591.9309 | 10000000 | 16.6165 | 4838.7183 | 6238.1202 | 98.6438 | 127.1725
1 | 4400 | 707 | 0.03 | 15 | 15 | 7 | 1e-13 | 5spot_SharedNeighbor | Water | Porous | Wet | R600a | MinimizeLCOE_Brownfield | IgnoreSilica | 0 | 0 | 0 | 0 | [6 empty] | 22.6921 | [19 empty] | 100 | 0
1 | 4400 | 707 | 0.03 | 15 | 15 | 7 | 1.3335e-13 | 5spot_SharedNeighbor | Water | Porous | Wet | R600a | MinimizeLCOE_Brownfield | IgnoreSilica | 0 | 0 | 0 | 0 | [6 empty] | 22.7951 | [19 empty] | 133.3521 | 0
1 | 4400 | 707 | 0.03 | 15 | 15 | 7 | 1.7783e-13 | 5spot_SharedNeighbor | Water | Porous | Wet | R600a | MinimizeLCOE_Brownfield | IgnoreSilica | 0 | 0 | 0 | 0 | [6 empty] | 22.8554 | [19 empty] | 177.8279 | 0
1 | 4400 | 707 | 0.03 | 15 | 15 | 7 | 2.3714e-13 | 5spot_SharedNeighbor | Water | Porous | Wet | R600a | MinimizeLCOE_Brownfield | IgnoreSilica | 1.2545 | 0.22191 | 0.0036162 | 4 | 1211519.5919 | 2863409.3654 | 24698.4656 | 58374.473 | 104.8716 | 0 | 51.5336 | 128536.8654 | 8229.3021 | 103462.0291 | 67918.4351 | 0 | 73366.0661 | 0 | 148789.9522 | 387120.9345 | 264217.9923 | 1181641.5769 | 961560.8286 | 15381354.416 | 15381354.416 | 1478867.319 | 7034262.8363 | 0 | 17524556.8215 | 41419041.3927 | 237.1374 | 0.014465 | 1211519.5919 | 2863409.3654 | 24698.4656 | 58374.473
1 | 4400 | 707 | 0.03 | 15 | 15 | 7 | 3.1623e-13 | 5spot_SharedNeighbor | Water | Porous | Wet | R600a | MinimizeLCOE_Brownfield | IgnoreSilica | 1.6514 | 0.33154 | 0.010093 | 4 | 443303.2653 | 1035146.7443 | 9037.3367 | 21102.8665 | 112.4558 | 0 | 282.464 | 178046.8576 | 11940.4903 | 141875.2328 | 85493.5319 | 0 | 84558.9853 | 0 | 195746.8882 | 509293.2498 | 347603.1079 | 1554558.3437 | 961560.8286 | 15381354.416 | 15381354.416 | 1478867.319 | 7034262.8363 | 0 | 17897473.5883 | 41791958.1595 | 316.2278 | 0.040373 | 443303.2653 | 1035146.7443 | 9037.3367 | 21102.8665
1 | 4400 | 707 | 0.03 | 15 | 15 | 7 | 4.217e-13 | 5spot_SharedNeighbor | Water | Porous | Wet | R600a | MinimizeLCOE_Brownfield | IgnoreSilica | 2.1571 | 0.47747 | 0.019809 | 4 | 231607.9037 | 533173.4655 | 4721.6404 | 10869.4623 | 118.6595 | 0 | 387.7697 | 237760.5535 | 16568.1951 | 189118.4233 | 108381.1352 | 0 | 96645.8244 | 0 | 252904.9113 | 658006.7013 | 449103.0943 | 2008488.8384 | 961560.8286 | 15381354.416 | 15381354.416 | 1478867.319 | 7034262.8363 | 0 | 18351404.083 | 42245888.6543 | 421.6965 | 0.079235 | 231607.9037 | 533173.4655 | 4721.6404 | 10869.4623
1 | 4400 | 707 | 0.03 | 15 | 15 | 7 | 5.6234e-13 | 5spot_SharedNeighbor | Water | Porous | Wet | R600a | MinimizeLCOE_Brownfield | IgnoreSilica | 2.8377 | 0.67973 | 0.033942 | 4 | 139459.1347 | 315455.0628 | 2843.0631 | 6430.9781 | 123.902 | 0 | 515.5926 | 312793.3177 | 22521.9001 | 249962.3619 | 139599.8702 | 0 | 111692.4295 | 0 | 326262.2529 | 848867.4566 | 579369.4816 | 2591069.0704 | 961560.8286 | 15381354.416 | 15381354.416 | 1478867.319 | 7034262.8363 | 0 | 18933984.315 | 42828468.8863 | 562.3413 | 0.13577 | 139459.1347 | 315455.0628 | 2843.0631 | 6430.9781
1 | 4400 | 707 | 0.03 | 15 | 15 | 7 | 7.4989e-13 | 5spot_SharedNeighbor | Water | Porous | Wet | R600a | MinimizeLCOE_Brownfield | IgnoreSilica | 3.7559 | 0.95863 | 0.054094 | 4 | 90965.5126 | 201396.0223 | 1854.455 | 4105.7303 | 128.2118 | 0 | 71.788 | 406716.0279 | 30110.7925 | 328108.6706 | 182877.5897 | 0 | 130502.2127 | 0 | 420542.9644 | 1094166.5283 | 746791.1384 | 3339815.9246 | 961560.8286 | 15381354.416 | 15381354.416 | 1478867.319 | 7034262.8363 | 0 | 19682731.1692 | 43577215.7405 | 749.8942 | 0.21638 | 90965.5126 | 201396.0223 | 1854.455 | 4105.7303
1 | 4400 | 707 | 0.03 | 15 | 15 | 7 | 1e-12 | 5spot_SharedNeighbor | Water | Porous | Wet | R600a | MinimizeLCOE_Brownfield | IgnoreSilica | 4.9669 | 1.3308 | 0.081734 | 4 | 63045.9731 | 136132.1763 | 1285.2774 | 2775.2385 | 131.6083 | 0 | 80.506 | 520410.3291 | 39388.7016 | 425567.8001 | 240158.2288 | 0 | 152812.2784 | 0 | 537551.5618 | 1398598.8968 | 954572.4854 | 4269060.282 | 961560.8286 | 15381354.416 | 15381354.416 | 1478867.319 | 7034262.8363 | 0 | 20611975.5266 | 44506460.0979 | 1000 | 0.32694 | 63045.9731 | 136132.1763 | 1285.2774 | 2775.2385
1 | 4400 | 707 | 0.03 | 15 | 15 | 7 | 1.3335e-12 | 5spot_SharedNeighbor | Water | Porous | Wet | R600a | MinimizeLCOE_Brownfield | IgnoreSilica | 6.5721 | 1.8269 | 0.11908 | 4 | 45703.7047 | 95870.2065 | 931.7318 | 1954.4438 | 134.2412 | 0 | 87.4869 | 658103.742 | 50668.8182 | 547342.8352 | 316027.8981 | 0 | 179706.4912 | 0 | 683221.416 | 1777601.9764 | 1213249.875 | 5425923.0521 | 961560.8286 | 15381354.416 | 15381354.416 | 1478867.319 | 7034262.8363 | 0 | 21768838.2967 | 45663322.8679 | 1333.5214 | 0.4763 | 45703.7047 | 95870.2065 | 931.7318 | 1954.4438
1 | 4400 | 707 | 0.03 | 15 | 15 | 7 | 1.7783e-12 | 5spot_SharedNeighbor | Water | Porous | Wet | R600a | MinimizeLCOE_Brownfield | IgnoreSilica | 8.7064 | 2.4841 | 0.16852 | 4 | 34431.335 | 69879.075 | 701.9293 | 1424.5795 | 136.1232 | 0 | 71.4773 | 823955.7648 | 64226.4899 | 698980.3334 | 417195.0363 | 0 | 212585.4019 | 0 | 864607.7803 | 2249532.0888 | 1535351.8739 | 6866434.7692 | 961560.8286 | 15381354.416 | 15381354.416 | 1478867.319 | 7034262.8363 | 0 | 23209350.0138 | 47103834.5851 | 1778.2794 | 0.67408 | 34431.335 | 69879.075 | 701.9293 | 1424.5795
1 | 4400 | 707 | 0.03 | 15 | 15 | 7 | 2.3714e-12 | 5spot_SharedNeighbor | Water | Porous | Wet | R600a | MinimizeLCOE_Brownfield | IgnoreSilica | 11.5757 | 3.3829 | 0.23762 | 4 | 26357.3067 | 51496.4662 | 537.3293 | 1049.8251 | 137.9688 | 0 | 112.5582 | 1032295.7224 | 81381.9759 | 893781.4431 | 551653.6148 | 0 | 252863.7325 | 0 | 1096670.8306 | 2853312.5431 | 1947444.4404 | 8709404.3027 | 961560.8286 | 15381354.416 | 15381354.416 | 1478867.319 | 7034262.8363 | 0 | 25052319.5473 | 48946804.1186 | 2371.3737 | 0.95049 | 26357.3067 | 51496.4662 | 537.3293 | 1049.8251
1 | 4400 | 707 | 0.03 | 15 | 15 | 7 | 3.1623e-12 | 5spot_SharedNeighbor | Water | Porous | Wet | R600a | MinimizeLCOE_Brownfield | IgnoreSilica | 15.3884 | 4.5712 | 0.32832 | 4 | 20826.4445 | 39021.0148 | 424.5752 | 795.4962 | 139.2032 | 0 | 97.3532 | 1282973.45 | 101874.4078 | 1136246.1173 | 730845.2761 | 0 | 302159.621 | 0 | 1386098.5602 | 3606344.1256 | 2461403.9687 | 11007945.5267 | 961560.8286 | 15381354.416 | 15381354.416 | 1478867.319 | 7034262.8363 | 0 | 27350860.7713 | 51245345.3426 | 3162.2777 | 1.3133 | 20826.4445 | 39021.0148 | 424.5752 | 795.4962
1 | 4400 | 707 | 0.03 | 15 | 15 | 7 | 4.217e-12 | 5spot_SharedNeighbor | Water | Porous | Wet | R600a | MinimizeLCOE_Brownfield | IgnoreSilica | 20.4379 | 6.151 | 0.4497 | 4 | 16816.0876 | 30099.5238 | 342.8187 | 613.6195 | 140.1408 | 0 | 103.8489 | 1588785.474 | 126869.7424 | 1439824.5413 | 972511.8925 | 0 | 361846.1834 | 0 | 1751036.7551 | 4555838.4498 | 3109453.3551 | 13906166.3935 | 961560.8286 | 15381354.416 | 15381354.416 | 1478867.319 | 7034262.8363 | 0 | 30249081.6381 | 54143566.2094 | 4216.965 | 1.7988 | 16816.0876 | 30099.5238 | 342.8187 | 613.6195
1 | 4400 | 707 | 0.03 | 15 | 15 | 7 | 5.6234e-12 | 5spot_SharedNeighbor | Water | Porous | Wet | R600a | MinimizeLCOE_Brownfield | IgnoreSilica | 27.1252 | 8.2386 | 0.6098 | 4 | 13882.6514 | 23678.6929 | 283.0166 | 482.7222 | 140.8531 | 0 | 112.8175 | 1958918.9602 | 156959.2719 | 1818119.6546 | 1288243.8104 | 0 | 434259.9815 | 0 | 2206035.6547 | 5739652.2533 | 3917430.601 | 17519620.1877 | 961560.8286 | 15381354.416 | 15381354.416 | 1478867.319 | 7034262.8363 | 0 | 33862535.4323 | 57757020.0035 | 5623.4133 | 2.4392 | 13882.6514 | 23678.6929 | 283.0166 | 482.7222
1 | 4400 | 707 | 0.03 | 15 | 15 | 7 | 7.4989e-12 | 5spot_SharedNeighbor | Water | Porous | Wet | R600a | MinimizeLCOE_Brownfield | IgnoreSilica | 35.907 | 10.9849 | 0.82081 | 4 | 11689.0605 | 18966.8005 | 238.2973 | 386.6639 | 141.3915 | 0 | 94.4351 | 2406506.751 | 193224.5864 | 2287782.8029 | 1705421.9714 | 0 | 521413.0025 | 0 | 2774596.1546 | 7218930.0462 | 4927068.0907 | 22034943.4058 | 961560.8286 | 15381354.416 | 15381354.416 | 1478867.319 | 7034262.8363 | 0 | 38377858.6504 | 62272343.2216 | 7498.9421 | 3.2832 | 11689.0605 | 18966.8005 | 238.2973 | 386.6639
1 | 4400 | 707 | 0.03 | 15 | 15 | 7 | 1e-11 | 5spot_SharedNeighbor | Water | Porous | Wet | R600a | MinimizeLCOE_Brownfield | IgnoreSilica | 47.3421 | 14.5628 | 1.0956 | 4 | 10034.302 | 15486.7449 | 204.5628 | 315.7182 | 141.7923 | 0 | 111.546 | 2943256.6795 | 236534.3842 | 2865834.4463 | 2249634.7868 | 0 | 625822.4492 | 0 | 3479222.2709 | 9052222.6623 | 6178327.9716 | 27630855.6509 | 961560.8286 | 15381354.416 | 15381354.416 | 1478867.319 | 7034262.8363 | 0 | 43973770.8955 | 67868255.4667 | 10000 | 4.3823 | 10034.302 | 15486.7449 | 204.5628 | 315.7182
1 | 4400 | 707 | 0.03 | 15 | 15 | 7 | 1.3335e-11 | 5spot_SharedNeighbor | Water | Porous | Wet | R600a | MinimizeLCOE_Brownfield | IgnoreSilica | 60.3575 | 18.6269 | 1.423 | 4 | 8783.652 | 12981.5247 | 179.0666 | 264.6459 | 142.0302 | 0 | 128.2739 | 3507672.246 | 281827.766 | 3488957.0689 | 2868222.7832 | 0 | 719086.9561 | 0 | 4237649.0599 | 11025493.5925 | 7525125.9281 | 33654035.4006 | 961560.8286 | 15381354.416 | 15381354.416 | 1478867.319 | 7034262.8363 | 0 | 49996950.6452 | 73891435.2165 | 13335.2143 | 5.692 | 8783.652 | 12981.5247 | 179.0666 | 264.6459
1 | 4400 | 707 | 0.03 | 15 | 15 | 7 | 1.7783e-11 | 5spot_SharedNeighbor | Water | Porous | Wet | R600a | MinimizeLCOE_Brownfield | IgnoreSilica | 72.0501 | 22.2568 | 1.7597 | 4 | 7820.8846 | 11215.5421 | 159.4393 | 228.644 | 142.102 | 0 | 145.2271 | 3980835.7542 | 319525.018 | 4022812.2752 | 3421662.0606 | 0 | 752403.3195 | 0 | 4873922.9867 | 12680947.8324 | 8655007.4631 | 38707116.7098 | 961560.8286 | 15381354.416 | 15381354.416 | 1478867.319 | 7034262.8363 | 0 | 55050031.9544 | 78944516.5256 | 17782.7941 | 7.0388 | 7820.8846 | 11215.5421 | 159.4393 | 228.644
1 | 4400 | 707 | 0.03 | 15 | 15 | 7 | 2.3714e-11 | 5spot_SharedNeighbor | Water | Porous | Wet | R600a | MinimizeLCOE_Brownfield | IgnoreSilica | 83.9667 | 25.9231 | 2.118 | 4 | 7077.1025 | 9897.505 | 144.2763 | 201.774 | 142.0593 | 0 | 147.7525 | 4434490.6348 | 355324.9867 | 4544878.2879 | 3981887.8739 | 0 | 765049.4816 | 0 | 5491836.1933 | 14288631.2445 | 9752284.4264 | 43614383.1292 | 961560.8286 | 15381354.416 | 15381354.416 | 1478867.319 | 7034262.8363 | 0 | 59957298.3738 | 83851782.9451 | 23713.7371 | 8.472 | 7077.1025 | 9897.505 | 144.2763 | 201.774
1 | 4400 | 707 | 0.03 | 15 | 15 | 7 | 3.1623e-11 | 5spot_SharedNeighbor | Water | Porous | Wet | R600a | MinimizeLCOE_Brownfield | IgnoreSilica | 95.5324 | 29.4379 | 2.4788 | 4 | 6504.7653 | 8914.6184 | 132.6084 | 181.7366 | 141.9198 | 0 | 190.8186 | 4849812.5867 | 387730.8672 | 5032018.2771 | 4520756.6964 | 0 | 756992.888 | 0 | 6063451.413 | 15775856.7916 | 10767346.4217 | 48153965.9417 | 961560.8286 | 15381354.416 | 15381354.416 | 1478867.319 | 7034262.8363 | 0 | 64496881.1863 | 88391365.7575 | 31622.7766 | 9.9153 | 6504.7653 | 8914.6184 | 132.6084 | 181.7366
1 | 4400 | 707 | 0.03 | 15 | 15 | 7 | 4.217e-11 | 5spot_SharedNeighbor | Water | Porous | Wet | R600a | MinimizeLCOE_Brownfield | IgnoreSilica | 106.2124 | 32.6373 | 2.823 | 4 | 6065.9428 | 8181.9948 | 123.6624 | 166.801 | 141.7154 | 0 | 184.2454 | 5213120.3391 | 415735.699 | 5465760.6713 | 5013333.946 | 0 | 730768.9102 | 0 | 6567100.6306 | 17086248.7433 | 11661715.8546 | 52153784.7943 | 961560.8286 | 15381354.416 | 15381354.416 | 1478867.319 | 7034262.8363 | 0 | 68496700.0389 | 92391184.6101 | 42169.6503 | 11.292 | 6065.9428 | 8181.9948 | 123.6624 | 166.801
1 | 4400 | 707 | 0.03 | 15 | 15 | 7 | 5.6234e-11 | 5spot_SharedNeighbor | Water | Porous | Wet | R600a | MinimizeLCOE_Brownfield | IgnoreSilica | 115.6787 | 35.432 | 3.1362 | 4 | 5730.57 | 7635.2882 | 116.8254 | 155.6557 | 141.4802 | 0 | 185.3212 | 5519912.5569 | 439087.509 | 5838045.2082 | 5445435.511 | 0 | 691623.4462 | 0 | 6994300.6502 | 18197735.5635 | 12420328.4481 | 55546468.893 | 961560.8286 | 15381354.416 | 15381354.416 | 1478867.319 | 7034262.8363 | 0 | 71889384.1376 | 95783868.7089 | 56234.1325 | 12.5449 | 5730.57 | 7635.2882 | 116.8254 | 155.6557
1 | 4400 | 707 | 0.03 | 15 | 15 | 7 | 7.4989e-11 | 5spot_SharedNeighbor | Water | Porous | Wet | R600a | MinimizeLCOE_Brownfield | IgnoreSilica | 123.7567 | 37.7837 | 3.4096 | 4 | 5474.942 | 7226.9544 | 111.6141 | 147.3312 | 141.2429 | 0 | 211.886 | 5770927.6103 | 457964.2136 | 6147059.0438 | 5810576.0758 | 0 | 645004.4064 | 0 | 7344297.2265 | 19108354.8608 | 13041844.8299 | 58326028.2671 | 961560.8286 | 15381354.416 | 15381354.416 | 1478867.319 | 7034262.8363 | 0 | 74668943.5117 | 98563428.0829 | 74989.4209 | 13.6383 | 5474.942 | 7226.9544 | 111.6141 | 147.3312
1 | 4400 | 707 | 0.03 | 15 | 15 | 7 | 1e-10 | 5spot_SharedNeighbor | Water | Porous | Wet | R600a | MinimizeLCOE_Brownfield | IgnoreSilica | 130.4117 | 39.6968 | 3.6395 | 4 | 5280.5546 | 6921.8849 | 107.6512 | 141.112 | 141.0237 | 0 | 216.5473 | 5970518.4261 | 472809.2003 | 6395817.4042 | 6108783.2962 | 0 | 595641.2634 | 0 | 7621992.1401 | 19830860.0631 | 13534969.4765 | 60531391.2698 | 961560.8286 | 15381354.416 | 15381354.416 | 1478867.319 | 7034262.8363 | 0 | 76874306.5144 | 100768791.0857 | 100000 | 14.558 | 5280.5546 | 6921.8849 | 107.6512 | 141.112
1 | 4400 | 707 | 0.03 | 15 | 15 | 7 | 1.3335e-10 | 5spot_SharedNeighbor | Water | Porous | Wet | R600a | MinimizeLCOE_Brownfield | IgnoreSilica | 137.9218 | 41.8469 | 3.8699 | 4 | 5131.8446 | 6675.4621 | 104.6196 | 136.0883 | 140.7729 | 0 | 236.3907 | 6191142.1451 | 489160.5284 | 6672609.005 | 6448756.8049 | 0 | 569818.165 | 0 | 7944879.7929 | 20670947.5021 | 14108346.4157 | 63095660.3592 | 961560.8286 | 15381354.416 | 15381354.416 | 1478867.319 | 7034262.8363 | 0 | 79438575.6038 | 103333060.175 | 133352.1432 | 15.4795 | 5131.8446 | 6675.4621 | 104.6196 | 136.0883
1 | 4400 | 707 | 0.03 | 15 | 15 | 7 | 1.7783e-10 | 5spot_SharedNeighbor | Water | Porous | Wet | R600a | MinimizeLCOE_Brownfield | IgnoreSilica | 142.4844 | 43.149 | 4.0307 | 4 | 5017.9147 | 6499.9311 | 102.297 | 132.5099 | 140.6249 | 0 | 255.4193 | 6323001.8217 | 498908.0981 | 6838891.9144 | 6655321.4461 | 0 | 528377.634 | 0 | 8129355.3565 | 21150915.0777 | 14435934.1484 | 64560705.4968 | 961560.8286 | 15381354.416 | 15381354.416 | 1478867.319 | 7034262.8363 | 0 | 80903620.7414 | 104798105.3127 | 177827.941 | 16.123 | 5017.9147 | 6499.9311 | 102.297 | 132.5099
1 | 4400 | 707 | 0.03 | 15 | 15 | 7 | 2.3714e-10 | 5spot_SharedNeighbor | Water | Porous | Wet | R600a | MinimizeLCOE_Brownfield | IgnoreSilica | 146.0413 | 44.1585 | 4.1579 | 4 | 4931.6489 | 6368.3439 | 100.5383 | 129.8273 | 140.5055 | 0 | 220.9233 | 6424135.1815 | 506347.114 | 6967154.8873 | 6815966.8603 | 0 | 491672.8664 | 0 | 8270057.9948 | 21516994.4802 | 14685790.8628 | 65678120.2474 | 961560.8286 | 15381354.416 | 15381354.416 | 1478867.319 | 7034262.8363 | 0 | 82021035.492 | 105915520.0632 | 237137.3706 | 16.6316 | 4931.6489 | 6368.3439 | 100.5383 | 129.8273
1 | 4400 | 707 | 0.03 | 15 | 15 | 7 | 3.1623e-10 | 5spot_SharedNeighbor | Water | Porous | Wet | R600a | MinimizeLCOE_Brownfield | IgnoreSilica | 148.7519 | 44.9244 | 4.2564 | 4 | 4866.4318 | 6269.864 | 99.2088 | 127.8197 | 140.4123 | 0 | 258.1335 | 6500240.6311 | 511923.1393 | 7064103.415 | 6938155.728 | 0 | 459999.7714 | 0 | 8375024.8471 | 21790096.6984 | 14872188.7384 | 66511732.9688 | 961560.8286 | 15381354.416 | 15381354.416 | 1478867.319 | 7034262.8363 | 0 | 82854648.2134 | 106749132.7847 | 316227.766 | 17.0257 | 4866.4318 | 6269.864 | 99.2088 | 127.8197
1 | 4400 | 707 | 0.03 | 15 | 15 | 7 | 4.217e-10 | 5spot_SharedNeighbor | Water | Porous | Wet | R600a | MinimizeLCOE_Brownfield | IgnoreSilica | 150.8083 | 45.5034 | 4.3322 | 4 | 4817.1934 | 6196.0864 | 98.205 | 126.3156 | 140.3402 | 0 | 249.1764 | 6557431.4119 | 516100.5692 | 7137203.3365 | 7030724.7191 | 0 | 433548.3407 | 0 | 8453253.2672 | 21993631.0006 | 15011105.0818 | 67132997.7271 | 961560.8286 | 15381354.416 | 15381354.416 | 1478867.319 | 7034262.8363 | 0 | 83475912.9717 | 107370397.543 | 421696.5034 | 17.3287 | 4817.1934 | 6196.0864 | 98.205 | 126.3156
1 | 4400 | 707 | 0.03 | 15 | 15 | 7 | 5.6234e-10 | 5spot_SharedNeighbor | Water | Porous | Wet | R600a | MinimizeLCOE_Brownfield | IgnoreSilica | 152.3406 | 45.9339 | 4.3896 | 4 | 4780.066 | 6140.921 | 97.4481 | 125.191 | 140.286 | 0 | 252.2625 | 6599751.9194 | 519185.1662 | 7191427.784 | 7099629.2018 | 0 | 411779.5302 | 0 | 8510491.7046 | 22142553.6736 | 15112747.8662 | 67587566.846 | 961560.8286 | 15381354.416 | 15381354.416 | 1478867.319 | 7034262.8363 | 0 | 83930482.0906 | 107824966.6619 | 562341.3252 | 17.5584 | 4780.066 | 6140.921 | 97.4481 | 125.191
1 | 4400 | 707 | 0.03 | 15 | 15 | 7 | 7.4989e-10 | 5spot_SharedNeighbor | Water | Porous | Wet | R600a | MinimizeLCOE_Brownfield | IgnoreSilica | 153.5003 | 46.259 | 4.4333 | 4 | 4752.0991 | 6099.5309 | 96.878 | 124.3472 | 140.2446 | 0 | 227.4424 | 6631613.4737 | 521503.5828 | 7232326.8364 | 7151736.2838 | 0 | 394422.9865 | 0 | 8553325.2336 | 22253997.7297 | 15188810.7244 | 67927736.8509 | 961560.8286 | 15381354.416 | 15381354.416 | 1478867.319 | 7034262.8363 | 0 | 84270652.0955 | 108165136.6667 | 749894.2093 | 17.7334 | 4752.0991 | 6099.5309 | 96.878 | 124.3472
1 | 4400 | 707 | 0.03 | 15 | 15 | 7 | 1e-09 | 5spot_SharedNeighbor | Water | Porous | Wet | R600a | MinimizeLCOE_Brownfield | IgnoreSilica | 154.3675 | 46.5018 | 4.4663 | 4 | 4731.0496 | 6068.5232 | 96.4488 | 123.7151 | 140.2134 | 0 | 255.1208 | 6655343.0456 | 523227.9746 | 7262831.2178 | 7190677.5841 | 0 | 380687.5825 | 0 | 8584979.2878 | 22336355.0855 | 15245021.312 | 68179123.0899 | 961560.8286 | 15381354.416 | 15381354.416 | 1478867.319 | 7034262.8363 | 0 | 84522038.3345 | 108416522.9058 | 1000000 | 17.8654 | 4731.0496 | 6068.5232 | 96.4488 | 123.7151
1 | 4400 | 707 | 0.03 | 15 | 15 | 7 | 1.3335e-09 | 5spot_SharedNeighbor | Water | Porous | Wet | R600a | MinimizeLCOE_Brownfield | IgnoreSilica | 155.0083 | 46.681 | 4.4911 | 4 | 4715.2182 | 6045.3304 | 96.1261 | 123.2422 | 140.1902 | 0 | 234.3066 | 6672826.5633 | 524497.1958 | 7285330.619 | 7219442.5481 | 0 | 369875.6166 | 0 | 8608069.2917 | 22396430.5392 | 15286024.0436 | 68362496.4173 | 961560.8286 | 15381354.416 | 15381354.416 | 1478867.319 | 7034262.8363 | 0 | 84705411.6619 | 108599896.2332 | 1333521.4322 | 17.9643 | 4715.2182 | 6045.3304 | 96.1261 | 123.2422
1 | 4400 | 707 | 0.03 | 15 | 15 | 7 | 1.7783e-09 | 5spot_SharedNeighbor | Water | Porous | Wet | R600a | MinimizeLCOE_Brownfield | IgnoreSilica | 155.4929 | 46.8164 | 4.5098 | 4 | 4703.3185 | 6027.916 | 95.8835 | 122.8872 | 140.1727 | 0 | 245.8025 | 6686015.5202 | 525453.9445 | 7302316.9217 | 7241183.0104 | 0 | 361558.9604 | 0 | 8625446.0593 | 22441641.3241 | 15316881.3333 | 68500497.0739 | 961560.8286 | 15381354.416 | 15381354.416 | 1478867.319 | 7034262.8363 | 0 | 84843412.3185 | 108737896.8898 | 1778279.41 | 18.0391 | 4703.3185 | 6027.916 | 95.8835 | 122.8872
1 | 4400 | 707 | 0.03 | 15 | 15 | 7 | 2.3714e-09 | 5spot_SharedNeighbor | Water | Porous | Wet | R600a | MinimizeLCOE_Brownfield | IgnoreSilica | 155.8413 | 46.9137 | 4.5235 | 4 | 4694.3787 | 6014.9423 | 95.7013 | 122.6227 | 140.16 | 0 | 251.8916 | 6695482.4646 | 526140.2868 | 7314517.1353 | 7256810.8605 | 0 | 355027.3882 | 0 | 8637711.4728 | 22473553.414 | 15338661.9904 | 68597905.0125 | 961560.8286 | 15381354.416 | 15381354.416 | 1478867.319 | 7034262.8363 | 0 | 84940820.2571 | 108835304.8284 | 2371373.7057 | 18.0942 | 4694.3787 | 6014.9423 | 95.7013 | 122.6227
1 | 4400 | 707 | 0.03 | 15 | 15 | 7 | 3.1623e-09 | 5spot_SharedNeighbor | Water | Porous | Wet | R600a | MinimizeLCOE_Brownfield | IgnoreSilica | 156.1092 | 46.9885 | 4.534 | 4 | 4687.6652 | 6005.1742 | 95.5644 | 122.4236 | 140.1502 | 0 | 264.3007 | 6702753.9096 | 526667.2535 | 7323891.9447 | 7268826.6106 | 0 | 350111.0274 | 0 | 8647177.7909 | 22498182.8318 | 15355472.0741 | 68673083.4426 | 961560.8286 | 15381354.416 | 15381354.416 | 1478867.319 | 7034262.8363 | 0 | 85015998.6872 | 108910483.2585 | 3162277.6602 | 18.1361 | 4687.6652 | 6005.1742 | 95.5644 | 122.4236
1 | 4400 | 707 | 0.03 | 15 | 15 | 7 | 4.217e-09 | 5spot_SharedNeighbor | Water | Porous | Wet | R600a | MinimizeLCOE_Brownfield | IgnoreSilica | 156.3159 | 47.0462 | 4.542 | 4 | 4682.6253 | 5997.8155 | 95.4616 | 122.2736 | 140.1427 | 0 | 286.6379 | 6708358.7761 | 527073.3227 | 7331120.4281 | 7278095.5911 | 0 | 346433.2888 | 0 | 8654521.7487 | 22517290.3035 | 15368513.3162 | 68731406.7752 | 961560.8286 | 15381354.416 | 15381354.416 | 1478867.319 | 7034262.8363 | 0 | 85074322.0198 | 108968806.591 | 4216965.0343 | 18.1681 | 4682.6253 | 5997.8155 | 95.4616 | 122.2736
1 | 4400 | 707 | 0.03 | 15 | 15 | 7 | 5.6234e-09 | 5spot_SharedNeighbor | Water | Porous | Wet | R600a | MinimizeLCOE_Brownfield | IgnoreSilica | 156.4498 | 47.0835 | 4.5476 | 4 | 4678.8427 | 5992.4167 | 95.3845 | 122.1635 | 140.1377 | 0 | 247.8118 | 6711987.2944 | 527336.1115 | 7335801.6355 | 7284100.641 | 0 | 343436.221 | 0 | 8659038.1423 | 22529041.0334 | 15376533.4308 | 68767274.5099 | 961560.8286 | 15381354.416 | 15381354.416 | 1478867.319 | 7034262.8363 | 0 | 85110189.7545 | 109004674.3257 | 5623413.2519 | 18.1904 | 4678.8427 | 5992.4167 | 95.3845 | 122.1635
1 | 4400 | 707 | 0.03 | 15 | 15 | 7 | 7.4989e-09 | 5spot_SharedNeighbor | Water | Porous | Wet | R600a | MinimizeLCOE_Brownfield | IgnoreSilica | 156.5741 | 47.1182 | 4.5523 | 4 | 4676.0043 | 5988.2323 | 95.3267 | 122.0782 | 140.1332 | 0 | 250.913 | 6715353.4334 | 527579.902 | 7340144.5677 | 7289672.6236 | 0 | 341411.575 | 0 | 8663523.2197 | 22540710.2847 | 15384497.9346 | 68802893.5407 | 961560.8286 | 15381354.416 | 15381354.416 | 1478867.319 | 7034262.8363 | 0 | 85145808.7853 | 109040293.3565 | 7498942.0933 | 18.2091 | 4676.0043 | 5988.2323 | 95.3267 | 122.0782
1 | 4400 | 707 | 0.03 | 15 | 15 | 7 | 1e-08 | 5spot_SharedNeighbor | Water | Porous | Wet | R600a | MinimizeLCOE_Brownfield | IgnoreSilica | 156.6519 | 47.1399 | 4.5555 | 4 | 4673.8748 | 5985.1817 | 95.2833 | 122.016 | 140.1303 | 0 | 268.6694 | 6717459.1484 | 527732.3622 | 7342862.0184 | 7293160.0804 | 0 | 339729.7415 | 0 | 8666167.9069 | 22547591.2182 | 15389194.3131 | 68823896.789 | 961560.8286 | 15381354.416 | 15381354.416 | 1478867.319 | 7034262.8363 | 0 | 85166812.0336 | 109061296.6048 | 10000000 | 18.2219 | 4673.8748 | 5985.1817 | 95.2833 | 122.016
1 | 4500 | 707 | 0.03 | 15 | 15 | 7 | 1e-13 | 5spot_SharedNeighbor | Water | Porous | Wet | R600a | MinimizeLCOE_Brownfield | IgnoreSilica | 0 | 0 | 0 | 0 | [6 empty] | 22.4511 | [19 empty] | 100 | 0
1 | 4500 | 707 | 0.03 | 15 | 15 | 7 | 1.3335e-13 | 5spot_SharedNeighbor | Water | Porous | Wet | R600a | MinimizeLCOE_Brownfield | IgnoreSilica | 0 | 0 | 0 | 0 | [6 empty] | 23.1909 | [19 empty] | 133.3521 | 0
1 | 4500 | 707 | 0.03 | 15 | 15 | 7 | 1.7783e-13 | 5spot_SharedNeighbor | Water | Porous | Wet | R600a | MinimizeLCOE_Brownfield | IgnoreSilica | 0 | 0 | 0 | 0 | [6 empty] | 22.4042 | [19 empty] | 177.8279 | 0
1 | 4500 | 707 | 0.03 | 15 | 15 | 7 | 2.3714e-13 | 5spot_SharedNeighbor | Water | Porous | Wet | R600a | MinimizeLCOE_Brownfield | IgnoreSilica | 1.2934 | 0.23777 | 0.0048395 | 4 | 932147.7129 | 2200045.6029 | 19003.092 | 44850.9054 | 107.1316 | 0 | 57.0798 | 136829.2757 | 8878.1463 | 109159.7912 | 70114.8368 | 0 | 74625.3435 | 0 | 155846.8835 | 405481.6222 | 276749.5389 | 1237685.4381 | 961560.8286 | 15845322.9242 | 15845322.9242 | 1478867.319 | 7219850.2396 | 0 | 18044569.1909 | 42588609.6737 | 237.1374 | 0.019358 | 932147.7129 | 2200045.6029 | 19003.092 | 44850.9054
1 | 4500 | 707 | 0.03 | 15 | 15 | 7 | 3.1623e-13 | 5spot_SharedNeighbor | Water | Porous | Wet | R600a | MinimizeLCOE_Brownfield | IgnoreSilica | 1.6709 | 0.34582 | 0.01193 | 4 | 385662.3181 | 899983.682 | 7862.248 | 18347.3847 | 114.3569 | 0 | 289.8541 | 185421.0888 | 12575.6642 | 146543.5017 | 87176.4781 | 0 | 84027.5131 | 0 | 201140.2559 | 523325.6863 | 357180.5341 | 1597390.7221 | 961560.8286 | 15845322.9242 | 15845322.9242 | 1478867.319 | 7219850.2396 | 0 | 18404274.475 | 42948314.9578 | 316.2278 | 0.047721 | 385662.3181 | 899983.682 | 7862.248 | 18347.3847
1 | 4500 | 707 | 0.03 | 15 | 15 | 7 | 4.217e-13 | 5spot_SharedNeighbor | Water | Porous | Wet | R600a | MinimizeLCOE_Brownfield | IgnoreSilica | 2.196 | 0.50285 | 0.022795 | 4 | 207157.8516 | 476335.2932 | 4223.193 | 9710.7392 | 120.8748 | 0 | 393.1045 | 249549.5329 | 17624.0634 | 196815.1662 | 111488.7083 | 0 | 96766.0985 | 0 | 262174.992 | 682125.5498 | 465564.704 | 2082108.8151 | 961560.8286 | 15845322.9242 | 15845322.9242 | 1478867.319 | 7219850.2396 | 0 | 18888992.5679 | 43433033.0507 | 421.6965 | 0.091182 | 207157.8516 | 476335.2932 | 4223.193 | 9710.7392
1 | 4500 | 707 | 0.03 | 15 | 15 | 7 | 5.6234e-13 | 5spot_SharedNeighbor | Water | Porous | Wet | R600a | MinimizeLCOE_Brownfield | IgnoreSilica | 2.8961 | 0.71886 | 0.038591 | 4 | 126361.4399 | 285363.5459 | 2576.0489 | 5817.5219 | 126.292 | 0 | 520.7716 | 329466.1239 | 24081.122 | 260968.7391 | 144595.6076 | 0 | 112191.2715 | 0 | 339808.117 | 884111.0163 | 603423.9353 | 2698645.9328 | 961560.8286 | 15845322.9242 | 15845322.9242 | 1478867.319 | 7219850.2396 | 0 | 19505529.6856 | 44049570.1684 | 562.3413 | 0.15436 | 126361.4399 | 285363.5459 | 2576.0489 | 5817.5219
1 | 4500 | 707 | 0.03 | 15 | 15 | 7 | 7.4989e-13 | 5spot_SharedNeighbor | Water | Porous | Wet | R600a | MinimizeLCOE_Brownfield | IgnoreSilica | 3.8265 | 1.0118 | 0.060827 | 4 | 83358.1924 | 184233.884 | 1699.3695 | 3755.8569 | 130.6767 | 0 | 82.1081 | 427747.4601 | 32167.5684 | 342000.53 | 189257.887 | 0 | 130781.2313 | 0 | 437562.3239 | 1138447.4105 | 777013.7504 | 3474978.1617 | 961560.8286 | 15845322.9242 | 15845322.9242 | 1478867.319 | 7219850.2396 | 0 | 20281861.9145 | 44825902.3973 | 749.8942 | 0.24331 | 83358.1924 | 184233.884 | 1699.3695 | 3755.8569
1 | 4500 | 707 | 0.03 | 15 | 15 | 7 | 1e-12 | 5spot_SharedNeighbor | Water | Porous | Wet | R600a | MinimizeLCOE_Brownfield | IgnoreSilica | 5.0595 | 1.4047 | 0.091364 | 4 | 58149.0045 | 125308.765 | 1185.4461 | 2554.5887 | 134.1545 | 0 | 79.9475 | 547373.6175 | 42113.0468 | 443594.4353 | 248669.0833 | 0 | 153104.2583 | 0 | 559593.2321 | 1455946.8014 | 993713.6087 | 4444108.0834 | 961560.8286 | 15845322.9242 | 15845322.9242 | 1478867.319 | 7219850.2396 | 0 | 21250991.8362 | 45795032.319 | 1000 | 0.36546 | 58149.0045 | 125308.765 | 1185.4461 | 2554.5887
1 | 4500 | 707 | 0.03 | 15 | 15 | 7 | 1.3335e-12 | 5spot_SharedNeighbor | Water | Porous | Wet | R600a | MinimizeLCOE_Brownfield | IgnoreSilica | 6.699 | 1.9306 | 0.13282 | 4 | 42286.7707 | 88485.073 | 862.073 | 1803.8879 | 136.8526 | 0 | 71.0886 | 693084.8655 | 54301.4935 | 571030.047 | 328473.7678 | 0 | 180230.0319 | 0 | 712576.8803 | 1853978.8728 | 1265378.6761 | 5659054.635 | 961560.8286 | 15845322.9242 | 15845322.9242 | 1478867.319 | 7219850.2396 | 0 | 22465938.3878 | 47009978.8706 | 1333.5214 | 0.53128 | 42286.7707 | 88485.073 | 862.073 | 1803.8879
1 | 4500 | 707 | 0.03 | 15 | 15 | 7 | 1.7783e-12 | 5spot_SharedNeighbor | Water | Porous | Wet | R600a | MinimizeLCOE_Brownfield | IgnoreSilica | 8.889 | 2.6267 | 0.18721 | 4 | 32000.1938 | 64775.4336 | 652.3672 | 1320.5348 | 138.8177 | 0 | 85.6798 | 867724.8988 | 68810.2754 | 729610.8648 | 430962.8184 | 0 | 213569.3349 | 0 | 901164.495 | 2344645.1617 | 1600268.5005 | 7156756.3496 | 961560.8286 | 15845322.9242 | 15845322.9242 | 1478867.319 | 7219850.2396 | 0 | 23963640.1024 | 48507680.5852 | 1778.2794 | 0.74886 | 32000.1938 | 64775.4336 | 652.3672 | 1320.5348
1 | 4500 | 707 | 0.03 | 15 | 15 | 7 | 2.3714e-12 | 5spot_SharedNeighbor | Water | Porous | Wet | R600a | MinimizeLCOE_Brownfield | IgnoreSilica | 11.7996 | 3.5757 | 0.26388 | 4 | 24533.0555 | 47785.727 | 500.1395 | 974.1767 | 140.6762 | 0 | 86.1945 | 1087519.8208 | 87327.4886 | 932568.8252 | 573404.977 | 0 | 253600.7259 | 0 | 1144424.5166 | 2977557.8385 | 2032244.4075 | 9088648.6001 | 961560.8286 | 15845322.9242 | 15845322.9242 | 1478867.319 | 7219850.2396 | 0 | 25895532.353 | 50439572.8358 | 2371.3737 | 1.0555 | 24533.0555 | 47785.727 | 500.1395 | 974.1767
1 | 4500 | 707 | 0.03 | 15 | 15 | 7 | 3.1623e-12 | 5spot_SharedNeighbor | Water | Porous | Wet | R600a | MinimizeLCOE_Brownfield | IgnoreSilica | 15.6831 | 4.834 | 0.36467 | 4 | 19407.2085 | 36233.497 | 395.6422 | 738.6688 | 141.9396 | 0 | 107.755 | 1352694.0372 | 109499.9698 | 1185919.5757 | 762420.3662 | 0 | 303037.6957 | 0 | 1448292.9414 | 3768161.1478 | 2571847.4114 | 11501873.1453 | 961560.8286 | 15845322.9242 | 15845322.9242 | 1478867.319 | 7219850.2396 | 0 | 28308756.8981 | 52852797.3809 | 3162.2777 | 1.4587 | 19407.2085 | 36233.497 | 395.6422 | 738.6688
1 | 4500 | 707 | 0.03 | 15 | 15 | 7 | 4.217e-12 | 5spot_SharedNeighbor | Water | Porous | Wet | R600a | MinimizeLCOE_Brownfield | IgnoreSilica | 20.8252 | 6.5025 | 0.49889 | 4 | 15702.5755 | 28001.9826 | 320.1182 | 570.8583 | 142.8993 | 0 | 108.7711 | 1674985.0966 | 136403.0154 | 1502352.1737 | 1014164.8456 | 0 | 362811.0839 | 0 | 1829379.324 | 4759669.7436 | 3248572.4015 | 14528337.6843 | 961560.8286 | 15845322.9242 | 15845322.9242 | 1478867.319 | 7219850.2396 | 0 | 31335221.4372 | 55879261.92 | 4216.965 | 1.9955 | 15702.5755 | 28001.9826 | 320.1182 | 570.8583
1 | 4500 | 707 | 0.03 | 15 | 15 | 7 | 5.6234e-12 | 5spot_SharedNeighbor | Water | Porous | Wet | R600a | MinimizeLCOE_Brownfield | IgnoreSilica | 27.6199 | 8.7063 | 0.67608 | 4 | 12983.434 | 22059.2974 | 264.6849 | 449.7086 | 143.6275 | 0 | 98.0617 | 2065043.6622 | 168792.5471 | 1896513.0144 | 1344468.1636 | 0 | 435089.0592 | 0 | 2304863.5141 | 5996782.0713 | 4092926.9852 | 18304479.0172 | 961560.8286 | 15845322.9242 | 15845322.9242 | 1478867.319 | 7219850.2396 | 0 | 35111362.77 | 59655403.2528 | 5623.4133 | 2.7043 | 12983.434 | 22059.2974 | 264.6849 | 449.7086
1 | 4500 | 707 | 0.03 | 15 | 15 | 7 | 7.4989e-12 | 5spot_SharedNeighbor | Water | Porous | Wet | R600a | MinimizeLCOE_Brownfield | IgnoreSilica | 36.5527 | 11.6062 | 0.90939 | 4 | 10949.1399 | 17696.5541 | 223.213 | 360.7682 | 144.179 | 0 | 95.9368 | 2536791.2161 | 207821.4349 | 2386010.9117 | 1779777.8396 | 0 | 522355.9721 | 0 | 2898775.376 | 7542018.9078 | 5147582.8775 | 23021134.5357 | 961560.8286 | 15845322.9242 | 15845322.9242 | 1478867.319 | 7219850.2396 | 0 | 39828018.2886 | 64372058.7714 | 7498.9421 | 3.6375 | 10949.1399 | 17696.5541 | 223.213 | 360.7682
1 | 4500 | 707 | 0.03 | 15 | 15 | 7 | 1e-11 | 5spot_SharedNeighbor | Water | Porous | Wet | R600a | MinimizeLCOE_Brownfield | IgnoreSilica | 48.1922 | 15.3875 | 1.2135 | 4 | 9411.812 | 14468.304 | 191.8725 | 294.9559 | 144.5887 | 0 | 90.4643 | 3103331.8133 | 254529.999 | 2988960.9795 | 2349586.6094 | 0 | 627248.3923 | 0 | 3636226.5395 | 9460715.5632 | 6457132.7701 | 28877732.6663 | 961560.8286 | 15845322.9242 | 15845322.9242 | 1478867.319 | 7219850.2396 | 0 | 45684616.4192 | 70228656.902 | 10000 | 4.854 | 9411.812 | 14468.304 | 191.8725 | 294.9559
1 | 4500 | 707 | 0.03 | 15 | 15 | 7 | 1.3335e-11 | 5spot_SharedNeighbor | Water | Porous | Wet | R600a | MinimizeLCOE_Brownfield | IgnoreSilica | 63.0495 | 20.2015 | 1.5991 | 4 | 8253.7708 | 12091.0322 | 168.2643 | 246.492 | 144.8437 | 0 | 125.5696 | 3768094.841 | 308979.2151 | 3715449.4728 | 3075399.1258 | 0 | 750824.6383 | 0 | 4531311.4443 | 11789542.8782 | 8046605.2652 | 35986206.8806 | 961560.8286 | 15845322.9242 | 15845322.9242 | 1478867.319 | 7219850.2396 | 0 | 52793090.6335 | 77337131.1163 | 13335.2143 | 6.3962 | 8253.7708 | 12091.0322 | 168.2643 | 246.492
1 | 4500 | 707 | 0.03 | 15 | 15 | 7 | 1.7783e-11 | 5spot_SharedNeighbor | Water | Porous | Wet | R600a | MinimizeLCOE_Brownfield | IgnoreSilica | 75.4802 | 24.1996 | 1.9753 | 4 | 7378.5113 | 10484.8686 | 150.4209 | 213.7482 | 144.8898 | 0 | 130.2322 | 4283786.9034 | 350822.7407 | 4292766.6856 | 3678930.3745 | 0 | 790214.6239 | 0 | 5224643.3179 | 13593450.1915 | 9277809.0732 | 41492423.9107 | 961560.8286 | 15845322.9242 | 15845322.9242 | 1478867.319 | 7219850.2396 | 0 | 58299307.6635 | 82843348.1463 | 17782.7941 | 7.9012 | 7378.5113 | 10484.8686 | 150.4209 | 213.7482
1 | 4500 | 707 | 0.03 | 15 | 15 | 7 | 2.3714e-11 | 5spot_SharedNeighbor | Water | Porous | Wet | R600a | MinimizeLCOE_Brownfield | IgnoreSilica | 87.4675 | 28.0136 | 2.3617 | 4 | 6703.0099 | 9301.1213 | 136.6499 | 189.6159 | 144.8134 | 0 | 170.7942 | 4750667.6612 | 388283.1634 | 4826245.9351 | 4255656.1388 | 0 | 797494.1955 | 0 | 5857155.3667 | 15239116.7963 | 10401010.346 | 46515629.6029 | 961560.8286 | 15845322.9242 | 15845322.9242 | 1478867.319 | 7219850.2396 | 0 | 63322513.3558 | 87866553.8386 | 23713.7371 | 9.4469 | 6703.0099 | 9301.1213 | 136.6499 | 189.6159
1 | 4500 | 707 | 0.03 | 15 | 15 | 7 | 3.1623e-11 | 5spot_SharedNeighbor | Water | Porous | Wet | R600a | MinimizeLCOE_Brownfield | IgnoreSilica | 98.9749 | 31.6252 | 2.7457 | 4 | 6183.5227 | 8418.3197 | 126.0595 | 171.6188 | 144.6425 | 0 | 206.9018 | 5173238.4984 | 421744.9599 | 5318587.4444 | 4803025.4849 | 0 | 783412.8634 | 0 | 6435003.6079 | 16742559.3871 | 11427140.8069 | 51104713.053 | 961560.8286 | 15845322.9242 | 15845322.9242 | 1478867.319 | 7219850.2396 | 0 | 67911596.8058 | 92455637.2886 | 31622.7766 | 10.9827 | 6183.5227 | 8418.3197 | 126.0595 | 171.6188
1 | 4500 | 707 | 0.03 | 15 | 15 | 7 | 4.217e-11 | 5spot_SharedNeighbor | Water | Porous | Wet | R600a | MinimizeLCOE_Brownfield | IgnoreSilica | 109.5038 | 34.88 | 3.1075 | 4 | 5785.3515 | 7759.9052 | 117.9422 | 158.1962 | 144.4124 | 0 | 186.2728 | 5539426.3203 | 450329.4045 | 5753144.6259 | 5297614.1936 | 0 | 751385.7469 | 0 | 6938841.1136 | 18053441.2256 | 12321844.5976 | 55106027.228 | 961560.8286 | 15845322.9242 | 15845322.9242 | 1478867.319 | 7219850.2396 | 0 | 71912910.9809 | 96456951.4637 | 42169.6503 | 12.4302 | 5785.3515 | 7759.9052 | 117.9422 | 158.1962
1 | 4500 | 707 | 0.03 | 15 | 15 | 7 | 5.6234e-11 | 5spot_SharedNeighbor | Water | Porous | Wet | R600a | MinimizeLCOE_Brownfield | IgnoreSilica | 118.7649 | 37.6995 | 3.4335 | 4 | 5481.0449 | 7268.1383 | 111.7385 | 148.1708 | 144.1578 | 0 | 239.8767 | 5846268.1167 | 473937.3974 | 6123425.4441 | 5727241.7713 | 0 | 707171.2902 | 0 | 7362437.1677 | 19155551.2669 | 13074057.3469 | 58470089.8013 | 961560.8286 | 15845322.9242 | 15845322.9242 | 1478867.319 | 7219850.2396 | 0 | 75276973.5541 | 99821014.0369 | 56234.1325 | 13.7341 | 5481.0449 | 7268.1383 | 111.7385 | 148.1708
1 | 4500 | 707 | 0.03 | 15 | 15 | 7 | 7.4989e-11 | 5spot_SharedNeighbor | Water | Porous | Wet | R600a | MinimizeLCOE_Brownfield | IgnoreSilica | 126.7038 | 40.0835 | 3.7177 | 4 | 5249.0154 | 6899.5179 | 107.0083 | 140.656 | 143.9039 | 0 | 250.3536 | 6098898.2765 | 493142.3934 | 6432473.4915 | 6093458.7585 | 0 | 657409.0138 | 0 | 7712398.9542 | 20066080.0482 | 13695511.9496 | 61249372.8857 | 961560.8286 | 15845322.9242 | 15845322.9242 | 1478867.319 | 7219850.2396 | 0 | 78056256.6385 | 102600297.1213 | 74989.4209 | 14.8706 | 5249.0154 | 6899.5179 | 107.0083 | 140.656
1 | 4500 | 707 | 0.03 | 15 | 15 | 7 | 1e-10 | 5spot_SharedNeighbor | Water | Porous | Wet | R600a | MinimizeLCOE_Brownfield | IgnoreSilica | 133.1519 | 41.9981 | 3.9547 | 4 | 5072.4465 | 6624.0081 | 103.4087 | 135.0394 | 143.6751 | 0 | 212.4655 | 6297733.4852 | 508130.7318 | 6678161.9202 | 6391702.7344 | 0 | 604924.4153 | 0 | 7987454.7819 | 20781718.8903 | 14183950.1642 | 63433777.1234 | 961560.8286 | 15845322.9242 | 15845322.9242 | 1478867.319 | 7219850.2396 | 0 | 80240660.8762 | 104784701.359 | 100000 | 15.8189 | 5072.4465 | 6624.0081 | 103.4087 | 135.0394
1 | 4500 | 707 | 0.03 | 15 | 15 | 7 | 1.3335e-10 | 5spot_SharedNeighbor | Water | Porous | Wet | R600a | MinimizeLCOE_Brownfield | IgnoreSilica | 140.6841 | 44.2284 | 4.1975 | 4 | 4936.0974 | 6397.9286 | 100.629 | 130.4304 | 143.4223 | 0 | 205.9057 | 6525865.2219 | 525288.3822 | 6961605.6716 | 6739659.2419 | 0 | 579330.2854 | 0 | 8319382.0332 | 21645325.5104 | 14773379.4278 | 66069835.7745 | 961560.8286 | 15845322.9242 | 15845322.9242 | 1478867.319 | 7219850.2396 | 0 | 82876719.5273 | 107420760.0101 | 133352.1432 | 16.7899 | 4936.0974 | 6397.9286 | 100.629 | 130.4304
1 | 4500 | 707 | 0.03 | 15 | 15 | 7 | 1.7783e-10 | 5spot_SharedNeighbor | Water | Porous | Wet | R600a | MinimizeLCOE_Brownfield | IgnoreSilica | 145.1056 | 45.5287 | 4.3621 | 4 | 4832.4871 | 6239.1636 | 98.5168 | 127.1938 | 143.2703 | 0 | 223.4174 | 6656889.7374 | 535081.6727 | 7125612.9292 | 6943216.4575 | 0 | 536429.3933 | 0 | 8500919.7741 | 22117649.4738 | 15095750.2381 | 67511549.6761 | 961560.8286 | 15845322.9242 | 15845322.9242 | 1478867.319 | 7219850.2396 | 0 | 84318433.4289 | 108862473.9117 | 177827.941 | 17.4482 | 4832.4871 | 6239.1636 | 98.5168 | 127.1938
1 | 4500 | 707 | 0.03 | 15 | 15 | 7 | 2.3714e-10 | 5spot_SharedNeighbor | Water | Porous | Wet | R600a | MinimizeLCOE_Brownfield | IgnoreSilica | 148.5233 | 46.5282 | 4.4913 | 4 | 4754.0219 | 6120.217 | 96.9172 | 124.7689 | 143.1493 | 0 | 251.7743 | 6756572.6663 | 542493.6236 | 7251085.677 | 7100115.4411 | 0 | 498490.5196 | 0 | 8638015.5918 | 22474344.6691 | 15339202.0383 | 68600320.2268 | 961560.8286 | 15845322.9242 | 15845322.9242 | 1478867.319 | 7219850.2396 | 0 | 85407203.9796 | 109951244.4624 | 237137.3706 | 17.9653 | 4754.0219 | 6120.217 | 96.9172 | 124.7689
1 | 4500 | 707 | 0.03 | 15 | 15 | 7 | 3.1623e-10 | 5spot_SharedNeighbor | Water | Porous | Wet | R600a | MinimizeLCOE_Brownfield | IgnoreSilica | 151.1102 | 47.2814 | 4.591 | 4 | 4694.6972 | 6031.2365 | 95.7078 | 122.9549 | 143.0556 | 0 | 234.6634 | 6831105.2955 | 548012.5101 | 7345309.13 | 7218612.3427 | 0 | 465828.3835 | 0 | 8739458.3881 | 22738278.0165 | 15519341.9711 | 69405946.0375 | 961560.8286 | 15845322.9242 | 15845322.9242 | 1478867.319 | 7219850.2396 | 0 | 86212829.7903 | 110756870.2732 | 316227.766 | 18.3639 | 4694.6972 | 6031.2365 | 95.7078 | 122.9549
1 | 4500 | 707 | 0.03 | 15 | 15 | 7 | 4.217e-10 | 5spot_SharedNeighbor | Water | Porous | Wet | R600a | MinimizeLCOE_Brownfield | IgnoreSilica | 153.1519 | 47.8732 | 4.669 | 4 | 4649.8981 | 5964.1054 | 94.7945 | 121.5864 | 142.9804 | 0 | 219.3671 | 6889277.9046 | 552301.2109 | 7419152.2581 | 7311486.5191 | 0 | 439515.2874 | 0 | 8818575.9402 | 22944125.6578 | 15659837.2161 | 70034271.9942 | 961560.8286 | 15845322.9242 | 15845322.9242 | 1478867.319 | 7219850.2396 | 0 | 86841155.7471 | 111385196.2299 | 421696.5034 | 18.6759 | 4649.8981 | 5964.1054 | 94.7945 | 121.5864
1 | 4500 | 707 | 0.03 | 15 | 15 | 7 | 5.6234e-10 | 5spot_SharedNeighbor | Water | Porous | Wet | R600a | MinimizeLCOE_Brownfield | IgnoreSilica | 154.6381 | 48.3015 | 4.7271 | 4 | 4616.096 | 5914.142 | 94.1054 | 120.5678 | 142.925 | 0 | 244.1389 | 6931104.4059 | 555366.4231 | 7472504.6656 | 7377961.2936 | 0 | 417527.3485 | 0 | 8874241.0133 | 23088954.7595 | 15758686.0539 | 70476345.9635 | 961560.8286 | 15845322.9242 | 15845322.9242 | 1478867.319 | 7219850.2396 | 0 | 87283229.7163 | 111827270.1991 | 562341.3252 | 18.9085 | 4616.096 | 5914.142 | 94.1054 | 120.5678
1 | 4500 | 707 | 0.03 | 15 | 15 | 7 | 7.4989e-10 | 5spot_SharedNeighbor | Water | Porous | Wet | R600a | MinimizeLCOE_Brownfield | IgnoreSilica | 155.7512 | 48.6216 | 4.7711 | 4 | 4590.6265 | 5876.7022 | 93.5861 | 119.8045 | 142.8831 | 0 | 229.6475 | 6962261.9967 | 557645.1915 | 7512327.1828 | 7427676.6795 | 0 | 399913.102 | 0 | 8915331.4195 | 23195863.5675 | 15831653.5122 | 70802672.6517 | 961560.8286 | 15845322.9242 | 15845322.9242 | 1478867.319 | 7219850.2396 | 0 | 87609556.4045 | 112153596.8874 | 749894.2093 | 19.0844 | 4590.6265 | 5876.7022 | 93.5861 | 119.8045
1 | 4500 | 707 | 0.03 | 15 | 15 | 7 | 1e-09 | 5spot_SharedNeighbor | Water | Porous | Wet | R600a | MinimizeLCOE_Brownfield | IgnoreSilica | 156.5935 | 48.8634 | 4.8045 | 4 | 4571.453 | 5848.5899 | 93.1953 | 119.2314 | 142.8512 | 0 | 264.7069 | 6985740.3573 | 559359.7272 | 7542379.67 | 7465250.5019 | 0 | 386103.2557 | 0 | 8946145.0697 | 23276034.3648 | 15886371.7286 | 71047384.6753 | 961560.8286 | 15845322.9242 | 15845322.9242 | 1478867.319 | 7219850.2396 | 0 | 87854268.4281 | 112398308.9109 | 1000000 | 19.218 | 4571.453 | 5848.5899 | 93.1953 | 119.2314
1 | 4500 | 707 | 0.03 | 15 | 15 | 7 | 1.3335e-09 | 5spot_SharedNeighbor | Water | Porous | Wet | R600a | MinimizeLCOE_Brownfield | IgnoreSilica | 157.2003 | 49.0374 | 4.8292 | 4 | 4557.0303 | 5827.6417 | 92.9012 | 118.8044 | 142.8281 | 0 | 253.8529 | 7002601.3034 | 560589.5671 | 7563986.4512 | 7492294.6685 | 0 | 375086.3036 | 0 | 8967877.7346 | 23332578.3008 | 15924964.1268 | 71219978.4561 | 961560.8286 | 15845322.9242 | 15845322.9242 | 1478867.319 | 7219850.2396 | 0 | 88026862.209 | 112570902.6918 | 1333521.4322 | 19.3167 | 4557.0303 | 5827.6417 | 92.9012 | 118.8044
1 | 4500 | 707 | 0.03 | 15 | 15 | 7 | 1.7783e-09 | 5spot_SharedNeighbor | Water | Porous | Wet | R600a | MinimizeLCOE_Brownfield | IgnoreSilica | 157.6607 | 49.1694 | 4.8479 | 4 | 4546.1883 | 5811.9003 | 92.6802 | 118.4834 | 142.8105 | 0 | 260.2656 | 7015367.6445 | 561519.9751 | 7580359.4238 | 7512804.3751 | 0 | 366638.485 | 0 | 8984309.0624 | 23375329.2451 | 15954142.5247 | 71350470.7357 | 961560.8286 | 15845322.9242 | 15845322.9242 | 1478867.319 | 7219850.2396 | 0 | 88157354.4885 | 112701394.9713 | 1778279.41 | 19.3915 | 4546.1883 | 5811.9003 | 92.6802 | 118.4834
1 | 4500 | 707 | 0.03 | 15 | 15 | 7 | 2.3714e-09 | 5spot_SharedNeighbor | Water | Porous | Wet | R600a | MinimizeLCOE_Brownfield | IgnoreSilica | 158.0091 | 49.2691 | 4.862 | 4 | 4538.0423 | 5800.077 | 92.5141 | 118.2424 | 142.7972 | 0 | 272.1012 | 7025010.7209 | 562222.3179 | 7592734.4042 | 7528315.3828 | 0 | 360193.509 | 0 | 8996705.7706 | 23407582.9369 | 15976156.3322 | 71448921.3744 | 961560.8286 | 15845322.9242 | 15845322.9242 | 1478867.319 | 7219850.2396 | 0 | 88255805.1273 | 112799845.6101 | 2371373.7057 | 19.448 | 4538.0423 | 5800.077 | 92.5141 | 118.2424
1 | 4500 | 707 | 0.03 | 15 | 15 | 7 | 3.1623e-09 | 5spot_SharedNeighbor | Water | Porous | Wet | R600a | MinimizeLCOE_Brownfield | IgnoreSilica | 158.2675 | 49.3431 | 4.8726 | 4 | 4531.9245 | 5791.2243 | 92.3894 | 118.0619 | 142.7872 | 0 | 251.599 | 7032153.1621 | 562742.2731 | 7601904.6784 | 7539814.8244 | 0 | 355248.4854 | 0 | 9005826.7351 | 23431313.8156 | 15992353.1445 | 71521357.1185 | 961560.8286 | 15845322.9242 | 15845322.9242 | 1478867.319 | 7219850.2396 | 0 | 88328240.8713 | 112872281.3541 | 3162277.6602 | 19.4902 | 4531.9245 | 5791.2243 | 92.3894 | 118.0619
1 | 4500 | 707 | 0.03 | 15 | 15 | 7 | 4.217e-09 | 5spot_SharedNeighbor | Water | Porous | Wet | R600a | MinimizeLCOE_Brownfield | IgnoreSilica | 158.4501 | 49.3953 | 4.8803 | 4 | 4527.3316 | 5784.6435 | 92.2958 | 117.9278 | 142.7802 | 0 | 269.4671 | 7037196.0261 | 563109.2295 | 7608381.7745 | 7547939.8295 | 0 | 351377.8921 | 0 | 9012121.8532 | 23447692.4215 | 16003531.8796 | 71571350.906 | 961560.8286 | 15845322.9242 | 15845322.9242 | 1478867.319 | 7219850.2396 | 0 | 88378234.6588 | 112922275.1416 | 4216965.0343 | 19.521 | 4527.3316 | 5784.6435 | 92.2958 | 117.9278
1 | 4500 | 707 | 0.03 | 15 | 15 | 7 | 5.6234e-09 | 5spot_SharedNeighbor | Water | Porous | Wet | R600a | MinimizeLCOE_Brownfield | IgnoreSilica | 158.6035 | 49.4392 | 4.8864 | 4 | 4523.8844 | 5779.621 | 92.2255 | 117.8254 | 142.7743 | 0 | 225.0504 | 7041429.409 | 563417.2403 | 7613820.1064 | 7554763.3537 | 0 | 348617.311 | 0 | 9017598.494 | 23461941.5175 | 16013257.1804 | 71614844.6122 | 961560.8286 | 15845322.9242 | 15845322.9242 | 1478867.319 | 7219850.2396 | 0 | 88421728.3651 | 112965768.8479 | 5623413.2519 | 19.5455 | 4523.8844 | 5779.621 | 92.2255 | 117.8254
1 | 4500 | 707 | 0.03 | 15 | 15 | 7 | 7.4989e-09 | 5spot_SharedNeighbor | Water | Porous | Wet | R600a | MinimizeLCOE_Brownfield | IgnoreSilica | 158.7083 | 49.4692 | 4.8908 | 4 | 4521.2976 | 5775.908 | 92.1728 | 117.7497 | 142.7703 | 0 | 250.3902 | 7044320.5643 | 563627.5279 | 7617535.1769 | 7559425.6748 | 0 | 346426.4876 | 0 | 9021220.8183 | 23471366.0623 | 16019689.6259 | 71643611.9379 | 961560.8286 | 15845322.9242 | 15845322.9242 | 1478867.319 | 7219850.2396 | 0 | 88450495.6907 | 112994536.1735 | 7498942.0933 | 19.5631 | 4521.2976 | 5775.908 | 92.1728 | 117.7497
1 | 4500 | 707 | 0.03 | 15 | 15 | 7 | 1e-08 | 5spot_SharedNeighbor | Water | Porous | Wet | R600a | MinimizeLCOE_Brownfield | IgnoreSilica | 158.7861 | 49.4914 | 4.894 | 4 | 4519.3568 | 5773.1276 | 92.1332 | 117.693 | 142.7673 | 0 | 251.1857 | 7046465.2549 | 563783.4968 | 7620291.4686 | 7562885.2332 | 0 | 344766.2624 | 0 | 9023894.7692 | 23478323.134 | 16024437.9703 | 71664847.5892 | 961560.8286 | 15845322.9242 | 15845322.9242 | 1478867.319 | 7219850.2396 | 0 | 88471731.3421 | 113015771.8249 | 10000000 | 19.5762 | 4519.3568 | 5773.1276 | 92.1332 | 117.693
1 | 4600 | 707 | 0.03 | 15 | 15 | 7 | 1e-13 | 5spot_SharedNeighbor | Water | Porous | Wet | R600a | MinimizeLCOE_Brownfield | IgnoreSilica | 0 | 0 | 0 | 0 | [6 empty] | 23.1883 | [19 empty] | 100 | 0
1 | 4600 | 707 | 0.03 | 15 | 15 | 7 | 1.3335e-13 | 5spot_SharedNeighbor | Water | Porous | Wet | R600a | MinimizeLCOE_Brownfield | IgnoreSilica | 0 | 0 | 0 | 0 | [6 empty] | 22.5324 | [19 empty] | 133.3521 | 0
1 | 4600 | 707 | 0.03 | 15 | 15 | 7 | 1.7783e-13 | 5spot_SharedNeighbor | Water | Porous | Wet | R600a | MinimizeLCOE_Brownfield | IgnoreSilica | 0 | 0 | 0 | 0 | [6 empty] | 22.9265 | [19 empty] | 177.8279 | 0
1 | 4600 | 707 | 0.03 | 15 | 15 | 7 | 2.3714e-13 | 5spot_SharedNeighbor | Water | Porous | Wet | R600a | MinimizeLCOE_Brownfield | IgnoreSilica | 1.323 | 0.25165 | 0.0061311 | 4 | 756853.366 | 1784468.0532 | 15429.4796 | 36378.7949 | 109.1725 | 0 | 56.2127 | 144162.2061 | 9467.3538 | 114060.8547 | 71942.3787 | 0 | 75181.5605 | 0 | 161777.598 | 420912.1248 | 287281.1741 | 1284785.2508 | 961560.8286 | 16315151.5233 | 16315151.5233 | 1478867.319 | 7407781.6792 | 0 | 18561497.6027 | 43763298.1243 | 237.1374 | 0.024525 | 756853.366 | 1784468.0532 | 15429.4796 | 36378.7949
1 | 4600 | 707 | 0.03 | 15 | 15 | 7 | 3.1623e-13 | 5spot_SharedNeighbor | Water | Porous | Wet | R600a | MinimizeLCOE_Brownfield | IgnoreSilica | 1.7292 | 0.37225 | 0.014205 | 4 | 333684.9321 | 777228.39 | 6802.6187 | 15844.852 | 116.8578 | 0 | 297.9635 | 198001.4216 | 13631.8398 | 155166.5207 | 90698.2008 | 0 | 85890.0815 | 0 | 211921.3451 | 551375.869 | 376325.3602 | 1683010.6387 | 961560.8286 | 16315151.5233 | 16315151.5233 | 1478867.319 | 7407781.6792 | 0 | 18959722.9907 | 44161523.5122 | 316.2278 | 0.056819 | 333684.9321 | 777228.39 | 6802.6187 | 15844.852
1 | 4600 | 707 | 0.03 | 15 | 15 | 7 | 4.217e-13 | 5spot_SharedNeighbor | Water | Porous | Wet | R600a | MinimizeLCOE_Brownfield | IgnoreSilica | 2.2543 | 0.53499 | 0.026153 | 4 | 185948.31 | 426852.2343 | 3790.8078 | 8701.9602 | 123.2796 | 0 | 400.6071 | 263909.7832 | 18908.8806 | 206475.9369 | 115347.4552 | 0 | 97912.4583 | 0 | 273996.2606 | 712882.0656 | 486556.658 | 2175989.4984 | 961560.8286 | 16315151.5233 | 16315151.5233 | 1478867.319 | 7407781.6792 | 0 | 19452701.8504 | 44654502.3719 | 421.6965 | 0.10461 | 185948.31 | 426852.2343 | 3790.8078 | 8701.9602
1 | 4600 | 707 | 0.03 | 15 | 15 | 7 | 5.6234e-13 | 5spot_SharedNeighbor | Water | Porous | Wet | R600a | MinimizeLCOE_Brownfield | IgnoreSilica | 2.9739 | 0.76549 | 0.043772 | 4 | 114817.1857 | 258753.5504 | 2340.7036 | 5275.0411 | 128.7974 | 0 | 535.1073 | 348751.5971 | 25895.3334 | 273951.9041 | 150430.443 | 0 | 113590.4306 | 0 | 355921.6862 | 926035.2179 | 632038.0643 | 2826614.6767 | 961560.8286 | 16315151.5233 | 16315151.5233 | 1478867.319 | 7407781.6792 | 0 | 20103327.0286 | 45305127.5502 | 562.3413 | 0.17509 | 114817.1857 | 258753.5504 | 2340.7036 | 5275.0411
1 | 4600 | 707 | 0.03 | 15 | 15 | 7 | 7.4989e-13 | 5spot_SharedNeighbor | Water | Porous | Wet | R600a | MinimizeLCOE_Brownfield | IgnoreSilica | 3.9191 | 1.0738 | 0.068253 | 4 | 76585.2895 | 168895.1045 | 1561.2947 | 3443.1552 | 133.2197 | 0 | 81.2014 | 451589.2605 | 34515.5426 | 358048.9216 | 196554.2683 | 0 | 131971.1603 | 0 | 457344.8697 | 1189917.5367 | 812143.1692 | 3632084.7288 | 961560.8286 | 16315151.5233 | 16315151.5233 | 1478867.319 | 7407781.6792 | 0 | 20908797.0808 | 46110597.6024 | 749.8942 | 0.27301 | 76585.2895 | 168895.1045 | 1561.2947 | 3443.1552
1 | 4600 | 707 | 0.03 | 15 | 15 | 7 | 1e-12 | 5spot_SharedNeighbor | Water | Porous | Wet | R600a | MinimizeLCOE_Brownfield | IgnoreSilica | 5.1689 | 1.4872 | 0.10195 | 4 | 53747.4292 | 115547.9075 | 1095.714 | 2355.6004 | 136.7343 | 0 | 100.5704 | 577088.4794 | 45173.7091 | 463490.7083 | 258705.2245 | 0 | 154002.1256 | 0 | 584399.4963 | 1520487.6125 | 1037764.0384 | 4641111.3941 | 961560.8286 | 16315151.5233 | 16315151.5233 | 1478867.319 | 7407781.6792 | 0 | 21917823.746 | 47119624.2676 | 1000 | 0.40779 | 53747.4292 | 115547.9075 | 1095.714 | 2355.6004
1 | 4600 | 707 | 0.03 | 15 | 15 | 7 | 1.3335e-12 | 5spot_SharedNeighbor | Water | Porous | Wet | R600a | MinimizeLCOE_Brownfield | IgnoreSilica | 6.8474 | 2.0422 | 0.14726 | 4 | 39348.0154 | 82132.2607 | 802.1625 | 1674.3772 | 139.4862 | 0 | 99.9022 | 729833.7588 | 58163.7984 | 596255.7646 | 339623.9947 | 0 | 181358.2833 | 0 | 743041.884 | 1933242.5633 | 1319477.7736 | 5900997.8208 | 961560.8286 | 16315151.5233 | 16315151.5233 | 1478867.319 | 7407781.6792 | 0 | 23177710.1727 | 48379510.6943 | 1333.5214 | 0.58904 | 39348.0154 | 82132.2607 | 802.1625 | 1674.3772
1 | 4600 | 707 | 0.03 | 15 | 15 | 7 | 1.7783e-12 | 5spot_SharedNeighbor | Water | Porous | Wet | R600a | MinimizeLCOE_Brownfield | IgnoreSilica | 9.0742 | 2.7836 | 0.20854 | 4 | 29688.0469 | 59900.7281 | 605.231 | 1221.1574 | 141.5898 | 0 | 84.2015 | 916260.3405 | 74092.8614 | 762781.8503 | 449806.1607 | 0 | 214512.2109 | 0 | 942806.8353 | 2452989.9892 | 1674216.0715 | 7487466.3199 | 961560.8286 | 16315151.5233 | 16315151.5233 | 1478867.319 | 7407781.6792 | 0 | 24764178.6719 | 49965979.1934 | 1778.2794 | 0.83415 | 29688.0469 | 59900.7281 | 605.231 | 1221.1574
1 | 4600 | 707 | 0.03 | 15 | 15 | 7 | 2.3714e-12 | 5spot_SharedNeighbor | Water | Porous | Wet | R600a | MinimizeLCOE_Brownfield | IgnoreSilica | 12.0432 | 3.7845 | 0.29258 | 4 | 22883.4559 | 44417.3792 | 466.5102 | 905.5084 | 143.3886 | 0 | 94.9522 | 1147081.7981 | 93937.3725 | 974014.2414 | 598823.1037 | 0 | 254825.6404 | 0 | 1196786.0409 | 3113791.7838 | 2125226.8744 | 9504486.8551 | 961560.8286 | 16315151.5233 | 16315151.5233 | 1478867.319 | 7407781.6792 | 0 | 26781199.2071 | 51982999.7286 | 2371.3737 | 1.1703 | 22883.4559 | 44417.3792 | 466.5102 | 905.5084
1 | 4600 | 707 | 0.03 | 15 | 15 | 7 | 3.1623e-12 | 5spot_SharedNeighbor | Water | Porous | Wet | R600a | MinimizeLCOE_Brownfield | IgnoreSilica | 15.9802 | 5.1082 | 0.40358 | 4 | 18146.4823 | 33757.8965 | 369.9406 | 688.2004 | 144.6729 | 0 | 77.3807 | 1425530.1428 | 117757.0363 | 1237017.8064 | 795938.9959 | 0 | 303805.287 | 0 | 1513219.2147 | 3937085.9926 | 2687142.089 | 12017496.5646 | 961560.8286 | 16315151.5233 | 16315151.5233 | 1478867.319 | 7407781.6792 | 0 | 29294208.9165 | 54496009.4381 | 3162.2777 | 1.6143 | 18146.4823 | 33757.8965 | 369.9406 | 688.2004
1 | 4600 | 707 | 0.03 | 15 | 15 | 7 | 4.217e-12 | 5spot_SharedNeighbor | Water | Porous | Wet | R600a | MinimizeLCOE_Brownfield | IgnoreSilica | 21.2273 | 6.8725 | 0.55135 | 4 | 14715.6956 | 26142.9636 | 299.9994 | 532.9597 | 145.6562 | 0 | 104.8271 | 1765174.6677 | 146689.296 | 1567305.7341 | 1057184.6971 | 0 | 363927.7142 | 0 | 1911110.0226 | 4972316.2562 | 3393708.0157 | 15177416.4036 | 961560.8286 | 16315151.5233 | 16315151.5233 | 1478867.319 | 7407781.6792 | 0 | 32454128.7556 | 57655929.2772 | 4216.965 | 2.2054 | 14715.6956 | 26142.9636 | 299.9994 | 532.9597
1 | 4600 | 707 | 0.03 | 15 | 15 | 7 | 5.6234e-12 | 5spot_SharedNeighbor | Water | Porous | Wet | R600a | MinimizeLCOE_Brownfield | IgnoreSilica | 28.1385 | 9.1985 | 0.74689 | 4 | 12184.5945 | 20620.1448 | 248.3994 | 420.3695 | 146.4 | 0 | 94.705 | 2176375.3818 | 181637.1039 | 1977873.9283 | 1402950.9944 | 0 | 436188.6415 | 0 | 2408260.1595 | 6265798.9329 | 4276536.521 | 19125621.6633 | 961560.8286 | 16315151.5233 | 16315151.5233 | 1478867.319 | 7407781.6792 | 0 | 36402334.0153 | 61604134.5368 | 5623.4133 | 2.9876 | 12184.5945 | 20620.1448 | 248.3994 | 420.3695
1 | 4600 | 707 | 0.03 | 15 | 15 | 7 | 7.4989e-12 | 5spot_SharedNeighbor | Water | Porous | Wet | R600a | MinimizeLCOE_Brownfield | IgnoreSilica | 37.23 | 12.2626 | 1.0048 | 4 | 10286.9413 | 16557.0014 | 209.7132 | 337.5369 | 146.9641 | 0 | 105.4995 | 2674685.1222 | 223880.4657 | 2488299.7385 | 1861004.6885 | 0 | 523689.2995 | 0 | 3030908.1327 | 7885801.2365 | 5382221.3809 | 24070490.0646 | 961560.8286 | 16315151.5233 | 16315151.5233 | 1478867.319 | 7407781.6792 | 0 | 41347202.4165 | 66549002.9381 | 7498.9421 | 4.0194 | 10286.9413 | 16557.0014 | 209.7132 | 337.5369
1 | 4600 | 707 | 0.03 | 15 | 15 | 7 | 1e-11 | 5spot_SharedNeighbor | Water | Porous | Wet | R600a | MinimizeLCOE_Brownfield | IgnoreSilica | 49.04 | 16.2403 | 1.339 | 4 | 8857.5792 | 13562.8768 | 180.5737 | 276.4976 | 147.3807 | 0 | 112.2107 | 3269631.3497 | 274010.9352 | 3114435.6494 | 2452925.5907 | 0 | 628240.2777 | 0 | 3798305.0831 | 9882410.6867 | 6744948.3569 | 30164907.9295 | 961560.8286 | 16315151.5233 | 16315151.5233 | 1478867.319 | 7407781.6792 | 0 | 47441620.2814 | 72643420.803 | 10000 | 5.356 | 8857.5792 | 13562.8768 | 180.5737 | 276.4976
1 | 4600 | 707 | 0.03 | 15 | 15 | 7 | 1.3335e-11 | 5spot_SharedNeighbor | Water | Porous | Wet | R600a | MinimizeLCOE_Brownfield | IgnoreSilica | 64.1043 | 21.2993 | 1.762 | 4 | 7780.0698 | 11355.8654 | 158.6072 | 231.5047 | 147.6341 | 0 | 104.9083 | 3967147.3512 | 332370.7344 | 3868279.4756 | 3206262.1512 | 0 | 751629.742 | 0 | 4729018.8872 | 12303937.0895 | 8397689.8842 | 37556335.3154 | 961560.8286 | 16315151.5233 | 16315151.5233 | 1478867.319 | 7407781.6792 | 0 | 54833047.6673 | 80034848.1889 | 13335.2143 | 7.0479 | 7780.0698 | 11355.8654 | 158.6072 | 231.5047
1 | 4600 | 707 | 0.03 | 15 | 15 | 7 | 1.7783e-11 | 5spot_SharedNeighbor | Water | Porous | Wet | R600a | MinimizeLCOE_Brownfield | IgnoreSilica | 78.9102 | 26.2288 | 2.2085 | 4 | 6977.4856 | 9830.3305 | 142.2455 | 200.4046 | 147.6634 | 0 | 117.1627 | 4599045.4543 | 384657.6385 | 4569182.2576 | 3942275.9902 | 0 | 827795.451 | 0 | 5585953.1487 | 14533504.2564 | 9919415.2886 | 44361829.4852 | 961560.8286 | 16315151.5233 | 16315151.5233 | 1478867.319 | 7407781.6792 | 0 | 61638541.8372 | 86840342.3587 | 17782.7941 | 8.8339 | 6977.4856 | 9830.3305 | 142.2455 | 200.4046
1 | 4600 | 707 | 0.03 | 15 | 15 | 7 | 2.3714e-11 | 5spot_SharedNeighbor | Water | Porous | Wet | R600a | MinimizeLCOE_Brownfield | IgnoreSilica | 90.9512 | 30.1871 | 2.6237 | 4 | 6362.5604 | 8763.9025 | 129.7094 | 178.664 | 147.5519 | 0 | 145.9632 | 5078799.2363 | 423821.535 | 5113376.1974 | 4535619.1578 | 0 | 829511.321 | 0 | 6232639.7045 | 16216050.0209 | 11067787.3458 | 49497604.5187 | 961560.8286 | 16315151.5233 | 16315151.5233 | 1478867.319 | 7407781.6792 | 0 | 66774316.8707 | 91976117.3922 | 23713.7371 | 10.4949 | 6362.5604 | 8763.9025 | 129.7094 | 178.664
1 | 4600 | 707 | 0.03 | 15 | 15 | 7 | 3.1623e-11 | 5spot_SharedNeighbor | Water | Porous | Wet | R600a | MinimizeLCOE_Brownfield | IgnoreSilica | 102.4003 | 33.8974 | 3.0317 | 4 | 5889.8433 | 7968.0462 | 120.0724 | 162.4394 | 147.3491 | 0 | 164.1 | 5509149.5661 | 458450.0928 | 5611089.1717 | 5094323.1277 | 0 | 809512.2249 | 0 | 6818184.4315 | 17739517.2888 | 12107585.0602 | 54147810.9637 | 961560.8286 | 16315151.5233 | 16315151.5233 | 1478867.319 | 7407781.6792 | 0 | 71424523.3157 | 96626323.8372 | 31622.7766 | 12.1267 | 5889.8433 | 7968.0462 | 120.0724 | 162.4394
1 | 4600 | 707 | 0.03 | 15 | 15 | 7 | 4.217e-11 | 5spot_SharedNeighbor | Water | Porous | Wet | R600a | MinimizeLCOE_Brownfield | IgnoreSilica | 112.8166 | 37.2212 | 3.4129 | 4 | 5527.624 | 7373.673 | 112.6881 | 150.3223 | 147.092 | 0 | 211.3081 | 5880284.5511 | 487856.2668 | 6048207.392 | 5597391.5695 | 0 | 772268.98 | 0 | 7326543.4162 | 19062163.0882 | 13010317.996 | 58185033.2598 | 961560.8286 | 16315151.5233 | 16315151.5233 | 1478867.319 | 7407781.6792 | 0 | 75461745.6117 | 100663546.1333 | 42169.6503 | 13.6518 | 5527.624 | 7373.673 | 112.6881 | 150.3223
1 | 4600 | 707 | 0.03 | 15 | 15 | 7 | 5.6234e-11 | 5spot_SharedNeighbor | Water | Porous | Wet | R600a | MinimizeLCOE_Brownfield | IgnoreSilica | 121.7929 | 40.0384 | 3.7502 | 4 | 5250.9466 | 6930.955 | 107.0476 | 141.2969 | 146.8208 | 0 | 225.3813 | 6184532.0598 | 511538.4577 | 6413062.5935 | 6022799.1646 | 0 | 722017.9756 | 0 | 7743040.598 | 20145803.32 | 13749924.7208 | 61492718.8901 | 961560.8286 | 16315151.5233 | 16315151.5233 | 1478867.319 | 7407781.6792 | 0 | 78769431.242 | 103971231.7636 | 56234.1325 | 15.001 | 5250.9466 | 6930.955 | 107.0476 | 141.2969
1 | 4600 | 707 | 0.03 | 15 | 15 | 7 | 7.4989e-11 | 5spot_SharedNeighbor | Water | Porous | Wet | R600a | MinimizeLCOE_Brownfield | IgnoreSilica | 129.4176 | 42.3953 | 4.0406 | 4 | 5040.0551 | 6599.3428 | 102.7483 | 134.5365 | 146.5573 | 0 | 218.0983 | 6432105.1049 | 530489.7013 | 6714709.1669 | 6377971.8364 | 0 | 667138.4105 | 0 | 8081741.5458 | 21027033.709 | 14351382.5687 | 64182572.0435 | 961560.8286 | 16315151.5233 | 16315151.5233 | 1478867.319 | 7407781.6792 | 0 | 81459284.3955 | 106661084.917 | 74989.4209 | 16.1624 | 5040.0551 | 6599.3428 | 102.7483 | 134.5365
1 | 4600 | 707 | 0.03 | 15 | 15 | 7 | 1e-10 | 5spot_SharedNeighbor | Water | Porous | Wet | R600a | MinimizeLCOE_Brownfield | IgnoreSilica | 137.8707 | 44.9816 | 4.3286 | 4 | 4878.6125 | 6334.1391 | 99.4571 | 129.13 | 146.2526 | 0 | 224.2386 | 6697717.3955 | 550601.3899 | 7042142.3882 | 6768243.2141 | 0 | 636099.7513 | 0 | 8460973.6142 | 22013717.7598 | 15024814.7077 | 67194310.2207 | 961560.8286 | 16315151.5233 | 16315151.5233 | 1478867.319 | 7407781.6792 | 0 | 84471022.5727 | 109672823.0943 | 100000 | 17.3146 | 4878.6125 | 6334.1391 | 99.4571 | 129.13
1 | 4600 | 707 | 0.03 | 15 | 15 | 7 | 1.3335e-10 | 5spot_SharedNeighbor | Water | Porous | Wet | R600a | MinimizeLCOE_Brownfield | IgnoreSilica | 143.2808 | 46.6299 | 4.5373 | 4 | 4754.2587 | 6142.8555 | 96.922 | 125.2304 | 146.0636 | 0 | 246.2343 | 6864329.3378 | 563162.902 | 7248910.1097 | 7017144.2921 | 0 | 587116.8753 | 0 | 8689458.7716 | 22608189.2707 | 15430553.7291 | 69008865.2884 | 961560.8286 | 16315151.5233 | 16315151.5233 | 1478867.319 | 7407781.6792 | 0 | 86285577.6404 | 111487378.1619 | 133352.1432 | 18.1491 | 4754.2587 | 6142.8555 | 96.922 | 125.2304
1 | 4600 | 707 | 0.03 | 15 | 15 | 7 | 1.7783e-10 | 5spot_SharedNeighbor | Water | Porous | Wet | R600a | MinimizeLCOE_Brownfield | IgnoreSilica | 147.642 | 47.951 | 4.7068 | 4 | 4659.8153 | 5998.4015 | 94.9966 | 122.2855 | 145.9052 | 0 | 227.225 | 6996635.8175 | 573133.168 | 7413594.9569 | 7220409.7112 | 0 | 543625.9395 | 0 | 8871485.8413 | 23081786.3671 | 15753793.4788 | 70454465.2804 | 961560.8286 | 16315151.5233 | 16315151.5233 | 1478867.319 | 7407781.6792 | 0 | 87731177.6323 | 112932978.1539 | 177827.941 | 18.8272 | 4659.8153 | 5998.4015 | 94.9966 | 122.2855
1 | 4600 | 707 | 0.03 | 15 | 15 | 7 | 2.3714e-10 | 5spot_SharedNeighbor | Water | Porous | Wet | R600a | MinimizeLCOE_Brownfield | IgnoreSilica | 150.9056 | 48.9351 | 4.8378 | 4 | 4588.2628 | 5890.59 | 93.5379 | 120.0876 | 145.783 | 0 | 241.7109 | 7094489.8513 | 580503.1753 | 7535683.4736 | 7374054.6516 | 0 | 504242.0605 | 0 | 9004699.5528 | 23428381.1186 | 15990351.5185 | 71512405.4022 | 961560.8286 | 16315151.5233 | 16315151.5233 | 1478867.319 | 7407781.6792 | 0 | 88789117.7541 | 113990918.2757 | 237137.3706 | 19.3514 | 4588.2628 | 5890.59 | 93.5379 | 120.0876
1 | 4600 | 707 | 0.03 | 15 | 15 | 7 | 3.1623e-10 | 5spot_SharedNeighbor | Water | Porous | Wet | R600a | MinimizeLCOE_Brownfield | IgnoreSilica | 153.3929 | 49.6818 | 4.9391 | 4 | 4534.1575 | 5809.7816 | 92.4349 | 118.4403 | 145.6879 | 0 | 268.3401 | 7168191.2992 | 586030.5355 | 7628022.5361 | 7490938.1137 | 0 | 470766.4191 | 0 | 9104140.0724 | 23687104.9525 | 16166935.8514 | 72302129.7798 | 961560.8286 | 16315151.5233 | 16315151.5233 | 1478867.319 | 7407781.6792 | 0 | 89578842.1318 | 114780642.6534 | 316227.766 | 19.7564 | 4534.1575 | 5809.7816 | 92.4349 | 118.4403
1 | 4600 | 707 | 0.03 | 15 | 15 | 7 | 4.217e-10 | 5spot_SharedNeighbor | Water | Porous | Wet | R600a | MinimizeLCOE_Brownfield | IgnoreSilica | 155.2714 | 50.2439 | 5.0166 | 4 | 4493.2998 | 5749.2212 | 91.602 | 117.2057 | 145.6149 | 0 | 233.5231 | 7223356.1441 | 590154.1181 | 7697358.2945 | 7579090.6381 | 0 | 443006.0656 | 0 | 9177856.4516 | 23878899.8497 | 16297839.8098 | 72887561.3714 | 961560.8286 | 16315151.5233 | 16315151.5233 | 1478867.319 | 7407781.6792 | 0 | 90164273.7234 | 115366074.245 | 421696.5034 | 20.0664 | 4493.2998 | 5749.2212 | 91.602 | 117.2057
1 | 4600 | 707 | 0.03 | 15 | 15 | 7 | 5.6234e-10 | 5spot_SharedNeighbor | Water | Porous | Wet | R600a | MinimizeLCOE_Brownfield | IgnoreSilica | 156.6667 | 50.6603 | 5.0751 | 4 | 4462.4821 | 5703.9171 | 90.9737 | 116.2821 | 145.5601 | 0 | 252.1338 | 7264056.598 | 593188.8347 | 7748637.5918 | 7644501.717 | 0 | 420288.2948 | 0 | 9231562.4842 | 24018631.9299 | 16393209.8257 | 73314077.2761 | 961560.8286 | 16315151.5233 | 16315151.5233 | 1478867.319 | 7407781.6792 | 0 | 90590789.628 | 115792590.1496 | 562341.3252 | 20.3005 | 4462.4821 | 5703.9171 | 90.9737 | 116.2821
1 | 4600 | 707 | 0.03 | 15 | 15 | 7 | 7.4989e-10 | 5spot_SharedNeighbor | Water | Porous | Wet | R600a | MinimizeLCOE_Brownfield | IgnoreSilica | 157.7191 | 50.9738 | 5.1196 | 4 | 4439.2612 | 5669.9194 | 90.5003 | 115.589 | 145.5184 | 0 | 276.1404 | 7294600.0933 | 595461.9292 | 7787189.3519 | 7693798.6046 | 0 | 402224.0459 | 0 | 9271576.8697 | 24122741.1531 | 16464266.5097 | 73631858.5574 | 961560.8286 | 16315151.5233 | 16315151.5233 | 1478867.319 | 7407781.6792 | 0 | 90908570.9094 | 116110371.4309 | 749894.2093 | 20.4783 | 4439.2612 | 5669.9194 | 90.5003 | 115.589
1 | 4600 | 707 | 0.03 | 15 | 15 | 7 | 1e-09 | 5spot_SharedNeighbor | Water | Porous | Wet | R600a | MinimizeLCOE_Brownfield | IgnoreSilica | 158.489 | 51.2028 | 5.1527 | 4 | 4421.7802 | 5644.5227 | 90.144 | 115.0712 | 145.4877 | 0 | 281.1707 | 7316861.1623 | 597116.2326 | 7815325.5108 | 7729843.1366 | 0 | 387810.3467 | 0 | 9300312.9917 | 24197506.6478 | 16515295.4962 | 73860071.5246 | 961560.8286 | 16315151.5233 | 16315151.5233 | 1478867.319 | 7407781.6792 | 0 | 91136783.8765 | 116338584.3981 | 1000000 | 20.6109 | 4421.7802 | 5644.5227 | 90.144 | 115.0712
1 | 4600 | 707 | 0.03 | 15 | 15 | 7 | 1.3335e-09 | 5spot_SharedNeighbor | Water | Porous | Wet | R600a | MinimizeLCOE_Brownfield | IgnoreSilica | 159.0808 | 51.3786 | 5.178 | 4 | 4408.6302 | 5625.398 | 89.8759 | 114.6813 | 145.464 | 0 | 276.8644 | 7333923.8669 | 598382.9072 | 7836912.7751 | 7757535.4547 | 0 | 376751.8003 | 0 | 9322367.6536 | 24254888.3541 | 16554459.6898 | 74035222.5017 | 961560.8286 | 16315151.5233 | 16315151.5233 | 1478867.319 | 7407781.6792 | 0 | 91311934.8536 | 116513735.3752 | 1333521.4322 | 20.7121 | 4408.6302 | 5625.398 | 89.8759 | 114.6813
1 | 4600 | 707 | 0.03 | 15 | 15 | 7 | 1.7783e-09 | 5spot_SharedNeighbor | Water | Porous | Wet | R600a | MinimizeLCOE_Brownfield | IgnoreSilica | 159.5024 | 51.5038 | 5.1966 | 4 | 4398.7447 | 5611.1663 | 89.6744 | 114.3912 | 145.4471 | 0 | 280.4595 | 7346051.9331 | 599282.478 | 7852269.0131 | 7777255.1128 | 0 | 367987.6106 | 0 | 9337709.9976 | 24294805.986 | 16581704.2938 | 74157066.4249 | 961560.8286 | 16315151.5233 | 16315151.5233 | 1478867.319 | 7407781.6792 | 0 | 91433778.7769 | 116635579.2984 | 1778279.41 | 20.7863 | 4398.7447 | 5611.1663 | 89.6744 | 114.3912
1 | 4600 | 707 | 0.03 | 15 | 15 | 7 | 2.3714e-09 | 5spot_SharedNeighbor | Water | Porous | Wet | R600a | MinimizeLCOE_Brownfield | IgnoreSilica | 159.8339 | 51.6021 | 5.2109 | 4 | 4391.3172 | 5600.4116 | 89.5229 | 114.172 | 145.4337 | 0 | 257.7123 | 7355576.4684 | 599988.5574 | 7864335.0591 | 7792760.9724 | 0 | 361437.776 | 0 | 9349898.545 | 24326518.0862 | 16603348.4538 | 74253863.9184 | 961560.8286 | 16315151.5233 | 16315151.5233 | 1478867.319 | 7407781.6792 | 0 | 91530576.2704 | 116732376.7919 | 2371373.7057 | 20.8435 | 4391.3172 | 5600.4116 | 89.5229 | 114.172
1 | 4600 | 707 | 0.03 | 15 | 15 | 7 | 3.1623e-09 | 5spot_SharedNeighbor | Water | Porous | Wet | R600a | MinimizeLCOE_Brownfield | IgnoreSilica | 160.0554 | 51.6678 | 5.221 | 4 | 4385.739 | 5592.4824 | 89.4092 | 114.0103 | 145.4248 | 0 | 281.4764 | 7361931.4633 | 600459.3956 | 7872389.8545 | 7803118.4571 | 0 | 356158.6412 | 0 | 9357682.5466 | 24346770.4615 | 16617171.1161 | 74315681.9359 | 961560.8286 | 16315151.5233 | 16315151.5233 | 1478867.319 | 7407781.6792 | 0 | 91592394.2879 | 116794194.8094 | 3162277.6602 | 20.8841 | 4385.739 | 5592.4824 | 89.4092 | 114.0103
1 | 4600 | 707 | 0.03 | 15 | 15 | 7 | 4.217e-09 | 5spot_SharedNeighbor | Water | Porous | Wet | R600a | MinimizeLCOE_Brownfield | IgnoreSilica | 160.2406 | 51.7227 | 5.2291 | 4 | 4381.551 | 5586.4376 | 89.3238 | 113.8871 | 145.4173 | 0 | 272.1745 | 7367241.8433 | 600852.7653 | 7879122.0924 | 7811778.2832 | 0 | 352354.3738 | 0 | 9364426.2496 | 24364316.1935 | 16629146.4387 | 74369238.2398 | 961560.8286 | 16315151.5233 | 16315151.5233 | 1478867.319 | 7407781.6792 | 0 | 91645950.5917 | 116847751.1133 | 4216965.0343 | 20.9163 | 4381.551 | 5586.4376 | 89.3238 | 113.8871
1 | 4600 | 707 | 0.03 | 15 | 15 | 7 | 5.6234e-09 | 5spot_SharedNeighbor | Water | Porous | Wet | R600a | MinimizeLCOE_Brownfield | IgnoreSilica | 160.3797 | 51.764 | 5.2351 | 4 | 4378.4077 | 5581.9028 | 89.2598 | 113.7946 | 145.4117 | 0 | 275.9135 | 7371227.0284 | 601147.8948 | 7884175.5298 | 7818280.7362 | 0 | 349476.7192 | 0 | 9369480.0843 | 24377465.2347 | 16638120.9295 | 74409374.1568 | 961560.8286 | 16315151.5233 | 16315151.5233 | 1478867.319 | 7407781.6792 | 0 | 91686086.5088 | 116887887.0303 | 5623413.2519 | 20.9405 | 4378.4077 | 5581.9028 | 89.2598 | 113.7946
1 | 4600 | 707 | 0.03 | 15 | 15 | 7 | 7.4989e-09 | 5spot_SharedNeighbor | Water | Porous | Wet | R600a | MinimizeLCOE_Brownfield | IgnoreSilica | 160.4723 | 51.7914 | 5.2394 | 4 | 4376.0489 | 5578.5608 | 89.2117 | 113.7265 | 145.4079 | 0 | 274.7901 | 7373878.5797 | 601344.1939 | 7887538.745 | 7822609.6158 | 0 | 347179.5297 | 0 | 9372694.7589 | 24385829.1587 | 16643829.4795 | 74434904.0612 | 961560.8286 | 16315151.5233 | 16315151.5233 | 1478867.319 | 7407781.6792 | 0 | 91711616.4131 | 116913416.9347 | 7498942.0933 | 20.9576 | 4376.0489 | 5578.5608 | 89.2117 | 113.7265
1 | 4600 | 707 | 0.03 | 15 | 15 | 7 | 1e-08 | 5spot_SharedNeighbor | Water | Porous | Wet | R600a | MinimizeLCOE_Brownfield | IgnoreSilica | 160.5501 | 51.8144 | 5.2428 | 4 | 4374.2792 | 5576.0121 | 89.1756 | 113.6745 | 145.4048 | 0 | 264.6712 | 7376105.5819 | 601509.0643 | 7890363.5673 | 7826245.8976 | 0 | 345536.4457 | 0 | 9375506.6171 | 24393145.037 | 16648822.7167 | 74457234.9276 | 961560.8286 | 16315151.5233 | 16315151.5233 | 1478867.319 | 7407781.6792 | 0 | 91733947.2796 | 116935747.8011 | 10000000 | 20.9712 | 4374.2792 | 5576.0121 | 89.1756 | 113.6745
1 | 4700 | 707 | 0.03 | 15 | 15 | 7 | 1e-13 | 5spot_SharedNeighbor | Water | Porous | Wet | R600a | MinimizeLCOE_Brownfield | IgnoreSilica | 0 | 0 | 0 | 0 | [6 empty] | 23.6059 | [19 empty] | 100 | 0
1 | 4700 | 707 | 0.03 | 15 | 15 | 7 | 1.3335e-13 | 5spot_SharedNeighbor | Water | Porous | Wet | R600a | MinimizeLCOE_Brownfield | IgnoreSilica | 0 | 0 | 0 | 0 | [6 empty] | 23.482 | [19 empty] | 133.3521 | 0
1 | 4700 | 707 | 0.03 | 15 | 15 | 7 | 1.7783e-13 | 5spot_SharedNeighbor | Water | Porous | Wet | R600a | MinimizeLCOE_Brownfield | IgnoreSilica | 0 | 0 | 0 | 0 | [6 empty] | 22.4413 | [19 empty] | 177.8279 | 0
1 | 4700 | 707 | 0.03 | 15 | 15 | 7 | 2.3714e-13 | 5spot_SharedNeighbor | Water | Porous | Wet | R600a | MinimizeLCOE_Brownfield | IgnoreSilica | 1.3445 | 0.2637 | 0.0074716 | 4 | 638306.3848 | 1503846.1796 | 13012.739 | 30657.9385 | 111.0214 | 0 | 65.1943 | 150640.9654 | 10002.6083 | 118252.3141 | 73516.3294 | 0 | 75128.5959 | 0 | 166740.9171 | 433825.6631 | 296094.9293 | 1324202.3226 | 961560.8286 | 16790840.2133 | 16790840.2133 | 1478867.319 | 7598057.1552 | 0 | 19076603.3645 | 44944368.052 | 237.1374 | 0.029886 | 638306.3848 | 1503846.1796 | 13012.739 | 30657.9385
1 | 4700 | 707 | 0.03 | 15 | 15 | 7 | 3.1623e-13 | 5spot_SharedNeighbor | Water | Porous | Wet | R600a | MinimizeLCOE_Brownfield | IgnoreSilica | 1.7681 | 0.39377 | 0.016486 | 4 | 295743.1468 | 688019.2675 | 6029.1241 | 14026.2034 | 119.0571 | 0 | 311.5439 | 208459.9629 | 14543.2036 | 162050.5772 | 93395.4948 | 0 | 86475.1962 | 0 | 220320.5295 | 573228.8239 | 391240.451 | 1749714.2392 | 961560.8286 | 16790840.2133 | 16790840.2133 | 1478867.319 | 7598057.1552 | 0 | 19502115.2811 | 45369879.9686 | 316.2278 | 0.065943 | 295743.1468 | 688019.2675 | 6029.1241 | 14026.2034
1 | 4700 | 707 | 0.03 | 15 | 15 | 7 | 4.217e-13 | 5spot_SharedNeighbor | Water | Porous | Wet | R600a | MinimizeLCOE_Brownfield | IgnoreSilica | 2.3126 | 0.56886 | 0.02984 | 4 | 167792.0485 | 384512.7863 | 3420.6679 | 7838.8132 | 125.682 | 0 | 423.0207 | 279040.4848 | 20297.0902 | 216503.7665 | 119758.7209 | 0 | 98999.259 | 0 | 286493.7354 | 745397.9314 | 508749.4046 | 2275240.3928 | 961560.8286 | 16790840.2133 | 16790840.2133 | 1478867.319 | 7598057.1552 | 0 | 20027641.4347 | 45895406.1222 | 421.6965 | 0.11936 | 167792.0485 | 384512.7863 | 3420.6679 | 7838.8132
1 | 4700 | 707 | 0.03 | 15 | 15 | 7 | 5.6234e-13 | 5spot_SharedNeighbor | Water | Porous | Wet | R600a | MinimizeLCOE_Brownfield | IgnoreSilica | 3.0322 | 0.80757 | 0.049044 | 4 | 105476.522 | 237337.3534 | 2150.2816 | 4838.443 | 131.1838 | 0 | 548.7785 | 366485.145 | 27631.9184 | 285461.3331 | 155529.6728 | 0 | 113935.4759 | 0 | 370126.9826 | 962994.4853 | 657263.5238 | 2939428.5368 | 961560.8286 | 16790840.2133 | 16790840.2133 | 1478867.319 | 7598057.1552 | 0 | 20691829.5787 | 46559594.2662 | 562.3413 | 0.19617 | 105476.522 | 237337.3534 | 2150.2816 | 4838.443
1 | 4700 | 707 | 0.03 | 15 | 15 | 7 | 7.4989e-13 | 5spot_SharedNeighbor | Water | Porous | Wet | R600a | MinimizeLCOE_Brownfield | IgnoreSilica | 3.9922 | 1.1322 | 0.075962 | 4 | 70862.9524 | 155997.33 | 1444.6371 | 3180.2166 | 135.6895 | 0 | 76.5743 | 474485.8015 | 36867.357 | 372918.3632 | 203648.1362 | 0 | 132207.7725 | 0 | 475849.6979 | 1238063.3036 | 845003.6444 | 3779044.0763 | 961560.8286 | 16790840.2133 | 16790840.2133 | 1478867.319 | 7598057.1552 | 0 | 21531445.1182 | 47399209.8058 | 749.8942 | 0.30385 | 70862.9524 | 155997.33 | 1444.6371 | 3180.2166
1 | 4700 | 707 | 0.03 | 15 | 15 | 7 | 1e-12 | 5spot_SharedNeighbor | Water | Porous | Wet | R600a | MinimizeLCOE_Brownfield | IgnoreSilica | 5.281 | 1.5713 | 0.11285 | 4 | 50035.1029 | 107340.7367 | 1020.0332 | 2188.2861 | 139.3169 | 0 | 103.109 | 606949.5073 | 48310.0561 | 483514.5842 | 266951.739 | 0 | 154832.7205 | 0 | 608617.8568 | 1583498.8186 | 1080770.4814 | 4833445.7638 | 961560.8286 | 16790840.2133 | 16790840.2133 | 1478867.319 | 7598057.1552 | 0 | 22585846.8058 | 48453611.4933 | 1000 | 0.4514 | 50035.1029 | 107340.7367 | 1020.0332 | 2188.2861
1 | 4700 | 707 | 0.03 | 15 | 15 | 7 | 1.3335e-12 | 5spot_SharedNeighbor | Water | Porous | Wet | R600a | MinimizeLCOE_Brownfield | IgnoreSilica | 6.9742 | 2.154 | 0.16282 | 4 | 36700.2178 | 76419.5216 | 748.1836 | 1557.9153 | 142.0892 | 0 | 84.3675 | 767385.0285 | 62299.7245 | 621104.1404 | 352911.1357 | 0 | 181652.6326 | 0 | 774287.5381 | 2014537.3459 | 1374963.1332 | 6149140.6789 | 961560.8286 | 16790840.2133 | 16790840.2133 | 1478867.319 | 7598057.1552 | 0 | 23901541.7209 | 49769306.4084 | 1333.5214 | 0.65126 | 36700.2178 | 76419.5216 | 748.1836 | 1557.9153
1 | 4700 | 707 | 0.03 | 15 | 15 | 7 | 1.7783e-12 | 5spot_SharedNeighbor | Water | Porous | Wet | R600a | MinimizeLCOE_Brownfield | IgnoreSilica | 9.2595 | 2.9469 | 0.23132 | 4 | 27649.3495 | 55606.106 | 563.6694 | 1133.6057 | 144.3488 | 0 | 78.5458 | 966750.2069 | 79784.4046 | 796803.236 | 469678.7597 | 0 | 215328.7346 | 0 | 986054.6833 | 2565512.0184 | 1751014.6686 | 7830926.7121 | 961560.8286 | 16790840.2133 | 16790840.2133 | 1478867.319 | 7598057.1552 | 0 | 25583327.7541 | 51451092.4416 | 1778.2794 | 0.92528 | 27649.3495 | 55606.106 | 563.6694 | 1133.6057
1 | 4700 | 707 | 0.03 | 15 | 15 | 7 | 2.3714e-12 | 5spot_SharedNeighbor | Water | Porous | Wet | R600a | MinimizeLCOE_Brownfield | IgnoreSilica | 12.2795 | 3.9979 | 0.32281 | 4 | 21433.4632 | 41466.7717 | 436.9501 | 845.3562 | 146.0943 | 0 | 101.2668 | 1207936.442 | 100934.2986 | 1015776.6922 | 623619.0512 | 0 | 255635.2988 | 0 | 1249521.6952 | 3250999.1389 | 2218873.7136 | 9923296.3304 | 961560.8286 | 16790840.2133 | 16790840.2133 | 1478867.319 | 7598057.1552 | 0 | 27675697.3724 | 53543462.0599 | 2371.3737 | 1.2912 | 21433.4632 | 41466.7717 | 436.9501 | 845.3562
1 | 4700 | 707 | 0.03 | 15 | 15 | 7 | 3.1623e-12 | 5spot_SharedNeighbor | Water | Porous | Wet | R600a | MinimizeLCOE_Brownfield | IgnoreSilica | 16.2969 | 5.3988 | 0.44538 | 4 | 17016.2533 | 31536.1667 | 346.8993 | 642.9074 | 147.4074 | 0 | 82.8042 | 1502513.7912 | 126797.6981 | 1290434.2911 | 831421.9569 | 0 | 304904.9231 | 0 | 1581868.3376 | 4115696.9285 | 2809047.7228 | 12562685.6494 | 961560.8286 | 16790840.2133 | 16790840.2133 | 1478867.319 | 7598057.1552 | 0 | 30315086.6913 | 56182851.3789 | 3162.2777 | 1.7815 | 17016.2533 | 31536.1667 | 346.8993 | 642.9074
1 | 4700 | 707 | 0.03 | 15 | 15 | 7 | 4.217e-12 | 5spot_SharedNeighbor | Water | Porous | Wet | R600a | MinimizeLCOE_Brownfield | IgnoreSilica | 21.617 | 7.2553 | 0.60796 | 4 | 13822.4013 | 24459.5273 | 281.7883 | 498.6405 | 148.4075 | 0 | 77.6728 | 1859740.9068 | 158020.0857 | 1633424.6529 | 1105388.4557 | 0 | 364555.2328 | 0 | 1997240.4402 | 5196409.9351 | 3546656.5563 | 15861436.2655 | 961560.8286 | 16790840.2133 | 16790840.2133 | 1478867.319 | 7598057.1552 | 0 | 33613837.3074 | 59481601.9949 | 4216.965 | 2.4318 | 13822.4013 | 24459.5273 | 281.7883 | 498.6405
1 | 4700 | 707 | 0.03 | 15 | 15 | 7 | 5.6234e-12 | 5spot_SharedNeighbor | Water | Porous | Wet | R600a | MinimizeLCOE_Brownfield | IgnoreSilica | 28.6721 | 9.7194 | 0.82389 | 4 | 11459.0289 | 19308.3446 | 233.6078 | 393.6267 | 149.1698 | 0 | 96.917 | 2295023.1093 | 195959.7362 | 2062687.1747 | 1469870.6689 | 0 | 437451.7525 | 0 | 2519787.0522 | 6555969.0304 | 4474583.5749 | 20011332.0991 | 961560.8286 | 16790840.2133 | 16790840.2133 | 1478867.319 | 7598057.1552 | 0 | 37763733.141 | 63631497.8285 | 5623.4133 | 3.2955 | 11459.0289 | 19308.3446 | 233.6078 | 393.6267
1 | 4700 | 707 | 0.03 | 15 | 15 | 7 | 7.4989e-12 | 5spot_SharedNeighbor | Water | Porous | Wet | R600a | MinimizeLCOE_Brownfield | IgnoreSilica | 37.917 | 12.9489 | 1.1071 | 4 | 9692.5125 | 15533.9853 | 197.595 | 316.6813 | 149.7455 | 0 | 78.903 | 2819229.3167 | 241446.2263 | 2593712.214 | 1946875.5431 | 0 | 524937.2312 | 0 | 3169218.2072 | 8245655.679 | 5627829.4322 | 25168903.8496 | 961560.8286 | 16790840.2133 | 16790840.2133 | 1478867.319 | 7598057.1552 | 0 | 42921304.8915 | 68789069.5791 | 7498.9421 | 4.4283 | 9692.5125 | 15533.9853 | 197.595 | 316.6813
1 | 4700 | 707 | 0.03 | 15 | 15 | 7 | 1e-11 | 5spot_SharedNeighbor | Water | Porous | Wet | R600a | MinimizeLCOE_Brownfield | IgnoreSilica | 49.9025 | 17.1333 | 1.4735 | 4 | 8359.225 | 12747.954 | 170.4141 | 259.8843 | 150.1687 | 0 | 118.2513 | 3444324.4134 | 295382.9094 | 3243944.5364 | 2563246.3726 | 0 | 629215.8128 | 0 | 3968684.4774 | 10325702.9212 | 7047504.4157 | 31518005.859 | 961560.8286 | 16790840.2133 | 16790840.2133 | 1478867.319 | 7598057.1552 | 0 | 49270406.9009 | 75138171.5884 | 10000 | 5.8941 | 8359.225 | 12747.954 | 170.4141 | 259.8843
1 | 4700 | 707 | 0.03 | 15 | 15 | 7 | 1.3335e-11 | 5spot_SharedNeighbor | Water | Porous | Wet | R600a | MinimizeLCOE_Brownfield | IgnoreSilica | 65.1884 | 22.4493 | 1.9363 | 4 | 7354.1634 | 10694.0847 | 149.9246 | 218.0134 | 150.4196 | 0 | 135.4695 | 4176254.9861 | 358024.8606 | 4026131.5805 | 3345206.5333 | 0 | 752615.2611 | 0 | 4936710.9565 | 12844309.25 | 8766504.9873 | 39205758.4155 | 961560.8286 | 16790840.2133 | 16790840.2133 | 1478867.319 | 7598057.1552 | 0 | 56958159.4574 | 82825924.1449 | 13335.2143 | 7.745 | 7354.1634 | 10694.0847 | 149.9246 | 218.0134
1 | 4700 | 707 | 0.03 | 15 | 15 | 7 | 1.7783e-11 | 5spot_SharedNeighbor | Water | Porous | Wet | R600a | MinimizeLCOE_Brownfield | IgnoreSilica | 82.3138 | 28.3477 | 2.4614 | 4 | 6611.3686 | 9238.7428 | 134.7817 | 188.3443 | 150.4219 | 0 | 124.1016 | 4928105.9077 | 421547.3905 | 4852204.881 | 4217739.8229 | 0 | 864816.1647 | 0 | 5960921.525 | 15509095.055 | 10585276.0551 | 47339706.8019 | 961560.8286 | 16790840.2133 | 16790840.2133 | 1478867.319 | 7598057.1552 | 0 | 65092107.8438 | 90959872.5313 | 17782.7941 | 9.8455 | 6611.3686 | 9238.7428 | 134.7817 | 188.3443
1 | 4700 | 707 | 0.03 | 15 | 15 | 7 | 2.3714e-11 | 5spot_SharedNeighbor | Water | Porous | Wet | R600a | MinimizeLCOE_Brownfield | IgnoreSilica | 94.4083 | 32.4549 | 2.9068 | 4 | 6050.7481 | 8275.5316 | 123.3527 | 168.7079 | 150.2742 | 0 | 146.8394 | 5421410.1575 | 462563.5133 | 5407463.0548 | 4830338.3486 | 0 | 861080.6019 | 0 | 6623313.7136 | 17232503.6544 | 11761537.8367 | 52600210.8807 | 961560.8286 | 16790840.2133 | 16790840.2133 | 1478867.319 | 7598057.1552 | 0 | 70352611.9226 | 96220376.6101 | 23713.7371 | 11.6271 | 6050.7481 | 8275.5316 | 123.3527 | 168.7079
1 | 4700 | 707 | 0.03 | 15 | 15 | 7 | 3.1623e-11 | 5spot_SharedNeighbor | Water | Porous | Wet | R600a | MinimizeLCOE_Brownfield | IgnoreSilica | 105.8102 | 36.2716 | 3.3401 | 4 | 5619.9474 | 7556.1127 | 114.5702 | 154.0416 | 150.0385 | 0 | 179.2254 | 5860624.3096 | 498516.5694 | 5911438.7877 | 5404536.1644 | 0 | 835421.7476 | 0 | 7219109.6557 | 18782642.481 | 12819539.438 | 57331829.1534 | 961560.8286 | 16790840.2133 | 16790840.2133 | 1478867.319 | 7598057.1552 | 0 | 75084230.1953 | 100951994.8828 | 31622.7766 | 13.3603 | 5619.9474 | 7556.1127 | 114.5702 | 154.0416
1 | 4700 | 707 | 0.03 | 15 | 15 | 7 | 4.217e-11 | 5spot_SharedNeighbor | Water | Porous | Wet | R600a | MinimizeLCOE_Brownfield | IgnoreSilica | 115.9151 | 39.5935 | 3.7359 | 4 | 5290.1645 | 7021.2019 | 107.8472 | 143.1367 | 149.7604 | 0 | 196.5214 | 6228577.1089 | 528058.1769 | 6342034.2948 | 5903084.0751 | 0 | 790360.3809 | 0 | 7718924.4743 | 20083058.1129 | 13707099.8277 | 61301196.4515 | 961560.8286 | 16790840.2133 | 16790840.2133 | 1478867.319 | 7598057.1552 | 0 | 79053597.4934 | 104921362.1809 | 42169.6503 | 14.9435 | 5290.1645 | 7021.2019 | 107.8472 | 143.1367
1 | 4700 | 707 | 0.03 | 15 | 15 | 7 | 5.6234e-11 | 5spot_SharedNeighbor | Water | Porous | Wet | R600a | MinimizeLCOE_Brownfield | IgnoreSilica | 124.7696 | 42.4574 | 4.0878 | 4 | 5038.2146 | 6620.2292 | 102.7108 | 134.9623 | 149.4685 | 0 | 252.0748 | 6535918.4323 | 552295.5778 | 6707911.0595 | 6333906.7985 | 0 | 736268.645 | 0 | 8137857.2001 | 21173035.1306 | 14451031.539 | 64628224.3828 | 961560.8286 | 16790840.2133 | 16790840.2133 | 1478867.319 | 7598057.1552 | 0 | 82380625.4247 | 108248390.1122 | 56234.1325 | 16.3512 | 5038.2146 | 6620.2292 | 102.7108 | 134.9623
1 | 4700 | 707 | 0.03 | 15 | 15 | 7 | 7.4989e-11 | 5spot_SharedNeighbor | Water | Porous | Wet | R600a | MinimizeLCOE_Brownfield | IgnoreSilica | 132.1897 | 44.8227 | 4.3878 | 4 | 4846.127 | 6319.9598 | 98.7949 | 128.8409 | 149.1919 | 0 | 240.8764 | 6783210.7524 | 571480.2793 | 7006713.5571 | 6691168.5829 | 0 | 677548.6455 | 0 | 8474747.5087 | 22049554.6078 | 15049274.0929 | 67303698.0265 | 961560.8286 | 16790840.2133 | 16790840.2133 | 1478867.319 | 7598057.1552 | 0 | 85056099.0684 | 110923863.7559 | 74989.4209 | 17.5514 | 4846.127 | 6319.9598 | 98.7949 | 128.8409
1 | 4700 | 707 | 0.03 | 15 | 15 | 7 | 1e-10 | 5spot_SharedNeighbor | Water | Porous | Wet | R600a | MinimizeLCOE_Brownfield | IgnoreSilica | 140.7204 | 47.5234 | 4.6934 | 4 | 4697.785 | 6075.6736 | 95.7707 | 123.8608 | 148.8805 | 0 | 246.7334 | 7060121.1083 | 592822.492 | 7344201.6225 | 7099081.1641 | 0 | 646947.0834 | 0 | 8869837.6534 | 23077498.1203 | 15750866.6623 | 70441375.9064 | 961560.8286 | 16790840.2133 | 16790840.2133 | 1478867.319 | 7598057.1552 | 0 | 88193776.9483 | 114061541.6358 | 100000 | 18.7735 | 4697.785 | 6075.6736 | 95.7707 | 123.8608
1 | 4700 | 707 | 0.03 | 15 | 15 | 7 | 1.3335e-10 | 5spot_SharedNeighbor | Water | Porous | Wet | R600a | MinimizeLCOE_Brownfield | IgnoreSilica | 145.9681 | 49.1702 | 4.9075 | 4 | 4584.3377 | 5902.1119 | 93.4579 | 120.3225 | 148.6865 | 0 | 233.6131 | 7226048.7083 | 605506.451 | 7548209.5013 | 7347486.6788 | 0 | 595880.9571 | 0 | 9096021.5956 | 23665982.3413 | 16152519.2352 | 72237655.4686 | 961560.8286 | 16790840.2133 | 16790840.2133 | 1478867.319 | 7598057.1552 | 0 | 89990056.5105 | 115857821.198 | 133352.1432 | 19.6299 | 4584.3377 | 5902.1119 | 93.4579 | 120.3225
1 | 4700 | 707 | 0.03 | 15 | 15 | 7 | 1.7783e-10 | 5spot_SharedNeighbor | Water | Porous | Wet | R600a | MinimizeLCOE_Brownfield | IgnoreSilica | 150.0554 | 50.4434 | 5.077 | 4 | 4498.2198 | 5771.9894 | 91.7023 | 117.6698 | 148.5299 | 0 | 267.5372 | 7352700.0752 | 615107.6754 | 7705095.5255 | 7539866.1077 | 0 | 549451.4865 | 0 | 9267266.1394 | 24111525.5171 | 16456611.6077 | 73597624.1345 | 961560.8286 | 16790840.2133 | 16790840.2133 | 1478867.319 | 7598057.1552 | 0 | 91350025.1764 | 117217789.8639 | 177827.941 | 20.308 | 4498.2198 | 5771.9894 | 91.7023 | 117.6698
1 | 4700 | 707 | 0.03 | 15 | 15 | 7 | 2.3714e-10 | 5spot_SharedNeighbor | Water | Porous | Wet | R600a | MinimizeLCOE_Brownfield | IgnoreSilica | 153.2102 | 51.4205 | 5.2095 | 4 | 4432.9697 | 5674.3368 | 90.3721 | 115.679 | 148.4056 | 0 | 238.3734 | 7448939.19 | 622354.9578 | 7825009.8101 | 7687700.6289 | 0 | 509076.7897 | 0 | 9396301.7368 | 24447249.6727 | 16685750.2423 | 74622383.0283 | 961560.8286 | 16790840.2133 | 16790840.2133 | 1478867.319 | 7598057.1552 | 0 | 92374784.0702 | 118242548.7577 | 237137.3706 | 20.8381 | 4432.9697 | 5674.3368 | 90.3721 | 115.679
1 | 4700 | 707 | 0.03 | 15 | 15 | 7 | 3.1623e-10 | 5spot_SharedNeighbor | Water | Porous | Wet | R600a | MinimizeLCOE_Brownfield | IgnoreSilica | 155.6003 | 52.1574 | 5.3115 | 4 | 4383.6103 | 5601.1556 | 89.3658 | 114.1871 | 148.3097 | 0 | 223.2672 | 7520981.4561 | 627751.9625 | 7915180.8753 | 7799318.0972 | 0 | 474798.0442 | 0 | 9491831.8698 | 24695799.4827 | 16855390.5949 | 75381052.3827 | 961560.8286 | 16790840.2133 | 16790840.2133 | 1478867.319 | 7598057.1552 | 0 | 93133453.4246 | 119001218.1121 | 316227.766 | 21.2458 | 4383.6103 | 5601.1556 | 89.3658 | 114.1871
1 | 4700 | 707 | 0.03 | 15 | 15 | 7 | 4.217e-10 | 5spot_SharedNeighbor | Water | Porous | Wet | R600a | MinimizeLCOE_Brownfield | IgnoreSilica | 157.3977 | 52.7098 | 5.3892 | 4 | 4346.3245 | 5546.3114 | 88.6057 | 113.0691 | 148.2365 | 0 | 273.6769 | 7574674.161 | 631758.3111 | 7982615.66 | 7883045.0073 | 0 | 446416.8097 | 0 | 9562218.8801 | 24878932.0453 | 16980382.3318 | 75940043.2063 | 961560.8286 | 16790840.2133 | 16790840.2133 | 1478867.319 | 7598057.1552 | 0 | 93692444.2482 | 119560208.9357 | 421696.5034 | 21.5567 | 4346.3245 | 5546.3114 | 88.6057 | 113.0691
1 | 4700 | 707 | 0.03 | 15 | 15 | 7 | 5.6234e-10 | 5spot_SharedNeighbor | Water | Porous | Wet | R600a | MinimizeLCOE_Brownfield | IgnoreSilica | 158.7324 | 53.1189 | 5.4478 | 4 | 4318.1939 | 5505.2612 | 88.0322 | 112.2322 | 148.1816 | 0 | 269.0007 | 7614272.8466 | 634703.9497 | 8032479.0588 | 7945095.1335 | 0 | 423270.4671 | 0 | 9613430.3677 | 25012173.8312 | 17071322.5885 | 76346748.2432 | 961560.8286 | 16790840.2133 | 16790840.2133 | 1478867.319 | 7598057.1552 | 0 | 94099149.2851 | 119966913.9726 | 562341.3252 | 21.7913 | 4318.1939 | 5505.2612 | 88.0322 | 112.2322
1 | 4700 | 707 | 0.03 | 15 | 15 | 7 | 7.4989e-10 | 5spot_SharedNeighbor | Water | Porous | Wet | R600a | MinimizeLCOE_Brownfield | IgnoreSilica | 159.7413 | 53.4275 | 5.4924 | 4 | 4296.9932 | 5474.4322 | 87.6 | 111.6037 | 148.1398 | 0 | 252.5863 | 7644053.4787 | 636914.1572 | 8070052.4707 | 7991930.0722 | 0 | 404930.9242 | 0 | 9651673.6302 | 25111674.9553 | 17139234.1503 | 76650463.8388 | 961560.8286 | 16790840.2133 | 16790840.2133 | 1478867.319 | 7598057.1552 | 0 | 94402864.8807 | 120270629.5683 | 749894.2093 | 21.9695 | 4296.9932 | 5474.4322 | 87.6 | 111.6037
1 | 4700 | 707 | 0.03 | 15 | 15 | 7 | 1e-09 | 5spot_SharedNeighbor | Water | Porous | Wet | R600a | MinimizeLCOE_Brownfield | IgnoreSilica | 160.477 | 53.6522 | 5.5255 | 4 | 4281.0304 | 5451.4053 | 87.2746 | 111.1343 | 148.1091 | 0 | 277.9759 | 7665686.1676 | 638516.7976 | 8097386.428 | 8026044.2151 | 0 | 390301.9208 | 0 | 9678994.8564 | 25182759.1814 | 17187750.5953 | 76867440.1623 | 961560.8286 | 16790840.2133 | 16790840.2133 | 1478867.319 | 7598057.1552 | 0 | 94619841.2042 | 120487605.8917 | 1000000 | 22.1021 | 4281.0304 | 5451.4053 | 87.2746 | 111.1343
1 | 4700 | 707 | 0.03 | 15 | 15 | 7 | 1.3335e-09 | 5spot_SharedNeighbor | Water | Porous | Wet | R600a | MinimizeLCOE_Brownfield | IgnoreSilica | 161.0371 | 53.8231 | 5.5507 | 4 | 4269.021 | 5434.0877 | 87.0298 | 110.7812 | 148.0856 | 0 | 255.7039 | 7682110.6241 | 639732.0414 | 8118161.8241 | 8051996.8178 | 0 | 379029.8326 | 0 | 9699702.1445 | 25236635.2976 | 17224522.1516 | 77031890.7336 | 961560.8286 | 16790840.2133 | 16790840.2133 | 1478867.319 | 7598057.1552 | 0 | 94784291.7756 | 120652056.4631 | 1333521.4322 | 22.2028 | 4269.021 | 5434.0877 | 87.0298 | 110.7812
1 | 4700 | 707 | 0.03 | 15 | 15 | 7 | 1.7783e-09 | 5spot_SharedNeighbor | Water | Porous | Wet | R600a | MinimizeLCOE_Brownfield | IgnoreSilica | 161.4392 | 53.9457 | 5.5692 | 4 | 4259.9919 | 5421.1804 | 86.8457 | 110.5181 | 148.0687 | 0 | 249.3385 | 7693875.8542 | 640601.6431 | 8133056.415 | 8070615.9819 | 0 | 370149.9839 | 0 | 9714236.9525 | 25274451.8863 | 17250332.7505 | 77147321.4674 | 961560.8286 | 16790840.2133 | 16790840.2133 | 1478867.319 | 7598057.1552 | 0 | 94899722.5094 | 120767487.1969 | 1778279.41 | 22.277 | 4259.9919 | 5421.1804 | 86.8457 | 110.5181
1 | 4700 | 707 | 0.03 | 15 | 15 | 7 | 2.3714e-09 | 5spot_SharedNeighbor | Water | Porous | Wet | R600a | MinimizeLCOE_Brownfield | IgnoreSilica | 161.7487 | 54.04 | 5.5834 | 4 | 4253.2073 | 5411.4586 | 86.7074 | 110.3199 | 148.0557 | 0 | 252.3795 | 7702917.8745 | 641269.5138 | 8144510.0444 | 8084940.9029 | 0 | 363439.7392 | 0 | 9725460.4491 | 25303653.1224 | 17270263.1941 | 77236454.8404 | 961560.8286 | 16790840.2133 | 16790840.2133 | 1478867.319 | 7598057.1552 | 0 | 94988855.8823 | 120856620.5698 | 2371373.7057 | 22.3335 | 4253.2073 | 5411.4586 | 86.7074 | 110.3199
1 | 4700 | 707 | 0.03 | 15 | 15 | 7 | 3.1623e-09 | 5spot_SharedNeighbor | Water | Porous | Wet | R600a | MinimizeLCOE_Brownfield | IgnoreSilica | 161.9728 | 54.1082 | 5.5938 | 4 | 4248.1116 | 5404.2032 | 86.6035 | 110.172 | 148.0462 | 0 | 252.0877 | 7709457.4296 | 641752.2547 | 8152797.7913 | 8095310.2735 | 0 | 358241.3431 | 0 | 9733448.046 | 25324435.2109 | 17284447.3965 | 77299889.7456 | 961560.8286 | 16790840.2133 | 16790840.2133 | 1478867.319 | 7598057.1552 | 0 | 95052290.7875 | 120920055.475 | 3162277.6602 | 22.3752 | 4248.1116 | 5404.2032 | 86.6035 | 110.172
1 | 4700 | 707 | 0.03 | 15 | 15 | 7 | 4.217e-09 | 5spot_SharedNeighbor | Water | Porous | Wet | R600a | MinimizeLCOE_Brownfield | IgnoreSilica | 162.136 | 54.1579 | 5.6015 | 4 | 4244.2857 | 5398.7835 | 86.5255 | 110.0615 | 148.0393 | 0 | 267.3093 | 7714214.2746 | 642103.2417 | 8158828.4212 | 8102857.7186 | 0 | 354243.5406 | 0 | 9739176.4067 | 25339339.2305 | 17294619.6961 | 77345382.53 | 961560.8286 | 16790840.2133 | 16790840.2133 | 1478867.319 | 7598057.1552 | 0 | 95097783.5719 | 120965548.2594 | 4216965.0343 | 22.4061 | 4244.2857 | 5398.7835 | 86.5255 | 110.0615
1 | 4700 | 707 | 0.03 | 15 | 15 | 7 | 5.6234e-09 | 5spot_SharedNeighbor | Water | Porous | Wet | R600a | MinimizeLCOE_Brownfield | IgnoreSilica | 162.2675 | 54.1979 | 5.6075 | 4 | 4241.414 | 5394.6751 | 86.467 | 109.9777 | 148.0337 | 0 | 269.7606 | 7718046.1921 | 642385.9334 | 8163687.3044 | 8108939.8966 | 0 | 351318.4958 | 0 | 9743907.3507 | 25351648.1763 | 17303020.8046 | 77382954.1539 | 961560.8286 | 16790840.2133 | 16790840.2133 | 1478867.319 | 7598057.1552 | 0 | 95135355.1958 | 121003119.8833 | 5623413.2519 | 22.4301 | 4241.414 | 5394.6751 | 86.467 | 109.9777
1 | 4700 | 707 | 0.03 | 15 | 15 | 7 | 7.4989e-09 | 5spot_SharedNeighbor | Water | Porous | Wet | R600a | MinimizeLCOE_Brownfield | IgnoreSilica | 162.3601 | 54.2261 | 5.6119 | 4 | 4239.2591 | 5391.6219 | 86.423 | 109.9155 | 148.0298 | 0 | 265.1325 | 7720743.0268 | 642584.8194 | 8167107.7641 | 8113222.2313 | 0 | 349044.4529 | 0 | 9747153.8949 | 25360095.0182 | 17308785.9478 | 77408737.1554 | 961560.8286 | 16790840.2133 | 16790840.2133 | 1478867.319 | 7598057.1552 | 0 | 95161138.1973 | 121028902.8848 | 7498942.0933 | 22.4476 | 4239.2591 | 5391.6219 | 86.423 | 109.9155
1 | 4700 | 707 | 0.03 | 15 | 15 | 7 | 1e-08 | 5spot_SharedNeighbor | Water | Porous | Wet | R600a | MinimizeLCOE_Brownfield | IgnoreSilica | 162.4332 | 54.2484 | 5.6153 | 4 | 4237.6422 | 5389.3144 | 86.3901 | 109.8685 | 148.0267 | 0 | 251.2772 | 7722873.0066 | 642741.8889 | 8169809.5044 | 8116605.1135 | 0 | 347370.992 | 0 | 9749766.1971 | 25366891.6928 | 17313424.8179 | 77429483.2132 | 961560.8286 | 16790840.2133 | 16790840.2133 | 1478867.319 | 7598057.1552 | 0 | 95181884.2551 | 121049648.9426 | 10000000 | 22.461 | 4237.6422 | 5389.3144 | 86.3901 | 109.8685
1 | 4800 | 707 | 0.03 | 15 | 15 | 7 | 1e-13 | 5spot_SharedNeighbor | Water | Porous | Wet | R600a | MinimizeLCOE_Brownfield | IgnoreSilica | 0 | 0 | 0 | 0 | [6 empty] | 22.0627 | [19 empty] | 100 | 0
1 | 4800 | 707 | 0.03 | 15 | 15 | 7 | 1.3335e-13 | 5spot_SharedNeighbor | Water | Porous | Wet | R600a | MinimizeLCOE_Brownfield | IgnoreSilica | 0 | 0 | 0 | 0 | [6 empty] | 22.7033 | [19 empty] | 133.3521 | 0
1 | 4800 | 707 | 0.03 | 15 | 15 | 7 | 1.7783e-13 | 5spot_SharedNeighbor | Water | Porous | Wet | R600a | MinimizeLCOE_Brownfield | IgnoreSilica | 0 | 0 | 0 | 0 | [6 empty] | 21.8269 | [19 empty] | 177.8279 | 0
1 | 4800 | 707 | 0.03 | 15 | 15 | 7 | 2.3714e-13 | 5spot_SharedNeighbor | Water | Porous | Wet | R600a | MinimizeLCOE_Brownfield | IgnoreSilica | 1.3834 | 0.28141 | 0.0090276 | 4 | 543286.2332 | 1278310.6133 | 11075.6247 | 26060.0909 | 113.2778 | 0 | 74.0189 | 159726.9255 | 10748.8172 | 124365.5932 | 75852.3157 | 0 | 76239.6637 | 0 | 174303.993 | 453503.235 | 309525.2765 | 1384265.8198 | 961560.8286 | 17272388.9941 | 17272388.9941 | 1478867.319 | 7790676.6675 | 0 | 19618215.6425 | 46160148.6232 | 237.1374 | 0.03611 | 543286.2332 | 1278310.6133 | 11075.6247 | 26060.0909
1 | 4800 | 707 | 0.03 | 15 | 15 | 7 | 3.1623e-13 | 5spot_SharedNeighbor | Water | Porous | Wet | R600a | MinimizeLCOE_Brownfield | IgnoreSilica | 1.807 | 0.41618 | 0.018936 | 4 | 264739.9377 | 615153.9221 | 5397.0817 | 12540.7448 | 121.2554 | 0 | 310.0482 | 219300.3679 | 15506.1416 | 169127.9485 | 96237.2393 | 0 | 87008.2158 | 0 | 229000.1661 | 595811.4577 | 406653.5626 | 1818645.0995 | 961560.8286 | 17272388.9941 | 17272388.9941 | 1478867.319 | 7790676.6675 | 0 | 20052594.9222 | 46594527.9029 | 316.2278 | 0.075745 | 264739.9377 | 615153.9221 | 5397.0817 | 12540.7448
1 | 4800 | 707 | 0.03 | 15 | 15 | 7 | 4.217e-13 | 5spot_SharedNeighbor | Water | Porous | Wet | R600a | MinimizeLCOE_Brownfield | IgnoreSilica | 2.3515 | 0.59744 | 0.033479 | 4 | 153753.858 | 351953.7917 | 3134.4804 | 7175.0541 | 127.8939 | 0 | 405.2598 | 292122.4364 | 21547.6165 | 224816.0453 | 123242.7463 | 0 | 98941.6529 | 0 | 296661.494 | 771852.3537 | 526805.0914 | 2355989.4365 | 961560.8286 | 17272388.9941 | 17272388.9941 | 1478867.319 | 7790676.6675 | 0 | 20589939.2593 | 47131872.24 | 421.6965 | 0.13391 | 153753.858 | 351953.7917 | 3134.4804 | 7175.0541
1 | 4800 | 707 | 0.03 | 15 | 15 | 7 | 5.6234e-13 | 5spot_SharedNeighbor | Water | Porous | Wet | R600a | MinimizeLCOE_Brownfield | IgnoreSilica | 3.0906 | 0.85098 | 0.054598 | 4 | 97475.6216 | 219008.6831 | 1987.1724 | 4464.7882 | 133.5682 | 0 | 535.7267 | 384658.0061 | 29450.0433 | 297191.2173 | 160535.9908 | 0 | 114204.1213 | 0 | 384555.3578 | 1000534.1577 | 682885.1216 | 3054014.0159 | 961560.8286 | 17272388.9941 | 17272388.9941 | 1478867.319 | 7790676.6675 | 0 | 21287963.8387 | 47829896.8193 | 562.3413 | 0.21839 | 97475.6216 | 219008.6831 | 1987.1724 | 4464.7882
1 | 4800 | 707 | 0.03 | 15 | 15 | 7 | 7.4989e-13 | 5spot_SharedNeighbor | Water | Porous | Wet | R600a | MinimizeLCOE_Brownfield | IgnoreSilica | 4.0849 | 1.1978 | 0.084241 | 4 | 65804.5005 | 144572.415 | 1341.5137 | 2947.3042 | 138.2279 | 0 | 72.1862 | 499479.0355 | 39456.7795 | 389431.1586 | 210478.7659 | 0 | 133178.7279 | 0 | 496089.5423 | 1290723.2272 | 880945.1242 | 3939782.3612 | 961560.8286 | 17272388.9941 | 17272388.9941 | 1478867.319 | 7790676.6675 | 0 | 22173732.184 | 48715665.1647 | 749.8942 | 0.33696 | 65804.5005 | 144572.415 | 1341.5137 | 2947.3042
1 | 4800 | 707 | 0.03 | 15 | 15 | 7 | 1e-12 | 5spot_SharedNeighbor | Water | Porous | Wet | R600a | MinimizeLCOE_Brownfield | IgnoreSilica | 5.3884 | 1.6597 | 0.12484 | 4 | 46610.7637 | 99762.6438 | 950.2235 | 2033.7964 | 141.8866 | 0 | 79.9053 | 638681.1754 | 51776.6402 | 504245.5181 | 277624.061 | 0 | 155440.5329 | 0 | 634829.4917 | 1651696.1161 | 1127316.5382 | 5041610.0735 | 961560.8286 | 17272388.9941 | 17272388.9941 | 1478867.319 | 7790676.6675 | 0 | 23275559.8963 | 49817492.8769 | 1000 | 0.49936 | 46610.7637 | 99762.6438 | 950.2235 | 2033.7964
1 | 4800 | 707 | 0.03 | 15 | 15 | 7 | 1.3335e-12 | 5spot_SharedNeighbor | Water | Porous | Wet | R600a | MinimizeLCOE_Brownfield | IgnoreSilica | 7.1252 | 2.279 | 0.17995 | 4 | 34263.1169 | 71137.8409 | 698.5 | 1450.2411 | 144.717 | 0 | 92.0772 | 808794.5407 | 66968.3614 | 648549.6715 | 368406.1707 | 0 | 182727.5084 | 0 | 809424.0386 | 2105955.3126 | 1437357.7739 | 6428183.3779 | 961560.8286 | 17272388.9941 | 17272388.9941 | 1478867.319 | 7790676.6675 | 0 | 24662133.2006 | 51204066.1813 | 1333.5214 | 0.71979 | 34263.1169 | 71137.8409 | 698.5 | 1450.2411
1 | 4800 | 707 | 0.03 | 15 | 15 | 7 | 1.7783e-12 | 5spot_SharedNeighbor | Water | Porous | Wet | R600a | MinimizeLCOE_Brownfield | IgnoreSilica | 9.4421 | 3.1133 | 0.25525 | 4 | 25872.008 | 51867.7556 | 527.4359 | 1057.3944 | 147.0459 | 0 | 88.4958 | 1018424.2585 | 85849.7163 | 830978.6721 | 490342.1061 | 0 | 215985.4223 | 0 | 1030216.2684 | 2680411.404 | 1829435.8601 | 8181643.7079 | 961560.8286 | 17272388.9941 | 17272388.9941 | 1478867.319 | 7790676.6675 | 0 | 26415593.5306 | 52957526.5113 | 1778.2794 | 1.021 | 25872.008 | 51867.7556 | 527.4359 | 1057.3944
1 | 4800 | 707 | 0.03 | 15 | 15 | 7 | 2.3714e-12 | 5spot_SharedNeighbor | Water | Porous | Wet | R600a | MinimizeLCOE_Brownfield | IgnoreSilica | 12.5185 | 4.2231 | 0.35584 | 4 | 20100.471 | 38747.8979 | 409.7753 | 789.9283 | 148.7977 | 0 | 82.4734 | 1272902.958 | 108776.1235 | 1059128.7947 | 652901.5467 | 0 | 256414.29 | 0 | 1306548.248 | 3399370.5314 | 2320140.2378 | 10376182.7301 | 961560.8286 | 17272388.9941 | 17272388.9941 | 1478867.319 | 7790676.6675 | 0 | 28610132.5529 | 55152065.5335 | 2371.3737 | 1.4234 | 20100.471 | 38747.8979 | 409.7753 | 789.9283
1 | 4800 | 707 | 0.03 | 15 | 15 | 7 | 3.1623e-12 | 5spot_SharedNeighbor | Water | Porous | Wet | R600a | MinimizeLCOE_Brownfield | IgnoreSilica | 16.6064 | 5.6993 | 0.49006 | 4 | 15999.0302 | 29539.0874 | 326.1619 | 602.1943 | 150.1364 | 0 | 76.8972 | 1582619.778 | 136646.1828 | 1344840.293 | 868919.2832 | 0 | 305630.104 | 0 | 1653075.7 | 4300963.879 | 2935496.2234 | 13128191.4435 | 961560.8286 | 17272388.9941 | 17272388.9941 | 1478867.319 | 7790676.6675 | 0 | 31362141.2662 | 57904074.2469 | 3162.2777 | 1.9603 | 15999.0302 | 29539.0874 | 326.1619 | 602.1943
1 | 4800 | 707 | 0.03 | 15 | 15 | 7 | 4.217e-12 | 5spot_SharedNeighbor | Water | Porous | Wet | R600a | MinimizeLCOE_Brownfield | IgnoreSilica | 22.0238 | 7.6538 | 0.6678 | 4 | 13025.9313 | 22962.241 | 265.5512 | 468.1163 | 151.1574 | 0 | 93.4858 | 1957918.435 | 170257.902 | 1701345.4974 | 1152190.0768 | 0 | 365283.1513 | 0 | 2085328.0743 | 5425595.8898 | 3703080.6797 | 16560999.7062 | 961560.8286 | 17272388.9941 | 17272388.9941 | 1478867.319 | 7790676.6675 | 0 | 34794949.529 | 61336882.5097 | 4216.965 | 2.6712 | 13025.9313 | 22962.241 | 265.5512 | 468.1163
1 | 4800 | 707 | 0.03 | 15 | 15 | 7 | 5.6234e-12 | 5spot_SharedNeighbor | Water | Porous | Wet | R600a | MinimizeLCOE_Brownfield | IgnoreSilica | 29.2058 | 10.2541 | 0.90587 | 4 | 10805.8755 | 18130.8396 | 220.2924 | 369.6217 | 151.9358 | 0 | 95.4284 | 2418346.5227 | 211683.905 | 2148353.7049 | 1537993.7422 | 0 | 438325.6722 | 0 | 2634334.3833 | 6853997.6892 | 4677994.2584 | 20921029.878 | 961560.8286 | 17272388.9941 | 17272388.9941 | 1478867.319 | 7790676.6675 | 0 | 39154979.7007 | 65696912.6814 | 5623.4133 | 3.6235 | 10805.8755 | 18130.8396 | 220.2924 | 369.6217
1 | 4800 | 707 | 0.03 | 15 | 15 | 7 | 7.4989e-12 | 5spot_SharedNeighbor | Water | Porous | Wet | R600a | MinimizeLCOE_Brownfield | IgnoreSilica | 38.6092 | 13.6523 | 1.2156 | 4 | 9157.0397 | 14615.8098 | 186.6786 | 297.9631 | 152.5232 | 0 | 80.3046 | 2969164.2902 | 260693.4273 | 2700039.3189 | 2032450.5304 | 0 | 525789.4163 | 0 | 3310373.4234 | 8612912.5968 | 5878489.825 | 26289912.8283 | 961560.8286 | 17272388.9941 | 17272388.9941 | 1478867.319 | 7790676.6675 | 0 | 44523862.651 | 71065795.6317 | 7498.9421 | 4.8623 | 9157.0397 | 14615.8098 | 186.6786 | 297.9631
1 | 4800 | 707 | 0.03 | 15 | 15 | 7 | 1e-11 | 5spot_SharedNeighbor | Water | Porous | Wet | R600a | MinimizeLCOE_Brownfield | IgnoreSilica | 50.7863 | 18.0518 | 1.616 | 4 | 7910.0635 | 12016.1717 | 161.2573 | 244.9659 | 152.9528 | 0 | 110.6033 | 3625673.0489 | 318768.8222 | 3375151.0343 | 2671677.9557 | 0 | 630008.7669 | 0 | 4142299.0549 | 10777412.4385 | 7355805.443 | 32896796.5644 | 961560.8286 | 17272388.9941 | 17272388.9941 | 1478867.319 | 7790676.6675 | 0 | 51130746.3872 | 77672679.3679 | 10000 | 6.464 | 7910.0635 | 12016.1717 | 161.2573 | 244.9659
1 | 4800 | 707 | 0.03 | 15 | 15 | 7 | 1.3335e-11 | 5spot_SharedNeighbor | Water | Porous | Wet | R600a | MinimizeLCOE_Brownfield | IgnoreSilica | 66.2775 | 23.6283 | 2.1213 | 4 | 6968.6015 | 10096.6857 | 142.0644 | 205.8346 | 153.1997 | 0 | 94.0726 | 4393555.5951 | 386233.1613 | 4185442.9853 | 3485290.4041 | 0 | 753092.8995 | 0 | 5149409.8677 | 13397708.1865 | 9144211.1326 | 40894944.2321 | 961560.8286 | 17272388.9941 | 17272388.9941 | 1478867.319 | 7790676.6675 | 0 | 59128894.0549 | 85670827.0356 | 13335.2143 | 8.485 | 6968.6015 | 10096.6857 | 142.0644 | 205.8346
1 | 4800 | 707 | 0.03 | 15 | 15 | 7 | 1.7783e-11 | 5spot_SharedNeighbor | Water | Porous | Wet | R600a | MinimizeLCOE_Brownfield | IgnoreSilica | 85.3541 | 30.4178 | 2.727 | 4 | 6275.611 | 8708.8518 | 127.9368 | 177.5417 | 153.1686 | 0 | 125.3761 | 5255456.9252 | 460721.9365 | 5122812.6139 | 4480487.0066 | 0 | 895138.5216 | 0 | 6323700.6315 | 16452971.8738 | 11229491.3786 | 50220780.8877 | 961560.8286 | 17272388.9941 | 17272388.9941 | 1478867.319 | 7790676.6675 | 0 | 68454730.7105 | 94996663.6912 | 17782.7941 | 10.9081 | 6275.611 | 8708.8518 | 127.9368 | 177.5417
1 | 4800 | 707 | 0.03 | 15 | 15 | 7 | 2.3714e-11 | 5spot_SharedNeighbor | Water | Porous | Wet | R600a | MinimizeLCOE_Brownfield | IgnoreSilica | 97.7971 | 34.7736 | 3.2083 | 4 | 5764.1263 | 7832.3796 | 117.5095 | 159.6737 | 152.9812 | 0 | 154.8558 | 5774122.0534 | 504598.6046 | 5702536.5325 | 5123212.4139 | 0 | 891212.0089 | 0 | 7018315.8292 | 18260218.133 | 12462974.0857 | 55737189.6611 | 961560.8286 | 17272388.9941 | 17272388.9941 | 1478867.319 | 7790676.6675 | 0 | 73971139.4838 | 100513072.4645 | 23713.7371 | 12.833 | 5764.1263 | 7832.3796 | 117.5095 | 159.6737
1 | 4800 | 707 | 0.03 | 15 | 15 | 7 | 3.1623e-11 | 5spot_SharedNeighbor | Water | Porous | Wet | R600a | MinimizeLCOE_Brownfield | IgnoreSilica | 109.046 | 38.6486 | 3.6636 | 4 | 5371.0263 | 7182.2266 | 109.4956 | 146.4194 | 152.7156 | 0 | 209.9308 | 6216827.0568 | 541459.4051 | 6206606.5991 | 5701914.8494 | 0 | 858510.6587 | 0 | 7614874.242 | 19812340.7522 | 13522329.6663 | 60474863.2297 | 961560.8286 | 17272388.9941 | 17272388.9941 | 1478867.319 | 7790676.6675 | 0 | 78708813.0524 | 105250746.0331 | 31622.7766 | 14.6543 | 5371.0263 | 7182.2266 | 109.4956 | 146.4194
1 | 4800 | 707 | 0.03 | 15 | 15 | 7 | 4.217e-11 | 5spot_SharedNeighbor | Water | Porous | Wet | R600a | MinimizeLCOE_Brownfield | IgnoreSilica | 119.0692 | 42.0464 | 4.08 | 4 | 5070.041 | 6696.3918 | 103.3596 | 136.515 | 152.4108 | 0 | 200.8286 | 6591407.5267 | 572085.0959 | 6640825.1865 | 6214408.5322 | 0 | 809007.3804 | 0 | 8122816.1515 | 21133901.4074 | 14424321.9688 | 64508773.2493 | 961560.8286 | 17272388.9941 | 17272388.9941 | 1478867.319 | 7790676.6675 | 0 | 82742723.072 | 109284656.0527 | 42169.6503 | 16.3199 | 5070.041 | 6696.3918 | 103.3596 | 136.515
1 | 4800 | 707 | 0.03 | 15 | 15 | 7 | 5.6234e-11 | 5spot_SharedNeighbor | Water | Porous | Wet | R600a | MinimizeLCOE_Brownfield | IgnoreSilica | 127.7392 | 44.9411 | 4.4468 | 4 | 4840.144 | 6332.3347 | 98.6729 | 129.0932 | 152.1003 | 0 | 216.5719 | 6901081.0326 | 596959.2656 | 7005632.0655 | 6655339.0541 | 0 | 750329.8446 | 0 | 8544643.0924 | 22231408.5791 | 15173393.165 | 67858786.099 | 961560.8286 | 17272388.9941 | 17272388.9941 | 1478867.319 | 7790676.6675 | 0 | 86092735.9218 | 112634668.9025 | 56234.1325 | 17.7872 | 4840.144 | 6332.3347 | 98.6729 | 129.0932
1 | 4800 | 707 | 0.03 | 15 | 15 | 7 | 7.4989e-11 | 5spot_SharedNeighbor | Water | Porous | Wet | R600a | MinimizeLCOE_Brownfield | IgnoreSilica | 136.9233 | 47.9502 | 4.7993 | 4 | 4664.7145 | 6047.3004 | 95.0965 | 123.2824 | 151.7424 | 0 | 224.9395 | 7212156.3202 | 621165.4665 | 7380652.7276 | 7100357.0722 | 0 | 711237.9475 | 0 | 8979972.1183 | 23364045.4062 | 15946441.0728 | 71316028.1313 | 961560.8286 | 17272388.9941 | 17272388.9941 | 1478867.319 | 7790676.6675 | 0 | 89549977.9541 | 116091910.9348 | 74989.4209 | 19.1973 | 4664.7145 | 6047.3004 | 95.0965 | 123.2824
1 | 4800 | 707 | 0.03 | 15 | 15 | 7 | 1e-10 | 5spot_SharedNeighbor | Water | Porous | Wet | R600a | MinimizeLCOE_Brownfield | IgnoreSilica | 143.2808 | 50.0203 | 5.0677 | 4 | 4528.6763 | 5838.0568 | 92.3232 | 119.0167 | 151.5059 | 0 | 241.3923 | 7421749.622 | 637289.6113 | 7636113.0092 | 7402066.3735 | 0 | 654484.5129 | 0 | 9263164.2202 | 24100853.1648 | 16449327.508 | 73565048.0219 | 961560.8286 | 17272388.9941 | 17272388.9941 | 1478867.319 | 7790676.6675 | 0 | 91798997.8447 | 118340930.8254 | 100000 | 20.2706 | 4528.6763 | 5838.0568 | 92.3232 | 119.0167
1 | 4800 | 707 | 0.03 | 15 | 15 | 7 | 1.3335e-10 | 5spot_SharedNeighbor | Water | Porous | Wet | R600a | MinimizeLCOE_Brownfield | IgnoreSilica | 148.3233 | 51.6478 | 5.2837 | 4 | 4425.1267 | 5680.9601 | 90.2122 | 115.8141 | 151.3094 | 0 | 289.6968 | 7583735.2909 | 649589.1305 | 7835619.1183 | 7638963.0537 | 0 | 600961.701 | 0 | 9480458.6348 | 24666208.6584 | 16835194.2493 | 75290729.8369 | 961560.8286 | 17272388.9941 | 17272388.9941 | 1478867.319 | 7790676.6675 | 0 | 93524679.6597 | 120066612.6404 | 133352.1432 | 21.1349 | 4425.1267 | 5680.9601 | 90.2122 | 115.8141
1 | 4800 | 707 | 0.03 | 15 | 15 | 7 | 1.7783e-10 | 5spot_SharedNeighbor | Water | Porous | Wet | R600a | MinimizeLCOE_Brownfield | IgnoreSilica | 152.2823 | 52.9163 | 5.4551 | 4 | 4346.4886 | 5562.8688 | 88.609 | 113.4066 | 151.1495 | 0 | 248.255 | 7708312.4131 | 658944.8709 | 7990362.4105 | 7823441.925 | 0 | 553199.0281 | 0 | 9646361.6526 | 25097854.2791 | 17129801.2548 | 76608277.8341 | 961560.8286 | 17272388.9941 | 17272388.9941 | 1478867.319 | 7790676.6675 | 0 | 94842227.6568 | 121384160.6375 | 177827.941 | 21.8204 | 4346.4886 | 5562.8688 | 88.609 | 113.4066
1 | 4800 | 707 | 0.03 | 15 | 15 | 7 | 2.3714e-10 | 5spot_SharedNeighbor | Water | Porous | Wet | R600a | MinimizeLCOE_Brownfield | IgnoreSilica | 155.3102 | 53.8811 | 5.5882 | 4 | 4286.8717 | 5474.2895 | 87.3937 | 111.6008 | 151.0241 | 0 | 231.523 | 7802085.513 | 665926.3681 | 8107617.9758 | 7963647.9245 | 0 | 511622.0209 | 0 | 9769850.9229 | 25419148.0294 | 17349090.8413 | 77588989.596 | 961560.8286 | 17272388.9941 | 17272388.9941 | 1478867.319 | 7790676.6675 | 0 | 95822939.4187 | 122364872.3994 | 237137.3706 | 22.3526 | 4286.8717 | 5474.2895 | 87.3937 | 111.6008
1 | 4800 | 707 | 0.03 | 15 | 15 | 7 | 3.1623e-10 | 5spot_SharedNeighbor | Water | Porous | Wet | R600a | MinimizeLCOE_Brownfield | IgnoreSilica | 157.6802 | 54.6354 | 5.6935 | 4 | 4241.7329 | 5407.1825 | 86.4735 | 110.2327 | 150.9241 | 0 | 267.8399 | 7875780.5774 | 671525.7426 | 8198907.5853 | 8078609.2226 | 0 | 477341.1433 | 0 | 9867844.0658 | 25674106.086 | 17523104.9538 | 78367219.3767 | 961560.8286 | 17272388.9941 | 17272388.9941 | 1478867.319 | 7790676.6675 | 0 | 96601169.1995 | 123143102.1802 | 316227.766 | 22.774 | 4241.7329 | 5407.1825 | 86.4735 | 110.2327
1 | 4800 | 707 | 0.03 | 15 | 15 | 7 | 4.217e-10 | 5spot_SharedNeighbor | Water | Porous | Wet | R600a | MinimizeLCOE_Brownfield | IgnoreSilica | 159.3781 | 55.1747 | 5.772 | 4 | 4207.6313 | 5357.224 | 85.7783 | 109.2143 | 150.8514 | 0 | 269.9701 | 7928390.5376 | 675540.4891 | 8263992.7371 | 8162165.3277 | 0 | 448076.3621 | 0 | 9936484.5269 | 25852694.4859 | 17644995.2064 | 78912339.6729 | 961560.8286 | 17272388.9941 | 17272388.9941 | 1478867.319 | 7790676.6675 | 0 | 97146289.4957 | 123688222.4763 | 421696.5034 | 23.0881 | 4207.6313 | 5357.224 | 85.7783 | 109.2143
1 | 4800 | 707 | 0.03 | 15 | 15 | 7 | 5.6234e-10 | 5spot_SharedNeighbor | Water | Porous | Wet | R600a | MinimizeLCOE_Brownfield | IgnoreSilica | 160.6427 | 55.5754 | 5.8314 | 4 | 4181.9032 | 5319.7996 | 85.2538 | 108.4513 | 150.7967 | 0 | 267.0467 | 7967332.2195 | 678503.8278 | 8312280.2836 | 8224350.9479 | 0 | 424339.9339 | 0 | 9986654.8129 | 25983227.2787 | 17734086.5196 | 79310775.8239 | 961560.8286 | 17272388.9941 | 17272388.9941 | 1478867.319 | 7790676.6675 | 0 | 97544725.6467 | 124086658.6274 | 562341.3252 | 23.3254 | 4181.9032 | 5319.7996 | 85.2538 | 108.4513
1 | 4800 | 707 | 0.03 | 15 | 15 | 7 | 7.4989e-10 | 5spot_SharedNeighbor | Water | Porous | Wet | R600a | MinimizeLCOE_Brownfield | IgnoreSilica | 161.5661 | 55.8674 | 5.8756 | 4 | 4162.513 | 5291.8399 | 84.8585 | 107.8813 | 150.7564 | 0 | 237.4656 | 7995631.1443 | 680652.6865 | 8347431.9253 | 8269725.2847 | 0 | 405210.5046 | 0 | 10022474.1027 | 26076421.7231 | 17797693.6429 | 79595241.014 | 961560.8286 | 17272388.9941 | 17272388.9941 | 1478867.319 | 7790676.6675 | 0 | 97829190.8367 | 124371123.8174 | 749894.2093 | 23.5024 | 4162.513 | 5291.8399 | 84.8585 | 107.8813
1 | 4800 | 707 | 0.03 | 15 | 15 | 7 | 1e-09 | 5spot_SharedNeighbor | Water | Porous | Wet | R600a | MinimizeLCOE_Brownfield | IgnoreSilica | 162.2675 | 56.089 | 5.9092 | 4 | 4147.9127 | 5270.8163 | 84.5608 | 107.4527 | 150.7257 | 0 | 277.0711 | 8017055.7136 | 682277.0317 | 8374078.2779 | 8304179.5526 | 0 | 390318.5432 | 0 | 10049484.5564 | 26146697.383 | 17845658.2248 | 79809749.2832 | 961560.8286 | 17272388.9941 | 17272388.9941 | 1478867.319 | 7790676.6675 | 0 | 98043699.106 | 124585632.0867 | 1000000 | 23.6369 | 4147.9127 | 5270.8163 | 84.5608 | 107.4527
1 | 4800 | 707 | 0.03 | 15 | 15 | 7 | 1.3335e-09 | 5spot_SharedNeighbor | Water | Porous | Wet | R600a | MinimizeLCOE_Brownfield | IgnoreSilica | 162.7887 | 56.2534 | 5.9344 | 4 | 4136.9279 | 5255.0621 | 84.3369 | 107.1315 | 150.7028 | 0 | 245.7138 | 8032935.0427 | 683479.5077 | 8393847.0735 | 8329774.1545 | 0 | 378709.2898 | 0 | 10069310.5767 | 26198280.6208 | 17880864.8446 | 79967201.1104 | 961560.8286 | 17272388.9941 | 17272388.9941 | 1478867.319 | 7790676.6675 | 0 | 98201150.9332 | 124743083.9139 | 1333521.4322 | 23.7377 | 4136.9279 | 5255.0621 | 84.3369 | 107.1315
1 | 4800 | 707 | 0.03 | 15 | 15 | 7 | 1.7783e-09 | 5spot_SharedNeighbor | Water | Porous | Wet | R600a | MinimizeLCOE_Brownfield | IgnoreSilica | 163.1519 | 56.3679 | 5.9527 | 4 | 4128.6689 | 5243.3677 | 84.1685 | 106.8931 | 150.6868 | 0 | 231.0578 | 8043977.9222 | 684314.9088 | 8407605.3874 | 8347604.5877 | 0 | 369465.2369 | 0 | 10082657.5367 | 26233006.6731 | 17904566.0888 | 80073198.3415 | 961560.8286 | 17272388.9941 | 17272388.9941 | 1478867.319 | 7790676.6675 | 0 | 98307148.1643 | 124849081.145 | 1778279.41 | 23.8109 | 4128.6689 | 5243.3677 | 84.1685 | 106.8931
1 | 4800 | 707 | 0.03 | 15 | 15 | 7 | 2.3714e-09 | 5spot_SharedNeighbor | Water | Porous | Wet | R600a | MinimizeLCOE_Brownfield | IgnoreSilica | 163.4413 | 56.4591 | 5.9669 | 4 | 4122.4627 | 5234.5143 | 84.042 | 106.7127 | 150.674 | 0 | 290.6759 | 8052765.5704 | 684979.3481 | 8418558.915 | 8361809.2424 | 0 | 362584.8539 | 0 | 10093472.1926 | 26261144.1894 | 17923770.5218 | 80159084.8336 | 961560.8286 | 17272388.9941 | 17272388.9941 | 1478867.319 | 7790676.6675 | 0 | 98393034.6564 | 124934967.637 | 2371373.7057 | 23.8675 | 4122.4627 | 5234.5143 | 84.042 | 106.7127
1 | 4800 | 707 | 0.03 | 15 | 15 | 7 | 3.1623e-09 | 5spot_SharedNeighbor | Water | Porous | Wet | R600a | MinimizeLCOE_Brownfield | IgnoreSilica | 163.6434 | 56.5228 | 5.9772 | 4 | 4117.8013 | 5227.9404 | 83.9469 | 106.5786 | 150.665 | 0 | 311.3625 | 8058894.1447 | 685442.4493 | 8426201.514 | 8371725.9188 | 0 | 357179.2855 | 0 | 10100782.8918 | 26280165.129 | 17936752.7039 | 80217144.037 | 961560.8286 | 17272388.9941 | 17272388.9941 | 1478867.319 | 7790676.6675 | 0 | 98451093.8598 | 124993026.8405 | 3162277.6602 | 23.9087 | 4117.8013 | 5227.9404 | 83.9469 | 106.5786
1 | 4800 | 707 | 0.03 | 15 | 15 | 7 | 4.217e-09 | 5spot_SharedNeighbor | Water | Porous | Wet | R600a | MinimizeLCOE_Brownfield | IgnoreSilica | 163.8091 | 56.575 | 5.9852 | 4 | 4114.3014 | 5222.9435 | 83.8756 | 106.4768 | 150.6577 | 0 | 301.5623 | 8063919.0685 | 685822.0789 | 8432469.081 | 8379861.0386 | 0 | 353238.117 | 0 | 10106970.6598 | 26296264.4319 | 17947740.809 | 80266285.2846 | 961560.8286 | 17272388.9941 | 17272388.9941 | 1478867.319 | 7790676.6675 | 0 | 98500235.1074 | 125042168.0881 | 4216965.0343 | 23.9409 | 4114.3014 | 5222.9435 | 83.8756 | 106.4768
1 | 4800 | 707 | 0.03 | 15 | 15 | 7 | 5.6234e-09 | 5spot_SharedNeighbor | Water | Porous | Wet | R600a | MinimizeLCOE_Brownfield | IgnoreSilica | 163.9212 | 56.6102 | 5.991 | 4 | 4111.6743 | 5219.2511 | 83.822 | 106.4015 | 150.6527 | 0 | 308.7063 | 8067312.9846 | 686078.3677 | 8436703.6754 | 8385359.4581 | 0 | 350119.4547 | 0 | 10110973.8368 | 26306679.8774 | 17954849.5646 | 80298077.2193 | 961560.8286 | 17272388.9941 | 17272388.9941 | 1478867.319 | 7790676.6675 | 0 | 98532027.0421 | 125073960.0227 | 5623413.2519 | 23.964 | 4111.6743 | 5219.2511 | 83.822 | 106.4015
1 | 4800 | 707 | 0.03 | 15 | 15 | 7 | 7.4989e-09 | 5spot_SharedNeighbor | Water | Porous | Wet | R600a | MinimizeLCOE_Brownfield | IgnoreSilica | 164.0092 | 56.6379 | 5.9954 | 4 | 4109.7028 | 5216.4634 | 83.7819 | 106.3447 | 150.6488 | 0 | 297.4574 | 8069976.7975 | 686279.5013 | 8440027.6888 | 8389676.2914 | 0 | 347809.6304 | 0 | 10114170.2647 | 26314996.3271 | 17960525.7124 | 80323462.2137 | 961560.8286 | 17272388.9941 | 17272388.9941 | 1478867.319 | 7790676.6675 | 0 | 98557412.0364 | 125099345.0171 | 7498942.0933 | 23.9816 | 4109.7028 | 5216.4634 | 83.7819 | 106.3447
1 | 4800 | 707 | 0.03 | 15 | 15 | 7 | 1e-08 | 5spot_SharedNeighbor | Water | Porous | Wet | R600a | MinimizeLCOE_Brownfield | IgnoreSilica | 164.0649 | 56.6555 | 5.9985 | 4 | 4108.2236 | 5214.419 | 83.7517 | 106.303 | 150.6463 | 0 | 317.98 | 8071663.2999 | 686406.7805 | 8442132.8091 | 8392410.9653 | 0 | 345954.3684 | 0 | 10116041.607 | 26319865.176 | 17963848.8018 | 80338323.808 | 961560.8286 | 17272388.9941 | 17272388.9941 | 1478867.319 | 7790676.6675 | 0 | 98572273.6307 | 125114206.6114 | 10000000 | 23.9939 | 4108.2236 | 5214.419 | 83.7517 | 106.303
1 | 4900 | 707 | 0.03 | 15 | 15 | 7 | 1e-13 | 5spot_SharedNeighbor | Water | Porous | Wet | R600a | MinimizeLCOE_Brownfield | IgnoreSilica | 0 | 0 | 0 | 0 | [6 empty] | 23.5659 | [19 empty] | 100 | 0
1 | 4900 | 707 | 0.03 | 15 | 15 | 7 | 1.3335e-13 | 5spot_SharedNeighbor | Water | Porous | Wet | R600a | MinimizeLCOE_Brownfield | IgnoreSilica | 0 | 0 | 0 | 0 | [6 empty] | 23.9867 | [19 empty] | 133.3521 | 0
1 | 4900 | 707 | 0.03 | 15 | 15 | 7 | 1.7783e-13 | 5spot_SharedNeighbor | Water | Porous | Wet | R600a | MinimizeLCOE_Brownfield | IgnoreSilica | 1.0887 | 0.19692 | 0.0037002 | 4 | 1338409.3735 | 3177791.479 | 27285.2854 | 64783.5776 | 106.17 | 0 | 62.5727 | 119383.0813 | 7691.1 | 93944.6312 | 62545.8923 | 0 | 67764.3852 | 0 | 137018.3451 | 356493.6275 | 243314.226 | 1088155.2884 | 961560.8286 | 17759797.8658 | 17759797.8658 | 1478867.319 | 7985640.2162 | 0 | 19809513.9829 | 47033819.3839 | 177.8279 | 0.014801 | 1338409.3735 | 3177791.479 | 27285.2854 | 64783.5776
1 | 4900 | 707 | 0.03 | 15 | 15 | 7 | 2.3714e-13 | 5spot_SharedNeighbor | Water | Porous | Wet | R600a | MinimizeLCOE_Brownfield | IgnoreSilica | 1.4176 | 0.29839 | 0.010675 | 4 | 472189.4839 | 1109777.3128 | 9626.2213 | 22624.3116 | 115.4238 | 0 | 64.0459 | 168464.8692 | 11483.8348 | 130133.9721 | 78065.279 | 0 | 76979.4858 | 0 | 181399.7019 | 471964.8142 | 322125.6836 | 1440617.6405 | 961560.8286 | 17759797.8658 | 17759797.8658 | 1478867.319 | 7985640.2162 | 0 | 20161976.335 | 47386281.736 | 237.1374 | 0.042699 | 472189.4839 | 1109777.3128 | 9626.2213 | 22624.3116
1 | 4900 | 707 | 0.03 | 15 | 15 | 7 | 3.1623e-13 | 5spot_SharedNeighbor | Water | Porous | Wet | R600a | MinimizeLCOE_Brownfield | IgnoreSilica | 1.8459 | 0.4392 | 0.021514 | 4 | 239483.9206 | 555835.5438 | 4882.2036 | 11331.4594 | 123.4526 | 0 | 337.3145 | 230334.8265 | 16502.9366 | 176306.5308 | 98925.457 | 0 | 87481.4393 | 0 | 237724.9641 | 618511.5926 | 422146.8711 | 1887934.6179 | 961560.8286 | 17759797.8658 | 17759797.8658 | 1478867.319 | 7985640.2162 | 0 | 20609293.3124 | 47833598.7134 | 316.2278 | 0.086057 | 239483.9206 | 555835.5438 | 4882.2036 | 11331.4594
1 | 4900 | 707 | 0.03 | 15 | 15 | 7 | 4.217e-13 | 5spot_SharedNeighbor | Water | Porous | Wet | R600a | MinimizeLCOE_Brownfield | IgnoreSilica | 2.4099 | 0.63375 | 0.037661 | 4 | 140604.1577 | 321323.3229 | 2866.4059 | 6550.6106 | 130.2933 | 0 | 445.4587 | 308167.0545 | 23082.3479 | 235292.5151 | 127771.8245 | 0 | 99890.1843 | 0 | 309739.5313 | 805878.7241 | 550028.7884 | 2459850.9702 | 961560.8286 | 17759797.8658 | 17759797.8658 | 1478867.319 | 7985640.2162 | 0 | 21181209.6647 | 48405515.0657 | 421.6965 | 0.15064 | 140604.1577 | 321323.3229 | 2866.4059 | 6550.6106
1 | 4900 | 707 | 0.03 | 15 | 15 | 7 | 5.6234e-13 | 5spot_SharedNeighbor | Water | Porous | Wet | R600a | MinimizeLCOE_Brownfield | IgnoreSilica | 3.1684 | 0.90331 | 0.060951 | 4 | 89889.6089 | 201553.8779 | 1832.5213 | 4108.9484 | 136.0675 | 0 | 589.7918 | 406062.8665 | 31615.0189 | 311181.4607 | 167068.9587 | 0 | 115364.721 | 0 | 402204.28 | 1046453.0331 | 714225.6976 | 3194176.0364 | 961560.8286 | 17759797.8658 | 17759797.8658 | 1478867.319 | 7985640.2162 | 0 | 21915534.7308 | 49139840.1319 | 562.3413 | 0.2438 | 89889.6089 | 201553.8779 | 1832.5213 | 4108.9484
1 | 4900 | 707 | 0.03 | 15 | 15 | 7 | 7.4989e-13 | 5spot_SharedNeighbor | Water | Porous | Wet | R600a | MinimizeLCOE_Brownfield | IgnoreSilica | 4.1775 | 1.2673 | 0.093293 | 4 | 61188.3559 | 134142.0804 | 1247.4074 | 2734.6678 | 140.7637 | 0 | 77.4038 | 526017.8795 | 42292.6458 | 406706.677 | 218661.1031 | 0 | 134090.803 | 0 | 517829.9523 | 1347287.3143 | 919551.276 | 4112437.651 | 961560.8286 | 17759797.8658 | 17759797.8658 | 1478867.319 | 7985640.2162 | 0 | 22833796.3454 | 50058101.7465 | 749.8942 | 0.37317 | 61188.3559 | 134142.0804 | 1247.4074 | 2734.6678
1 | 4900 | 707 | 0.03 | 15 | 15 | 7 | 1e-12 | 5spot_SharedNeighbor | Water | Porous | Wet | R600a | MinimizeLCOE_Brownfield | IgnoreSilica | 5.5005 | 1.7533 | 0.13775 | 4 | 43525.9484 | 92933.8781 | 887.3353 | 1894.5828 | 144.4632 | 0 | 88.4088 | 672183.9412 | 55552.9431 | 525902.6372 | 289123.6484 | 0 | 156132.6486 | 0 | 662569.3692 | 1723869.587 | 1176576.4151 | 5261911.1897 | 961560.8286 | 17759797.8658 | 17759797.8658 | 1478867.319 | 7985640.2162 | 0 | 23983269.8842 | 51207575.2852 | 1000 | 0.55101 | 43525.9484 | 92933.8781 | 887.3353 | 1894.5828
1 | 4900 | 707 | 0.03 | 15 | 15 | 7 | 1.3335e-12 | 5spot_SharedNeighbor | Water | Porous | Wet | R600a | MinimizeLCOE_Brownfield | IgnoreSilica | 7.2689 | 2.4057 | 0.19802 | 4 | 32105.8426 | 66476.0053 | 654.521 | 1355.2033 | 147.3313 | 0 | 102.2082 | 851033.1648 | 71935.0798 | 675939.1426 | 383933.49 | 0 | 183400.3823 | 0 | 844834.0912 | 2198085.0061 | 1500238.1828 | 6709398.5396 | 961560.8286 | 17759797.8658 | 17759797.8658 | 1478867.319 | 7985640.2162 | 0 | 25430757.2341 | 52655062.6352 | 1333.5214 | 0.79209 | 32105.8426 | 66476.0053 | 654.521 | 1355.2033
1 | 4900 | 707 | 0.03 | 15 | 15 | 7 | 1.7783e-12 | 5spot_SharedNeighbor | Water | Porous | Wet | R600a | MinimizeLCOE_Brownfield | IgnoreSilica | 9.6273 | 3.2867 | 0.28074 | 4 | 24282.7463 | 48526.2018 | 495.0366 | 989.2723 | 149.7196 | 0 | 94.4757 | 1072285.3459 | 92434.3544 | 866064.0702 | 512158.4525 | 0 | 216621.4136 | 0 | 1076229.8183 | 2800129.2221 | 1911145.731 | 8547068.4079 | 961560.8286 | 17759797.8658 | 17759797.8658 | 1478867.319 | 7985640.2162 | 0 | 27268427.1024 | 54492732.5035 | 1778.2794 | 1.123 | 24282.7463 | 48526.2018 | 495.0366 | 989.2723
1 | 4900 | 707 | 0.03 | 15 | 15 | 7 | 2.3714e-12 | 5spot_SharedNeighbor | Water | Porous | Wet | R600a | MinimizeLCOE_Brownfield | IgnoreSilica | 12.7548 | 4.4522 | 0.39051 | 4 | 18918.71 | 36347.3862 | 385.6835 | 740.9906 | 151.4964 | 0 | 92.5472 | 1339367.523 | 117184.2094 | 1102607.7144 | 680766.9482 | 0 | 256861.9673 | 0 | 1363747.4613 | 3548191.1513 | 2421713.3688 | 10830440.3437 | 961560.8286 | 17759797.8658 | 17759797.8658 | 1478867.319 | 7985640.2162 | 0 | 29551799.0382 | 56776104.4393 | 2371.3737 | 1.562 | 18918.71 | 36347.3862 | 385.6835 | 740.9906
1 | 4900 | 707 | 0.03 | 15 | 15 | 7 | 3.1623e-12 | 5spot_SharedNeighbor | Water | Porous | Wet | R600a | MinimizeLCOE_Brownfield | IgnoreSilica | 16.9205 | 6.0078 | 0.53739 | 4 | 15084.9693 | 27750.0404 | 307.5275 | 565.7221 | 152.8628 | 0 | 104.716 | 1665614.7499 | 147401.7545 | 1399825.1078 | 905766.9567 | 0 | 306168.9862 | 0 | 1725663.2465 | 4489821.7852 | 3064395.625 | 13704658.2117 | 961560.8286 | 17759797.8658 | 17759797.8658 | 1478867.319 | 7985640.2162 | 0 | 32426016.9062 | 59650322.3072 | 3162.2777 | 2.1496 | 15084.9693 | 27750.0404 | 307.5275 | 565.7221
1 | 4900 | 707 | 0.03 | 15 | 15 | 7 | 4.217e-12 | 5spot_SharedNeighbor | Water | Porous | Wet | R600a | MinimizeLCOE_Brownfield | IgnoreSilica | 22.4453 | 8.0712 | 0.73239 | 4 | 12296.397 | 21589.3202 | 250.6787 | 440.1275 | 153.9056 | 0 | 101.5172 | 2061977.0681 | 183984.2555 | 1771376.1493 | 1202745.7387 | 0 | 366106.2624 | 0 | 2178613.8949 | 5668306.4593 | 3868735.6305 | 17301845.4586 | 961560.8286 | 17759797.8658 | 17759797.8658 | 1478867.319 | 7985640.2162 | 0 | 36023204.1531 | 63247509.5541 | 4216.965 | 2.9296 | 12296.397 | 21589.3202 | 250.6787 | 440.1275
1 | 4900 | 707 | 0.03 | 15 | 15 | 7 | 5.6234e-12 | 5spot_SharedNeighbor | Water | Porous | Wet | R600a | MinimizeLCOE_Brownfield | IgnoreSilica | 29.7394 | 10.7948 | 0.99032 | 4 | 10229.1807 | 17101.7643 | 208.5357 | 348.6426 | 154.6977 | 0 | 104.9651 | 2542622.0015 | 228258.1104 | 2233878.2197 | 1594890.8648 | 0 | 438652.3495 | 0 | 2744937.6029 | 7141764.5786 | 4874401.0735 | 21799404.8008 | 961560.8286 | 17759797.8658 | 17759797.8658 | 1478867.319 | 7985640.2162 | 0 | 40520763.4952 | 67745068.8963 | 5623.4133 | 3.9613 | 10229.1807 | 17101.7643 | 208.5357 | 348.6426
1 | 4900 | 707 | 0.03 | 15 | 15 | 7 | 7.4989e-12 | 5spot_SharedNeighbor | Water | Porous | Wet | R600a | MinimizeLCOE_Brownfield | IgnoreSilica | 39.3178 | 14.4356 | 1.3296 | 4 | 8684.2577 | 13803.1996 | 177.0403 | 281.3969 | 155.2975 | 0 | 108.2713 | 3125533.9422 | 280447.3297 | 2818251.582 | 2115684.1413 | 0 | 527465.0765 | 0 | 3458279.0079 | 8997732.5881 | 6141137.3763 | 27464531.0439 | 961560.8286 | 17759797.8658 | 17759797.8658 | 1478867.319 | 7985640.2162 | 0 | 46185889.7384 | 73410195.1394 | 7498.9421 | 5.3183 | 8684.2577 | 13803.1996 | 177.0403 | 281.3969
1 | 4900 | 707 | 0.03 | 15 | 15 | 7 | 1e-11 | 5spot_SharedNeighbor | Water | Porous | Wet | R600a | MinimizeLCOE_Brownfield | IgnoreSilica | 51.6948 | 19.1944 | 1.7677 | 4 | 7522.7351 | 11373.0865 | 153.3611 | 231.8558 | 155.733 | 0 | 109.0714 | 3820280.5823 | 341265.0068 | 3540327.9182 | 2793266.5096 | 0 | 633723.4515 | 0 | 4340256.7527 | 11292457.7614 | 7707334.459 | 34468912.4414 | 961560.8286 | 17759797.8658 | 17759797.8658 | 1478867.319 | 7985640.2162 | 0 | 53190271.1359 | 80414576.5369 | 10000 | 7.0706 | 7522.7351 | 11373.0865 | 153.3611 | 231.8558
1 | 4900 | 707 | 0.03 | 15 | 15 | 7 | 1.3335e-11 | 5spot_SharedNeighbor | Water | Porous | Wet | R600a | MinimizeLCOE_Brownfield | IgnoreSilica | 67.3958 | 25.178 | 2.3177 | 4 | 6644.9157 | 9581.4686 | 135.4656 | 195.3312 | 155.9734 | 0 | 113.0534 | 4628187.508 | 411930.1872 | 4399070.4752 | 3648039.1866 | 0 | 758127.6466 | 0 | 5399688.4514 | 14048881.7221 | 9588650.451 | 42882575.6281 | 961560.8286 | 17759797.8658 | 17759797.8658 | 1478867.319 | 7985640.2162 | 0 | 61603934.3226 | 88828239.7236 | 13335.2143 | 9.2708 | 6644.9157 | 9581.4686 | 135.4656 | 195.3312
1 | 4900 | 707 | 0.03 | 15 | 15 | 7 | 1.7783e-11 | 5spot_SharedNeighbor | Water | Porous | Wet | R600a | MinimizeLCOE_Brownfield | IgnoreSilica | 86.6648 | 32.3306 | 2.9739 | 4 | 5992.7716 | 8281.3799 | 122.1708 | 168.8271 | 155.9174 | 0 | 126.9001 | 5528127.3147 | 490925.0603 | 5373101.0679 | 4680058.0679 | 0 | 899628.0457 | 0 | 6619017.427 | 17221325.598 | 11753908.5835 | 52566091.1649 | 961560.8286 | 17759797.8658 | 17759797.8658 | 1478867.319 | 7985640.2162 | 0 | 71287449.8594 | 98511755.2604 | 17782.7941 | 11.8956 | 5992.7716 | 8281.3799 | 122.1708 | 168.8271
1 | 4900 | 707 | 0.03 | 15 | 15 | 7 | 2.3714e-11 | 5spot_SharedNeighbor | Water | Porous | Wet | R600a | MinimizeLCOE_Brownfield | IgnoreSilica | 102.1091 | 37.8277 | 3.5519 | 4 | 5514.3025 | 7430.4614 | 112.4165 | 151.48 | 155.6448 | 0 | 142.4745 | 6185056.0627 | 549054.9568 | 6091688.022 | 5486228.2366 | 0 | 938727.1808 | 0 | 7507794.239 | 19533740.5494 | 13332179.3032 | 59624468.5505 | 961560.8286 | 17759797.8658 | 17759797.8658 | 1478867.319 | 7985640.2162 | 0 | 78345827.2449 | 105570132.646 | 23713.7371 | 14.2077 | 5514.3025 | 7430.4614 | 112.4165 | 151.48
1 | 4900 | 707 | 0.03 | 15 | 15 | 7 | 3.1623e-11 | 5spot_SharedNeighbor | Water | Porous | Wet | R600a | MinimizeLCOE_Brownfield | IgnoreSilica | 114.0445 | 41.8961 | 4.0473 | 4 | 5146.9757 | 6828.6154 | 104.9281 | 139.2106 | 155.3201 | 0 | 186.2237 | 6656491.9669 | 591150.4065 | 6609606.259 | 6093152.2961 | 0 | 908003.1636 | 0 | 8134777.5959 | 21165022.6323 | 14445562.8442 | 64603767.1645 | 961560.8286 | 17759797.8658 | 17759797.8658 | 1478867.319 | 7985640.2162 | 0 | 83325125.859 | 110549431.26 | 31622.7766 | 16.1891 | 5146.9757 | 6828.6154 | 104.9281 | 139.2106
1 | 4900 | 707 | 0.03 | 15 | 15 | 7 | 4.217e-11 | 5spot_SharedNeighbor | Water | Porous | Wet | R600a | MinimizeLCOE_Brownfield | IgnoreSilica | 123.4669 | 44.9794 | 4.467 | 4 | 4866.4079 | 6390.0359 | 99.2083 | 130.2695 | 155.0003 | 0 | 226.3807 | 7007003.2963 | 622726.7781 | 6995126.6122 | 6560742.4126 | 0 | 844240.1738 | 0 | 8591637.3164 | 22353677.9102 | 15256844.4959 | 68231998.9954 | 961560.8286 | 17759797.8658 | 17759797.8658 | 1478867.319 | 7985640.2162 | 0 | 86953357.6899 | 114177663.0909 | 42169.6503 | 17.8681 | 4866.4079 | 6390.0359 | 99.2083 | 130.2695
1 | 4900 | 707 | 0.03 | 15 | 15 | 7 | 5.6234e-11 | 5spot_SharedNeighbor | Water | Porous | Wet | R600a | MinimizeLCOE_Brownfield | IgnoreSilica | 130.3191 | 47.3228 | 4.8055 | 4 | 4656.1499 | 6072.4463 | 94.9219 | 123.795 | 154.7324 | 0 | 235.5789 | 7254654.1297 | 642624.4486 | 7286732.4443 | 6909257.0836 | 0 | 759235.9355 | 0 | 8912476.5763 | 23188435.8512 | 15826583.9431 | 70780000.4123 | 961560.8286 | 17759797.8658 | 17759797.8658 | 1478867.319 | 7985640.2162 | 0 | 89501359.1068 | 116725664.5079 | 56234.1325 | 19.2222 | 4656.1499 | 6072.4463 | 94.9219 | 123.795
1 | 4900 | 707 | 0.03 | 15 | 15 | 7 | 7.4989e-11 | 5spot_SharedNeighbor | Water | Porous | Wet | R600a | MinimizeLCOE_Brownfield | IgnoreSilica | 139.7271 | 50.5146 | 5.1831 | 4 | 4494.5586 | 5807.6952 | 91.6277 | 118.3977 | 154.3583 | 0 | 228.9169 | 7584578.0144 | 668815.5624 | 7679605.7574 | 7385871.5757 | 0 | 722120.9956 | 0 | 9375986.8432 | 24394394.4866 | 16649675.4918 | 74461048.727 | 961560.8286 | 17759797.8658 | 17759797.8658 | 1478867.319 | 7985640.2162 | 0 | 93182407.4215 | 120406712.8226 | 74989.4209 | 20.7323 | 4494.5586 | 5807.6952 | 91.6277 | 118.3977
1 | 4900 | 707 | 0.03 | 15 | 15 | 7 | 1e-10 | 5spot_SharedNeighbor | Water | Porous | Wet | R600a | MinimizeLCOE_Brownfield | IgnoreSilica | 145.8755 | 52.5883 | 5.4602 | 4 | 4369.9939 | 5616.4732 | 89.0882 | 114.4994 | 154.1162 | 0 | 248.1249 | 7794862.9795 | 685363.1217 | 7932319.2595 | 7696554.7812 | 0 | 662363.2721 | 0 | 9660870.7315 | 25135603.9262 | 17155566.1646 | 76723504.2363 | 961560.8286 | 17759797.8658 | 17759797.8658 | 1478867.319 | 7985640.2162 | 0 | 95444862.9308 | 122669168.3318 | 100000 | 21.841 | 4369.9939 | 5616.4732 | 89.0882 | 114.4994
1 | 4900 | 707 | 0.03 | 15 | 15 | 7 | 1.3335e-10 | 5spot_SharedNeighbor | Water | Porous | Wet | R600a | MinimizeLCOE_Brownfield | IgnoreSilica | 150.8861 | 54.2608 | 5.6863 | 4 | 4275.2022 | 5472.1198 | 87.1558 | 111.5566 | 153.9102 | 0 | 245.072 | 7961980.8955 | 698383.93 | 8134826.0781 | 7947848.727 | 0 | 608324.3498 | 0 | 9887031.9523 | 25724029.0309 | 17557178.3895 | 78519603.3531 | 961560.8286 | 17759797.8658 | 17759797.8658 | 1478867.319 | 7985640.2162 | 0 | 97240962.0476 | 124465267.4486 | 133352.1432 | 22.7453 | 4275.2022 | 5472.1198 | 87.1558 | 111.5566
1 | 4900 | 707 | 0.03 | 15 | 15 | 7 | 1.7783e-10 | 5spot_SharedNeighbor | Water | Porous | Wet | R600a | MinimizeLCOE_Brownfield | IgnoreSilica | 154.6381 | 55.5008 | 5.8608 | 4 | 4203.1969 | 5364.4945 | 85.6879 | 109.3625 | 153.7508 | 0 | 257.8361 | 8084539.9236 | 707869.506 | 8284211.099 | 8134441.7655 | 0 | 558284.8524 | 0 | 10050045.3871 | 26148156.5496 | 17846654.136 | 79814203.2192 | 961560.8286 | 17759797.8658 | 17759797.8658 | 1478867.319 | 7985640.2162 | 0 | 98535561.9136 | 125759867.3147 | 177827.941 | 23.443 | 4203.1969 | 5364.4945 | 85.6879 | 109.3625
1 | 4900 | 707 | 0.03 | 15 | 15 | 7 | 2.3714e-10 | 5spot_SharedNeighbor | Water | Porous | Wet | R600a | MinimizeLCOE_Brownfield | IgnoreSilica | 157.5144 | 56.4464 | 5.9962 | 4 | 4148.6348 | 5283.6971 | 84.5755 | 107.7153 | 153.6257 | 0 | 280.6141 | 8177153.7412 | 714983.6391 | 8397735.3867 | 8277086.3028 | 0 | 515195.7775 | 0 | 10172040.3904 | 26465562.5235 | 18063290.2352 | 80783047.9964 | 961560.8286 | 17759797.8658 | 17759797.8658 | 1478867.319 | 7985640.2162 | 0 | 99504406.6908 | 126728712.0919 | 237137.3706 | 23.9849 | 4148.6348 | 5283.6971 | 84.5755 | 107.7153
1 | 4900 | 707 | 0.03 | 15 | 15 | 7 | 3.1623e-10 | 5spot_SharedNeighbor | Water | Porous | Wet | R600a | MinimizeLCOE_Brownfield | IgnoreSilica | 159.683 | 57.1564 | 6.0999 | 4 | 4107.3538 | 5223.1205 | 83.734 | 106.4804 | 153.5298 | 0 | 269.3973 | 8246213.9006 | 720257.3336 | 8482757.3363 | 8384399.98 | 0 | 478907.3774 | 0 | 10261889.0119 | 26699330.206 | 18222841.482 | 81496596.6278 | 961560.8286 | 17759797.8658 | 17759797.8658 | 1478867.319 | 7985640.2162 | 0 | 100217955.3223 | 127442260.7233 | 316227.766 | 24.3996 | 4107.3538 | 5223.1205 | 83.734 | 106.4804
1 | 4900 | 707 | 0.03 | 15 | 15 | 7 | 4.217e-10 | 5spot_SharedNeighbor | Water | Porous | Wet | R600a | MinimizeLCOE_Brownfield | IgnoreSilica | 161.2929 | 57.6819 | 6.1783 | 4 | 4076.1636 | 5177.7709 | 83.0981 | 105.5559 | 153.4577 | 0 | 273.8306 | 8297061.8147 | 724122.7464 | 8545564.821 | 8463942.8818 | 0 | 448871.9448 | 0 | 10327030.0414 | 26868813.8026 | 18338517.5192 | 82013925.5718 | 961560.8286 | 17759797.8658 | 17759797.8658 | 1478867.319 | 7985640.2162 | 0 | 100735284.2663 | 127959589.6674 | 421696.5034 | 24.7133 | 4076.1636 | 5177.7709 | 83.0981 | 105.5559
1 | 4900 | 707 | 0.03 | 15 | 15 | 7 | 5.6234e-10 | 5spot_SharedNeighbor | Water | Porous | Wet | R600a | MinimizeLCOE_Brownfield | IgnoreSilica | 162.4844 | 58.0699 | 6.2373 | 4 | 4052.6262 | 5143.8136 | 82.6183 | 104.8636 | 153.4038 | 0 | 278.9465 | 8334463.7406 | 726956.3432 | 8591877.9527 | 8522743.2859 | 0 | 424500.4358 | 0 | 10374211.2857 | 26991569.7221 | 18422300.9566 | 82388623.7226 | 961560.8286 | 17759797.8658 | 17759797.8658 | 1478867.319 | 7985640.2162 | 0 | 101109982.4171 | 128334287.8181 | 562341.3252 | 24.9492 | 4052.6262 | 5143.8136 | 82.6183 | 104.8636
1 | 4900 | 707 | 0.03 | 15 | 15 | 7 | 7.4989e-10 | 5spot_SharedNeighbor | Water | Porous | Wet | R600a | MinimizeLCOE_Brownfield | IgnoreSilica | 163.3734 | 58.3589 | 6.2818 | 4 | 4034.8835 | 5118.3455 | 82.2566 | 104.3444 | 153.3633 | 0 | 254.5122 | 8362248.3372 | 729056.1982 | 8626343.835 | 8566582.4254 | 0 | 405136.0574 | 0 | 10408853.0727 | 27081700.5459 | 18483817.0959 | 82663737.5676 | 961560.8286 | 17759797.8658 | 17759797.8658 | 1478867.319 | 7985640.2162 | 0 | 101385096.2621 | 128609401.6632 | 749894.2093 | 25.1271 | 4034.8835 | 5118.3455 | 82.2566 | 104.3444
1 | 4900 | 707 | 0.03 | 15 | 15 | 7 | 1e-09 | 5spot_SharedNeighbor | Water | Porous | Wet | R600a | MinimizeLCOE_Brownfield | IgnoreSilica | 164.0332 | 58.5732 | 6.3152 | 4 | 4021.5215 | 5099.2585 | 81.9842 | 103.9553 | 153.3331 | 0 | 287.5369 | 8382798.9524 | 730606.3482 | 8651871.4436 | 8599097.3963 | 0 | 389899.2437 | 0 | 10434166.6199 | 27147561.203 | 18528768.3476 | 82864769.5547 | 961560.8286 | 17759797.8658 | 17759797.8658 | 1478867.319 | 7985640.2162 | 0 | 101586128.2492 | 128810433.6502 | 1000000 | 25.2606 | 4021.5215 | 5099.2585 | 81.9842 | 103.9553
1 | 4900 | 707 | 0.03 | 15 | 15 | 7 | 1.3335e-09 | 5spot_SharedNeighbor | Water | Porous | Wet | R600a | MinimizeLCOE_Brownfield | IgnoreSilica | 164.513 | 58.7288 | 6.3399 | 4 | 4011.467 | 5084.9973 | 81.7792 | 103.6645 | 153.3111 | 0 | 285.7007 | 8397701.6592 | 731728.806 | 8670402.7334 | 8622725.3162 | 0 | 377916.6921 | 0 | 10452185.3307 | 27194442.1925 | 18560765.5863 | 83007868.3165 | 961560.8286 | 17759797.8658 | 17759797.8658 | 1478867.319 | 7985640.2162 | 0 | 101729227.0109 | 128953532.412 | 1333521.4322 | 25.3596 | 4011.467 | 5084.9973 | 81.7792 | 103.6645
1 | 4900 | 707 | 0.03 | 15 | 15 | 7 | 1.7783e-09 | 5spot_SharedNeighbor | Water | Porous | Wet | R600a | MinimizeLCOE_Brownfield | IgnoreSilica | 164.8808 | 58.8481 | 6.3587 | 4 | 4003.9065 | 5074.2584 | 81.6251 | 103.4456 | 153.2942 | 0 | 292.4864 | 8409108.1514 | 732587.0758 | 8684596.8467 | 8640836.6779 | 0 | 368792.6783 | 0 | 10466009.3577 | 27230409.475 | 18585313.9957 | 83117654.2584 | 961560.8286 | 17759797.8658 | 17759797.8658 | 1478867.319 | 7985640.2162 | 0 | 101839012.9529 | 129063318.3539 | 1778279.41 | 25.4349 | 4003.9065 | 5074.2584 | 81.6251 | 103.4456
1 | 4900 | 707 | 0.03 | 15 | 15 | 7 | 2.3714e-09 | 5spot_SharedNeighbor | Water | Porous | Wet | R600a | MinimizeLCOE_Brownfield | IgnoreSilica | 165.1346 | 58.9303 | 6.3723 | 4 | 3998.2247 | 5066.2946 | 81.5092 | 103.2833 | 153.2824 | 0 | 273.9916 | 8416964.3774 | 733177.6255 | 8694379.4969 | 8653326.5301 | 0 | 361563.2591 | 0 | 10475170.4027 | 27254244.635 | 18601581.9821 | 83190408.309 | 961560.8286 | 17759797.8658 | 17759797.8658 | 1478867.319 | 7985640.2162 | 0 | 101911767.0034 | 129136072.4045 | 2371373.7057 | 25.4893 | 3998.2247 | 5066.2946 | 81.5092 | 103.2833
1 | 4900 | 707 | 0.03 | 15 | 15 | 7 | 3.1623e-09 | 5spot_SharedNeighbor | Water | Porous | Wet | R600a | MinimizeLCOE_Brownfield | IgnoreSilica | 165.3218 | 58.9909 | 6.3824 | 4 | 3993.9569 | 5060.3318 | 81.4222 | 103.1617 | 153.2738 | 0 | 287.8766 | 8422755.7823 | 733612.7041 | 8701594.0097 | 8662541.2459 | 0 | 356027.3506 | 0 | 10481847.1261 | 27271616.0996 | 18613438.3636 | 83243432.6818 | 961560.8286 | 17759797.8658 | 17759797.8658 | 1478867.319 | 7985640.2162 | 0 | 101964791.3763 | 129189096.7773 | 3162277.6602 | 25.5298 | 3993.9569 | 5060.3318 | 81.4222 | 103.1617
1 | 4900 | 707 | 0.03 | 15 | 15 | 7 | 4.217e-09 | 5spot_SharedNeighbor | Water | Porous | Wet | R600a | MinimizeLCOE_Brownfield | IgnoreSilica | 165.483 | 59.0431 | 6.3906 | 4 | 3990.7522 | 5055.7691 | 81.3569 | 103.0687 | 153.2663 | 0 | 277.9861 | 8427737.7784 | 733986.9446 | 8707801.0738 | 8670471.1257 | 0 | 352067.0571 | 0 | 10487904.952 | 27287377.3201 | 18624195.7205 | 83291541.9721 | 961560.8286 | 17759797.8658 | 17759797.8658 | 1478867.319 | 7985640.2162 | 0 | 102012900.6666 | 129237206.0676 | 4216965.0343 | 25.5623 | 3990.7522 | 5055.7691 | 81.3569 | 103.0687
1 | 4900 | 707 | 0.03 | 15 | 15 | 7 | 5.6234e-09 | 5spot_SharedNeighbor | Water | Porous | Wet | R600a | MinimizeLCOE_Brownfield | IgnoreSilica | 165.5802 | 59.0746 | 6.3961 | 4 | 3988.3467 | 5052.4473 | 81.3078 | 103.001 | 153.2618 | 0 | 273.8137 | 8430740.5997 | 734212.3081 | 8711544.2232 | 8675254.8441 | 0 | 348800.4759 | 0 | 10491215.4559 | 27295990.5719 | 18630074.4419 | 83317832.9206 | 961560.8286 | 17759797.8658 | 17759797.8658 | 1478867.319 | 7985640.2162 | 0 | 102039191.615 | 129263497.0161 | 5623413.2519 | 25.5843 | 3988.3467 | 5052.4473 | 81.3078 | 103.001
1 | 4900 | 707 | 0.03 | 15 | 15 | 7 | 7.4989e-09 | 5spot_SharedNeighbor | Water | Porous | Wet | R600a | MinimizeLCOE_Brownfield | IgnoreSilica | 165.6682 | 59.103 | 6.4006 | 4 | 3986.5414 | 5049.8911 | 81.271 | 102.9489 | 153.2578 | 0 | 270.0871 | 8433457.806 | 734416.2927 | 8714931.0501 | 8679583.4767 | 0 | 346508.3969 | 0 | 10494469.8388 | 27304457.8087 | 18635853.505 | 83343678.175 | 961560.8286 | 17759797.8658 | 17759797.8658 | 1478867.319 | 7985640.2162 | 0 | 102065036.8695 | 129289342.2705 | 7498942.0933 | 25.6024 | 3986.5414 | 5049.8911 | 81.271 | 102.9489
1 | 4900 | 707 | 0.03 | 15 | 15 | 7 | 1e-08 | 5spot_SharedNeighbor | Water | Porous | Wet | R600a | MinimizeLCOE_Brownfield | IgnoreSilica | 165.7265 | 59.1219 | 6.4038 | 4 | 3985.1869 | 5048.0064 | 81.2434 | 102.9104 | 153.255 | 0 | 257.6162 | 8435258.5458 | 734551.4082 | 8717176.2117 | 8682453.5221 | 0 | 344693.3398 | 0 | 10496511.8808 | 27309770.7831 | 18639479.7192 | 83359895.4107 | 961560.8286 | 17759797.8658 | 17759797.8658 | 1478867.319 | 7985640.2162 | 0 | 102081254.1052 | 129305559.5062 | 10000000 | 25.6152 | 3985.1869 | 5048.0064 | 81.2434 | 102.9104
1 | 5000 | 707 | 0.03 | 15 | 15 | 7 | 1e-13 | 5spot_SharedNeighbor | Water | Porous | Wet | R600a | MinimizeLCOE_Brownfield | IgnoreSilica | 0 | 0 | 0 | 0 | [6 empty] | 23.0196 | [19 empty] | 100 | 0
1 | 5000 | 707 | 0.03 | 15 | 15 | 7 | 1.3335e-13 | 5spot_SharedNeighbor | Water | Porous | Wet | R600a | MinimizeLCOE_Brownfield | IgnoreSilica | 0 | 0 | 0 | 0 | [6 empty] | 23.5183 | [19 empty] | 133.3521 | 0
1 | 5000 | 707 | 0.03 | 15 | 15 | 7 | 1.7783e-13 | 5spot_SharedNeighbor | Water | Porous | Wet | R600a | MinimizeLCOE_Brownfield | IgnoreSilica | 1.1081 | 0.20644 | 0.0046729 | 4 | 1087951.6254 | 2581387.3583 | 22179.3654 | 52625.0729 | 107.9155 | 0 | 64.883 | 124736.6895 | 8119.46 | 97437.7744 | 63794.2854 | 0 | 67864.4109 | 0 | 141161.5219 | 367273.3237 | 250671.5901 | 1121059.0559 | 961560.8286 | 18253066.8284 | 18253066.8284 | 1478867.319 | 8182947.8012 | 0 | 20335686.7129 | 48250568.6615 | 177.8279 | 0.018692 | 1087951.6254 | 2581387.3583 | 22179.3654 | 52625.0729
1 | 5000 | 707 | 0.03 | 15 | 15 | 7 | 2.3714e-13 | 5spot_SharedNeighbor | Water | Porous | Wet | R600a | MinimizeLCOE_Brownfield | IgnoreSilica | 1.4371 | 0.31115 | 0.012263 | 4 | 421884.1437 | 990949.5008 | 8600.6789 | 20201.8459 | 117.2257 | 0 | 66.5784 | 175238.5454 | 12075.4389 | 134395.7959 | 79611.759 | 0 | 76663.2157 | 0 | 186414.0544 | 485011.1308 | 331030.0628 | 1480440.0029 | 961560.8286 | 18253066.8284 | 18253066.8284 | 1478867.319 | 8182947.8012 | 0 | 20695067.66 | 48609949.6086 | 237.1374 | 0.049054 | 421884.1437 | 990949.5008 | 8600.6789 | 20201.8459
1 | 5000 | 707 | 0.03 | 15 | 15 | 7 | 3.1623e-13 | 5spot_SharedNeighbor | Water | Porous | Wet | R600a | MinimizeLCOE_Brownfield | IgnoreSilica | 1.8848 | 0.46338 | 0.024318 | 4 | 217692.955 | 504665.3745 | 4437.9653 | 10288.2863 | 125.6487 | 0 | 336.2912 | 241938.493 | 17575.9236 | 183748.8976 | 102030.4255 | 0 | 87906.372 | 0 | 246948.0436 | 642508.1534 | 438525.0169 | 1961181.3256 | 961560.8286 | 18253066.8284 | 18253066.8284 | 1478867.319 | 8182947.8012 | 0 | 21175808.9826 | 49090690.9313 | 316.2278 | 0.097274 | 217692.955 | 504665.3745 | 4437.9653 | 10288.2863
1 | 5000 | 707 | 0.03 | 15 | 15 | 7 | 4.217e-13 | 5spot_SharedNeighbor | Water | Porous | Wet | R600a | MinimizeLCOE_Brownfield | IgnoreSilica | 2.4682 | 0.67132 | 0.042106 | 4 | 129317.3422 | 295057.8922 | 2636.3089 | 6015.1542 | 132.6904 | 0 | 443.4969 | 324658.2309 | 24695.2257 | 245983.6528 | 132270.0177 | 0 | 100761.9007 | 0 | 323063.9208 | 840546.0524 | 573689.9523 | 2565668.9532 | 961560.8286 | 18253066.8284 | 18253066.8284 | 1478867.319 | 8182947.8012 | 0 | 21780296.6102 | 49695178.5588 | 421.6965 | 0.16843 | 129317.3422 | 295057.8922 | 2636.3089 | 6015.1542
1 | 5000 | 707 | 0.03 | 15 | 15 | 7 | 5.6234e-13 | 5spot_SharedNeighbor | Water | Porous | Wet | R600a | MinimizeLCOE_Brownfield | IgnoreSilica | 3.2462 | 0.95605 | 0.06749 | 4 | 83511.4318 | 186914.9167 | 1702.4935 | 3810.5134 | 138.5641 | 0 | 591.3471 | 427418.6859 | 33821.8072 | 325101.6917 | 172466.8571 | 0 | 116395.3858 | 0 | 419329.7268 | 1091009.9329 | 744636.6972 | 3330180.7848 | 961560.8286 | 18253066.8284 | 18253066.8284 | 1478867.319 | 8182947.8012 | 0 | 22544808.4418 | 50459690.3904 | 562.3413 | 0.26996 | 83511.4318 | 186914.9167 | 1702.4935 | 3810.5134
1 | 5000 | 707 | 0.03 | 15 | 15 | 7 | 7.4989e-13 | 5spot_SharedNeighbor | Water | Porous | Wet | R600a | MinimizeLCOE_Brownfield | IgnoreSilica | 4.248 | 1.332 | 0.10255 | 4 | 57260.0688 | 125315.1774 | 1167.324 | 2554.7194 | 143.2172 | 0 | 85.272 | 551273.0451 | 45132.3624 | 422475.8354 | 226561.4566 | 0 | 133953.1913 | 0 | 537964.3974 | 1399673.0104 | 955305.59 | 4272338.8887 | 961560.8286 | 18253066.8284 | 18253066.8284 | 1478867.319 | 8182947.8012 | 0 | 23486966.5457 | 51401848.4943 | 749.8942 | 0.41018 | 57260.0688 | 125315.1774 | 1167.324 | 2554.7194
1 | 5000 | 707 | 0.03 | 15 | 15 | 7 | 1e-12 | 5spot_SharedNeighbor | Water | Porous | Wet | R600a | MinimizeLCOE_Brownfield | IgnoreSilica | 5.6099 | 1.8494 | 0.15148 | 4 | 40768.1731 | 86837.7678 | 831.1144 | 1770.3054 | 147.0312 | 0 | 106.0815 | 706770.1381 | 59610.3592 | 547822.6129 | 301068.4141 | 0 | 156611.6896 | 0 | 691034.4534 | 1797929.8972 | 1227124.0986 | 5487971.6631 | 961560.8286 | 18253066.8284 | 18253066.8284 | 1478867.319 | 8182947.8012 | 0 | 24702599.3202 | 52617481.2688 | 1000 | 0.60593 | 40768.1731 | 86837.7678 | 831.1144 | 1770.3054
1 | 5000 | 707 | 0.03 | 15 | 15 | 7 | 1.3335e-12 | 5spot_SharedNeighbor | Water | Porous | Wet | R600a | MinimizeLCOE_Brownfield | IgnoreSilica | 7.4152 | 2.5389 | 0.21749 | 4 | 30140.4992 | 62227.7196 | 614.4548 | 1268.5962 | 149.9437 | 0 | 85.7325 | 895560.7849 | 77390.5757 | 704345.6003 | 400857.874 | 0 | 184064.6881 | 0 | 882265.614 | 2295474.15 | 1566708.2747 | 7006667.5617 | 961560.8286 | 18253066.8284 | 18253066.8284 | 1478867.319 | 8182947.8012 | 0 | 26221295.2187 | 54136177.1674 | 1333.5214 | 0.86997 | 30140.4992 | 62227.7196 | 614.4548 | 1268.5962
1 | 5000 | 707 | 0.03 | 15 | 15 | 7 | 1.7783e-12 | 5spot_SharedNeighbor | Water | Porous | Wet | R600a | MinimizeLCOE_Brownfield | IgnoreSilica | 9.8294 | 3.4705 | 0.30823 | 4 | 22831.5841 | 45472.8415 | 465.4527 | 927.0254 | 152.3977 | 0 | 103.2652 | 1129609.3509 | 99780.9035 | 902718.7967 | 535067.1382 | 0 | 217609.2704 | 0 | 1125066.3292 | 2927191.8059 | 1997868.5553 | 8934912.15 | 961560.8286 | 18253066.8284 | 18253066.8284 | 1478867.319 | 8182947.8012 | 0 | 28149539.807 | 56064421.7556 | 1778.2794 | 1.2329 | 22831.5841 | 45472.8415 | 465.4527 | 927.0254
1 | 5000 | 707 | 0.03 | 15 | 15 | 7 | 2.3714e-12 | 5spot_SharedNeighbor | Water | Porous | Wet | R600a | MinimizeLCOE_Brownfield | IgnoreSilica | 13.0178 | 4.6977 | 0.42781 | 4 | 17839.2843 | 34152.1084 | 363.6779 | 696.2369 | 154.203 | 0 | 100.487 | 1410209.1489 | 126530.9758 | 1148592.979 | 709182.4841 | 0 | 257871.2036 | 0 | 1424430.8487 | 3706076.8773 | 2529473.621 | 11312368.1385 | 961560.8286 | 18253066.8284 | 18253066.8284 | 1478867.319 | 8182947.8012 | 0 | 30526995.7955 | 58441877.7442 | 2371.3737 | 1.7112 | 17839.2843 | 34152.1084 | 363.6779 | 696.2369
1 | 5000 | 707 | 0.03 | 15 | 15 | 7 | 3.1623e-12 | 5spot_SharedNeighbor | Water | Porous | Wet | R600a | MinimizeLCOE_Brownfield | IgnoreSilica | 17.2689 | 6.3892 | 0.58842 | 4 | 14267.1323 | 26127.2179 | 290.8548 | 532.6387 | 155.5941 | 0 | 103.7671 | 1756076.7805 | 158168.5499 | 1468372.9573 | 947103.7733 | 0 | 308477.1811 | 0 | 1808897.7044 | 4706380.7709 | 3212201.5826 | 14365679.2999 | 961560.8286 | 18253066.8284 | 18253066.8284 | 1478867.319 | 8182947.8012 | 0 | 33580306.9569 | 61495188.9055 | 3162.2777 | 2.3537 | 14267.1323 | 26127.2179 | 290.8548 | 532.6387
1 | 5000 | 707 | 0.03 | 15 | 15 | 7 | 4.217e-12 | 5spot_SharedNeighbor | Water | Porous | Wet | R600a | MinimizeLCOE_Brownfield | IgnoreSilica | 22.8863 | 8.6486 | 0.8005 | 4 | 11680.4504 | 20398.3637 | 238.1218 | 415.8482 | 156.6527 | 0 | 97.0421 | 2174571.4039 | 195582.1759 | 1870804.3974 | 1260852.0099 | 0 | 369953.1559 | 0 | 2289987.6258 | 5958078.0612 | 4066510.703 | 18186339.533 | 961560.8286 | 18253066.8284 | 18253066.8284 | 1478867.319 | 8182947.8012 | 0 | 37400967.19 | 65315849.1387 | 4216.965 | 3.202 | 11680.4504 | 20398.3637 | 238.1218 | 415.8482
1 | 5000 | 707 | 0.03 | 15 | 15 | 7 | 5.6234e-12 | 5spot_SharedNeighbor | Water | Porous | Wet | R600a | MinimizeLCOE_Brownfield | IgnoreSilica | 30.3064 | 11.6141 | 1.0797 | 4 | 9758.0348 | 16221.6785 | 198.9307 | 330.7009 | 157.4585 | 0 | 90.4555 | 2679818.4822 | 240839.1729 | 2368224.9975 | 1669680.2745 | 0 | 444097.4553 | 0 | 2887037.5491 | 7511479.49 | 5126739.0974 | 22927916.5188 | 961560.8286 | 18253066.8284 | 18253066.8284 | 1478867.319 | 8182947.8012 | 0 | 42142544.1758 | 70057426.1244 | 5623.4133 | 4.3188 | 9758.0348 | 16221.6785 | 198.9307 | 330.7009
1 | 5000 | 707 | 0.03 | 15 | 15 | 7 | 7.4989e-12 | 5spot_SharedNeighbor | Water | Porous | Wet | R600a | MinimizeLCOE_Brownfield | IgnoreSilica | 40.0358 | 15.5108 | 1.4452 | 4 | 8310.3659 | 13139.3227 | 169.4181 | 267.8629 | 158.0683 | 0 | 102.8897 | 3288581.0245 | 294904.1077 | 2984980.3003 | 2204671.8106 | 0 | 533601.7269 | 0 | 3629628.1983 | 9443548.0328 | 6445415.5779 | 28825330.7789 | 961560.8286 | 18253066.8284 | 18253066.8284 | 1478867.319 | 8182947.8012 | 0 | 48039958.436 | 75954840.3846 | 7498.9421 | 5.7807 | 8310.3659 | 13139.3227 | 169.4181 | 267.8629
1 | 5000 | 707 | 0.03 | 15 | 15 | 7 | 1e-11 | 5spot_SharedNeighbor | Water | Porous | Wet | R600a | MinimizeLCOE_Brownfield | IgnoreSilica | 52.6085 | 20.5407 | 1.9167 | 4 | 7210.3226 | 10851.3445 | 146.9922 | 221.2193 | 158.5086 | 0 | 112.9561 | 4012676.935 | 358977.8786 | 3737028.9118 | 2895653.5937 | 0 | 639935.7977 | 0 | 4541266.5155 | 11815443.9316 | 8064283.2664 | 36065266.8304 | 961560.8286 | 18253066.8284 | 18253066.8284 | 1478867.319 | 8182947.8012 | 0 | 55279894.4874 | 83194776.436 | 10000 | 7.6668 | 7210.3226 | 10851.3445 | 146.9922 | 221.2193
1 | 5000 | 707 | 0.03 | 15 | 15 | 7 | 1.3335e-11 | 5spot_SharedNeighbor | Water | Porous | Wet | R600a | MinimizeLCOE_Brownfield | IgnoreSilica | 68.5212 | 26.8631 | 2.5079 | 4 | 6377.4656 | 9160.1426 | 130.0133 | 186.7419 | 158.741 | 0 | 98.0125 | 4854127.5337 | 433157.8354 | 4631898.3032 | 3768567.3236 | 0 | 764397.192 | 0 | 5636337.7933 | 14664594.7662 | 10008887.2552 | 44761968.0026 | 961560.8286 | 18253066.8284 | 18253066.8284 | 1478867.319 | 8182947.8012 | 0 | 63976595.6596 | 91891477.6083 | 13335.2143 | 10.0317 | 6377.4656 | 9160.1426 | 130.0133 | 186.7419
1 | 5000 | 707 | 0.03 | 15 | 15 | 7 | 1.7783e-11 | 5spot_SharedNeighbor | Water | Porous | Wet | R600a | MinimizeLCOE_Brownfield | IgnoreSilica | 87.9948 | 34.4464 | 3.2127 | 4 | 5760.1859 | 7932.4233 | 117.4292 | 161.7132 | 158.6563 | 0 | 106.92 | 5791769.8612 | 515510.2468 | 5651306.6747 | 4830709.3469 | 0 | 906408.906 | 0 | 6901324.9639 | 17955831.8996 | 12255224.227 | 54808086.1261 | 961560.8286 | 18253066.8284 | 18253066.8284 | 1478867.319 | 8182947.8012 | 0 | 74022713.7831 | 101937595.7318 | 17782.7941 | 12.8508 | 5760.1859 | 7932.4233 | 117.4292 | 161.7132
1 | 5000 | 707 | 0.03 | 15 | 15 | 7 | 2.3714e-11 | 5spot_SharedNeighbor | Water | Porous | Wet | R600a | MinimizeLCOE_Brownfield | IgnoreSilica | 104.4324 | 40.6443 | 3.8513 | 4 | 5313.1362 | 7125.1637 | 108.3155 | 145.2561 | 158.326 | 0 | 140.0316 | 6514723.7498 | 578810.1833 | 6451092.7816 | 5719271.8324 | 0 | 959176.2651 | 0 | 7886999.1767 | 20520354.0119 | 14005563.2642 | 62635991.265 | 961560.8286 | 18253066.8284 | 18253066.8284 | 1478867.319 | 8182947.8012 | 0 | 81850618.922 | 109765500.8707 | 23713.7371 | 15.4053 | 5313.1362 | 7125.1637 | 108.3155 | 145.2561
1 | 5000 | 707 | 0.03 | 15 | 15 | 7 | 3.1623e-11 | 5spot_SharedNeighbor | Water | Porous | Wet | R600a | MinimizeLCOE_Brownfield | IgnoreSilica | 116.0324 | 44.878 | 4.3695 | 4 | 4972.2884 | 6569.4316 | 101.3668 | 133.9267 | 157.9732 | 0 | 168.1159 | 6990500.87 | 620382.6867 | 6983291.1971 | 6340953.0749 | 0 | 920063.0254 | 0 | 8523524.4331 | 22176462.1597 | 15135891.1047 | 67691068.5516 | 961560.8286 | 18253066.8284 | 18253066.8284 | 1478867.319 | 8182947.8012 | 0 | 86905696.2086 | 114820578.1572 | 31622.7766 | 17.478 | 4972.2884 | 6569.4316 | 101.3668 | 133.9267
1 | 5000 | 707 | 0.03 | 15 | 15 | 7 | 4.217e-11 | 5spot_SharedNeighbor | Water | Porous | Wet | R600a | MinimizeLCOE_Brownfield | IgnoreSilica | 126.2387 | 48.4948 | 4.8359 | 4 | 4711.029 | 6154.1232 | 96.0407 | 125.4601 | 157.5932 | 0 | 225.5309 | 7386917.633 | 654972.2265 | 7430012.4413 | 6883331.184 | 0 | 863541.5864 | 0 | 9055322.2778 | 23560091.0647 | 16080246.2631 | 71914434.6768 | 961560.8286 | 18253066.8284 | 18253066.8284 | 1478867.319 | 8182947.8012 | 0 | 91129062.3338 | 119043944.2824 | 42169.6503 | 19.3438 | 4711.029 | 6154.1232 | 96.0407 | 125.4601
1 | 5000 | 707 | 0.03 | 15 | 15 | 7 | 5.6234e-11 | 5spot_SharedNeighbor | Water | Porous | Wet | R600a | MinimizeLCOE_Brownfield | IgnoreSilica | 135.9 | 51.8229 | 5.2646 | 4 | 4511.4363 | 5837.0416 | 91.9717 | 118.996 | 157.1837 | 0 | 219.9573 | 7744335.6359 | 686122.6864 | 7835218.915 | 7393216.0338 | 0 | 810582.8569 | 0 | 9543095.69 | 24829177.4272 | 16946423.7826 | 75788173.0279 | 961560.8286 | 18253066.8284 | 18253066.8284 | 1478867.319 | 8182947.8012 | 0 | 95002800.6849 | 122917682.6335 | 56234.1325 | 21.0582 | 4511.4363 | 5837.0416 | 91.9717 | 118.996
1 | 5000 | 707 | 0.03 | 15 | 15 | 7 | 7.4989e-11 | 5spot_SharedNeighbor | Water | Porous | Wet | R600a | MinimizeLCOE_Brownfield | IgnoreSilica | 143.7413 | 54.5152 | 5.6256 | 4 | 4356.9658 | 5597.4933 | 88.8226 | 114.1125 | 156.8712 | 0 | 257.2837 | 8026902.0727 | 710417.5969 | 8159472.635 | 7804071.7412 | 0 | 749968.6215 | 0 | 9925824.7403 | 25824959.9076 | 17626065.7868 | 78827683.1021 | 961560.8286 | 18253066.8284 | 18253066.8284 | 1478867.319 | 8182947.8012 | 0 | 98042310.7591 | 125957192.7078 | 74989.4209 | 22.5024 | 4356.9658 | 5597.4933 | 88.8226 | 114.1125
1 | 5000 | 707 | 0.03 | 15 | 15 | 7 | 1e-10 | 5spot_SharedNeighbor | Water | Porous | Wet | R600a | MinimizeLCOE_Brownfield | IgnoreSilica | 149.8728 | 56.5988 | 5.9154 | 4 | 4239.7337 | 5419.4843 | 86.4327 | 110.4835 | 156.6132 | 0 | 243.8944 | 8240491.9295 | 728360.3853 | 8408599.9959 | 8120912.0966 | 0 | 687607.6288 | 0 | 10212529.0941 | 26570905.8251 | 18135189.2032 | 81104596.1586 | 961560.8286 | 18253066.8284 | 18253066.8284 | 1478867.319 | 8182947.8012 | 0 | 100319223.8156 | 128234105.7642 | 100000 | 23.6617 | 4239.7337 | 5419.4843 | 86.4327 | 110.4835
1 | 5000 | 707 | 0.03 | 15 | 15 | 7 | 1.3335e-10 | 5spot_SharedNeighbor | Water | Porous | Wet | R600a | MinimizeLCOE_Brownfield | IgnoreSilica | 154.6964 | 58.2173 | 6.1469 | 4 | 4150.6379 | 5285.9542 | 84.6164 | 107.7613 | 156.4024 | 0 | 258.4498 | 8404534.8089 | 742080.349 | 8600885.2251 | 8369042.3494 | 0 | 629812.7256 | 0 | 10431078.6286 | 27139526.8832 | 18523284.7593 | 82840245.7292 | 961560.8286 | 18253066.8284 | 18253066.8284 | 1478867.319 | 8182947.8012 | 0 | 102054873.3862 | 129969755.3348 | 133352.1432 | 24.5878 | 4150.6379 | 5285.9542 | 84.6164 | 107.7613
1 | 5000 | 707 | 0.03 | 15 | 15 | 7 | 1.7783e-10 | 5spot_SharedNeighbor | Water | Porous | Wet | R600a | MinimizeLCOE_Brownfield | IgnoreSilica | 158.713 | 59.5544 | 6.3364 | 4 | 4082.9878 | 5184.359 | 83.2372 | 105.6902 | 156.2255 | 0 | 263.6452 | 8538936.1978 | 753291.1086 | 8758967.5129 | 8575130.5959 | 0 | 581984.7244 | 0 | 10611240.9545 | 27608272.2988 | 18843213.1372 | 84271036.5301 | 961560.8286 | 18253066.8284 | 18253066.8284 | 1478867.319 | 8182947.8012 | 0 | 103485664.1871 | 131400546.1358 | 177827.941 | 25.3456 | 4082.9878 | 5184.359 | 83.2372 | 105.6902
1 | 5000 | 707 | 0.03 | 15 | 15 | 7 | 2.3714e-10 | 5spot_SharedNeighbor | Water | Porous | Wet | R600a | MinimizeLCOE_Brownfield | IgnoreSilica | 160 | 59.9799 | 6.4359 | 4 | 4031.9329 | 5116.2795 | 82.1964 | 104.3023 | 156.1677 | 0 | 245.2151 | 8581488.0498 | 756832.1746 | 8809138.6384 | 8641016.5555 | 0 | 520058.8537 | 0 | 10650328.3661 | 27709969.7258 | 18912623.7208 | 84581456.0846 | 961560.8286 | 18253066.8284 | 18253066.8284 | 1478867.319 | 8182947.8012 | 0 | 103796083.7416 | 131710965.6902 | 237137.3706 | 25.7435 | 4031.9329 | 5116.2795 | 82.1964 | 104.3023
1 | 5000 | 707 | 0.03 | 15 | 15 | 7 | 3.1623e-10 | 5spot_SharedNeighbor | Water | Porous | Wet | R600a | MinimizeLCOE_Brownfield | IgnoreSilica | 167.0741 | 62.2244 | 6.6703 | 4 | 3992.5746 | 5038.8057 | 81.394 | 102.7229 | 155.8523 | 0 | 228.649 | 8809741.6633 | 776719.6043 | 9071770.7767 | 8990785.8643 | 0 | 541357.8394 | 0 | 10994246.5417 | 28604774.2715 | 19523346.2096 | 87312742.7708 | 961560.8286 | 18253066.8284 | 18253066.8284 | 1478867.319 | 8182947.8012 | 0 | 106527370.4278 | 134442252.3764 | 316227.766 | 26.6814 | 3992.5746 | 5038.8057 | 81.394 | 102.7229
1 | 5000 | 707 | 0.03 | 15 | 15 | 7 | 4.217e-10 | 5spot_SharedNeighbor | Water | Porous | Wet | R600a | MinimizeLCOE_Brownfield | IgnoreSilica | 168.8715 | 62.7292 | 6.7538 | 4 | 3962.6522 | 4995.9509 | 80.784 | 101.8492 | 155.7497 | 0 | 293.4964 | 8862898.3051 | 781709.7578 | 9130245.8462 | 9072584.3664 | 0 | 512410.8572 | 0 | 11060341.1617 | 28776738.9149 | 19640715.6122 | 87837644.8214 | 961560.8286 | 18253066.8284 | 18253066.8284 | 1478867.319 | 8182947.8012 | 0 | 107052272.4784 | 134967154.4271 | 421696.5034 | 27.0153 | 3962.6522 | 4995.9509 | 80.784 | 101.8492
1 | 5000 | 707 | 0.03 | 15 | 15 | 7 | 5.6234e-10 | 5spot_SharedNeighbor | Water | Porous | Wet | R600a | MinimizeLCOE_Brownfield | IgnoreSilica | 169.7996 | 63.0034 | 6.808 | 4 | 3940.1299 | 4965.2101 | 80.3249 | 101.2225 | 155.706 | 0 | 305.8092 | 8891464.2044 | 784349.9194 | 9162008.2007 | 9116024.9619 | 0 | 485086.8677 | 0 | 11091184.3201 | 28856986.4862 | 19695486.2286 | 88082591.1891 | 961560.8286 | 18253066.8284 | 18253066.8284 | 1478867.319 | 8182947.8012 | 0 | 107297218.8461 | 135212100.7947 | 562341.3252 | 27.2319 | 3940.1299 | 4965.2101 | 80.3249 | 101.2225
1 | 5000 | 707 | 0.03 | 15 | 15 | 7 | 7.4989e-10 | 5spot_SharedNeighbor | Water | Porous | Wet | R600a | MinimizeLCOE_Brownfield | IgnoreSilica | 170.7009 | 63.2689 | 6.854 | 4 | 3923.1777 | 4941.3769 | 79.9793 | 100.7367 | 155.6636 | 0 | 299.6931 | 8919100.4813 | 786905.5742 | 9192736.356 | 9158139.6076 | 0 | 466113.8712 | 0 | 11123968.3972 | 28942283.9299 | 19753703.4866 | 88342951.7041 | 961560.8286 | 18253066.8284 | 18253066.8284 | 1478867.319 | 8182947.8012 | 0 | 107557579.3611 | 135472461.3097 | 749894.2093 | 27.4159 | 3923.1777 | 4941.3769 | 79.9793 | 100.7367
1 | 5000 | 707 | 0.03 | 15 | 15 | 7 | 1e-09 | 5spot_SharedNeighbor | Water | Porous | Wet | R600a | MinimizeLCOE_Brownfield | IgnoreSilica | 171.366 | 63.4641 | 6.8884 | 4 | 3910.4251 | 4923.5385 | 79.7193 | 100.373 | 155.6321 | 0 | 309.4162 | 8939412.9294 | 788785.4245 | 9215316.4642 | 9189157.4538 | 0 | 451203.0209 | 0 | 11147711.3642 | 29004058.2597 | 19795865.736 | 88531510.6527 | 961560.8286 | 18253066.8284 | 18253066.8284 | 1478867.319 | 8182947.8012 | 0 | 107746138.3098 | 135661020.2584 | 1000000 | 27.5536 | 3910.4251 | 4923.5385 | 79.7193 | 100.373
1 | 5000 | 707 | 0.03 | 15 | 15 | 7 | 1.3335e-09 | 5spot_SharedNeighbor | Water | Porous | Wet | R600a | MinimizeLCOE_Brownfield | IgnoreSilica | 171.8756 | 63.6133 | 6.9146 | 4 | 3900.8379 | 4910.1171 | 79.5239 | 100.0994 | 155.608 | 0 | 295.2166 | 8954928.3121 | 790222.1089 | 9232561.578 | 9212885.8401 | 0 | 439819.428 | 0 | 11165862.7342 | 29051284.4009 | 19828098.5478 | 88675662.9501 | 961560.8286 | 18253066.8284 | 18253066.8284 | 1478867.319 | 8182947.8012 | 0 | 107890290.6071 | 135805172.5557 | 1333521.4322 | 27.6582 | 3900.8379 | 4910.1171 | 79.5239 | 100.0994
1 | 5000 | 707 | 0.03 | 15 | 15 | 7 | 1.7783e-09 | 5spot_SharedNeighbor | Water | Porous | Wet | R600a | MinimizeLCOE_Brownfield | IgnoreSilica | 172.2286 | 63.7165 | 6.9335 | 4 | 3893.6341 | 4900.1546 | 79.377 | 99.8963 | 155.5912 | 0 | 311.3905 | 8965651.219 | 791215.5388 | 9244477.8008 | 9229304.8467 | 0 | 430738.1015 | 0 | 11177941.1277 | 29082709.9032 | 19849547.0989 | 88771585.6366 | 961560.8286 | 18253066.8284 | 18253066.8284 | 1478867.319 | 8182947.8012 | 0 | 107986213.2936 | 135901095.2422 | 1778279.41 | 27.734 | 3893.6341 | 4900.1546 | 79.377 | 99.8963
1 | 5000 | 707 | 0.03 | 15 | 15 | 7 | 2.3714e-09 | 5spot_SharedNeighbor | Water | Porous | Wet | R600a | MinimizeLCOE_Brownfield | IgnoreSilica | 172.5038 | 63.7968 | 6.948 | 4 | 3888.2237 | 4892.6428 | 79.2667 | 99.7431 | 155.5782 | 0 | 334.0108 | 8973998.8872 | 791989.1143 | 9253753.9555 | 9242096.7974 | 0 | 423939.8244 | 0 | 11187453.6457 | 29107459.5238 | 19866439.2235 | 88847130.9715 | 961560.8286 | 18253066.8284 | 18253066.8284 | 1478867.319 | 8182947.8012 | 0 | 108061758.6286 | 135976640.5772 | 2371373.7057 | 27.7921 | 3888.2237 | 4892.6428 | 79.2667 | 99.7431
1 | 5000 | 707 | 0.03 | 15 | 15 | 7 | 3.1623e-09 | 5spot_SharedNeighbor | Water | Porous | Wet | R600a | MinimizeLCOE_Brownfield | IgnoreSilica | 172.7085 | 63.8565 | 6.9589 | 4 | 3884.1615 | 4887.0144 | 79.1839 | 99.6284 | 155.5684 | 0 | 328.3541 | 8980198.6407 | 792563.7852 | 9260642.7911 | 9251603.3458 | 0 | 418754.773 | 0 | 11194467.701 | 29125708.6568 | 19878894.6317 | 88902834.3253 | 961560.8286 | 18253066.8284 | 18253066.8284 | 1478867.319 | 8182947.8012 | 0 | 108117461.9823 | 136032343.9309 | 3162277.6602 | 27.8355 | 3884.1615 | 4887.0144 | 79.1839 | 99.6284
1 | 5000 | 707 | 0.03 | 15 | 15 | 7 | 4.217e-09 | 5spot_SharedNeighbor | Water | Porous | Wet | R600a | MinimizeLCOE_Brownfield | IgnoreSilica | 172.8593 | 63.9004 | 6.9669 | 4 | 3881.1124 | 4882.8023 | 79.1217 | 99.5425 | 155.5612 | 0 | 312.0771 | 8984761.5669 | 792986.8181 | 9265712.5495 | 9258603.4251 | 0 | 414795.7023 | 0 | 11199575.4241 | 29138997.9048 | 19887964.8166 | 88943398.2074 | 961560.8286 | 18253066.8284 | 18253066.8284 | 1478867.319 | 8182947.8012 | 0 | 108158025.8644 | 136072907.813 | 4216965.0343 | 27.8678 | 3881.1124 | 4882.8023 | 79.1217 | 99.5425
1 | 5000 | 707 | 0.03 | 15 | 15 | 7 | 5.6234e-09 | 5spot_SharedNeighbor | Water | Porous | Wet | R600a | MinimizeLCOE_Brownfield | IgnoreSilica | 172.9667 | 63.9317 | 6.9729 | 4 | 3878.8243 | 4879.6633 | 79.0751 | 99.4785 | 155.5561 | 0 | 274.8433 | 8988009.7757 | 793288.0213 | 9269321.2696 | 9263588.5665 | 0 | 411736.5404 | 0 | 11203118.2276 | 29148215.5527 | 19894256.0507 | 88971534.0044 | 961560.8286 | 18253066.8284 | 18253066.8284 | 1478867.319 | 8182947.8012 | 0 | 108186161.6614 | 136101043.61 | 5623413.2519 | 27.8915 | 3878.8243 | 4879.6633 | 79.0751 | 99.4785
1 | 5000 | 707 | 0.03 | 15 | 15 | 7 | 7.4989e-09 | 5spot_SharedNeighbor | Water | Porous | Wet | R600a | MinimizeLCOE_Brownfield | IgnoreSilica | 173.0593 | 63.9586 | 6.9776 | 4 | 3877.1076 | 4877.2657 | 79.0401 | 99.4297 | 155.5517 | 0 | 270.08 | 8990809.9121 | 793547.6549 | 9272432.4564 | 9267886.4574 | 0 | 409576.1113 | 0 | 11206358.5109 | 29156646.1052 | 19900010.076 | 88997267.2842 | 961560.8286 | 18253066.8284 | 18253066.8284 | 1478867.319 | 8182947.8012 | 0 | 108211894.9412 | 136126776.8899 | 7498942.0933 | 27.9105 | 3877.1076 | 4877.2657 | 79.0401 | 99.4297
1 | 5000 | 707 | 0.03 | 15 | 15 | 7 | 1e-08 | 5spot_SharedNeighbor | Water | Porous | Wet | R600a | MinimizeLCOE_Brownfield | IgnoreSilica | 173.1176 | 63.9756 | 6.9809 | 4 | 3875.8197 | 4875.5074 | 79.0138 | 99.3938 | 155.5489 | 0 | 288.175 | 8992572.191 | 793711.1056 | 9274390.1699 | 9270592.4541 | 0 | 407814.239 | 0 | 11208241.2622 | 29161544.6379 | 19903353.4252 | 89012219.4848 | 961560.8286 | 18253066.8284 | 18253066.8284 | 1478867.319 | 8182947.8012 | 0 | 108226847.1418 | 136141729.0904 | 10000000 | 27.9236 | 3875.8197 | 4875.5074 | 79.0138 | 99.3938
1 | 5100 | 707 | 0.03 | 15 | 15 | 7 | 1e-13 | 5spot_SharedNeighbor | Water | Porous | Wet | R600a | MinimizeLCOE_Brownfield | IgnoreSilica | 0 | 0 | 0 | 0 | [6 empty] | 22.6411 | [19 empty] | 100 | 0
1 | 5100 | 707 | 0.03 | 15 | 15 | 7 | 1.3335e-13 | 5spot_SharedNeighbor | Water | Porous | Wet | R600a | MinimizeLCOE_Brownfield | IgnoreSilica | 0 | 0 | 0 | 0 | [6 empty] | 22.2421 | [19 empty] | 133.3521 | 0
1 | 5100 | 707 | 0.03 | 15 | 15 | 7 | 1.7783e-13 | 5spot_SharedNeighbor | Water | Porous | Wet | R600a | MinimizeLCOE_Brownfield | IgnoreSilica | 1.1424 | 0.22093 | 0.0058334 | 4 | 895146.9566 | 2121423.5033 | 18248.7815 | 43248.0876 | 110.1646 | 0 | 47.947 | 132579.0112 | 8746.4078 | 102702.959 | 65771.7786 | 0 | 69052.2989 | 0 | 147752.4576 | 384421.5866 | 262375.6319 | 1173402.1315 | 961560.8286 | 18752195.8818 | 18752195.8818 | 1478867.319 | 8382599.4226 | 0 | 20887158.842 | 49500821.4654 | 177.8279 | 0.023334 | 895146.9566 | 2121423.5033 | 18248.7815 | 43248.0876
1 | 5100 | 707 | 0.03 | 15 | 15 | 7 | 2.3714e-13 | 5spot_SharedNeighbor | Water | Porous | Wet | R600a | MinimizeLCOE_Brownfield | IgnoreSilica | 1.4862 | 0.33434 | 0.014346 | 4 | 370681.6704 | 869309.2548 | 7556.8472 | 17722.045 | 119.7115 | 0 | 49.726 | 186794.9622 | 13067.9477 | 142104.8604 | 82669.5583 | 0 | 78308.4117 | 0 | 196148.8387 | 510339.0427 | 348316.883 | 1557750.5047 | 961560.8286 | 18752195.8818 | 18752195.8818 | 1478867.319 | 8382599.4226 | 0 | 21271507.2152 | 49885169.8386 | 237.1374 | 0.057385 | 370681.6704 | 869309.2548 | 7556.8472 | 17722.045
1 | 5100 | 707 | 0.03 | 15 | 15 | 7 | 3.1623e-13 | 5spot_SharedNeighbor | Water | Porous | Wet | R600a | MinimizeLCOE_Brownfield | IgnoreSilica | 1.9237 | 0.48838 | 0.027293 | 4 | 199225.352 | 461323.2888 | 4061.4783 | 9404.6992 | 127.8438 | 0 | 331.1958 | 253869.5135 | 18701.6452 | 191344.6923 | 105167.692 | 0 | 88273.8241 | 0 | 256369.3732 | 667020.5204 | 455255.2111 | 2036002.4717 | 961560.8286 | 18752195.8818 | 18752195.8818 | 1478867.319 | 8382599.4226 | 0 | 21749759.1822 | 50363421.8056 | 316.2278 | 0.10917 | 199225.352 | 461323.2888 | 4061.4783 | 9404.6992
1 | 5100 | 707 | 0.03 | 15 | 15 | 7 | 4.217e-13 | 5spot_SharedNeighbor | Water | Porous | Wet | R600a | MinimizeLCOE_Brownfield | IgnoreSilica | 2.5266 | 0.71059 | 0.046894 | 4 | 119362.9489 | 271907.1922 | 2433.3752 | 5543.1959 | 135.0853 | 0 | 435.0641 | 341848.3865 | 26419.9858 | 257003.5736 | 137116.6636 | 0 | 101565.9297 | 0 | 336942.2703 | 876654.671 | 598334.8264 | 2675886.307 | 961560.8286 | 18752195.8818 | 18752195.8818 | 1478867.319 | 8382599.4226 | 0 | 22389643.0175 | 51003305.6409 | 421.6965 | 0.18758 | 119362.9489 | 271907.1922 | 2433.3752 | 5543.1959
1 | 5100 | 707 | 0.03 | 15 | 15 | 7 | 5.6234e-13 | 5spot_SharedNeighbor | Water | Porous | Wet | R600a | MinimizeLCOE_Brownfield | IgnoreSilica | 3.3045 | 1.0048 | 0.074228 | 4 | 78038.0213 | 174408.6758 | 1590.9106 | 3555.5568 | 140.9432 | 0 | 573.0035 | 447692.7674 | 36025.2035 | 337742.2054 | 178168.1317 | 0 | 116430.0942 | 0 | 435262.7768 | 1132464.4606 | 772930.2642 | 3456715.9036 | 961560.8286 | 18752195.8818 | 18752195.8818 | 1478867.319 | 8382599.4226 | 0 | 23170472.6141 | 51784135.2375 | 562.3413 | 0.29691 | 78038.0213 | 174408.6758 | 1590.9106 | 3555.5568
1 | 5100 | 707 | 0.03 | 15 | 15 | 7 | 7.4989e-13 | 5spot_SharedNeighbor | Water | Porous | Wet | R600a | MinimizeLCOE_Brownfield | IgnoreSilica | 4.3406 | 1.4069 | 0.11282 | 4 | 53560.2263 | 116966.0362 | 1091.8977 | 2384.5109 | 145.7482 | 0 | 79.359 | 579829.9534 | 48382.2237 | 440614.0392 | 235447.1116 | 0 | 134681.5524 | 0 | 561192.4033 | 1460107.517 | 996553.3826 | 4456808.1832 | 961560.8286 | 18752195.8818 | 18752195.8818 | 1478867.319 | 8382599.4226 | 0 | 24170564.8937 | 52784227.5171 | 749.8942 | 0.45128 | 53560.2263 | 116966.0362 | 1091.8977 | 2384.5109
1 | 5100 | 707 | 0.03 | 15 | 15 | 7 | 1e-12 | 5spot_SharedNeighbor | Water | Porous | Wet | R600a | MinimizeLCOE_Brownfield | IgnoreSilica | 5.7368 | 1.9563 | 0.16664 | 4 | 38187.1835 | 81114.8995 | 778.4974 | 1653.6369 | 149.6334 | 0 | 85.6075 | 744821.6867 | 64208.8151 | 571902.2373 | 314669.8233 | 0 | 157678.8713 | 0 | 722779.7592 | 1880524.6708 | 1283496.7288 | 5740082.5925 | 961560.8286 | 18752195.8818 | 18752195.8818 | 1478867.319 | 8382599.4226 | 0 | 25453839.3029 | 54067501.9264 | 1000 | 0.66655 | 38187.1835 | 81114.8995 | 778.4974 | 1653.6369
1 | 5100 | 707 | 0.03 | 15 | 15 | 7 | 1.3335e-12 | 5spot_SharedNeighbor | Water | Porous | Wet | R600a | MinimizeLCOE_Brownfield | IgnoreSilica | 7.5764 | 2.6805 | 0.23847 | 4 | 28342.676 | 58340.0595 | 577.8038 | 1189.341 | 152.5681 | 0 | 73.3667 | 942953.8077 | 83462.0203 | 734111.6284 | 418274.0094 | 0 | 185075.6443 | 0 | 921912.0729 | 2398626.1036 | 1637111.6025 | 7321526.8892 | 961560.8286 | 18752195.8818 | 18752195.8818 | 1478867.319 | 8382599.4226 | 0 | 27035283.5996 | 55648946.223 | 1333.5214 | 0.95387 | 28342.676 | 58340.0595 | 577.8038 | 1189.341
1 | 5100 | 707 | 0.03 | 15 | 15 | 7 | 1.7783e-12 | 5spot_SharedNeighbor | Water | Porous | Wet | R600a | MinimizeLCOE_Brownfield | IgnoreSilica | 10.0164 | 3.6548 | 0.33644 | 4 | 21567.0428 | 42829.2153 | 439.6733 | 873.1315 | 155.0603 | 0 | 89.4058 | 1186691.9419 | 107398.8318 | 939034.6157 | 554886.4696 | 0 | 217937.1963 | 0 | 1172320.1316 | 3050136.5064 | 2081780.8397 | 9310186.533 | 961560.8286 | 18752195.8818 | 18752195.8818 | 1478867.319 | 8382599.4226 | 0 | 29023943.2434 | 57637605.8669 | 1778.2794 | 1.3458 | 21567.0428 | 42829.2153 | 439.6733 | 873.1315
1 | 5100 | 707 | 0.03 | 15 | 15 | 7 | 2.3714e-12 | 5spot_SharedNeighbor | Water | Porous | Wet | R600a | MinimizeLCOE_Brownfield | IgnoreSilica | 13.2736 | 5.0368 | 0.46693 | 4 | 16918.2638 | 32238.4657 | 344.9017 | 657.2247 | 156.903 | 0 | 105.7277 | 1485970.5181 | 134130.7911 | 1213854.0808 | 742675.842 | 0 | 260516.2121 | 0 | 1496487.5032 | 3893553.5115 | 2657430.2761 | 11884618.7349 | 961560.8286 | 18752195.8818 | 18752195.8818 | 1478867.319 | 8382599.4226 | 0 | 31598375.4453 | 60212038.0688 | 2371.3737 | 1.8677 | 16918.2638 | 32238.4657 | 344.9017 | 657.2247
1 | 5100 | 707 | 0.03 | 15 | 15 | 7 | 3.1623e-12 | 5spot_SharedNeighbor | Water | Porous | Wet | R600a | MinimizeLCOE_Brownfield | IgnoreSilica | 17.6005 | 6.8489 | 0.63872 | 4 | 13607.5372 | 24807.1078 | 277.4081 | 505.7264 | 158.3174 | 0 | 86.1528 | 1845605.1046 | 166407.2124 | 1552142.3672 | 983873.3334 | 0 | 311759.2624 | 0 | 1895317.0392 | 4931226.153 | 3365663.176 | 15051993.6483 | 961560.8286 | 18752195.8818 | 18752195.8818 | 1478867.319 | 8382599.4226 | 0 | 34765750.3587 | 63379412.9822 | 3162.2777 | 2.5549 | 13607.5372 | 24807.1078 | 277.4081 | 505.7264
1 | 5100 | 707 | 0.03 | 15 | 15 | 7 | 4.217e-12 | 5spot_SharedNeighbor | Water | Porous | Wet | R600a | MinimizeLCOE_Brownfield | IgnoreSilica | 23.3273 | 9.2498 | 0.86618 | 4 | 11176.5255 | 19435.0932 | 227.8486 | 396.2107 | 159.3959 | 0 | 99.6429 | 2281633.9547 | 205365.5233 | 1973957.1203 | 1302873.9223 | 0 | 373808.9467 | 0 | 2393679.3922 | 6227862.7674 | 4250644.3085 | 19009825.9354 | 961560.8286 | 18752195.8818 | 18752195.8818 | 1478867.319 | 8382599.4226 | 0 | 38723582.6458 | 67337245.2692 | 4216.965 | 3.4647 | 11176.5255 | 19435.0932 | 227.8486 | 396.2107
1 | 5100 | 707 | 0.03 | 15 | 15 | 7 | 5.6234e-12 | 5spot_SharedNeighbor | Water | Porous | Wet | R600a | MinimizeLCOE_Brownfield | IgnoreSilica | 30.8789 | 12.4166 | 1.1662 | 4 | 9359.9745 | 15493.9223 | 190.8157 | 315.8646 | 160.2157 | 0 | 100.7683 | 2809468.7047 | 252369.9564 | 2498244.7897 | 1723381.6441 | 0 | 448768.2739 | 0 | 3015571.0138 | 7845897.1994 | 5354986.0556 | 23948687.6377 | 961560.8286 | 18752195.8818 | 18752195.8818 | 1478867.319 | 8382599.4226 | 0 | 43662444.3481 | 72276106.9715 | 5623.4133 | 4.6648 | 9359.9745 | 15493.9223 | 190.8157 | 315.8646
1 | 5100 | 707 | 0.03 | 15 | 15 | 7 | 7.4989e-12 | 5spot_SharedNeighbor | Water | Porous | Wet | R600a | MinimizeLCOE_Brownfield | IgnoreSilica | 40.7669 | 16.5639 | 1.559 | 4 | 7985.423 | 12573.9227 | 162.7936 | 256.3364 | 160.8353 | 0 | 102.3302 | 3445177.2656 | 308781.4191 | 3146043.4156 | 2273876.8266 | 0 | 538905.2856 | 0 | 3787985.8429 | 9855562.1405 | 6726623.6725 | 30082955.8685 | 961560.8286 | 18752195.8818 | 18752195.8818 | 1478867.319 | 8382599.4226 | 0 | 49796712.5789 | 78410375.2024 | 7498.9421 | 6.236 | 7985.423 | 12573.9227 | 162.7936 | 256.3364
1 | 5100 | 707 | 0.03 | 15 | 15 | 7 | 1e-11 | 5spot_SharedNeighbor | Water | Porous | Wet | R600a | MinimizeLCOE_Brownfield | IgnoreSilica | 53.5442 | 21.9163 | 2.0655 | 4 | 6938.6923 | 10402.0188 | 141.4546 | 212.0592 | 161.2799 | 0 | 112.716 | 4201425.0052 | 375642.0309 | 3935937.2348 | 2984831.1348 | 0 | 646160.4592 | 0 | 4736158.3873 | 12322512.6041 | 8410368.0546 | 37613034.9109 | 961560.8286 | 18752195.8818 | 18752195.8818 | 1478867.319 | 8382599.4226 | 0 | 57326791.6213 | 85940454.2448 | 10000 | 8.2619 | 6938.6923 | 10402.0188 | 141.4546 | 212.0592
1 | 5100 | 707 | 0.03 | 15 | 15 | 7 | 1.3335e-11 | 5spot_SharedNeighbor | Water | Porous | Wet | R600a | MinimizeLCOE_Brownfield | IgnoreSilica | 69.681 | 28.6259 | 2.6989 | 4 | 6145.7883 | 8796.2422 | 125.2902 | 179.3233 | 161.5025 | 0 | 99.6878 | 5078185.825 | 452864.6195 | 4873506.5025 | 3880851.9813 | 0 | 771381.123 | 0 | 5872148.12 | 15278124.865 | 10427634.1545 | 46634697.1908 | 961560.8286 | 18752195.8818 | 18752195.8818 | 1478867.319 | 8382599.4226 | 0 | 66348453.9012 | 94962116.5246 | 13335.2143 | 10.7958 | 6145.7883 | 8796.2422 | 125.2902 | 179.3233
1 | 5100 | 707 | 0.03 | 15 | 15 | 7 | 1.7783e-11 | 5spot_SharedNeighbor | Water | Porous | Wet | R600a | MinimizeLCOE_Brownfield | IgnoreSilica | 89.3495 | 36.6362 | 3.451 | 4 | 5558.1534 | 7631.0193 | 113.3105 | 155.5687 | 161.3866 | 0 | 123.231 | 6051127.5946 | 538237.5957 | 5936934.7853 | 4966987.3383 | 0 | 913509.3347 | 0 | 7178650.6929 | 18677376.5593 | 12747693.2834 | 57010517.1842 | 961560.8286 | 18752195.8818 | 18752195.8818 | 1478867.319 | 8382599.4226 | 0 | 76724273.8946 | 105337936.518 | 17782.7941 | 13.8039 | 5558.1534 | 7631.0193 | 113.3105 | 155.5687
1 | 5100 | 707 | 0.03 | 15 | 15 | 7 | 2.3714e-11 | 5spot_SharedNeighbor | Water | Porous | Wet | R600a | MinimizeLCOE_Brownfield | IgnoreSilica | 107.1781 | 43.6543 | 4.1598 | 4 | 5135.088 | 6854.7324 | 104.6857 | 139.743 | 160.9822 | 0 | 140.8138 | 6854354.7647 | 608493.1277 | 6830548.6718 | 5942951.1176 | 0 | 985828.8248 | 0 | 8276648.8376 | 21534142.5012 | 14697494.7395 | 65730462.5849 | 961560.8286 | 18752195.8818 | 18752195.8818 | 1478867.319 | 8382599.4226 | 0 | 85444219.2953 | 114057881.9187 | 23713.7371 | 16.6393 | 5135.088 | 6854.7324 | 104.6857 | 139.743
1 | 5100 | 707 | 0.03 | 15 | 15 | 7 | 3.1623e-11 | 5spot_SharedNeighbor | Water | Porous | Wet | R600a | MinimizeLCOE_Brownfield | IgnoreSilica | 118.7586 | 48.056 | 4.703 | 4 | 4814.7321 | 6335.7698 | 98.1548 | 129.1632 | 160.5912 | 0 | 161.9389 | 7339284.3986 | 650818.2308 | 7376182.0544 | 6570647.5075 | 0 | 941616.3991 | 0 | 8922633.9503 | 23214863.2548 | 15844621.1891 | 70860666.9847 | 961560.8286 | 18752195.8818 | 18752195.8818 | 1478867.319 | 8382599.4226 | 0 | 90574423.6951 | 119188086.3185 | 31622.7766 | 18.8119 | 4814.7321 | 6335.7698 | 98.1548 | 129.1632
1 | 5100 | 707 | 0.03 | 15 | 15 | 7 | 4.217e-11 | 5spot_SharedNeighbor | Water | Porous | Wet | R600a | MinimizeLCOE_Brownfield | IgnoreSilica | 128.9307 | 51.81 | 5.1901 | 4 | 4569.1548 | 5947.4337 | 93.1484 | 121.2465 | 160.1772 | 0 | 213.4909 | 7742965.3637 | 686003.3254 | 7833661.1627 | 7118065.1943 | 0 | 880752.7568 | 0 | 9461964.6431 | 24618091.0856 | 16802353.0171 | 75143856.5487 | 961560.8286 | 18752195.8818 | 18752195.8818 | 1478867.319 | 8382599.4226 | 0 | 94857613.2592 | 123471275.8826 | 42169.6503 | 20.7604 | 4569.1548 | 5947.4337 | 93.1484 | 121.2465
1 | 5100 | 707 | 0.03 | 15 | 15 | 7 | 5.6234e-11 | 5spot_SharedNeighbor | Water | Porous | Wet | R600a | MinimizeLCOE_Brownfield | IgnoreSilica | 139.7413 | 55.7043 | 5.6701 | 4 | 4380.4273 | 5642.0251 | 89.3009 | 115.0203 | 159.7043 | 0 | 227.8827 | 8153048.4934 | 721703.2631 | 8301273.5083 | 7695879.6063 | 0 | 840068.1432 | 0 | 10027669.4756 | 26089939.0176 | 17806919.4742 | 79636500.9816 | 961560.8286 | 18752195.8818 | 18752195.8818 | 1478867.319 | 8382599.4226 | 0 | 99350257.6921 | 127963920.3155 | 56234.1325 | 22.6805 | 4380.4273 | 5642.0251 | 89.3009 | 115.0203
1 | 5100 | 707 | 0.03 | 15 | 15 | 7 | 7.4989e-11 | 5spot_SharedNeighbor | Water | Porous | Wet | R600a | MinimizeLCOE_Brownfield | IgnoreSilica | 147.3714 | 58.4166 | 6.0422 | 4 | 4234.5894 | 5418.4918 | 86.3278 | 110.4633 | 159.3768 | 0 | 205.5828 | 8433860.6095 | 746125.2606 | 8623082.1341 | 8102210.9392 | 0 | 773767.097 | 0 | 10404827.9558 | 27071228.0172 | 18476669.3799 | 82631771.3932 | 961560.8286 | 18752195.8818 | 18752195.8818 | 1478867.319 | 8382599.4226 | 0 | 102345528.1037 | 130959190.7271 | 74989.4209 | 24.1689 | 4234.5894 | 5418.4918 | 86.3278 | 110.4633
1 | 5100 | 707 | 0.03 | 15 | 15 | 7 | 1e-10 | 5spot_SharedNeighbor | Water | Porous | Wet | R600a | MinimizeLCOE_Brownfield | IgnoreSilica | 153.4855 | 60.552 | 6.3454 | 4 | 4123.5691 | 5250.902 | 84.0645 | 107.0467 | 159.1015 | 0 | 239.8385 | 8652353.6868 | 765114.2031 | 8874344.0186 | 8426533.3826 | 0 | 709043.0997 | 0 | 10696681.4724 | 27830571.0001 | 18994936.5686 | 84949577.4318 | 961560.8286 | 18752195.8818 | 18752195.8818 | 1478867.319 | 8382599.4226 | 0 | 104663334.1422 | 133276996.7656 | 100000 | 25.3817 | 4123.5691 | 5250.902 | 84.0645 | 107.0467
1 | 5100 | 707 | 0.03 | 15 | 15 | 7 | 1.3335e-10 | 5spot_SharedNeighbor | Water | Porous | Wet | R600a | MinimizeLCOE_Brownfield | IgnoreSilica | 158.2649 | 62.1961 | 6.5864 | 4 | 4039.2586 | 5125.354 | 82.3458 | 104.4873 | 158.8787 | 0 | 266.5726 | 8819097.8963 | 779598.096 | 9066596.0547 | 8678799.4895 | 0 | 649191.2611 | 0 | 10917380.2911 | 28404784.0547 | 19386848.7773 | 86702295.9206 | 961560.8286 | 18752195.8818 | 18752195.8818 | 1478867.319 | 8382599.4226 | 0 | 106416052.6311 | 135029715.2545 | 133352.1432 | 26.3454 | 4039.2586 | 5125.354 | 82.3458 | 104.4873
1 | 5100 | 707 | 0.03 | 15 | 15 | 7 | 1.7783e-10 | 5spot_SharedNeighbor | Water | Porous | Wet | R600a | MinimizeLCOE_Brownfield | IgnoreSilica | 161.9191 | 63.4379 | 6.7739 | 4 | 3975.3571 | 5031.3823 | 81.043 | 102.5715 | 158.704 | 0 | 247.7649 | 8944208.1628 | 790461.275 | 9211124.2948 | 8870863.2645 | 0 | 595942.9433 | 0 | 11080913.9768 | 28830265.1596 | 19677248.3741 | 88001027.4509 | 961560.8286 | 18752195.8818 | 18752195.8818 | 1478867.319 | 8382599.4226 | 0 | 107714784.1613 | 136328446.7847 | 177827.941 | 27.0956 | 3975.3571 | 5031.3823 | 81.043 | 102.5715
1 | 5100 | 707 | 0.03 | 15 | 15 | 7 | 2.3714e-10 | 5spot_SharedNeighbor | Water | Porous | Wet | R600a | MinimizeLCOE_Brownfield | IgnoreSilica | 164.6787 | 64.3672 | 6.918 | 4 | 3927.0045 | 4961.027 | 80.0573 | 101.1372 | 158.5697 | 0 | 271.853 | 9037382.1415 | 798549.1138 | 9318912.8964 | 9015616.5495 | 0 | 550159.9733 | 0 | 11201042.063 | 29142813.7983 | 19890569.2423 | 88955045.778 | 961560.8286 | 18752195.8818 | 18752195.8818 | 1478867.319 | 8382599.4226 | 0 | 108668802.4885 | 137282465.1119 | 237137.3706 | 27.6722 | 3927.0045 | 4961.027 | 80.0573 | 101.1372
1 | 5100 | 707 | 0.03 | 15 | 15 | 7 | 3.1623e-10 | 5spot_SharedNeighbor | Water | Porous | Wet | R600a | MinimizeLCOE_Brownfield | IgnoreSilica | 166.7445 | 65.058 | 7.0278 | 4 | 3890.4657 | 4908.346 | 79.3124 | 100.0633 | 158.4678 | 0 | 285.3257 | 9106395.0509 | 804538.4022 | 9398834.2627 | 9123805.9734 | 0 | 511826.7007 | 0 | 11288706.1521 | 29370897.7756 | 20046241.2435 | 89651245.5611 | 961560.8286 | 18752195.8818 | 18752195.8818 | 1478867.319 | 8382599.4226 | 0 | 109365002.2715 | 137978664.8949 | 316227.766 | 28.111 | 3890.4657 | 4908.346 | 79.3124 | 100.0633
1 | 5100 | 707 | 0.03 | 15 | 15 | 7 | 4.217e-10 | 5spot_SharedNeighbor | Water | Porous | Wet | R600a | MinimizeLCOE_Brownfield | IgnoreSilica | 168.2649 | 65.5637 | 7.1102 | 4 | 3862.8862 | 4868.9608 | 78.7502 | 99.2604 | 158.3921 | 0 | 296.0153 | 9156790.0807 | 808911.2521 | 9457239.534 | 9203345.3497 | 0 | 480204.7718 | 0 | 11351531.4854 | 29534356.4057 | 20157805.1172 | 90150183.9964 | 961560.8286 | 18752195.8818 | 18752195.8818 | 1478867.319 | 8382599.4226 | 0 | 109863940.7068 | 138477603.3302 | 421696.5034 | 28.4409 | 3862.8862 | 4868.9608 | 78.7502 | 99.2604
1 | 5100 | 707 | 0.03 | 15 | 15 | 7 | 5.6234e-10 | 5spot_SharedNeighbor | Water | Porous | Wet | R600a | MinimizeLCOE_Brownfield | IgnoreSilica | 169.3929 | 65.9374 | 7.1723 | 4 | 3842.0906 | 4839.4593 | 78.3262 | 98.6589 | 158.3355 | 0 | 259.9574 | 9193960.6766 | 812136.2299 | 9500342.3561 | 9262305.55 | 0 | 454748.1427 | 0 | 11397162.2525 | 29653078.3016 | 20238835.2507 | 90512568.76 | 961560.8286 | 18752195.8818 | 18752195.8818 | 1478867.319 | 8382599.4226 | 0 | 110226325.4704 | 138839988.0939 | 562341.3252 | 28.6892 | 3842.0906 | 4839.4593 | 78.3262 | 98.6589
1 | 5100 | 707 | 0.03 | 15 | 15 | 7 | 7.4989e-10 | 5spot_SharedNeighbor | Water | Porous | Wet | R600a | MinimizeLCOE_Brownfield | IgnoreSilica | 170.2212 | 66.2111 | 7.2187 | 4 | 3826.4249 | 4817.3869 | 78.0068 | 98.2089 | 158.2937 | 0 | 278.7823 | 9221137.161 | 814493.9058 | 9531868.9022 | 9305573.3038 | 0 | 434454.4909 | 0 | 11429935.8279 | 29738348.4219 | 20297033.8599 | 90772845.8736 | 961560.8286 | 18752195.8818 | 18752195.8818 | 1478867.319 | 8382599.4226 | 0 | 110486602.584 | 139100265.2074 | 749894.2093 | 28.8746 | 3826.4249 | 4817.3869 | 78.0068 | 98.2089
1 | 5100 | 707 | 0.03 | 15 | 15 | 7 | 1e-09 | 5spot_SharedNeighbor | Water | Porous | Wet | R600a | MinimizeLCOE_Brownfield | IgnoreSilica | 170.8324 | 66.4125 | 7.2533 | 4 | 3814.6332 | 4800.8581 | 77.7665 | 97.872 | 158.2628 | 0 | 272.6197 | 9241127.3675 | 816228.0352 | 9555065.7876 | 9337487.6807 | 0 | 418508.8287 | 0 | 11453682.9029 | 29800133.4399 | 20339203.4043 | 90961437.4468 | 961560.8286 | 18752195.8818 | 18752195.8818 | 1478867.319 | 8382599.4226 | 0 | 110675194.1573 | 139288856.7807 | 1000000 | 29.0133 | 3814.6332 | 4800.8581 | 77.7665 | 97.872
1 | 5100 | 707 | 0.03 | 15 | 15 | 7 | 1.3335e-09 | 5spot_SharedNeighbor | Water | Porous | Wet | R600a | MinimizeLCOE_Brownfield | IgnoreSilica | 171.283 | 66.5608 | 7.2792 | 4 | 3805.7639 | 4788.482 | 77.5856 | 97.6197 | 158.2399 | 0 | 322.934 | 9255826.7244 | 817503.1317 | 9572126.8312 | 9361003.3984 | 0 | 406089.3278 | 0 | 11470894.2713 | 29844913.8898 | 20369766.9815 | 91098124.556 | 961560.8286 | 18752195.8818 | 18752195.8818 | 1478867.319 | 8382599.4226 | 0 | 110811881.2665 | 139425543.8899 | 1333521.4322 | 29.1169 | 3805.7639 | 4788.482 | 77.5856 | 97.6197
1 | 5100 | 707 | 0.03 | 15 | 15 | 7 | 1.7783e-09 | 5spot_SharedNeighbor | Water | Porous | Wet | R600a | MinimizeLCOE_Brownfield | IgnoreSilica | 171.5971 | 66.664 | 7.298 | 4 | 3799.0968 | 4779.2835 | 77.4497 | 97.4322 | 158.2239 | 0 | 328.4106 | 9266055.8661 | 818390.4304 | 9584001.3085 | 9377394.4168 | 0 | 396267.3862 | 0 | 11482422.6692 | 29874908.4164 | 20390238.8622 | 91189679.3559 | 961560.8286 | 18752195.8818 | 18752195.8818 | 1478867.319 | 8382599.4226 | 0 | 110903436.0663 | 139517098.6898 | 1778279.41 | 29.1921 | 3799.0968 | 4779.2835 | 77.4497 | 97.4322
1 | 5100 | 707 | 0.03 | 15 | 15 | 7 | 2.3714e-09 | 5spot_SharedNeighbor | Water | Porous | Wet | R600a | MinimizeLCOE_Brownfield | IgnoreSilica | 171.8406 | 66.744 | 7.3124 | 4 | 3794.0876 | 4772.3503 | 77.3476 | 97.2908 | 158.2115 | 0 | 329.0351 | 9273978.3723 | 819077.6303 | 9593199.181 | 9390101.7327 | 0 | 388870.1872 | 0 | 11491438.5704 | 29898365.942 | 20406249.1054 | 91261280.7213 | 961560.8286 | 18752195.8818 | 18752195.8818 | 1478867.319 | 8382599.4226 | 0 | 110975037.4318 | 139588700.0552 | 2371373.7057 | 29.2495 | 3794.0876 | 4772.3503 | 77.3476 | 97.2908
1 | 5100 | 707 | 0.03 | 15 | 15 | 7 | 3.1623e-09 | 5spot_SharedNeighbor | Water | Porous | Wet | R600a | MinimizeLCOE_Brownfield | IgnoreSilica | 172.0186 | 66.8024 | 7.323 | 4 | 3790.3257 | 4767.1657 | 77.2709 | 97.1851 | 158.2024 | 0 | 325.7862 | 9279761.9467 | 819579.2899 | 9599914.3733 | 9399386.342 | 0 | 383190.4389 | 0 | 11497914.6324 | 29915215.3269 | 20417749.1568 | 91312711.5067 | 961560.8286 | 18752195.8818 | 18752195.8818 | 1478867.319 | 8382599.4226 | 0 | 111026468.2172 | 139640130.8406 | 3162277.6602 | 29.2921 | 3790.3257 | 4767.1657 | 77.2709 | 97.1851
1 | 5100 | 707 | 0.03 | 15 | 15 | 7 | 4.217e-09 | 5spot_SharedNeighbor | Water | Porous | Wet | R600a | MinimizeLCOE_Brownfield | IgnoreSilica | 172.165 | 66.8504 | 7.3314 | 4 | 3787.5014 | 4763.2278 | 77.2133 | 97.1048 | 158.1949 | 0 | 329.2996 | 9284514.6107 | 819991.5241 | 9605432.9607 | 9407019.0025 | 0 | 379045.7919 | 0 | 11503441.5171 | 29929595.1471 | 20427563.6796 | 91356604.2337 | 961560.8286 | 18752195.8818 | 18752195.8818 | 1478867.319 | 8382599.4226 | 0 | 111070360.9441 | 139684023.5675 | 4216965.0343 | 29.3255 | 3787.5014 | 4763.2278 | 77.2133 | 97.1048
1 | 5100 | 707 | 0.03 | 15 | 15 | 7 | 5.6234e-09 | 5spot_SharedNeighbor | Water | Porous | Wet | R600a | MinimizeLCOE_Brownfield | IgnoreSilica | 172.2498 | 66.8782 | 7.3369 | 4 | 3785.3816 | 4760.3669 | 77.1701 | 97.0465 | 158.1906 | 0 | 299.6586 | 9287266.7137 | 820230.2323 | 9608628.7336 | 9411443.7552 | 0 | 375606.1428 | 0 | 11506238.4753 | 29936872.2587 | 20432530.4578 | 91378816.7694 | 961560.8286 | 18752195.8818 | 18752195.8818 | 1478867.319 | 8382599.4226 | 0 | 111092573.4799 | 139706236.1033 | 5623413.2519 | 29.3478 | 3785.3816 | 4760.3669 | 77.1701 | 97.0465
1 | 5100 | 707 | 0.03 | 15 | 15 | 7 | 7.4989e-09 | 5spot_SharedNeighbor | Water | Porous | Wet | R600a | MinimizeLCOE_Brownfield | IgnoreSilica | 172.3398 | 66.9077 | 7.3419 | 4 | 3783.7909 | 4758.1222 | 77.1377 | 97.0008 | 158.186 | 0 | 324.138 | 9290188.3586 | 820483.6441 | 9612021.5011 | 9416138.5361 | 0 | 373337.8244 | 0 | 11509746.2471 | 29945998.7613 | 20438759.4833 | 91406674.356 | 961560.8286 | 18752195.8818 | 18752195.8818 | 1478867.319 | 8382599.4226 | 0 | 111120431.0665 | 139734093.6899 | 7498942.0933 | 29.3675 | 3783.7909 | 4758.1222 | 77.1377 | 97.0008
1 | 5100 | 707 | 0.03 | 15 | 15 | 7 | 1e-08 | 5spot_SharedNeighbor | Water | Porous | Wet | R600a | MinimizeLCOE_Brownfield | IgnoreSilica | 172.3935 | 66.9253 | 7.3452 | 4 | 3782.5974 | 4756.4901 | 77.1134 | 96.9675 | 158.1832 | 0 | 318.9308 | 9291930.0901 | 820634.7141 | 9614044.1501 | 9418939.6063 | 0 | 371458.5563 | 0 | 11511632.7756 | 29950907.1216 | 20442109.5401 | 91421656.5541 | 961560.8286 | 18752195.8818 | 18752195.8818 | 1478867.319 | 8382599.4226 | 0 | 111135413.2646 | 139749075.888 | 10000000 | 29.3807 | 3782.5974 | 4756.4901 | 77.1134 | 96.9675
1 | 5200 | 707 | 0.03 | 15 | 15 | 7 | 1e-13 | 5spot_SharedNeighbor | Water | Porous | Wet | R600a | MinimizeLCOE_Brownfield | IgnoreSilica | 0 | 0 | 0 | 0 | [6 empty] | 22.3572 | [19 empty] | 100 | 0
1 | 5200 | 707 | 0.03 | 15 | 15 | 7 | 1.3335e-13 | 5spot_SharedNeighbor | Water | Porous | Wet | R600a | MinimizeLCOE_Brownfield | IgnoreSilica | 0 | 0 | 0 | 0 | [6 empty] | 22.4564 | [19 empty] | 133.3521 | 0
1 | 5200 | 707 | 0.03 | 15 | 15 | 7 | 1.7783e-13 | 5spot_SharedNeighbor | Water | Porous | Wet | R600a | MinimizeLCOE_Brownfield | IgnoreSilica | 1.1619 | 0.23122 | 0.0069519 | 4 | 770538.8406 | 1824944.7416 | 15708.4765 | 37203.967 | 111.9108 | 0 | 52.184 | 138298.6445 | 9219.3727 | 106381.5828 | 67110.9528 | 0 | 69076.8292 | 0 | 152134.079 | 395821.6665 | 270156.4207 | 1208199.5482 | 961560.8286 | 19257185.0261 | 19257185.0261 | 1478867.319 | 8584595.0803 | 0 | 21426945.4029 | 50747592.8283 | 177.8279 | 0.027808 | 770538.8406 | 1824944.7416 | 15708.4765 | 37203.967
1 | 5200 | 707 | 0.03 | 15 | 15 | 7 | 2.3714e-13 | 5spot_SharedNeighbor | Water | Porous | Wet | R600a | MinimizeLCOE_Brownfield | IgnoreSilica | 1.5102 | 0.34977 | 0.016222 | 4 | 336346.6396 | 788216.1614 | 6856.8812 | 16068.8526 | 121.6212 | 0 | 57.556 | 194787.3182 | 13787.6938 | 147131.3888 | 84576.9083 | 0 | 78214.6937 | 0 | 202214.2211 | 526119.9234 | 359087.6584 | 1605919.8057 | 961560.8286 | 19257185.0261 | 19257185.0261 | 1478867.319 | 8584595.0803 | 0 | 21824665.6604 | 51145313.0858 | 237.1374 | 0.064887 | 336346.6396 | 788216.1614 | 6856.8812 | 16068.8526
1 | 5200 | 707 | 0.03 | 15 | 15 | 7 | 3.1623e-13 | 5spot_SharedNeighbor | Water | Porous | Wet | R600a | MinimizeLCOE_Brownfield | IgnoreSilica | 1.982 | 0.5215 | 0.030849 | 4 | 181166.4256 | 418782.6551 | 3693.3226 | 8537.4509 | 130.3286 | 0 | 336.9471 | 269145.7234 | 20146.0129 | 201308.6556 | 109386.8312 | 0 | 89746.327 | 0 | 268996.0845 | 699872.6333 | 477677.4532 | 2136279.7212 | 961560.8286 | 19257185.0261 | 19257185.0261 | 1478867.319 | 8584595.0803 | 0 | 22355025.5759 | 51675673.0013 | 316.2278 | 0.12339 | 181166.4256 | 418782.6551 | 3693.3226 | 8537.4509
1 | 5200 | 707 | 0.03 | 15 | 15 | 7 | 4.217e-13 | 5spot_SharedNeighbor | Water | Porous | Wet | R600a | MinimizeLCOE_Brownfield | IgnoreSilica | 2.5849 | 0.75086 | 0.051939 | 4 | 110733.8343 | 251862.8148 | 2257.459 | 5134.5641 | 137.4781 | 0 | 451.0465 | 359409.0728 | 28227.3312 | 268151.9014 | 141780.7999 | 0 | 102283.8033 | 0 | 350942.6343 | 913080.7463 | 623196.3713 | 2787072.6604 | 961560.8286 | 19257185.0261 | 19257185.0261 | 1478867.319 | 8584595.0803 | 0 | 23005818.5151 | 52326465.9405 | 421.6965 | 0.20776 | 110733.8343 | 251862.8148 | 2257.459 | 5134.5641
1 | 5200 | 707 | 0.03 | 15 | 15 | 7 | 5.6234e-13 | 5spot_SharedNeighbor | Water | Porous | Wet | R600a | MinimizeLCOE_Brownfield | IgnoreSilica | 3.3823 | 1.0635 | 0.081971 | 4 | 72677.3288 | 162100.782 | 1481.6257 | 3304.6437 | 143.4353 | 0 | 586.9033 | 471555.7218 | 38653.9186 | 352807.301 | 185546.641 | 0 | 117337.5098 | 0 | 454701.426 | 1183039.8383 | 807448.9987 | 3611091.3552 | 961560.8286 | 19257185.0261 | 19257185.0261 | 1478867.319 | 8584595.0803 | 0 | 23829837.2099 | 53150484.6353 | 562.3413 | 0.32789 | 72677.3288 | 162100.782 | 1481.6257 | 3304.6437
1 | 5200 | 707 | 0.03 | 15 | 15 | 7 | 7.4989e-13 | 5spot_SharedNeighbor | Water | Porous | Wet | R600a | MinimizeLCOE_Brownfield | IgnoreSilica | 4.4332 | 1.4854 | 0.12396 | 4 | 50158.2048 | 109289.8435 | 1022.5428 | 2228.0213 | 148.2766 | 0 | 78.107 | 609984.8476 | 51970.4529 | 459294.9153 | 245525.7721 | 0 | 135325.8348 | 0 | 585819.7109 | 1524182.7196 | 1040286.0249 | 4652390.2782 | 961560.8286 | 19257185.0261 | 19257185.0261 | 1478867.319 | 8584595.0803 | 0 | 24871136.1329 | 54191783.5583 | 749.8942 | 0.49585 | 50158.2048 | 109289.8435 | 1022.5428 | 2228.0213
1 | 5200 | 707 | 0.03 | 15 | 15 | 7 | 1e-12 | 5spot_SharedNeighbor | Water | Porous | Wet | R600a | MinimizeLCOE_Brownfield | IgnoreSilica | 5.8559 | 2.0631 | 0.1826 | 4 | 35886.6222 | 76030.612 | 731.5973 | 1549.9869 | 152.2155 | 0 | 68.0213 | 783508.7009 | 69167.5778 | 595532.5399 | 328236.7989 | 0 | 158292.8476 | 0 | 754548.0014 | 1963179.1206 | 1339910.0891 | 5992375.6763 | 961560.8286 | 19257185.0261 | 19257185.0261 | 1478867.319 | 8584595.0803 | 0 | 26211121.531 | 55531768.9564 | 1000 | 0.73039 | 35886.6222 | 76030.612 | 731.5973 | 1549.9869
1 | 5200 | 707 | 0.03 | 15 | 15 | 7 | 1.3335e-12 | 5spot_SharedNeighbor | Water | Porous | Wet | R600a | MinimizeLCOE_Brownfield | IgnoreSilica | 7.7294 | 2.8289 | 0.26023 | 4 | 26761.2195 | 54928.9095 | 545.5637 | 1119.8001 | 155.1773 | 0 | 104.8651 | 990984.4599 | 89694.5333 | 765091.952 | 434464.5934 | 0 | 185775.4673 | 0 | 961744.2923 | 2502261.3678 | 1707844.7998 | 7637861.4659 | 961560.8286 | 19257185.0261 | 19257185.0261 | 1478867.319 | 8584595.0803 | 0 | 27856607.3206 | 57177254.7461 | 1333.5214 | 1.0409 | 26761.2195 | 54928.9095 | 545.5637 | 1119.8001
1 | 5200 | 707 | 0.03 | 15 | 15 | 7 | 1.7783e-12 | 5spot_SharedNeighbor | Water | Porous | Wet | R600a | MinimizeLCOE_Brownfield | IgnoreSilica | 10.2138 | 3.9331 | 0.36593 | 4 | 20494.7587 | 40526.5412 | 417.8134 | 826.1884 | 157.7271 | 0 | 84.9735 | 1248793.6881 | 112862.295 | 995908.0595 | 579425.5496 | 0 | 220505.4114 | 0 | 1231423.0514 | 3203910.1802 | 2186734.5317 | 9779562.7669 | 961560.8286 | 19257185.0261 | 19257185.0261 | 1478867.319 | 8584595.0803 | 0 | 29998308.6216 | 59318956.047 | 1778.2794 | 1.4637 | 20494.7587 | 40526.5412 | 417.8134 | 826.1884
1 | 5200 | 707 | 0.03 | 15 | 15 | 7 | 2.3714e-12 | 5spot_SharedNeighbor | Water | Porous | Wet | R600a | MinimizeLCOE_Brownfield | IgnoreSilica | 13.5442 | 5.3899 | 0.50498 | 4 | 16161.0981 | 30676.7764 | 329.4658 | 625.3876 | 159.6056 | 0 | 95.307 | 1558870.6963 | 140716.2692 | 1281444.3302 | 767303.6143 | 0 | 263455.97 | 0 | 1564598.4432 | 4070764.2059 | 2778380.2164 | 12425533.7455 | 961560.8286 | 19257185.0261 | 19257185.0261 | 1478867.319 | 8584595.0803 | 0 | 32644279.6002 | 61964927.0256 | 2371.3737 | 2.0199 | 16161.0981 | 30676.7764 | 329.4658 | 625.3876
1 | 5200 | 707 | 0.03 | 15 | 15 | 7 | 3.1623e-12 | 5spot_SharedNeighbor | Water | Porous | Wet | R600a | MinimizeLCOE_Brownfield | IgnoreSilica | 17.9365 | 7.3124 | 0.68879 | 4 | 13040.6356 | 23682.7206 | 265.851 | 482.8043 | 161.0379 | 0 | 68.9412 | 1932843.3407 | 174211.9177 | 1635614.4669 | 1014854.5265 | 0 | 314805.7443 | 0 | 1978208.6985 | 5146893.2471 | 3512860.3992 | 15710292.3409 | 961560.8286 | 19257185.0261 | 19257185.0261 | 1478867.319 | 8584595.0803 | 0 | 35929038.1956 | 65249685.6211 | 3162.2777 | 2.7552 | 13040.6356 | 23682.7206 | 265.851 | 482.8043
1 | 5200 | 707 | 0.03 | 15 | 15 | 7 | 4.217e-12 | 5spot_SharedNeighbor | Water | Porous | Wet | R600a | MinimizeLCOE_Brownfield | IgnoreSilica | 23.7754 | 9.8688 | 0.93297 | 4 | 10732.5529 | 18589.3882 | 218.7976 | 378.9698 | 162.1361 | 0 | 84.691 | 2388467.8325 | 214892.4037 | 2078952.6736 | 1343666.907 | 0 | 377658.2531 | 0 | 2497418.8472 | 6497771.5494 | 4434862.5983 | 19833691.0648 | 961560.8286 | 19257185.0261 | 19257185.0261 | 1478867.319 | 8584595.0803 | 0 | 40052436.9195 | 69373084.3449 | 4216.965 | 3.7319 | 10732.5529 | 18589.3882 | 218.7976 | 378.9698
1 | 5200 | 707 | 0.03 | 15 | 15 | 7 | 5.6234e-12 | 5spot_SharedNeighbor | Water | Porous | Wet | R600a | MinimizeLCOE_Brownfield | IgnoreSilica | 31.4636 | 13.2362 | 1.2547 | 4 | 9004.3816 | 14846.5885 | 183.5665 | 302.6678 | 162.9697 | 0 | 109.8897 | 2939432.5192 | 263919.4913 | 2629329.791 | 1776618.7065 | 0 | 453360.0507 | 0 | 3144437.6179 | 8181181.6689 | 5583824.5955 | 24972104.4411 | 961560.8286 | 19257185.0261 | 19257185.0261 | 1478867.319 | 8584595.0803 | 0 | 45190850.2958 | 74511497.7213 | 5623.4133 | 5.0188 | 9004.3816 | 14846.5885 | 183.5665 | 302.6678
1 | 5200 | 707 | 0.03 | 15 | 15 | 7 | 7.4989e-12 | 5spot_SharedNeighbor | Water | Porous | Wet | R600a | MinimizeLCOE_Brownfield | IgnoreSilica | 41.522 | 17.6423 | 1.6755 | 4 | 7694.0907 | 12068.9067 | 156.8544 | 246.041 | 163.5992 | 0 | 127.3668 | 3602583.3115 | 322718.8301 | 3308848.4814 | 2342840.1864 | 0 | 544285.6322 | 0 | 3947297.8123 | 10270059.2054 | 7009526.4363 | 31348159.8956 | 961560.8286 | 19257185.0261 | 19257185.0261 | 1478867.319 | 8584595.0803 | 0 | 51566905.7503 | 80887553.1758 | 7498.9421 | 6.7021 | 7694.0907 | 12068.9067 | 156.8544 | 246.041
1 | 5200 | 707 | 0.03 | 15 | 15 | 7 | 1e-11 | 5spot_SharedNeighbor | Water | Porous | Wet | R600a | MinimizeLCOE_Brownfield | IgnoreSilica | 54.5064 | 23.3222 | 2.2176 | 4 | 6694.8403 | 10000.2771 | 136.4834 | 203.8692 | 164.0469 | 0 | 95.1465 | 4390847.0209 | 392350.9877 | 4136650.372 | 3073586.3791 | 0 | 652404.5597 | 0 | 4931877.3345 | 12831733.1573 | 8757921.5456 | 39167371.3568 | 961560.8286 | 19257185.0261 | 19257185.0261 | 1478867.319 | 8584595.0803 | 0 | 59386117.2115 | 88706764.637 | 10000 | 8.8704 | 6694.8403 | 10000.2771 | 136.4834 | 203.8692
1 | 5200 | 707 | 0.03 | 15 | 15 | 7 | 1.3335e-11 | 5spot_SharedNeighbor | Water | Porous | Wet | R600a | MinimizeLCOE_Brownfield | IgnoreSilica | 70.8595 | 30.4183 | 2.8935 | 4 | 5937.757 | 8471.0983 | 121.0492 | 172.6948 | 164.2578 | 0 | 108.7558 | 5301991.2728 | 472531.2596 | 5116125.0564 | 3991630.4528 | 0 | 778137.4139 | 0 | 6107562.0276 | 15890623.5626 | 10845677.1011 | 48504278.1468 | 961560.8286 | 19257185.0261 | 19257185.0261 | 1478867.319 | 8584595.0803 | 0 | 68723024.0015 | 98043671.4269 | 13335.2143 | 11.5739 | 5937.757 | 8471.0983 | 121.0492 | 172.6948
1 | 5200 | 707 | 0.03 | 15 | 15 | 7 | 1.7783e-11 | 5spot_SharedNeighbor | Water | Porous | Wet | R600a | MinimizeLCOE_Brownfield | IgnoreSilica | 90.7131 | 38.8515 | 3.6926 | 4 | 5376.7251 | 7361.8243 | 109.6118 | 150.0807 | 164.1088 | 0 | 130.6323 | 6309046.9064 | 560818.006 | 6222428.2898 | 5100441.6512 | 0 | 920155.6105 | 0 | 7454027.2809 | 19393849.9538 | 13236701.0972 | 59197468.7959 | 961560.8286 | 19257185.0261 | 19257185.0261 | 1478867.319 | 8584595.0803 | 0 | 79416214.6506 | 108736862.076 | 17782.7941 | 14.7704 | 5376.7251 | 7361.8243 | 109.6118 | 150.0807
1 | 5200 | 707 | 0.03 | 15 | 15 | 7 | 2.3714e-11 | 5spot_SharedNeighbor | Water | Porous | Wet | R600a | MinimizeLCOE_Brownfield | IgnoreSilica | 109.8387 | 46.6881 | 4.4725 | 4 | 4974.4824 | 6613.4304 | 101.4116 | 134.8237 | 163.6249 | 0 | 150.2112 | 7189994.3045 | 637794.9706 | 7207736.7921 | 6158588.3858 | 0 | 1010829.0445 | 0 | 8659927.964 | 22531356.167 | 15378113.557 | 68774341.1856 | 961560.8286 | 19257185.0261 | 19257185.0261 | 1478867.319 | 8584595.0803 | 0 | 88993087.0403 | 118313734.4657 | 23713.7371 | 17.8899 | 4974.4824 | 6613.4304 | 101.4116 | 134.8237
1 | 5200 | 707 | 0.03 | 15 | 15 | 7 | 3.1623e-11 | 5spot_SharedNeighbor | Water | Porous | Wet | R600a | MinimizeLCOE_Brownfield | IgnoreSilica | 121.4265 | 51.2645 | 5.0408 | 4 | 4672.3539 | 6126.5149 | 95.2523 | 124.8973 | 163.1945 | 0 | 145.3922 | 7684835.1297 | 680939.2965 | 7767607.4639 | 6793805.2596 | 0 | 962109.2967 | 0 | 9316825.6141 | 24240469.1042 | 16544618.2554 | 73991209.42 | 961560.8286 | 19257185.0261 | 19257185.0261 | 1478867.319 | 8584595.0803 | 0 | 94209955.2748 | 123530602.7002 | 31622.7766 | 20.1633 | 4672.3539 | 6126.5149 | 95.2523 | 124.8973
1 | 5200 | 707 | 0.03 | 15 | 15 | 7 | 4.217e-11 | 5spot_SharedNeighbor | Water | Porous | Wet | R600a | MinimizeLCOE_Brownfield | IgnoreSilica | 131.5519 | 55.1449 | 5.5475 | 4 | 4440.72 | 5762.0668 | 90.5301 | 117.4675 | 162.7471 | 0 | 179.3664 | 8094649.3226 | 716621.8923 | 8234509.8729 | 7344510.9883 | 0 | 896853.4968 | 0 | 9861986.7734 | 25658866.6128 | 17512703.7002 | 78320702.6594 | 961560.8286 | 19257185.0261 | 19257185.0261 | 1478867.319 | 8584595.0803 | 0 | 98539448.5141 | 127860095.9395 | 42169.6503 | 22.19 | 4440.72 | 5762.0668 | 90.5301 | 117.4675
1 | 5200 | 707 | 0.03 | 15 | 15 | 7 | 5.6234e-11 | 5spot_SharedNeighbor | Water | Porous | Wet | R600a | MinimizeLCOE_Brownfield | IgnoreSilica | 142.4649 | 59.2456 | 6.0523 | 4 | 4261.7552 | 5472.8928 | 86.8816 | 111.5723 | 162.2518 | 0 | 244.3157 | 8518949.0614 | 753521.5444 | 8720842.5029 | 7935061.202 | 0 | 854985.107 | 0 | 10445510.1729 | 27177074.8011 | 18548911.9848 | 82954856.3766 | 961560.8286 | 19257185.0261 | 19257185.0261 | 1478867.319 | 8584595.0803 | 0 | 103173602.2313 | 132494249.6567 | 56234.1325 | 24.2092 | 4261.7552 | 5472.8928 | 86.8816 | 111.5723
1 | 5200 | 707 | 0.03 | 15 | 15 | 7 | 7.4989e-11 | 5spot_SharedNeighbor | Water | Porous | Wet | R600a | MinimizeLCOE_Brownfield | IgnoreSilica | 150.036 | 62.044 | 6.4377 | 4 | 4124.0586 | 5262.6924 | 84.0745 | 107.2871 | 161.9046 | 0 | 255.1739 | 8803721.9288 | 778262.7673 | 9048850.0558 | 8343165.9458 | 0 | 785673.4863 | 0 | 10826272.9318 | 28167741.3946 | 19225062.291 | 85978750.8015 | 961560.8286 | 19257185.0261 | 19257185.0261 | 1478867.319 | 8584595.0803 | 0 | 106197496.6562 | 135518144.0816 | 74989.4209 | 25.7507 | 4124.0586 | 5262.6924 | 84.0745 | 107.2871
1 | 5200 | 707 | 0.03 | 15 | 15 | 7 | 1e-10 | 5spot_SharedNeighbor | Water | Porous | Wet | R600a | MinimizeLCOE_Brownfield | IgnoreSilica | 156.0601 | 64.2305 | 6.7498 | 4 | 4019.2268 | 5105.2038 | 81.9374 | 104.0765 | 161.6153 | 0 | 265.3758 | 9023702.5003 | 797361.7962 | 9303079.4192 | 8666118.8633 | 0 | 718111.456 | 0 | 11118265.8737 | 28927447.1334 | 19743577.0681 | 88297664.1102 | 961560.8286 | 19257185.0261 | 19257185.0261 | 1478867.319 | 8584595.0803 | 0 | 108516409.9649 | 137837057.3904 | 100000 | 26.9993 | 4019.2268 | 5105.2038 | 81.9374 | 104.0765
1 | 5200 | 707 | 0.03 | 15 | 15 | 7 | 1.3335e-10 | 5spot_SharedNeighbor | Water | Porous | Wet | R600a | MinimizeLCOE_Brownfield | IgnoreSilica | 160.7398 | 65.9048 | 6.9968 | 4 | 3939.6178 | 4987.2581 | 80.3144 | 101.672 | 161.383 | 0 | 243.8737 | 9190713.2157 | 811854.4877 | 9496575.8081 | 8916240.4551 | 0 | 655727.4317 | 0 | 11337733.4453 | 29498456.7358 | 20133302.8548 | 90040604.4341 | 961560.8286 | 19257185.0261 | 19257185.0261 | 1478867.319 | 8584595.0803 | 0 | 110259350.2888 | 139579997.7142 | 133352.1432 | 27.9873 | 3939.6178 | 4987.2581 | 80.3144 | 101.672
1 | 5200 | 707 | 0.03 | 15 | 15 | 7 | 1.7783e-10 | 5spot_SharedNeighbor | Water | Porous | Wet | R600a | MinimizeLCOE_Brownfield | IgnoreSilica | 164.3233 | 67.1722 | 7.1892 | 4 | 3879.2776 | 4898.8903 | 79.0843 | 99.8705 | 161.2009 | 0 | 269.1833 | 9316350.4131 | 822752.7515 | 9642407.7792 | 9107328.8996 | 0 | 600605.7489 | 0 | 11500883.781 | 29922940.4425 | 20423021.707 | 91336291.5228 | 961560.8286 | 19257185.0261 | 19257185.0261 | 1478867.319 | 8584595.0803 | 0 | 111555037.3775 | 140875684.803 | 177827.941 | 28.7567 | 3879.2776 | 4898.8903 | 79.0843 | 99.8705
1 | 5200 | 707 | 0.03 | 15 | 15 | 7 | 2.3714e-10 | 5spot_SharedNeighbor | Water | Porous | Wet | R600a | MinimizeLCOE_Brownfield | IgnoreSilica | 167.0151 | 68.1159 | 7.3365 | 4 | 3833.6135 | 4832.7554 | 78.1534 | 98.5223 | 161.0617 | 0 | 253.7583 | 9409455.7793 | 830826.7993 | 9750626.6211 | 9250618.3336 | 0 | 553200.7306 | 0 | 11619944.0229 | 30232710.7694 | 20634446.3202 | 92281829.3763 | 961560.8286 | 19257185.0261 | 19257185.0261 | 1478867.319 | 8584595.0803 | 0 | 112500575.231 | 141821222.6565 | 237137.3706 | 29.3458 | 3833.6135 | 4832.7554 | 78.1534 | 98.5223
1 | 5200 | 707 | 0.03 | 15 | 15 | 7 | 3.1623e-10 | 5spot_SharedNeighbor | Water | Porous | Wet | R600a | MinimizeLCOE_Brownfield | IgnoreSilica | 169.0808 | 68.8348 | 7.4499 | 4 | 3799.0975 | 4783.0207 | 77.4497 | 97.5083 | 160.9536 | 0 | 262.7873 | 9480136.0828 | 836954.8739 | 9832863.4366 | 9360259.8951 | 0 | 514235.1376 | 0 | 11709535.2762 | 30465808.8326 | 20793540.538 | 92993334.0728 | 961560.8286 | 19257185.0261 | 19257185.0261 | 1478867.319 | 8584595.0803 | 0 | 113212079.9276 | 142532727.353 | 316227.766 | 29.7997 | 3799.0975 | 4783.0207 | 77.4497 | 97.5083
1 | 5200 | 707 | 0.03 | 15 | 15 | 7 | 4.217e-10 | 5spot_SharedNeighbor | Water | Porous | Wet | R600a | MinimizeLCOE_Brownfield | IgnoreSilica | 170.565 | 69.3481 | 7.5341 | 4 | 3773.0362 | 4745.9706 | 76.9184 | 96.753 | 160.8751 | 0 | 266.8934 | 9530479.3403 | 841319.0284 | 9891481.5073 | 9438775.2065 | 0 | 481656.9708 | 0 | 11771647.7008 | 30627412.6204 | 20903838.4438 | 93486610.8183 | 961560.8286 | 19257185.0261 | 19257185.0261 | 1478867.319 | 8584595.0803 | 0 | 113705356.673 | 143026004.0984 | 421696.5034 | 30.1363 | 3773.0362 | 4745.9706 | 76.9184 | 96.753
1 | 5200 | 707 | 0.03 | 15 | 15 | 7 | 5.6234e-10 | 5spot_SharedNeighbor | Water | Porous | Wet | R600a | MinimizeLCOE_Brownfield | IgnoreSilica | 171.6554 | 69.7238 | 7.5971 | 4 | 3753.382 | 4718.2489 | 76.5178 | 96.1879 | 160.817 | 0 | 306.6919 | 9567258.0051 | 844506.9445 | 9934328.1555 | 9496417.3339 | 0 | 455327.3042 | 0 | 11816156.7199 | 30743215.9581 | 20982876.6013 | 93840087.0225 | 961560.8286 | 19257185.0261 | 19257185.0261 | 1478867.319 | 8584595.0803 | 0 | 114058832.8773 | 143379480.3027 | 562341.3252 | 30.3883 | 3753.382 | 4718.2489 | 76.5178 | 96.1879
1 | 5200 | 707 | 0.03 | 15 | 15 | 7 | 7.4989e-10 | 5spot_SharedNeighbor | Water | Porous | Wet | R600a | MinimizeLCOE_Brownfield | IgnoreSilica | 172.4519 | 69.9974 | 7.644 | 4 | 3738.5736 | 4697.5168 | 76.2159 | 95.7652 | 160.7744 | 0 | 291.7504 | 9594006.5401 | 846825.279 | 9965501.8593 | 9538492.1976 | 0 | 434307.412 | 0 | 11847861.9823 | 30825706.5472 | 21039178.1234 | 94091879.9408 | 961560.8286 | 19257185.0261 | 19257185.0261 | 1478867.319 | 8584595.0803 | 0 | 114310625.7955 | 143631273.2209 | 749894.2093 | 30.576 | 3738.5736 | 4697.5168 | 76.2159 | 95.7652
1 | 5200 | 707 | 0.03 | 15 | 15 | 7 | 1e-09 | 5spot_SharedNeighbor | Water | Porous | Wet | R600a | MinimizeLCOE_Brownfield | IgnoreSilica | 173.0346 | 70.1971 | 7.6789 | 4 | 3727.4256 | 4682.0055 | 75.9886 | 95.449 | 160.743 | 0 | 284.9339 | 9613515.1468 | 848516.0198 | 9988244.2574 | 9569261.1132 | 0 | 417741.4667 | 0 | 11870538.4215 | 30884705.9906 | 21079446.4558 | 94271968.872 | 961560.8286 | 19257185.0261 | 19257185.0261 | 1478867.319 | 8584595.0803 | 0 | 114490714.7267 | 143811362.1521 | 1000000 | 30.7158 | 3727.4256 | 4682.0055 | 75.9886 | 95.449
1 | 5200 | 707 | 0.03 | 15 | 15 | 7 | 1.3335e-09 | 5spot_SharedNeighbor | Water | Porous | Wet | R600a | MinimizeLCOE_Brownfield | IgnoreSilica | 173.4607 | 70.343 | 7.7049 | 4 | 3719.0393 | 4670.4001 | 75.8176 | 95.2124 | 160.7201 | 0 | 281.5449 | 9627750.7893 | 849749.7195 | 10004843.0152 | 9591758.0763 | 0 | 404806.9692 | 0 | 11886774.3422 | 30926948.5256 | 21108277.854 | 94400909.2913 | 961560.8286 | 19257185.0261 | 19257185.0261 | 1478867.319 | 8584595.0803 | 0 | 114619655.146 | 143940302.5715 | 1333521.4322 | 30.8197 | 3719.0393 | 4670.4001 | 75.8176 | 95.2124
1 | 5200 | 707 | 0.03 | 15 | 15 | 7 | 1.7783e-09 | 5spot_SharedNeighbor | Water | Porous | Wet | R600a | MinimizeLCOE_Brownfield | IgnoreSilica | 173.7749 | 70.4504 | 7.7243 | 4 | 3712.7346 | 4661.7086 | 75.6891 | 95.0352 | 160.7031 | 0 | 308.8873 | 9638225.5882 | 850657.466 | 10017058.4497 | 9608335.7904 | 0 | 394813.2204 | 0 | 11898545.3007 | 30957574.1453 | 21129180.4687 | 94494390.4294 | 961560.8286 | 19257185.0261 | 19257185.0261 | 1478867.319 | 8584595.0803 | 0 | 114713136.2841 | 144033783.7095 | 1778279.41 | 30.8972 | 3712.7346 | 4661.7086 | 75.6891 | 95.0352
1 | 5200 | 707 | 0.03 | 15 | 15 | 7 | 2.3714e-09 | 5spot_SharedNeighbor | Water | Porous | Wet | R600a | MinimizeLCOE_Brownfield | IgnoreSilica | 174.0092 | 70.5304 | 7.7388 | 4 | 3707.9972 | 4655.19 | 75.5925 | 94.9023 | 160.6904 | 0 | 281.9691 | 9646029.0383 | 851333.6979 | 10026159.6295 | 9620698.8564 | 0 | 387169.8577 | 0 | 11907242.5211 | 30980202.5286 | 21144624.8053 | 94563460.9348 | 961560.8286 | 19257185.0261 | 19257185.0261 | 1478867.319 | 8584595.0803 | 0 | 114782206.7895 | 144102854.2149 | 2371373.7057 | 30.9553 | 3707.9972 | 4655.19 | 75.5925 | 94.9023
1 | 5200 | 707 | 0.03 | 15 | 15 | 7 | 3.1623e-09 | 5spot_SharedNeighbor | Water | Porous | Wet | R600a | MinimizeLCOE_Brownfield | IgnoreSilica | 174.1723 | 70.5861 | 7.7494 | 4 | 3704.4392 | 4650.3435 | 75.52 | 94.8035 | 160.6816 | 0 | 301.1157 | 9651457.1516 | 851804.0798 | 10032490.9533 | 9629306.9444 | 0 | 381201.7783 | 0 | 11913041.7539 | 30995290.9427 | 21154922.9579 | 94609516.5619 | 961560.8286 | 19257185.0261 | 19257185.0261 | 1478867.319 | 8584595.0803 | 0 | 114828262.4166 | 144148909.842 | 3162277.6602 | 30.9975 | 3704.4392 | 4650.3435 | 75.52 | 94.8035
1 | 5200 | 707 | 0.03 | 15 | 15 | 7 | 4.217e-09 | 5spot_SharedNeighbor | Water | Porous | Wet | R600a | MinimizeLCOE_Brownfield | IgnoreSilica | 174.289 | 70.6258 | 7.7571 | 4 | 3701.7678 | 4646.7274 | 75.4655 | 94.7298 | 160.6752 | 0 | 298.7527 | 9655335.8586 | 852140.1915 | 10037015.3106 | 9635462.0853 | 0 | 376608.8163 | 0 | 11917059.2823 | 31005743.7277 | 21162057.1985 | 94641422.4709 | 961560.8286 | 19257185.0261 | 19257185.0261 | 1478867.319 | 8584595.0803 | 0 | 114860168.3256 | 144180815.7511 | 4216965.0343 | 31.0285 | 3701.7678 | 4646.7274 | 75.4655 | 94.7298
1 | 5200 | 707 | 0.03 | 15 | 15 | 7 | 5.6234e-09 | 5spot_SharedNeighbor | Water | Porous | Wet | R600a | MinimizeLCOE_Brownfield | IgnoreSilica | 174.3887 | 70.6598 | 7.7633 | 4 | 3699.7626 | 4643.971 | 75.4247 | 94.6736 | 160.6698 | 0 | 269.0556 | 9658648.8188 | 852427.2755 | 10040879.9138 | 9640719.6853 | 0 | 373292.5847 | 0 | 11920727.6285 | 31015288.0119 | 21168571.3686 | 94670555.2871 | 961560.8286 | 19257185.0261 | 19257185.0261 | 1478867.319 | 8584595.0803 | 0 | 114889301.1419 | 144209948.5673 | 5623413.2519 | 31.0532 | 3699.7626 | 4643.971 | 75.4247 | 94.6736
1 | 5200 | 707 | 0.03 | 15 | 15 | 7 | 7.4989e-09 | 5spot_SharedNeighbor | Water | Porous | Wet | R600a | MinimizeLCOE_Brownfield | IgnoreSilica | 174.4593 | 70.6839 | 7.7678 | 4 | 3698.2579 | 4641.9182 | 75.394 | 94.6318 | 160.666 | 0 | 288.2449 | 9660992.857 | 852630.3963 | 10043614.3522 | 9644441.4208 | 0 | 370737.8061 | 0 | 11923242.5646 | 31021831.3598 | 21173037.3379 | 94690528.0947 | 961560.8286 | 19257185.0261 | 19257185.0261 | 1478867.319 | 8584595.0803 | 0 | 114909273.9494 | 144229921.3748 | 7498942.0933 | 31.0712 | 3698.2579 | 4641.9182 | 75.394 | 94.6318
1 | 5200 | 707 | 0.03 | 15 | 15 | 7 | 1e-08 | 5spot_SharedNeighbor | Water | Porous | Wet | R600a | MinimizeLCOE_Brownfield | IgnoreSilica | 174.513 | 70.7022 | 7.7712 | 4 | 3697.1289 | 4640.3755 | 75.371 | 94.6003 | 160.6631 | 0 | 276.6801 | 9662776.8619 | 852784.9871 | 10045695.5352 | 9647274.5212 | 0 | 368823.6683 | 0 | 11925168.6737 | 31026842.7006 | 21176457.681 | 94705824.6291 | 961560.8286 | 19257185.0261 | 19257185.0261 | 1478867.319 | 8584595.0803 | 0 | 114924570.4838 | 144245217.9092 | 10000000 | 31.0848 | 3697.1289 | 4640.3755 | 75.371 | 94.6003
1 | 5300 | 707 | 0.03 | 15 | 15 | 7 | 1e-13 | 5spot_SharedNeighbor | Water | Porous | Wet | R600a | MinimizeLCOE_Brownfield | IgnoreSilica | 0 | 0 | 0 | 0 | [6 empty] | 21.8162 | [19 empty] | 100 | 0
1 | 5300 | 707 | 0.03 | 15 | 15 | 7 | 1.3335e-13 | 5spot_SharedNeighbor | Water | Porous | Wet | R600a | MinimizeLCOE_Brownfield | IgnoreSilica | 0 | 0 | 0 | 0 | [6 empty] | 22.1166 | [19 empty] | 133.3521 | 0
1 | 5300 | 707 | 0.03 | 15 | 15 | 7 | 1.7783e-13 | 5spot_SharedNeighbor | Water | Porous | Wet | R600a | MinimizeLCOE_Brownfield | IgnoreSilica | 1.2008 | 0.24833 | 0.0083643 | 4 | 657516.9923 | 1555258.9476 | 13404.3732 | 31706.0573 | 114.3081 | 0 | 60.0333 | 147391.3395 | 9967.9367 | 112440.6552 | 69404.8633 | 0 | 70516.9873 | 0 | 159791.4949 | 415744.692 | 283754.295 | 1269012.2638 | 961560.8286 | 19768034.2612 | 19768034.2612 | 1478867.319 | 8788934.7744 | 0 | 21998607.3536 | 52034443.7082 | 177.8279 | 0.033457 | 657516.9923 | 1555258.9476 | 13404.3732 | 31706.0573
1 | 5300 | 707 | 0.03 | 15 | 15 | 7 | 2.3714e-13 | 5spot_SharedNeighbor | Water | Porous | Wet | R600a | MinimizeLCOE_Brownfield | IgnoreSilica | 1.5491 | 0.37088 | 0.018434 | 4 | 303823.2025 | 711166.55 | 6193.8469 | 14498.092 | 123.8683 | 0 | 63.9557 | 205309.536 | 14732.1103 | 153958.8827 | 87122.9468 | 0 | 79060.9534 | 0 | 210671.9273 | 548125.1402 | 374106.671 | 1673088.1676 | 961560.8286 | 19768034.2612 | 19768034.2612 | 1478867.319 | 8788934.7744 | 0 | 22402683.2575 | 52438519.6121 | 237.1374 | 0.073736 | 303823.2025 | 711166.55 | 6193.8469 | 14498.092
1 | 5300 | 707 | 0.03 | 15 | 15 | 7 | 3.1623e-13 | 5spot_SharedNeighbor | Water | Porous | Wet | R600a | MinimizeLCOE_Brownfield | IgnoreSilica | 2.0209 | 0.54839 | 0.034216 | 4 | 167643.061 | 387101.5441 | 3417.6306 | 7891.5886 | 132.5212 | 0 | 345.0098 | 281813.1841 | 21394.844 | 209258.1887 | 112569.1644 | 0 | 89987.0867 | 0 | 278858.7625 | 725533.2982 | 495191.3843 | 2214605.9129 | 961560.8286 | 19768034.2612 | 19768034.2612 | 1478867.319 | 8788934.7744 | 0 | 22944201.0028 | 52980037.3574 | 316.2278 | 0.13686 | 167643.061 | 387101.5441 | 3417.6306 | 7891.5886
1 | 5300 | 707 | 0.03 | 15 | 15 | 7 | 4.217e-13 | 5spot_SharedNeighbor | Water | Porous | Wet | R600a | MinimizeLCOE_Brownfield | IgnoreSilica | 2.6433 | 0.79261 | 0.057284 | 4 | 103128.6097 | 234212.454 | 2102.4162 | 4774.7377 | 139.8686 | 0 | 453.626 | 377482.9814 | 30130.8333 | 279565.8754 | 146444.4779 | 0 | 102925.3776 | 0 | 365254.3228 | 950316.8239 | 648610.7594 | 2900731.4518 | 961560.8286 | 19768034.2612 | 19768034.2612 | 1478867.319 | 8788934.7744 | 0 | 23630326.5416 | 53666162.8962 | 421.6965 | 0.22913 | 103128.6097 | 234212.454 | 2102.4162 | 4774.7377
1 | 5300 | 707 | 0.03 | 15 | 15 | 7 | 5.6234e-13 | 5spot_SharedNeighbor | Water | Porous | Wet | R600a | MinimizeLCOE_Brownfield | IgnoreSilica | 3.4601 | 1.124 | 0.090142 | 4 | 67941.2534 | 151242.7465 | 1385.0743 | 3083.288 | 145.9248 | 0 | 605.1284 | 496043.493 | 41432.9886 | 368138.757 | 192747.9719 | 0 | 118144.6484 | 0 | 474438.0649 | 1234390.5243 | 842496.8971 | 3767833.3452 | 961560.8286 | 19768034.2612 | 19768034.2612 | 1478867.319 | 8788934.7744 | 0 | 24497428.435 | 54533264.7896 | 562.3413 | 0.36057 | 67941.2534 | 151242.7465 | 1385.0743 | 3083.288
1 | 5300 | 707 | 0.03 | 15 | 15 | 7 | 7.4989e-13 | 5spot_SharedNeighbor | Water | Porous | Wet | R600a | MinimizeLCOE_Brownfield | IgnoreSilica | 4.5453 | 1.5739 | 0.13626 | 4 | 46968.3901 | 102075.7448 | 957.5142 | 2080.9521 | 150.8717 | 0 | 80.9915 | 643354.1577 | 56031.4799 | 480150.994 | 256192.5738 | 0 | 136683.7499 | 0 | 613241.0525 | 1595527.4256 | 1088980.2528 | 4870161.6861 | 961560.8286 | 19768034.2612 | 19768034.2612 | 1478867.319 | 8788934.7744 | 0 | 25599756.7759 | 55635593.1306 | 749.8942 | 0.54504 | 46968.3901 | 102075.7448 | 957.5142 | 2080.9521
1 | 5300 | 707 | 0.03 | 15 | 15 | 7 | 1e-12 | 5spot_SharedNeighbor | Water | Porous | Wet | R600a | MinimizeLCOE_Brownfield | IgnoreSilica | 5.9802 | 2.1735 | 0.19925 | 4 | 33845.4645 | 71531.1412 | 689.9856 | 1458.2591 | 154.805 | 0 | 72.9479 | 823202.079 | 74455.9863 | 619691.3425 | 340204.7442 | 0 | 158927.8727 | 0 | 786427.9896 | 2046124.3105 | 1396521.8855 | 6245556.2103 | 961560.8286 | 19768034.2612 | 19768034.2612 | 1478867.319 | 8788934.7744 | 0 | 26975151.3002 | 57010987.6548 | 1000 | 0.79701 | 33845.4645 | 71531.1412 | 689.9856 | 1458.2591
1 | 5300 | 707 | 0.03 | 15 | 15 | 7 | 1.3335e-12 | 5spot_SharedNeighbor | Water | Porous | Wet | R600a | MinimizeLCOE_Brownfield | IgnoreSilica | 7.8757 | 3.0352 | 0.28236 | 4 | 25441.295 | 52035.2194 | 518.6552 | 1060.8083 | 157.7719 | 0 | 93.5905 | 1040855.5756 | 94137.6452 | 809428.7429 | 452394.5202 | 0 | 187548.2922 | 0 | 1007902.2627 | 2622354.9383 | 1789811.1294 | 8004433.1064 | 961560.8286 | 19768034.2612 | 19768034.2612 | 1478867.319 | 8788934.7744 | 0 | 28734028.1963 | 58769864.5509 | 1333.5214 | 1.1294 | 25441.295 | 52035.2194 | 518.6552 | 1060.8083
1 | 5300 | 707 | 0.03 | 15 | 15 | 7 | 1.7783e-12 | 5spot_SharedNeighbor | Water | Porous | Wet | R600a | MinimizeLCOE_Brownfield | IgnoreSilica | 10.4185 | 4.202 | 0.39492 | 4 | 19587.2936 | 38601.1858 | 399.3135 | 786.9374 | 160.3958 | 0 | 84.6431 | 1308272.0692 | 118211.3178 | 1050031.461 | 597884.2313 | 0 | 222725.4983 | 0 | 1285878.5853 | 3345592.3089 | 2283435.4959 | 10212030.9676 | 961560.8286 | 19768034.2612 | 19768034.2612 | 1478867.319 | 8788934.7744 | 0 | 30941626.0575 | 60977462.4121 | 1778.2794 | 1.5797 | 19587.2936 | 38601.1858 | 399.3135 | 786.9374
1 | 5300 | 707 | 0.03 | 15 | 15 | 7 | 2.3714e-12 | 5spot_SharedNeighbor | Water | Porous | Wet | R600a | MinimizeLCOE_Brownfield | IgnoreSilica | 13.807 | 5.7464 | 0.54351 | 4 | 15495.2445 | 29310.8283 | 315.8915 | 597.5409 | 162.3011 | 0 | 83.5555 | 1630810.6625 | 147167.6971 | 1348804.775 | 790931.9537 | 0 | 265964.0983 | 0 | 1631634.8827 | 4245179.2706 | 2897422.0819 | 12957915.4217 | 961560.8286 | 19768034.2612 | 19768034.2612 | 1478867.319 | 8788934.7744 | 0 | 33687510.5115 | 63723346.8661 | 2371.3737 | 2.1741 | 15495.2445 | 29310.8283 | 315.8915 | 597.5409
1 | 5300 | 707 | 0.03 | 15 | 15 | 7 | 3.1623e-12 | 5spot_SharedNeighbor | Water | Porous | Wet | R600a | MinimizeLCOE_Brownfield | IgnoreSilica | 18.2849 | 7.7884 | 0.74021 | 4 | 12531.6955 | 22676.0286 | 255.4756 | 462.2815 | 163.7576 | 0 | 74.9917 | 2020792.8602 | 182074.9906 | 1720252.8947 | 1045853.8659 | 0 | 317922.2531 | 0 | 2061889.7772 | 5364614.2485 | 3661459.4564 | 16374860.3466 | 961560.8286 | 19768034.2612 | 19768034.2612 | 1478867.319 | 8788934.7744 | 0 | 37104455.4364 | 67140291.791 | 3162.2777 | 2.9608 | 12531.6955 | 22676.0286 | 255.4756 | 462.2815
1 | 5300 | 707 | 0.03 | 15 | 15 | 7 | 4.217e-12 | 5spot_SharedNeighbor | Water | Porous | Wet | R600a | MinimizeLCOE_Brownfield | IgnoreSilica | 24.2358 | 10.5028 | 1.0014 | 4 | 10333.2285 | 17831.4206 | 210.6568 | 363.5176 | 164.874 | 0 | 93.9479 | 2495904.6363 | 224466.1279 | 2185136.6657 | 1384290.6513 | 0 | 381489.878 | 0 | 2601802.3041 | 6769355.8922 | 4620224.4928 | 20662670.6482 | 961560.8286 | 19768034.2612 | 19768034.2612 | 1478867.319 | 8788934.7744 | 0 | 41392265.7381 | 71428102.0927 | 4216.965 | 4.0057 | 10333.2285 | 17831.4206 | 210.6568 | 363.5176
1 | 5300 | 707 | 0.03 | 15 | 15 | 7 | 5.6234e-12 | 5spot_SharedNeighbor | Water | Porous | Wet | R600a | MinimizeLCOE_Brownfield | IgnoreSilica | 32.058 | 14.0722 | 1.3451 | 4 | 8684.2515 | 14266.5652 | 177.0402 | 290.8432 | 165.7204 | 0 | 82.8503 | 3069612.6805 | 275479.3505 | 2761355.3743 | 1829131.6414 | 0 | 457768.7532 | 0 | 3273405.642 | 8516730.0127 | 5812843.235 | 25996326.6897 | 961560.8286 | 19768034.2612 | 19768034.2612 | 1478867.319 | 8788934.7744 | 0 | 46725921.7795 | 76761758.1341 | 5623.4133 | 5.3805 | 8684.2515 | 14266.5652 | 177.0402 | 290.8432
1 | 5300 | 707 | 0.03 | 15 | 15 | 7 | 7.4989e-12 | 5spot_SharedNeighbor | Water | Porous | Wet | R600a | MinimizeLCOE_Brownfield | IgnoreSilica | 42.2795 | 18.737 | 1.7943 | 4 | 7431.5697 | 11616.5259 | 151.5026 | 236.8186 | 166.3588 | 0 | 108.3194 | 3759585.5307 | 336609.1906 | 3472106.7309 | 2410341.0606 | 0 | 549233.288 | 0 | 4105871.5623 | 10682635.5751 | 7291118.2862 | 32607501.2243 | 961560.8286 | 19768034.2612 | 19768034.2612 | 1478867.319 | 8788934.7744 | 0 | 53337096.3142 | 83372932.6688 | 7498.9421 | 7.1771 | 7431.5697 | 11616.5259 | 151.5026 | 236.8186
1 | 5300 | 707 | 0.03 | 15 | 15 | 7 | 1e-11 | 5spot_SharedNeighbor | Water | Porous | Wet | R600a | MinimizeLCOE_Brownfield | IgnoreSilica | 55.4764 | 24.7497 | 2.3725 | 4 | 6474.5244 | 9639.4606 | 131.9919 | 196.5134 | 166.809 | 0 | 96.7137 | 4579877.8471 | 409011.2194 | 4337998.068 | 3160360.9227 | 0 | 658220.7792 | 0 | 5126732.8462 | 13338707.2283 | 9103941.7663 | 40714850.6773 | 961560.8286 | 19768034.2612 | 19768034.2612 | 1478867.319 | 8788934.7744 | 0 | 61444445.7671 | 91480282.1218 | 10000 | 9.4902 | 6474.5244 | 9639.4606 | 131.9919 | 196.5134
1 | 5300 | 707 | 0.03 | 15 | 15 | 7 | 1.3335e-11 | 5spot_SharedNeighbor | Water | Porous | Wet | R600a | MinimizeLCOE_Brownfield | IgnoreSilica | 72.0432 | 32.2343 | 3.0912 | 4 | 5749.5657 | 8178.705 | 117.2127 | 166.734 | 167.0067 | 0 | 114.3892 | 5524960.7324 | 492107.2052 | 5359062.054 | 4099948.341 | 0 | 784349.9056 | 0 | 6341567.0129 | 16499456.5332 | 11261218.1139 | 50362669.8981 | 961560.8286 | 19768034.2612 | 19768034.2612 | 1478867.319 | 8788934.7744 | 0 | 71092264.988 | 101128101.3426 | 13335.2143 | 12.3648 | 5749.5657 | 8178.705 | 117.2127 | 166.734
1 | 5300 | 707 | 0.03 | 15 | 15 | 7 | 1.7783e-11 | 5spot_SharedNeighbor | Water | Porous | Wet | R600a | MinimizeLCOE_Brownfield | IgnoreSilica | 92.0969 | 41.0954 | 3.9378 | 4 | 5212.4384 | 7119.3381 | 106.2626 | 145.1373 | 166.8226 | 0 | 113.7992 | 6566070.5525 | 583299.9289 | 6508313.1752 | 5230916.8669 | 0 | 926448.1485 | 0 | 7727868.9821 | 20106329.8876 | 13722983.292 | 61372230.8339 | 961560.8286 | 19768034.2612 | 19768034.2612 | 1478867.319 | 8788934.7744 | 0 | 82101825.9237 | 112137662.2784 | 17782.7941 | 15.7511 | 5212.4384 | 7119.3381 | 106.2626 | 145.1373
1 | 5300 | 707 | 0.03 | 15 | 15 | 7 | 2.3714e-11 | 5spot_SharedNeighbor | Water | Porous | Wet | R600a | MinimizeLCOE_Brownfield | IgnoreSilica | 112.4575 | 49.7593 | 4.7902 | 4 | 4828.564 | 6396.1263 | 98.4368 | 130.3937 | 166.2529 | 0 | 142.5022 | 7523514.6653 | 666881.2035 | 7584606.8667 | 6368763.8051 | 0 | 1034778.4022 | 0 | 9039632.5277 | 23519269.5534 | 16052384.7429 | 71789831.7668 | 961560.8286 | 19768034.2612 | 19768034.2612 | 1478867.319 | 8788934.7744 | 0 | 92519426.8567 | 122555263.2113 | 23713.7371 | 19.1609 | 4828.564 | 6396.1263 | 98.4368 | 130.3937
1 | 5300 | 707 | 0.03 | 15 | 15 | 7 | 3.1623e-11 | 5spot_SharedNeighbor | Water | Porous | Wet | R600a | MinimizeLCOE_Brownfield | IgnoreSilica | 124.0381 | 54.4994 | 5.3827 | 4 | 4542.7845 | 5937.8106 | 92.6108 | 121.0503 | 165.7834 | 0 | 159.6112 | 8027059.27 | 710739.7495 | 8157309.4124 | 7009858.7726 | 0 | 981455.1742 | 0 | 9705704.7277 | 25252252.7877 | 17235181.4095 | 77079561.3037 | 961560.8286 | 19768034.2612 | 19768034.2612 | 1478867.319 | 8788934.7744 | 0 | 97809156.3936 | 127844992.7482 | 31622.7766 | 21.5307 | 4542.7845 | 5937.8106 | 92.6108 | 121.0503
1 | 5300 | 707 | 0.03 | 15 | 15 | 7 | 4.217e-11 | 5spot_SharedNeighbor | Water | Porous | Wet | R600a | MinimizeLCOE_Brownfield | IgnoreSilica | 134.0929 | 58.4918 | 5.9075 | 4 | 4323.6962 | 5594.7783 | 88.1444 | 114.0571 | 165.3038 | 0 | 175.6606 | 8441600.8037 | 746798.1464 | 8631970.2989 | 7562239.0178 | 0 | 911625.2782 | 0 | 10254751.0826 | 26680758.7781 | 18210166.1008 | 81439909.5065 | 961560.8286 | 19768034.2612 | 19768034.2612 | 1478867.319 | 8788934.7744 | 0 | 102169504.5964 | 132205340.951 | 42169.6503 | 23.6301 | 4323.6962 | 5594.7783 | 88.1444 | 114.0571
1 | 5300 | 707 | 0.03 | 15 | 15 | 7 | 5.6234e-11 | 5spot_SharedNeighbor | Water | Porous | Wet | R600a | MinimizeLCOE_Brownfield | IgnoreSilica | 145.1445 | 62.8149 | 6.4382 | 4 | 4153.455 | 5319.7698 | 84.6738 | 108.4507 | 164.7858 | 0 | 222.4061 | 8881533.4623 | 785019.7578 | 9138692.378 | 8167393.8803 | 0 | 869242.6036 | 0 | 10858334.0119 | 28251157.7484 | 19281995.6666 | 86233369.5088 | 961560.8286 | 19768034.2612 | 19768034.2612 | 1478867.319 | 8788934.7744 | 0 | 106962964.5986 | 136998800.9532 | 56234.1325 | 25.7528 | 4153.455 | 5319.7698 | 84.6738 | 108.4507
1 | 5300 | 707 | 0.03 | 15 | 15 | 7 | 7.4989e-11 | 5spot_SharedNeighbor | Water | Porous | Wet | R600a | MinimizeLCOE_Brownfield | IgnoreSilica | 152.6159 | 65.6795 | 6.835 | 4 | 4023.0979 | 5121.6946 | 82.0163 | 104.4127 | 164.4212 | 0 | 259.3798 | 9168315.4346 | 809911.2429 | 9470602.0977 | 8574603.4762 | 0 | 796503.3757 | 0 | 11239774.8946 | 29243588.6809 | 19959350.1703 | 89262649.3729 | 961560.8286 | 19768034.2612 | 19768034.2612 | 1478867.319 | 8788934.7744 | 0 | 109992244.4628 | 140028080.8174 | 74989.4209 | 27.3402 | 4023.0979 | 5121.6946 | 82.0163 | 104.4127
1 | 5300 | 707 | 0.03 | 15 | 15 | 7 | 1e-10 | 5spot_SharedNeighbor | Water | Porous | Wet | R600a | MinimizeLCOE_Brownfield | IgnoreSilica | 158.5692 | 67.9227 | 7.1564 | 4 | 3923.8597 | 4973.1206 | 79.9932 | 101.3838 | 164.1176 | 0 | 226.7261 | 9390424.4168 | 829176.5664 | 9728495.7981 | 8898000.3647 | 0 | 726444.7935 | 0 | 11533291.3564 | 30007258.3059 | 20480570.3813 | 91593661.9831 | 961560.8286 | 19768034.2612 | 19768034.2612 | 1478867.319 | 8788934.7744 | 0 | 112323257.0729 | 142359093.4275 | 100000 | 28.6257 | 3923.8597 | 4973.1206 | 79.9932 | 101.3838
1 | 5300 | 707 | 0.03 | 15 | 15 | 7 | 1.3335e-10 | 5spot_SharedNeighbor | Water | Porous | Wet | R600a | MinimizeLCOE_Brownfield | IgnoreSilica | 163.2102 | 69.6454 | 7.4108 | 4 | 3848.4793 | 4861.7277 | 78.4565 | 99.1129 | 163.8733 | 0 | 221.4146 | 9559585.5568 | 843841.9333 | 9925388.2751 | 9148856.8623 | 0 | 662357.0882 | 0 | 11754611.5891 | 30583088.1525 | 20873586.0837 | 93351315.541 | 961560.8286 | 19768034.2612 | 19768034.2612 | 1478867.319 | 8788934.7744 | 0 | 114080910.6309 | 144116746.9855 | 133352.1432 | 29.6431 | 3848.4793 | 4861.7277 | 78.4565 | 99.1129
1 | 5300 | 707 | 0.03 | 15 | 15 | 7 | 1.7783e-10 | 5spot_SharedNeighbor | Water | Porous | Wet | R600a | MinimizeLCOE_Brownfield | IgnoreSilica | 166.723 | 70.9334 | 7.6073 | 4 | 3791.3308 | 4778.4042 | 77.2914 | 97.4142 | 163.6841 | 0 | 252.3174 | 9685298.0189 | 854736.4708 | 10071972.0815 | 9337877.1059 | 0 | 605411.0325 | 0 | 11916564.9368 | 31004457.5419 | 21161179.3502 | 94637496.5385 | 961560.8286 | 19768034.2612 | 19768034.2612 | 1478867.319 | 8788934.7744 | 0 | 115367091.6284 | 145402927.983 | 177827.941 | 30.4292 | 3791.3308 | 4778.4042 | 77.2914 | 97.4142
1 | 5300 | 707 | 0.03 | 15 | 15 | 7 | 2.3714e-10 | 5spot_SharedNeighbor | Water | Porous | Wet | R600a | MinimizeLCOE_Brownfield | IgnoreSilica | 169.3586 | 71.8914 | 7.7576 | 4 | 3748.0758 | 4716.0259 | 76.4096 | 96.1426 | 163.5398 | 0 | 247.387 | 9778372.3381 | 862800.3031 | 10180641.5369 | 9479453.1577 | 0 | 556564.04 | 0 | 12034554.2366 | 31311441.4971 | 21370702.2075 | 95574529.3171 | 961560.8286 | 19768034.2612 | 19768034.2612 | 1478867.319 | 8788934.7744 | 0 | 116304124.4069 | 146339960.7616 | 237137.3706 | 31.0304 | 3748.0758 | 4716.0259 | 76.4096 | 96.1426
1 | 5300 | 707 | 0.03 | 15 | 15 | 7 | 3.1623e-10 | 5spot_SharedNeighbor | Water | Porous | Wet | R600a | MinimizeLCOE_Brownfield | IgnoreSilica | 171.307 | 72.5948 | 7.8711 | 4 | 3715.3787 | 4669.3681 | 75.743 | 95.1914 | 163.4317 | 0 | 291.969 | 9846491.6373 | 868700.8858 | 10260250.7607 | 9583977.0461 | 0 | 515554.9332 | 0 | 12119240.3526 | 31531777.3995 | 21521085.9884 | 96247079.0035 | 961560.8286 | 19768034.2612 | 19768034.2612 | 1478867.319 | 8788934.7744 | 0 | 116976674.0934 | 147012510.448 | 316227.766 | 31.4845 | 3715.3787 | 4669.3681 | 75.743 | 95.1914
1 | 5300 | 707 | 0.03 | 15 | 15 | 7 | 4.217e-10 | 5spot_SharedNeighbor | Water | Porous | Wet | R600a | MinimizeLCOE_Brownfield | IgnoreSilica | 172.7567 | 73.1155 | 7.9569 | 4 | 3690.6906 | 4634.4002 | 75.2397 | 94.4785 | 163.3506 | 0 | 284.8981 | 9896800.0195 | 873058.0267 | 10319085.8749 | 9661673.8398 | 0 | 482062.6783 | 0 | 12180745.3713 | 31691800.8417 | 21630305.2759 | 96735531.9281 | 961560.8286 | 19768034.2612 | 19768034.2612 | 1478867.319 | 8788934.7744 | 0 | 117465127.018 | 147500963.3726 | 421696.5034 | 31.8274 | 3690.6906 | 4634.4002 | 75.2397 | 94.4785
1 | 5300 | 707 | 0.03 | 15 | 15 | 7 | 5.6234e-10 | 5spot_SharedNeighbor | Water | Porous | Wet | R600a | MinimizeLCOE_Brownfield | IgnoreSilica | 173.8091 | 73.4921 | 8.0206 | 4 | 3672.0688 | 4608.2739 | 74.8601 | 93.9459 | 163.2913 | 0 | 284.0455 | 9933117.8707 | 876203.1317 | 10361580.7772 | 9718036.7909 | 0 | 454860.1519 | 0 | 12224081.5017 | 31804552.5636 | 21707260.6429 | 97079693.4307 | 961560.8286 | 19768034.2612 | 19768034.2612 | 1478867.319 | 8788934.7744 | 0 | 117809288.5205 | 147845124.8752 | 562341.3252 | 32.0825 | 3672.0688 | 4608.2739 | 74.8601 | 93.9459
1 | 5300 | 707 | 0.03 | 15 | 15 | 7 | 7.4989e-10 | 5spot_SharedNeighbor | Water | Porous | Wet | R600a | MinimizeLCOE_Brownfield | IgnoreSilica | 174.5667 | 73.7624 | 8.0678 | 4 | 3658.0361 | 4588.7675 | 74.574 | 93.5482 | 163.2484 | 0 | 263.1864 | 9959155.0253 | 878457.762 | 10392057.4996 | 9758587.5389 | 0 | 433027.4974 | 0 | 12254301.276 | 31883178.2174 | 21760924.2672 | 97319689.0839 | 961560.8286 | 19768034.2612 | 19768034.2612 | 1478867.319 | 8788934.7744 | 0 | 118049284.1737 | 148085120.5284 | 749894.2093 | 32.2712 | 3658.0361 | 4588.7675 | 74.574 | 93.5482
1 | 5300 | 707 | 0.03 | 15 | 15 | 7 | 1e-09 | 5spot_SharedNeighbor | Water | Porous | Wet | R600a | MinimizeLCOE_Brownfield | IgnoreSilica | 175.1346 | 73.9646 | 8.1033 | 4 | 3647.4705 | 4574.1204 | 74.3586 | 93.2496 | 163.2161 | 0 | 267.9646 | 9978616.856 | 880142.9227 | 10414843.7789 | 9788974.2536 | 0 | 416015.0351 | 0 | 12276651.2101 | 31941328.1612 | 21800612.7986 | 97497185.0162 | 961560.8286 | 19768034.2612 | 19768034.2612 | 1478867.319 | 8788934.7744 | 0 | 118226780.106 | 148262616.4607 | 1000000 | 32.4134 | 3647.4705 | 4574.1204 | 74.3586 | 93.2496
1 | 5300 | 707 | 0.03 | 15 | 15 | 7 | 1.3335e-09 | 5spot_SharedNeighbor | Water | Porous | Wet | R600a | MinimizeLCOE_Brownfield | IgnoreSilica | 175.5413 | 74.1092 | 8.1295 | 4 | 3639.5214 | 4563.1895 | 74.1966 | 93.0268 | 163.193 | 0 | 264.8673 | 9992524.029 | 881347.0678 | 10431129.7156 | 9810731.7234 | 0 | 402625.1467 | 0 | 12292159.4961 | 31981677.5403 | 21828152.079 | 97620346.7978 | 961560.8286 | 19768034.2612 | 19768034.2612 | 1478867.319 | 8788934.7744 | 0 | 118349941.8877 | 148385778.2423 | 1333521.4322 | 32.518 | 3639.5214 | 4563.1895 | 74.1966 | 93.0268
1 | 5300 | 707 | 0.03 | 15 | 15 | 7 | 1.7783e-09 | 5spot_SharedNeighbor | Water | Porous | Wet | R600a | MinimizeLCOE_Brownfield | IgnoreSilica | 175.836 | 74.2138 | 8.1489 | 4 | 3633.5446 | 4555.0191 | 74.0747 | 92.8602 | 163.1761 | 0 | 282.7872 | 10002582.8163 | 882217.977 | 10442910.6533 | 9826491.3516 | 0 | 392217.951 | 0 | 12303104.0922 | 32010153.1343 | 21847587.2571 | 97707265.2329 | 961560.8286 | 19768034.2612 | 19768034.2612 | 1478867.319 | 8788934.7744 | 0 | 118436860.3228 | 148472696.6774 | 1778279.41 | 32.5954 | 3633.5446 | 4555.0191 | 74.0747 | 92.8602
1 | 5300 | 707 | 0.03 | 15 | 15 | 7 | 2.3714e-09 | 5spot_SharedNeighbor | Water | Porous | Wet | R600a | MinimizeLCOE_Brownfield | IgnoreSilica | 176.0601 | 74.2934 | 8.1635 | 4 | 3629.0532 | 4548.8755 | 73.9832 | 92.735 | 163.1633 | 0 | 283.5813 | 10010224.6793 | 882879.61 | 10451861.7862 | 9838475.773 | 0 | 384316.119 | 0 | 12311425.6073 | 32031804.0096 | 21862364.4243 | 97773352.0087 | 961560.8286 | 19768034.2612 | 19768034.2612 | 1478867.319 | 8788934.7744 | 0 | 118502947.0986 | 148538783.4532 | 2371373.7057 | 32.654 | 3629.0532 | 4548.8755 | 73.9832 | 92.735
1 | 5300 | 707 | 0.03 | 15 | 15 | 7 | 3.1623e-09 | 5spot_SharedNeighbor | Water | Porous | Wet | R600a | MinimizeLCOE_Brownfield | IgnoreSilica | 176.2038 | 74.3443 | 8.1737 | 4 | 3625.6797 | 4544.3489 | 73.9144 | 92.6427 | 163.1551 | 0 | 294.6764 | 10015118.1765 | 883303.2828 | 10457594.0955 | 9846159.301 | 0 | 377993.3069 | 0 | 12316265.5835 | 32044396.6347 | 21870959.1497 | 97811789.5305 | 961560.8286 | 19768034.2612 | 19768034.2612 | 1478867.319 | 8788934.7744 | 0 | 118541384.6204 | 148577220.975 | 3162277.6602 | 32.6949 | 3625.6797 | 4544.3489 | 73.9144 | 92.6427
1 | 5300 | 707 | 0.03 | 15 | 15 | 7 | 4.217e-09 | 5spot_SharedNeighbor | Water | Porous | Wet | R600a | MinimizeLCOE_Brownfield | IgnoreSilica | 176.3307 | 74.3893 | 8.182 | 4 | 3623.1466 | 4540.8863 | 73.8627 | 92.5721 | 163.1478 | 0 | 275.4395 | 10019438.3597 | 883677.3147 | 10462655.0866 | 9852942.7113 | 0 | 373452.877 | 0 | 12320944.8762 | 32056571.1946 | 21879268.537 | 97848950.957 | 961560.8286 | 19768034.2612 | 19768034.2612 | 1478867.319 | 8788934.7744 | 0 | 118578546.0468 | 148614382.4015 | 4216965.0343 | 32.7281 | 3623.1466 | 4540.8863 | 73.8627 | 92.5721
1 | 5300 | 707 | 0.03 | 15 | 15 | 7 | 5.6234e-09 | 5spot_SharedNeighbor | Water | Porous | Wet | R600a | MinimizeLCOE_Brownfield | IgnoreSilica | 176.4233 | 74.4221 | 8.1881 | 4 | 3621.2452 | 4538.2972 | 73.824 | 92.5193 | 163.1425 | 0 | 274.6027 | 10022589.9255 | 883950.1677 | 10466347.2298 | 9857893.6924 | 0 | 369988.0601 | 0 | 12324299.9395 | 32065300.381 | 21885226.386 | 97875595.782 | 961560.8286 | 19768034.2612 | 19768034.2612 | 1478867.319 | 8788934.7744 | 0 | 118605190.8718 | 148641027.2265 | 5623413.2519 | 32.7526 | 3621.2452 | 4538.2972 | 73.824 | 92.5193
1 | 5300 | 707 | 0.03 | 15 | 15 | 7 | 7.4989e-09 | 5spot_SharedNeighbor | Water | Porous | Wet | R600a | MinimizeLCOE_Brownfield | IgnoreSilica | 176.4887 | 74.4453 | 8.1926 | 4 | 3619.8183 | 4536.3689 | 73.7949 | 92.48 | 163.1387 | 0 | 261.3756 | 10024814.2935 | 884142.7455 | 10468953.2173 | 9861389.8011 | 0 | 367321.4204 | 0 | 12326582.3764 | 32071238.8136 | 21889279.4883 | 97893722.156 | 961560.8286 | 19768034.2612 | 19768034.2612 | 1478867.319 | 8788934.7744 | 0 | 118623317.2459 | 148659153.6005 | 7498942.0933 | 32.7705 | 3619.8183 | 4536.3689 | 73.7949 | 92.48
1 | 5300 | 707 | 0.03 | 15 | 15 | 7 | 1e-08 | 5spot_SharedNeighbor | Water | Porous | Wet | R600a | MinimizeLCOE_Brownfield | IgnoreSilica | 176.5204 | 74.4564 | 8.1955 | 4 | 3618.7476 | 4534.9821 | 73.7731 | 92.4517 | 163.1369 | 0 | 273.1237 | 10025888.5381 | 884235.7494 | 10470211.7864 | 9863081.503 | 0 | 365085.147 | 0 | 12327316.0623 | 32073147.7139 | 21890582.352 | 97899548.852 | 961560.8286 | 19768034.2612 | 19768034.2612 | 1478867.319 | 8788934.7744 | 0 | 118629143.9419 | 148664980.2965 | 10000000 | 32.7818 | 3618.7476 | 4534.9821 | 73.7731 | 92.4517
1 | 5400 | 707 | 0.03 | 15 | 15 | 7 | 1e-13 | 5spot_SharedNeighbor | Water | Porous | Wet | R600a | MinimizeLCOE_Brownfield | IgnoreSilica | 0 | 0 | 0 | 0 | [6 empty] | 21.8155 | [19 empty] | 100 | 0
1 | 5400 | 707 | 0.03 | 15 | 15 | 7 | 1.3335e-13 | 5spot_SharedNeighbor | Water | Porous | Wet | R600a | MinimizeLCOE_Brownfield | IgnoreSilica | 0 | 0 | 0 | 0 | [6 empty] | 22.246 | [19 empty] | 133.3521 | 0
1 | 5400 | 707 | 0.03 | 15 | 15 | 7 | 1.7783e-13 | 5spot_SharedNeighbor | Water | Porous | Wet | R600a | MinimizeLCOE_Brownfield | IgnoreSilica | 1.2304 | 0.26294 | 0.0097797 | 4 | 576840.8193 | 1363142.7551 | 11759.6803 | 27789.5088 | 116.3919 | 0 | 41.5123 | 155210.6419 | 10629.1885 | 117530.5231 | 71290.7027 | 0 | 71215.1092 | 0 | 166091.7045 | 432136.545 | 294942.0715 | 1319046.4864 | 961560.8286 | 20284743.5872 | 20284743.5872 | 1478867.319 | 8995618.5048 | 0 | 22565350.9023 | 53324580.3133 | 177.8279 | 0.039119 | 576840.8193 | 1363142.7551 | 11759.6803 | 27789.5088
1 | 5400 | 707 | 0.03 | 15 | 15 | 7 | 2.3714e-13 | 5spot_SharedNeighbor | Water | Porous | Wet | R600a | MinimizeLCOE_Brownfield | IgnoreSilica | 1.5834 | 0.39139 | 0.020766 | 4 | 276706.0563 | 647014.0384 | 5641.0272 | 13190.2563 | 126.0083 | 0 | 51.6174 | 215606.9533 | 15683.0451 | 160491.4063 | 89805.2473 | 0 | 79550.133 | 0 | 218843.3462 | 569385.4958 | 388617.3006 | 1737982.9275 | 961560.8286 | 20284743.5872 | 20284743.5872 | 1478867.319 | 8995618.5048 | 0 | 22984287.3434 | 53743516.7544 | 237.1374 | 0.083064 | 276706.0563 | 647014.0384 | 5641.0272 | 13190.2563
1 | 5400 | 707 | 0.03 | 15 | 15 | 7 | 3.1623e-13 | 5spot_SharedNeighbor | Water | Porous | Wet | R600a | MinimizeLCOE_Brownfield | IgnoreSilica | 2.0598 | 0.57633 | 0.037801 | 4 | 155696.2166 | 359124.4155 | 3174.078 | 7321.237 | 134.7127 | 0 | 346.8109 | 294938.4 | 22718.9903 | 217415.4799 | 115941.5578 | 0 | 90171.7106 | 0 | 289062.5941 | 752081.5749 | 513311.1286 | 2295641.4364 | 961560.8286 | 20284743.5872 | 20284743.5872 | 1478867.319 | 8995618.5048 | 0 | 23541945.8522 | 54301175.2633 | 316.2278 | 0.1512 | 155696.2166 | 359124.4155 | 3174.078 | 7321.237
1 | 5400 | 707 | 0.03 | 15 | 15 | 7 | 4.217e-13 | 5spot_SharedNeighbor | Water | Porous | Wet | R600a | MinimizeLCOE_Brownfield | IgnoreSilica | 2.7016 | 0.83629 | 0.063056 | 4 | 96209.8721 | 218161.1175 | 1961.3684 | 4447.5095 | 142.2571 | 0 | 458.8889 | 396447.7755 | 32194.6648 | 291335.6764 | 151674.2708 | 0 | 103498.9432 | 0 | 380309.019 | 989486.0553 | 675344.5647 | 3020290.9697 | 961560.8286 | 20284743.5872 | 20284743.5872 | 1478867.319 | 8995618.5048 | 0 | 24266595.3856 | 55025824.7966 | 421.6965 | 0.25223 | 96209.8721 | 218161.1175 | 1961.3684 | 4447.5095
1 | 5400 | 707 | 0.03 | 15 | 15 | 7 | 5.6234e-13 | 5spot_SharedNeighbor | Water | Porous | Wet | R600a | MinimizeLCOE_Brownfield | IgnoreSilica | 3.5379 | 1.1875 | 0.099045 | 4 | 63559.616 | 141199.3027 | 1295.7487 | 2878.5388 | 148.4116 | 0 | 612.8272 | 521986.7136 | 44516.0079 | 383949.4173 | 201054.067 | 0 | 118875.33 | 0 | 495448.799 | 1289056.1444 | 879807.306 | 3934693.7851 | 961560.8286 | 20284743.5872 | 20284743.5872 | 1478867.319 | 8995618.5048 | 0 | 25180998.2009 | 55940227.612 | 562.3413 | 0.39618 | 63559.616 | 141199.3027 | 1295.7487 | 2878.5388
1 | 5400 | 707 | 0.03 | 15 | 15 | 7 | 7.4989e-13 | 5spot_SharedNeighbor | Water | Porous | Wet | R600a | MinimizeLCOE_Brownfield | IgnoreSilica | 4.6379 | 1.6573 | 0.1489 | 4 | 44196.0797 | 95839.2526 | 900.9969 | 1953.8128 | 153.3944 | 0 | 78.0911 | 675868.9076 | 60293.7791 | 499414.2026 | 266643.566 | 0 | 137088.6805 | 0 | 639330.563 | 1663406.9801 | 1135309.4435 | 5077356.1225 | 961560.8286 | 20284743.5872 | 20284743.5872 | 1478867.319 | 8995618.5048 | 0 | 26323660.5384 | 57082889.9494 | 749.8942 | 0.59561 | 44196.0797 | 95839.2526 | 900.9969 | 1953.8128
1 | 5400 | 707 | 0.03 | 15 | 15 | 7 | 1e-12 | 5spot_SharedNeighbor | Water | Porous | Wet | R600a | MinimizeLCOE_Brownfield | IgnoreSilica | 6.0922 | 2.3308 | 0.21642 | 4 | 32103.3677 | 67634.7704 | 654.4706 | 1378.8263 | 157.3651 | 0 | 72.0504 | 864774.0126 | 78250.455 | 655290.8405 | 354724.9768 | 0 | 160220.501 | 0 | 824171.7065 | 2144325.7196 | 1463546.3651 | 6545304.5773 | 961560.8286 | 20284743.5872 | 20284743.5872 | 1478867.319 | 8995618.5048 | 0 | 27791608.9931 | 58550838.4042 | 1000 | 0.86569 | 32103.3677 | 67634.7704 | 654.4706 | 1378.8263
1 | 5400 | 707 | 0.03 | 15 | 15 | 7 | 1.3335e-12 | 5spot_SharedNeighbor | Water | Porous | Wet | R600a | MinimizeLCOE_Brownfield | IgnoreSilica | 8.0459 | 3.2447 | 0.30477 | 4 | 24288.8084 | 49520.6087 | 495.1602 | 1009.5446 | 160.387 | 0 | 83.295 | 1090818.7922 | 98640.3333 | 853824.4083 | 467196.4326 | 0 | 189768.9211 | 0 | 1053097.0661 | 2739942.5461 | 1870067.0879 | 8363355.5877 | 961560.8286 | 20284743.5872 | 20284743.5872 | 1478867.319 | 8995618.5048 | 0 | 29609660.0036 | 60368889.4146 | 1333.5214 | 1.2191 | 24288.8084 | 49520.6087 | 495.1602 | 1009.5446
1 | 5400 | 707 | 0.03 | 15 | 15 | 7 | 1.7783e-12 | 5spot_SharedNeighbor | Water | Porous | Wet | R600a | MinimizeLCOE_Brownfield | IgnoreSilica | 10.64 | 4.4834 | 0.4251 | 4 | 18763.0958 | 36852.5615 | 382.5111 | 751.2893 | 163.0733 | 0 | 103.9359 | 1369319.9887 | 123698.4008 | 1105916.5094 | 616982.9407 | 0 | 225312.1358 | 0 | 1342079.6904 | 3491816.056 | 2383236.2078 | 10658361.9295 | 961560.8286 | 20284743.5872 | 20284743.5872 | 1478867.319 | 8995618.5048 | 0 | 31904666.3454 | 62663895.7564 | 1778.2794 | 1.7004 | 18763.0958 | 36852.5615 | 382.5111 | 751.2893
1 | 5400 | 707 | 0.03 | 15 | 15 | 7 | 2.3714e-12 | 5spot_SharedNeighbor | Water | Porous | Wet | R600a | MinimizeLCOE_Brownfield | IgnoreSilica | 14.0849 | 6.1155 | 0.58333 | 4 | 14891.7108 | 28074.2501 | 303.5877 | 572.3316 | 164.9993 | 0 | 79.2241 | 1703957.2925 | 153723.3459 | 1417686.9263 | 814964.5091 | 0 | 268687.2883 | 0 | 1700017.5512 | 4423096.9468 | 3018854.5517 | 13500988.412 | 961560.8286 | 20284743.5872 | 20284743.5872 | 1478867.319 | 8995618.5048 | 0 | 34747292.8278 | 65506522.2389 | 2371.3737 | 2.3333 | 14891.7108 | 28074.2501 | 303.5877 | 572.3316
1 | 5400 | 707 | 0.03 | 15 | 15 | 7 | 3.1623e-12 | 5spot_SharedNeighbor | Water | Porous | Wet | R600a | MinimizeLCOE_Brownfield | IgnoreSilica | 18.6527 | 8.2809 | 0.79332 | 4 | 12069.0259 | 21762.2266 | 246.0434 | 443.6524 | 166.4781 | 0 | 84.8503 | 2110169.2962 | 190060.3588 | 1806743.8337 | 1077295.9603 | 0 | 321279.4149 | 0 | 2147164.0569 | 5586480.4321 | 3812887.6856 | 17052081.0385 | 961560.8286 | 20284743.5872 | 20284743.5872 | 1478867.319 | 8995618.5048 | 0 | 38298385.4544 | 69057614.8654 | 3162.2777 | 3.1733 | 12069.0259 | 21762.2266 | 246.0434 | 443.6524
1 | 5400 | 707 | 0.03 | 15 | 15 | 7 | 4.217e-12 | 5spot_SharedNeighbor | Water | Porous | Wet | R600a | MinimizeLCOE_Brownfield | IgnoreSilica | 24.689 | 11.1436 | 1.071 | 4 | 9973.9857 | 17153.8142 | 203.3332 | 349.7037 | 167.6067 | 0 | 97.7038 | 2602590.0111 | 233966.2113 | 2291145.6203 | 1423794.8165 | 0 | 384785.0071 | 0 | 2705149.8498 | 7038245.0068 | 4803746.8386 | 21483423.3614 | 961560.8286 | 20284743.5872 | 20284743.5872 | 1478867.319 | 8995618.5048 | 0 | 42729727.7773 | 73488957.1883 | 4216.965 | 4.2841 | 9973.9857 | 17153.8142 | 203.3332 | 349.7037
1 | 5400 | 707 | 0.03 | 15 | 15 | 7 | 5.6234e-12 | 5spot_SharedNeighbor | Water | Porous | Wet | R600a | MinimizeLCOE_Brownfield | IgnoreSilica | 32.6622 | 14.9259 | 1.4377 | 4 | 8393.657 | 13742.2877 | 171.1161 | 280.1551 | 168.4676 | 0 | 95.6249 | 3200290.6677 | 287074.7123 | 2894584.1107 | 1881362.6014 | 0 | 461981.658 | 0 | 3402864.5625 | 8853555.5682 | 6042733.5977 | 27024447.4784 | 961560.8286 | 20284743.5872 | 20284743.5872 | 1478867.319 | 8995618.5048 | 0 | 48270751.8943 | 79029981.3053 | 5623.4133 | 5.7509 | 8393.657 | 13742.2877 | 171.1161 | 280.1551
1 | 5400 | 707 | 0.03 | 15 | 15 | 7 | 7.4989e-12 | 5spot_SharedNeighbor | Water | Porous | Wet | R600a | MinimizeLCOE_Brownfield | IgnoreSilica | 43.0689 | 19.8633 | 1.9164 | 4 | 7191.9441 | 11204.5781 | 146.6175 | 228.4205 | 169.1155 | 0 | 119.0255 | 3918406.2173 | 350649.2988 | 3638106.0823 | 2478570.5749 | 0 | 554357.0665 | 0 | 4266634.8035 | 11100908.5516 | 7576598.1874 | 33884230.7823 | 961560.8286 | 20284743.5872 | 20284743.5872 | 1478867.319 | 8995618.5048 | 0 | 55130535.1982 | 85889764.6092 | 7498.9421 | 7.6656 | 7191.9441 | 11204.5781 | 146.6175 | 228.4205
1 | 5400 | 707 | 0.03 | 15 | 15 | 7 | 1e-11 | 5spot_SharedNeighbor | Water | Porous | Wet | R600a | MinimizeLCOE_Brownfield | IgnoreSilica | 56.4601 | 26.2045 | 2.5308 | 4 | 6273.8156 | 9312.273 | 127.9002 | 189.8433 | 169.5663 | 0 | 102.8446 | 4769343.9009 | 425695.9885 | 4540820.2478 | 3246523.5882 | 0 | 663718.6136 | 0 | 5321979.9123 | 13846700.0435 | 9450657.3009 | 42265439.5958 | 961560.8286 | 20284743.5872 | 20284743.5872 | 1478867.319 | 8995618.5048 | 0 | 63511744.0117 | 94270973.4227 | 10000 | 10.1233 | 6273.8156 | 9312.273 | 127.9002 | 189.8433
1 | 5400 | 707 | 0.03 | 15 | 15 | 7 | 1.3335e-11 | 5spot_SharedNeighbor | Water | Porous | Wet | R600a | MinimizeLCOE_Brownfield | IgnoreSilica | 73.2347 | 34.0769 | 3.2924 | 4 | 5578.0633 | 7913.6749 | 113.7164 | 161.331 | 169.749 | 0 | 120.0393 | 5747548.4321 | 511632.9992 | 5602756.2342 | 4206499.0836 | 0 | 790026.3549 | 0 | 6574800.6106 | 17106282.5117 | 11675389.3132 | 52214935.5395 | 961560.8286 | 20284743.5872 | 20284743.5872 | 1478867.319 | 8995618.5048 | 0 | 73461239.9553 | 104220469.3664 | 13335.2143 | 13.1697 | 5578.0633 | 7913.6749 | 113.7164 | 161.331
1 | 5400 | 707 | 0.03 | 15 | 15 | 7 | 1.7783e-11 | 5spot_SharedNeighbor | Water | Porous | Wet | R600a | MinimizeLCOE_Brownfield | IgnoreSilica | 93.4905 | 43.3678 | 4.1867 | 4 | 5062.6496 | 6899.3543 | 103.209 | 140.6527 | 169.5278 | 0 | 134.9657 | 6822319.5064 | 605694.744 | 6794660.0942 | 5359338.0757 | 0 | 932198.8927 | 0 | 8000542.4121 | 20815770.2193 | 14207190.896 | 63537714.8403 | 961560.8286 | 20284743.5872 | 20284743.5872 | 1478867.319 | 8995618.5048 | 0 | 84784019.2562 | 115543248.6672 | 17782.7941 | 16.747 | 5062.6496 | 6899.3543 | 103.209 | 140.6527
1 | 5400 | 707 | 0.03 | 15 | 15 | 7 | 2.3714e-11 | 5spot_SharedNeighbor | Water | Porous | Wet | R600a | MinimizeLCOE_Brownfield | IgnoreSilica | 115.025 | 52.8632 | 5.1128 | 4 | 4695.1423 | 6199.1656 | 95.7168 | 126.3784 | 168.8667 | 0 | 122.208 | 7854706.3206 | 695735.2138 | 7960796.333 | 6573822.7644 | 0 | 1057439.7451 | 0 | 9415575.147 | 24497395.1324 | 16719975.549 | 74775446.2053 | 961560.8286 | 20284743.5872 | 20284743.5872 | 1478867.319 | 8995618.5048 | 0 | 96021750.6211 | 126780980.0322 | 23713.7371 | 20.4513 | 4695.1423 | 6199.1656 | 95.7168 | 126.3784
1 | 5400 | 707 | 0.03 | 15 | 15 | 7 | 3.1623e-11 | 5spot_SharedNeighbor | Water | Porous | Wet | R600a | MinimizeLCOE_Brownfield | IgnoreSilica | 126.5855 | 57.7568 | 5.7283 | 4 | 4424.1735 | 5766.5874 | 90.1928 | 117.5597 | 168.3585 | 0 | 171.0418 | 8365895.2706 | 740216.14 | 8545077.704 | 7219493.1109 | 0 | 999472.2688 | 0 | 10089360.2528 | 26250445.7654 | 17916468.6276 | 80126429.1401 | 961560.8286 | 20284743.5872 | 20284743.5872 | 1478867.319 | 8995618.5048 | 0 | 101372733.5559 | 132131962.967 | 31622.7766 | 22.9134 | 4424.1735 | 5766.5874 | 90.1928 | 117.5597
1 | 5400 | 707 | 0.03 | 15 | 15 | 7 | 4.217e-11 | 5spot_SharedNeighbor | Water | Porous | Wet | R600a | MinimizeLCOE_Brownfield | IgnoreSilica | 138.6756 | 62.723 | 6.3344 | 4 | 4216.0644 | 5430.0346 | 85.9502 | 110.6986 | 167.7509 | 0 | 184.3228 | 8872272.2562 | 784215.6079 | 9127994.4267 | 7890177.7414 | 0 | 955987.49 | 0 | 10775952.5337 | 28036818.0408 | 19135704.4119 | 85579122.5086 | 961560.8286 | 20284743.5872 | 20284743.5872 | 1478867.319 | 8995618.5048 | 0 | 106825426.9244 | 137584656.3355 | 42169.6503 | 25.3377 | 4216.0644 | 5430.0346 | 85.9502 | 110.6986
1 | 5400 | 707 | 0.03 | 15 | 15 | 7 | 5.6234e-11 | 5spot_SharedNeighbor | Water | Porous | Wet | R600a | MinimizeLCOE_Brownfield | IgnoreSilica | 147.7586 | 66.4027 | 6.8271 | 4 | 4054.0652 | 5180.4256 | 82.6476 | 105.61 | 167.3078 | 0 | 216.5749 | 9240156.7459 | 816143.8369 | 9553939.3313 | 8392285.9068 | 0 | 882480.4688 | 0 | 11265152.453 | 29309615.8821 | 20004415.0919 | 89464189.7168 | 961560.8286 | 20284743.5872 | 20284743.5872 | 1478867.319 | 8995618.5048 | 0 | 110710494.1326 | 141469723.5437 | 56234.1325 | 27.3085 | 4054.0652 | 5180.4256 | 82.6476 | 105.61
1 | 5400 | 707 | 0.03 | 15 | 15 | 7 | 7.4989e-11 | 5spot_SharedNeighbor | Water | Porous | Wet | R600a | MinimizeLCOE_Brownfield | IgnoreSilica | 155.1787 | 69.3472 | 7.2362 | 4 | 3930.3548 | 4993.037 | 80.1256 | 101.7898 | 166.9238 | 0 | 212.5091 | 9530386.1098 | 841310.947 | 9891372.9194 | 8800662.3174 | 0 | 807062.6988 | 0 | 11649610.047 | 30309895.6787 | 20687126.6068 | 92517427.3249 | 961560.8286 | 20284743.5872 | 20284743.5872 | 1478867.319 | 8995618.5048 | 0 | 113763731.7408 | 144522961.1518 | 74989.4209 | 28.9449 | 3930.3548 | 4993.037 | 80.1256 | 101.7898
1 | 5400 | 707 | 0.03 | 15 | 15 | 7 | 1e-10 | 5spot_SharedNeighbor | Water | Porous | Wet | R600a | MinimizeLCOE_Brownfield | IgnoreSilica | 161.0371 | 71.6301 | 7.5652 | 4 | 3836.1633 | 4852.6383 | 78.2054 | 98.9276 | 166.6076 | 0 | 234.2792 | 9753018.5472 | 860603.8703 | 10151027.6307 | 9121309.0327 | 0 | 734275.1966 | 0 | 11941891.3682 | 31070351.7214 | 21206153.4817 | 94838630.8488 | 961560.8286 | 20284743.5872 | 20284743.5872 | 1478867.319 | 8995618.5048 | 0 | 116084935.2646 | 146844164.6757 | 100000 | 30.2607 | 3836.1633 | 4852.6383 | 78.2054 | 98.9276
1 | 5400 | 707 | 0.03 | 15 | 15 | 7 | 1.3335e-10 | 5spot_SharedNeighbor | Water | Porous | Wet | R600a | MinimizeLCOE_Brownfield | IgnoreSilica | 165.5607 | 73.3681 | 7.824 | 4 | 3764.6261 | 4747.473 | 76.747 | 96.7837 | 166.3559 | 0 | 251.6871 | 9921170.8675 | 875168.559 | 10347599.8002 | 9368253.1569 | 0 | 667569.4282 | 0 | 12160107.1066 | 31638104.3106 | 21593656.29 | 96571629.5191 | 961560.8286 | 20284743.5872 | 20284743.5872 | 1478867.319 | 8995618.5048 | 0 | 117817933.935 | 148577163.346 | 133352.1432 | 31.2961 | 3764.6261 | 4747.473 | 76.747 | 96.7837
1 | 5400 | 707 | 0.03 | 15 | 15 | 7 | 1.7783e-10 | 5spot_SharedNeighbor | Water | Porous | Wet | R600a | MinimizeLCOE_Brownfield | IgnoreSilica | 169.0102 | 74.6788 | 8.0248 | 4 | 3710.3931 | 4668.6543 | 75.6414 | 95.1768 | 166.1597 | 0 | 239.1492 | 10047227.0255 | 886083.1014 | 10495214.8813 | 9556186.3394 | 0 | 608959.0548 | 0 | 12321531.4569 | 32058097.3573 | 21880310.1744 | 97853609.391 | 961560.8286 | 20284743.5872 | 20284743.5872 | 1478867.319 | 8995618.5048 | 0 | 119099913.8069 | 149859143.2179 | 177827.941 | 32.099 | 3710.3931 | 4668.6543 | 75.6414 | 95.1768
1 | 5400 | 707 | 0.03 | 15 | 15 | 7 | 2.3714e-10 | 5spot_SharedNeighbor | Water | Porous | Wet | R600a | MinimizeLCOE_Brownfield | IgnoreSilica | 171.5971 | 75.6532 | 8.1781 | 4 | 3669.3391 | 4609.6278 | 74.8044 | 93.9735 | 166.0102 | 0 | 284.5436 | 10140542.9093 | 894160.681 | 10604628.6657 | 9696911.9125 | 0 | 558813.394 | 0 | 12439072.4494 | 32363914.9087 | 22089036.9371 | 98787081.8578 | 961560.8286 | 20284743.5872 | 20284743.5872 | 1478867.319 | 8995618.5048 | 0 | 120033386.2736 | 150792615.6847 | 237137.3706 | 32.7125 | 3669.3391 | 4609.6278 | 74.8044 | 93.9735
1 | 5400 | 707 | 0.03 | 15 | 15 | 7 | 3.1623e-10 | 5spot_SharedNeighbor | Water | Porous | Wet | R600a | MinimizeLCOE_Brownfield | IgnoreSilica | 173.5534 | 76.3843 | 8.2952 | 4 | 3638.2931 | 4565.311 | 74.1715 | 93.07 | 165.8958 | 0 | 267.9885 | 10210335.5748 | 900200.8628 | 10686537.5385 | 9802830.7654 | 0 | 517359.4451 | 0 | 12525733.0328 | 32589387.9701 | 22242926.9346 | 99475312.1241 | 961560.8286 | 20284743.5872 | 20284743.5872 | 1478867.319 | 8995618.5048 | 0 | 120721616.54 | 151480845.951 | 316227.766 | 33.1808 | 3638.2931 | 4565.311 | 74.1715 | 93.07
1 | 5400 | 707 | 0.03 | 15 | 15 | 7 | 4.217e-10 | 5spot_SharedNeighbor | Water | Porous | Wet | R600a | MinimizeLCOE_Brownfield | IgnoreSilica | 174.9493 | 76.9033 | 8.3817 | 4 | 3614.8474 | 4532.2991 | 73.6936 | 92.397 | 165.8134 | 0 | 274.4298 | 10259762.181 | 904477.8593 | 10744583.9792 | 9878314.1657 | 0 | 482740.6923 | 0 | 12585252.7622 | 32744246.0971 | 22348620.7882 | 99947998.5251 | 961560.8286 | 20284743.5872 | 20284743.5872 | 1478867.319 | 8995618.5048 | 0 | 121194302.9409 | 151953532.352 | 421696.5034 | 33.5268 | 3614.8474 | 4532.2991 | 73.6936 | 92.397
1 | 5400 | 707 | 0.03 | 15 | 15 | 7 | 5.6234e-10 | 5spot_SharedNeighbor | Water | Porous | Wet | R600a | MinimizeLCOE_Brownfield | IgnoreSilica | 175.9675 | 77.2804 | 8.4462 | 4 | 3597.1599 | 4507.6074 | 73.333 | 91.8937 | 165.7529 | 0 | 287.103 | 10295616.9644 | 907580.139 | 10786711.9793 | 9933328.613 | 0 | 454735.5685 | 0 | 12627409.5731 | 32853929.4713 | 22423481.9449 | 100282794.2535 | 961560.8286 | 20284743.5872 | 20284743.5872 | 1478867.319 | 8995618.5048 | 0 | 121529098.6694 | 152288328.0804 | 562341.3252 | 33.7847 | 3597.1599 | 4507.6074 | 73.333 | 91.8937
1 | 5400 | 707 | 0.03 | 15 | 15 | 7 | 7.4989e-10 | 5spot_SharedNeighbor | Water | Porous | Wet | R600a | MinimizeLCOE_Brownfield | IgnoreSilica | 176.7056 | 77.553 | 8.494 | 4 | 3583.8291 | 4489.1481 | 73.0612 | 91.5174 | 165.7088 | 0 | 259.4834 | 10321506.867 | 909820.058 | 10817142.1826 | 9973191.2482 | 0 | 432352.1867 | 0 | 12657064.8916 | 32931086.5269 | 22476143.2208 | 100518307.1819 | 961560.8286 | 20284743.5872 | 20284743.5872 | 1478867.319 | 8995618.5048 | 0 | 121764611.5978 | 152523841.0088 | 749894.2093 | 33.9761 | 3583.8291 | 4489.1481 | 73.0612 | 91.5174
1 | 5400 | 707 | 0.03 | 15 | 15 | 7 | 1e-09 | 5spot_SharedNeighbor | Water | Porous | Wet | R600a | MinimizeLCOE_Brownfield | IgnoreSilica | 177.2392 | 77.7497 | 8.5294 | 4 | 3573.7904 | 4475.3507 | 72.8566 | 91.2361 | 165.6768 | 0 | 259.1277 | 10340168.9989 | 911434.5657 | 10839082.562 | 10001998.8541 | 0 | 414654.4852 | 0 | 12677862.3917 | 32985197.3561 | 22513074.9736 | 100683474.1875 | 961560.8286 | 20284743.5872 | 20284743.5872 | 1478867.319 | 8995618.5048 | 0 | 121929778.6034 | 152689008.0144 | 1000000 | 34.1178 | 3573.7904 | 4475.3507 | 72.8566 | 91.2361
1 | 5400 | 707 | 0.03 | 15 | 15 | 7 | 1.3335e-09 | 5spot_SharedNeighbor | Water | Porous | Wet | R600a | MinimizeLCOE_Brownfield | IgnoreSilica | 177.6413 | 77.8977 | 8.5562 | 4 | 3566.2367 | 4464.9825 | 72.7026 | 91.0247 | 165.6527 | 0 | 257.2938 | 10354203.1628 | 912648.6492 | 10855585.0279 | 10023701.4364 | 0 | 401010.6921 | 0 | 12693388.0977 | 33025592.0584 | 22540645.1879 | 100806774.3125 | 961560.8286 | 20284743.5872 | 20284743.5872 | 1478867.319 | 8995618.5048 | 0 | 122053078.7283 | 152812308.1394 | 1333521.4322 | 34.2246 | 3566.2367 | 4464.9825 | 72.7026 | 91.0247
1 | 5400 | 707 | 0.03 | 15 | 15 | 7 | 1.7783e-09 | 5spot_SharedNeighbor | Water | Porous | Wet | R600a | MinimizeLCOE_Brownfield | IgnoreSilica | 177.9165 | 77.9988 | 8.5754 | 4 | 3560.5565 | 4457.2854 | 72.5868 | 90.8678 | 165.6361 | 0 | 272.4418 | 10363791.2556 | 913478.0837 | 10866860.9439 | 10038552.2283 | 0 | 390192.1753 | 0 | 12703421.1279 | 33051695.9447 | 22558461.6267 | 100886453.3861 | 961560.8286 | 20284743.5872 | 20284743.5872 | 1478867.319 | 8995618.5048 | 0 | 122132757.8019 | 152891987.213 | 1778279.41 | 34.3016 | 3560.5565 | 4457.2854 | 72.5868 | 90.8678
1 | 5400 | 707 | 0.03 | 15 | 15 | 7 | 2.3714e-09 | 5spot_SharedNeighbor | Water | Porous | Wet | R600a | MinimizeLCOE_Brownfield | IgnoreSilica | 178.1212 | 78.074 | 8.5898 | 4 | 3556.2876 | 4451.5128 | 72.4997 | 90.7501 | 165.6237 | 0 | 268.5412 | 10370913.4231 | 914094.1869 | 10875237.6306 | 10049594.188 | 0 | 381913.1478 | 0 | 12710783.5047 | 33070851.3392 | 22571535.577 | 100944922.9972 | 961560.8286 | 20284743.5872 | 20284743.5872 | 1478867.319 | 8995618.5048 | 0 | 122191227.4131 | 152950456.8241 | 2371373.7057 | 34.3592 | 3556.2876 | 4451.5128 | 72.4997 | 90.7501
1 | 5400 | 707 | 0.03 | 15 | 15 | 7 | 3.1623e-09 | 5spot_SharedNeighbor | Water | Porous | Wet | R600a | MinimizeLCOE_Brownfield | IgnoreSilica | 178.2649 | 78.1267 | 8.6003 | 4 | 3553.0809 | 4447.2125 | 72.4344 | 90.6624 | 165.615 | 0 | 280.0043 | 10375909.435 | 914526.3607 | 10881114.0517 | 10057346.8205 | 0 | 375490.2828 | 0 | 12715710.9108 | 33083671.4389 | 22580285.5585 | 100984054.8588 | 961560.8286 | 20284743.5872 | 20284743.5872 | 1478867.319 | 8995618.5048 | 0 | 122230359.2747 | 152989588.6857 | 3162277.6602 | 34.4012 | 3553.0809 | 4447.2125 | 72.4344 | 90.6624
1 | 5400 | 707 | 0.03 | 15 | 15 | 7 | 4.217e-09 | 5spot_SharedNeighbor | Water | Porous | Wet | R600a | MinimizeLCOE_Brownfield | IgnoreSilica | 178.377 | 78.1678 | 8.6083 | 4 | 3550.673 | 4443.9712 | 72.3853 | 90.5964 | 165.6082 | 0 | 280.8275 | 10379803.225 | 914863.1847 | 10885694.2414 | 10063391.2562 | 0 | 370681.7428 | 0 | 12719629.1235 | 33093865.8247 | 22587243.4363 | 101015172.0345 | 961560.8286 | 20284743.5872 | 20284743.5872 | 1478867.319 | 8995618.5048 | 0 | 122261476.4503 | 153020705.8614 | 4216965.0343 | 34.4333 | 3550.673 | 4443.9712 | 72.3853 | 90.5964
1 | 5400 | 707 | 0.03 | 15 | 15 | 7 | 5.6234e-09 | 5spot_SharedNeighbor | Water | Porous | Wet | R600a | MinimizeLCOE_Brownfield | IgnoreSilica | 178.465 | 78.2001 | 8.6145 | 4 | 3548.8654 | 4441.5262 | 72.3484 | 90.5465 | 165.6029 | 0 | 276.8945 | 10382859.578 | 915127.5658 | 10889289.5095 | 10068136.8353 | 0 | 367100.5355 | 0 | 12722780.4694 | 33102064.9803 | 22592839.5284 | 101040199.0022 | 961560.8286 | 20284743.5872 | 20284743.5872 | 1478867.319 | 8995618.5048 | 0 | 122286503.4181 | 153045732.8291 | 5623413.2519 | 34.4579 | 3548.8654 | 4441.5262 | 72.3484 | 90.5465
1 | 5400 | 707 | 0.03 | 15 | 15 | 7 | 7.4989e-09 | 5spot_SharedNeighbor | Water | Porous | Wet | R600a | MinimizeLCOE_Brownfield | IgnoreSilica | 178.5297 | 78.2239 | 8.6191 | 4 | 3547.5088 | 4439.6959 | 72.3208 | 90.5092 | 165.599 | 0 | 305.1257 | 10385107.8965 | 915322.0489 | 10891934.3435 | 10071629.0377 | 0 | 364382.4136 | 0 | 12725066.5387 | 33108012.8636 | 22596899.081 | 101058354.2234 | 961560.8286 | 20284743.5872 | 20284743.5872 | 1478867.319 | 8995618.5048 | 0 | 122304658.6393 | 153063888.0503 | 7498942.0933 | 34.4762 | 3547.5088 | 4439.6959 | 72.3208 | 90.5092
1 | 5400 | 707 | 0.03 | 15 | 15 | 7 | 1e-08 | 5spot_SharedNeighbor | Water | Porous | Wet | R600a | MinimizeLCOE_Brownfield | IgnoreSilica | 178.5614 | 78.2354 | 8.6219 | 4 | 3546.4909 | 4438.3788 | 72.3 | 90.4824 | 165.5971 | 0 | 318.7127 | 10386204.6641 | 915416.9207 | 10893224.5621 | 10073335.9516 | 0 | 362107.5509 | 0 | 12725812.9633 | 33109954.9073 | 22598224.5658 | 101064282.0858 | 961560.8286 | 20284743.5872 | 20284743.5872 | 1478867.319 | 8995618.5048 | 0 | 122310586.5017 | 153069815.9127 | 10000000 | 34.4878 | 3546.4909 | 4438.3788 | 72.3 | 90.4824
1 | 5500 | 707 | 0.03 | 15 | 15 | 7 | 1e-13 | 5spot_SharedNeighbor | Water | Porous | Wet | R600a | MinimizeLCOE_Brownfield | IgnoreSilica | 0 | 0 | 0 | 0 | [6 empty] | 22.2549 | [19 empty] | 100 | 0
1 | 5500 | 707 | 0.03 | 15 | 15 | 7 | 1.3335e-13 | 5spot_SharedNeighbor | Water | Porous | Wet | R600a | MinimizeLCOE_Brownfield | IgnoreSilica | 0.95719 | 0.17433 | 0.0035683 | 4 | 1595227.7876 | 3801525.7321 | 32520.8762 | 77499.244 | 106.5759 | 0 | 49.9776 | 110039.0913 | 7096.7002 | 85192.1145 | 58001.6028 | 0 | 62555.0438 | 0 | 125924.9755 | 327630.9555 | 223614.8593 | 1000055.3429 | 961560.8286 | 20807313.0041 | 20807313.0041 | 1478867.319 | 9204646.2715 | 0 | 22768929.1756 | 54259755.7703 | 133.3521 | 0.014273 | 1595227.7876 | 3801525.7321 | 32520.8762 | 77499.244
1 | 5500 | 707 | 0.03 | 15 | 15 | 7 | 1.7783e-13 | 5spot_SharedNeighbor | Water | Porous | Wet | R600a | MinimizeLCOE_Brownfield | IgnoreSilica | 1.2545 | 0.27612 | 0.011216 | 4 | 515600.9243 | 1217522.3795 | 10511.2222 | 24820.8405 | 118.2921 | 0 | 49.3839 | 162313.831 | 11244.7412 | 122057.0397 | 72966.6389 | 0 | 71457.789 | 0 | 171615.6156 | 446508.6285 | 304751.3138 | 1362915.5978 | 961560.8286 | 20807313.0041 | 20807313.0041 | 1478867.319 | 9204646.2715 | 0 | 23131789.4306 | 54622616.0252 | 177.8279 | 0.044864 | 515600.9243 | 1217522.3795 | 10511.2222 | 24820.8405
1 | 5500 | 707 | 0.03 | 15 | 15 | 7 | 2.3714e-13 | 5spot_SharedNeighbor | Water | Porous | Wet | R600a | MinimizeLCOE_Brownfield | IgnoreSilica | 1.632 | 0.41806 | 0.023546 | 4 | 250486.0813 | 584840.6455 | 5106.4976 | 11922.7676 | 128.4648 | 0 | 268.313 | 228622.2021 | 16892.1525 | 168892.391 | 93222.3872 | 0 | 80921.158 | 0 | 229534.6134 | 597201.98 | 407602.6226 | 1822889.5067 | 961560.8286 | 20807313.0041 | 20807313.0041 | 1478867.319 | 9204646.2715 | 0 | 23591763.3395 | 55082589.9341 | 237.1374 | 0.094184 | 250486.0813 | 584840.6455 | 5106.4976 | 11922.7676
1 | 5500 | 707 | 0.03 | 15 | 15 | 7 | 3.1623e-13 | 5spot_SharedNeighbor | Water | Porous | Wet | R600a | MinimizeLCOE_Brownfield | IgnoreSilica | 2.1182 | 0.61309 | 0.042124 | 4 | 143459.2985 | 330350.8238 | 2924.6118 | 6734.6484 | 137.1879 | 0 | 354.4845 | 311699.0988 | 24418.0785 | 228049.7541 | 120478.8925 | 0 | 91433.4853 | 0 | 302670.9306 | 787487.675 | 537476.5194 | 2403714.4342 | 961560.8286 | 20807313.0041 | 20807313.0041 | 1478867.319 | 9204646.2715 | 0 | 24172588.2669 | 55663414.8616 | 316.2278 | 0.1685 | 143459.2985 | 330350.8238 | 2924.6118 | 6734.6484
1 | 5500 | 707 | 0.03 | 15 | 15 | 7 | 4.217e-13 | 5spot_SharedNeighbor | Water | Porous | Wet | R600a | MinimizeLCOE_Brownfield | IgnoreSilica | 2.76 | 0.88189 | 0.069253 | 4 | 89938.9342 | 203619.6925 | 1833.5268 | 4151.0628 | 144.6434 | 0 | 463.6316 | 416256.8637 | 34420.9095 | 303460.2055 | 157341.2937 | 0 | 104002.6536 | 0 | 396037.9512 | 1030409.5103 | 703275.6636 | 3145205.0511 | 961560.8286 | 20807313.0041 | 20807313.0041 | 1478867.319 | 9204646.2715 | 0 | 24914078.8839 | 56404905.4785 | 421.6965 | 0.27701 | 89938.9342 | 203619.6925 | 1833.5268 | 4151.0628
1 | 5500 | 707 | 0.03 | 15 | 15 | 7 | 5.6234e-13 | 5spot_SharedNeighbor | Water | Porous | Wet | R600a | MinimizeLCOE_Brownfield | IgnoreSilica | 3.6157 | 1.2524 | 0.10834 | 4 | 59699.9503 | 132369.3863 | 1217.0642 | 2698.529 | 150.8957 | 0 | 616.3531 | 548388.2307 | 47762.9228 | 399920.2794 | 208742.6091 | 0 | 119491.673 | 0 | 516479.2288 | 1343773.0089 | 917152.6904 | 4101710.643 | 961560.8286 | 20807313.0041 | 20807313.0041 | 1478867.319 | 9204646.2715 | 0 | 25870584.4757 | 57361411.0704 | 562.3413 | 0.43334 | 59699.9503 | 132369.3863 | 1217.0642 | 2698.529
1 | 5500 | 707 | 0.03 | 15 | 15 | 7 | 7.4989e-13 | 5spot_SharedNeighbor | Water | Porous | Wet | R600a | MinimizeLCOE_Brownfield | IgnoreSilica | 4.7279 | 1.7632 | 0.16218 | 4 | 41741.676 | 90284.9016 | 850.9605 | 1840.5798 | 155.9053 | 0 | 92.4845 | 710096.1129 | 64082.5111 | 524298.2208 | 278031.8938 | 0 | 137806.9435 | 0 | 668583.116 | 1739516.1226 | 1187255.4971 | 5309670.4178 | 961560.8286 | 20807313.0041 | 20807313.0041 | 1478867.319 | 9204646.2715 | 0 | 27078544.2505 | 58569370.8451 | 749.8942 | 0.64872 | 41741.676 | 90284.9016 | 850.9605 | 1840.5798
1 | 5500 | 707 | 0.03 | 15 | 15 | 7 | 1e-12 | 5spot_SharedNeighbor | Water | Porous | Wet | R600a | MinimizeLCOE_Brownfield | IgnoreSilica | 6.2238 | 2.4919 | 0.23372 | 4 | 30599.7943 | 64284.6366 | 623.8182 | 1310.5293 | 159.9622 | 0 | 78.3437 | 906289.178 | 81998.8982 | 691286.7993 | 366185.6377 | 0 | 161951.8472 | 0 | 861007.8205 | 2240165.7321 | 1528959.1429 | 6837845.0559 | 961560.8286 | 20807313.0041 | 20807313.0041 | 1478867.319 | 9204646.2715 | 0 | 28606718.8886 | 60097545.4833 | 1000 | 0.93487 | 30599.7943 | 64284.6366 | 623.8182 | 1310.5293
1 | 5500 | 707 | 0.03 | 15 | 15 | 7 | 1.3335e-12 | 5spot_SharedNeighbor | Water | Porous | Wet | R600a | MinimizeLCOE_Brownfield | IgnoreSilica | 8.2117 | 3.4557 | 0.3275 | 4 | 23271.5214 | 47310.1896 | 474.4214 | 964.4822 | 162.9901 | 0 | 74.6762 | 1140194.2979 | 103087.8262 | 897961.1302 | 481513.7635 | 0 | 191667.0063 | 0 | 1097625.3694 | 2855796.0573 | 1949139.4899 | 8716984.9407 | 961560.8286 | 20807313.0041 | 20807313.0041 | 1478867.319 | 9204646.2715 | 0 | 30485858.7735 | 61976685.3681 | 1333.5214 | 1.31 | 23271.5214 | 47310.1896 | 474.4214 | 964.4822
1 | 5500 | 707 | 0.03 | 15 | 15 | 7 | 1.7783e-12 | 5spot_SharedNeighbor | Water | Porous | Wet | R600a | MinimizeLCOE_Brownfield | IgnoreSilica | 10.8595 | 4.7687 | 0.45586 | 4 | 18026.6885 | 35296.8291 | 367.4984 | 719.5736 | 165.7455 | 0 | 85.5222 | 1430074.1131 | 129156.0336 | 1161854.1534 | 635588.5711 | 0 | 227619.3095 | 0 | 1397873.9505 | 3636981.2757 | 2482314.4532 | 11101461.86 | 961560.8286 | 20807313.0041 | 20807313.0041 | 1478867.319 | 9204646.2715 | 0 | 32870335.6928 | 64361162.2874 | 1778.2794 | 1.8234 | 18026.6885 | 35296.8291 | 367.4984 | 719.5736
1 | 5500 | 707 | 0.03 | 15 | 15 | 7 | 2.3714e-12 | 5spot_SharedNeighbor | Water | Porous | Wet | R600a | MinimizeLCOE_Brownfield | IgnoreSilica | 14.3601 | 6.4896 | 0.6239 | 4 | 14349.0193 | 26967.5757 | 292.5242 | 549.7705 | 167.6925 | 0 | 89.7161 | 1776783.9852 | 160246.4175 | 1486644.7177 | 838455.0853 | 0 | 271076.3213 | 0 | 1767950.5455 | 4599844.663 | 3139488.4998 | 14040490.2353 | 961560.8286 | 20807313.0041 | 20807313.0041 | 1478867.319 | 9204646.2715 | 0 | 35809364.0681 | 67300190.6627 | 2371.3737 | 2.4956 | 14349.0193 | 26967.5757 | 292.5242 | 549.7705
1 | 5500 | 707 | 0.03 | 15 | 15 | 7 | 3.1623e-12 | 5spot_SharedNeighbor | Water | Porous | Wet | R600a | MinimizeLCOE_Brownfield | IgnoreSilica | 19.0205 | 8.782 | 0.84758 | 4 | 11650.0238 | 20938.4705 | 237.5015 | 426.859 | 169.1946 | 0 | 94.4427 | 2199535.2655 | 198039.6079 | 1893688.7373 | 1108335.3096 | 0 | 324330.0411 | 0 | 2232332.295 | 5808070.7172 | 3964127.6084 | 17728459.582 | 961560.8286 | 20807313.0041 | 20807313.0041 | 1478867.319 | 9204646.2715 | 0 | 39497333.4147 | 70988160.0094 | 3162.2777 | 3.3903 | 11650.0238 | 20938.4705 | 237.5015 | 426.859
1 | 5500 | 707 | 0.03 | 15 | 15 | 7 | 4.217e-12 | 5spot_SharedNeighbor | Water | Porous | Wet | R600a | MinimizeLCOE_Brownfield | IgnoreSilica | 25.1689 | 11.8075 | 1.143 | 4 | 9643.7856 | 16531.5255 | 196.6016 | 337.0175 | 170.3391 | 0 | 109.2292 | 2711288.1739 | 243638.8646 | 2399713.8818 | 1464213.3142 | 0 | 388378.0981 | 0 | 2810820.6097 | 7313178.6479 | 4991394.698 | 22322626.2883 | 961560.8286 | 20807313.0041 | 20807313.0041 | 1478867.319 | 9204646.2715 | 0 | 44091500.121 | 75582326.7157 | 4216.965 | 4.572 | 9643.7856 | 16531.5255 | 196.6016 | 337.0175
1 | 5500 | 707 | 0.03 | 15 | 15 | 7 | 5.6234e-12 | 5spot_SharedNeighbor | Water | Porous | Wet | R600a | MinimizeLCOE_Brownfield | IgnoreSilica | 33.2884 | 15.8041 | 1.533 | 4 | 8127.1252 | 13262.6603 | 165.6824 | 270.3773 | 171.2123 | 0 | 96.0798 | 3332491.6957 | 298796.591 | 3030050.2512 | 1934060.1226 | 0 | 466249.8733 | 0 | 3534042.9282 | 9194854.7673 | 6275677.3141 | 28066223.5435 | 961560.8286 | 20807313.0041 | 20807313.0041 | 1478867.319 | 9204646.2715 | 0 | 49835097.3762 | 81325923.9709 | 5623.4133 | 6.1319 | 8127.1252 | 13262.6603 | 165.6824 | 270.3773
1 | 5500 | 707 | 0.03 | 15 | 15 | 7 | 7.4989e-12 | 5spot_SharedNeighbor | Water | Porous | Wet | R600a | MinimizeLCOE_Brownfield | IgnoreSilica | 43.8756 | 21.0158 | 2.0416 | 4 | 6972.2863 | 10828.4518 | 142.1395 | 220.7526 | 171.8683 | 0 | 85.6972 | 4078255.3216 | 364769.3373 | 3806011.0376 | 2546663.735 | 0 | 559299.0721 | 0 | 4428449.4164 | 11521916.9817 | 7863945.0917 | 35169309.9934 | 961560.8286 | 20807313.0041 | 20807313.0041 | 1478867.319 | 9204646.2715 | 0 | 56938183.8262 | 88429010.4208 | 7498.9421 | 8.1664 | 6972.2863 | 10828.4518 | 142.1395 | 220.7526
1 | 5500 | 707 | 0.03 | 15 | 15 | 7 | 1e-11 | 5spot_SharedNeighbor | Water | Porous | Wet | R600a | MinimizeLCOE_Brownfield | IgnoreSilica | 57.4541 | 27.6857 | 2.6925 | 4 | 6089.836 | 9013.8198 | 124.1495 | 183.7589 | 172.3184 | 0 | 116.6473 | 4959187.4634 | 442400.5292 | 4745023.8739 | 3331871.185 | 0 | 668780.9988 | 0 | 5517432.9796 | 14355228.8318 | 9797738.6482 | 43817664.5098 | 961560.8286 | 20807313.0041 | 20807313.0041 | 1478867.319 | 9204646.2715 | 0 | 65586538.3426 | 97077364.9372 | 10000 | 10.7698 | 6089.836 | 9013.8198 | 124.1495 | 183.7589
1 | 5500 | 707 | 0.03 | 15 | 15 | 7 | 1.3335e-11 | 5spot_SharedNeighbor | Water | Porous | Wet | R600a | MinimizeLCOE_Brownfield | IgnoreSilica | 74.4721 | 35.9656 | 3.4987 | 4 | 5420.3669 | 7670.5724 | 110.5015 | 156.375 | 172.4845 | 0 | 117.9557 | 5972180.0562 | 531321.7363 | 5849833.1915 | 4313795.5978 | 0 | 795835.9366 | 0 | 6810556.9422 | 17719672.1262 | 12094040.329 | 54087235.9157 | 961560.8286 | 20807313.0041 | 20807313.0041 | 1478867.319 | 9204646.2715 | 0 | 75856109.7484 | 107346936.3431 | 13335.2143 | 13.9946 | 5420.3669 | 7670.5724 | 110.5015 | 156.375
1 | 5500 | 707 | 0.03 | 15 | 15 | 7 | 1.7783e-11 | 5spot_SharedNeighbor | Water | Porous | Wet | R600a | MinimizeLCOE_Brownfield | IgnoreSilica | 94.9131 | 45.6786 | 4.4403 | 4 | 4925.1293 | 6698.1516 | 100.4054 | 136.5509 | 172.2237 | 0 | 128.623 | 7079018.4623 | 628110.0845 | 7082788.3277 | 5486938.7037 | 0 | 937695.189 | 0 | 8273674.7992 | 21526404.6635 | 14692213.5062 | 65706843.7362 | 961560.8286 | 20807313.0041 | 20807313.0041 | 1478867.319 | 9204646.2715 | 0 | 87475717.5689 | 118966544.1636 | 17782.7941 | 17.7611 | 4925.1293 | 6698.1516 | 100.4054 | 136.5509
1 | 5500 | 707 | 0.03 | 15 | 15 | 7 | 2.3714e-11 | 5spot_SharedNeighbor | Water | Porous | Wet | R600a | MinimizeLCOE_Brownfield | IgnoreSilica | 117.564 | 56.0067 | 5.4408 | 4 | 4572.4351 | 6019.4159 | 93.2153 | 122.7139 | 171.4656 | 0 | 126.9641 | 8184542.0437 | 724443.1967 | 8337301.1366 | 6774783.5391 | 0 | 1079103.9501 | 0 | 9789067.8078 | 25469146.4221 | 17383215.7717 | 77741603.8678 | 961560.8286 | 20807313.0041 | 20807313.0041 | 1478867.319 | 9204646.2715 | 0 | 99510477.7006 | 131001304.2952 | 23713.7371 | 21.7631 | 4572.4351 | 6019.4159 | 93.2153 | 122.7139
1 | 5500 | 707 | 0.03 | 15 | 15 | 7 | 3.1623e-11 | 5spot_SharedNeighbor | Water | Porous | Wet | R600a | MinimizeLCOE_Brownfield | IgnoreSilica | 129.0876 | 61.0424 | 6.0783 | 4 | 4314.9809 | 5610.1954 | 87.9667 | 114.3714 | 170.9192 | 0 | 165.4369 | 8702227.0345 | 769447.035 | 8931801.8384 | 7424000.2078 | 0 | 1016362.6547 | 0 | 10469097.1205 | 27238443.2004 | 18590797.1783 | 83142176.2695 | 961560.8286 | 20807313.0041 | 20807313.0041 | 1478867.319 | 9204646.2715 | 0 | 104911050.1023 | 136401876.6969 | 31622.7766 | 24.3132 | 4314.9809 | 5610.1954 | 87.9667 | 114.3714
1 | 5500 | 707 | 0.03 | 15 | 15 | 7 | 4.217e-11 | 5spot_SharedNeighbor | Water | Porous | Wet | R600a | MinimizeLCOE_Brownfield | IgnoreSilica | 141.2944 | 66.2349 | 6.7116 | 4 | 4116.4264 | 5289.4306 | 83.9189 | 107.8322 | 170.2838 | 0 | 184.1546 | 9223508.8233 | 814699.6497 | 9534620.7031 | 8107375.5529 | 0 | 971616.126 | 0 | 11174210.1335 | 29073002.6217 | 19842921.6798 | 88741955.2901 | 961560.8286 | 20807313.0041 | 20807313.0041 | 1478867.319 | 9204646.2715 | 0 | 110510829.1229 | 142001655.7175 | 42169.6503 | 26.8463 | 4116.4264 | 5289.4306 | 83.9189 | 107.8322
1 | 5500 | 707 | 0.03 | 15 | 15 | 7 | 5.6234e-11 | 5spot_SharedNeighbor | Water | Porous | Wet | R600a | MinimizeLCOE_Brownfield | IgnoreSilica | 150.3332 | 70.0177 | 7.2198 | 4 | 3962.3767 | 5052.8075 | 80.7784 | 103.0083 | 169.8166 | 0 | 233.8922 | 9595995.0186 | 846997.617 | 9967819.7069 | 8611551.6655 | 0 | 894979.7084 | 0 | 11667764.0495 | 30357128.6692 | 20719364.0933 | 92661600.5286 | 961560.8286 | 20807313.0041 | 20807313.0041 | 1478867.319 | 9204646.2715 | 0 | 114430474.3613 | 145921300.9559 | 56234.1325 | 28.8793 | 3962.3767 | 5052.8075 | 80.7784 | 103.0083
1 | 5500 | 707 | 0.03 | 15 | 15 | 7 | 7.4989e-11 | 5spot_SharedNeighbor | Water | Porous | Wet | R600a | MinimizeLCOE_Brownfield | IgnoreSilica | 157.6607 | 73.0203 | 7.6392 | 4 | 3844.7397 | 4875.3124 | 78.3802 | 99.3898 | 169.4159 | 0 | 243.8447 | 9887605.6553 | 872261.7555 | 10308330.5696 | 9018022.4183 | 0 | 816446.4174 | 0 | 12052040.0583 | 31356936.0182 | 21401753.153 | 95713396.0456 | 961560.8286 | 20807313.0041 | 20807313.0041 | 1478867.319 | 9204646.2715 | 0 | 117482269.8783 | 148973096.4729 | 74989.4209 | 30.5566 | 3844.7397 | 4875.3124 | 78.3802 | 99.3898
1 | 5500 | 707 | 0.03 | 15 | 15 | 7 | 1e-10 | 5spot_SharedNeighbor | Water | Porous | Wet | R600a | MinimizeLCOE_Brownfield | IgnoreSilica | 163.4413 | 75.3484 | 7.9759 | 4 | 3755.1868 | 4742.2447 | 76.5546 | 96.6771 | 169.0867 | 0 | 257.8481 | 10111388.4527 | 891637.2181 | 10570432.2063 | 9337705.8448 | 0 | 741261.7863 | 0 | 12344445.9482 | 32117716.1632 | 21921001.2344 | 98035588.8539 | 961560.8286 | 20807313.0041 | 20807313.0041 | 1478867.319 | 9204646.2715 | 0 | 119804462.6867 | 151295289.2813 | 100000 | 31.9037 | 3755.1868 | 4742.2447 | 76.5546 | 96.6771
1 | 5500 | 707 | 0.03 | 15 | 15 | 7 | 1.3335e-10 | 5spot_SharedNeighbor | Water | Porous | Wet | R600a | MinimizeLCOE_Brownfield | IgnoreSilica | 167.9165 | 77.1246 | 8.2409 | 4 | 3687.1578 | 4642.4776 | 75.1677 | 94.6432 | 168.8243 | 0 | 262.6486 | 10280812.6104 | 906299.2473 | 10769315.3686 | 9584150.5197 | 0 | 672896.1385 | 0 | 12563254.8149 | 32687011.9506 | 22309557.3072 | 99773297.9572 | 961560.8286 | 20807313.0041 | 20807313.0041 | 1478867.319 | 9204646.2715 | 0 | 121542171.7899 | 153032998.3845 | 133352.1432 | 32.9636 | 3687.1578 | 4642.4776 | 75.1677 | 94.6432
1 | 5500 | 707 | 0.03 | 15 | 15 | 7 | 1.7783e-10 | 5spot_SharedNeighbor | Water | Porous | Wet | R600a | MinimizeLCOE_Brownfield | IgnoreSilica | 171.3077 | 78.4553 | 8.4455 | 4 | 3635.5768 | 4567.7559 | 74.1162 | 93.1199 | 168.6211 | 0 | 236.0964 | 10407010.6032 | 917216.614 | 10917703.2941 | 9770357.6267 | 0 | 612743.2667 | 0 | 12723762.2478 | 33104619.3664 | 22594582.9494 | 101047995.9683 | 961560.8286 | 20807313.0041 | 20807313.0041 | 1478867.319 | 9204646.2715 | 0 | 122816869.8011 | 154307696.3957 | 177827.941 | 33.7819 | 3635.5768 | 4567.7559 | 74.1162 | 93.1199
1 | 5500 | 707 | 0.03 | 15 | 15 | 7 | 2.3714e-10 | 5spot_SharedNeighbor | Water | Porous | Wet | R600a | MinimizeLCOE_Brownfield | IgnoreSilica | 173.824 | 79.4341 | 8.6008 | 4 | 3596.5261 | 4511.8696 | 73.32 | 91.9806 | 168.4679 | 0 | 290.2334 | 10499461.8335 | 925212.4867 | 11026542.8769 | 9908322.2909 | 0 | 561064.2216 | 0 | 12839035.4467 | 33404536.5841 | 22799282.6132 | 101963458.3536 | 961560.8286 | 20807313.0041 | 20807313.0041 | 1478867.319 | 9204646.2715 | 0 | 123732332.1864 | 155223158.781 | 237137.3706 | 34.4033 | 3596.5261 | 4511.8696 | 73.32 | 91.9806
1 | 5500 | 707 | 0.03 | 15 | 15 | 7 | 3.1623e-10 | 5spot_SharedNeighbor | Water | Porous | Wet | R600a | MinimizeLCOE_Brownfield | IgnoreSilica | 175.6922 | 80.1562 | 8.7183 | 4 | 3566.9984 | 4470.007 | 72.7181 | 91.1271 | 168.3529 | 0 | 272.7607 | 10567454.5365 | 931091.896 | 11106659.0602 | 10010649.2807 | 0 | 517976.2928 | 0 | 12922194.1159 | 33620898.383 | 22946953.9868 | 102623877.5519 | 961560.8286 | 20807313.0041 | 20807313.0041 | 1478867.319 | 9204646.2715 | 0 | 124392751.3847 | 155883577.9793 | 316227.766 | 34.8732 | 3566.9984 | 4470.007 | 72.7181 | 91.1271
1 | 5500 | 707 | 0.03 | 15 | 15 | 7 | 4.217e-10 | 5spot_SharedNeighbor | Water | Porous | Wet | R600a | MinimizeLCOE_Brownfield | IgnoreSilica | 177.0493 | 80.6782 | 8.8059 | 4 | 3544.6961 | 4438.7236 | 72.2634 | 90.4894 | 168.2686 | 0 | 275.4836 | 10616492.3538 | 935331.6745 | 11164477.5917 | 10084917.7864 | 0 | 482434.6251 | 0 | 12980625.0723 | 33772923.7458 | 23050714.4207 | 103087917.2704 | 961560.8286 | 20807313.0041 | 20807313.0041 | 1478867.319 | 9204646.2715 | 0 | 124856791.1031 | 156347617.6978 | 421696.5034 | 35.2236 | 3544.6961 | 4438.7236 | 72.2634 | 90.4894
1 | 5500 | 707 | 0.03 | 15 | 15 | 7 | 5.6234e-10 | 5spot_SharedNeighbor | Water | Porous | Wet | R600a | MinimizeLCOE_Brownfield | IgnoreSilica | 178.0286 | 81.0534 | 8.8708 | 4 | 3527.8684 | 4415.3519 | 71.9204 | 90.0129 | 168.2074 | 0 | 276.3215 | 10651691.8313 | 938374.7007 | 11205998.9186 | 10138476.3414 | 0 | 453574.2139 | 0 | 13021365.2423 | 33878921.3111 | 23123059.937 | 103411462.4962 | 961560.8286 | 20807313.0041 | 20807313.0041 | 1478867.319 | 9204646.2715 | 0 | 125180336.329 | 156671162.9236 | 562341.3252 | 35.4833 | 3527.8684 | 4415.3519 | 71.9204 | 90.0129
1 | 5500 | 707 | 0.03 | 15 | 15 | 7 | 7.4989e-10 | 5spot_SharedNeighbor | Water | Porous | Wet | R600a | MinimizeLCOE_Brownfield | IgnoreSilica | 178.7324 | 81.3224 | 8.9188 | 4 | 3515.1834 | 4397.8929 | 71.6618 | 89.657 | 168.1632 | 0 | 266.0125 | 10676895.8093 | 940553.4544 | 11235739.2866 | 10176955.644 | 0 | 430452.5805 | 0 | 13049632.7422 | 33952467.5474 | 23173256.7546 | 103635953.819 | 961560.8286 | 20807313.0041 | 20807313.0041 | 1478867.319 | 9204646.2715 | 0 | 125404827.6518 | 156895654.2464 | 749894.2093 | 35.6752 | 3515.1834 | 4397.8929 | 71.6618 | 89.657
1 | 5500 | 707 | 0.03 | 15 | 15 | 7 | 1e-09 | 5spot_SharedNeighbor | Water | Porous | Wet | R600a | MinimizeLCOE_Brownfield | IgnoreSilica | 179.2413 | 81.5165 | 8.9543 | 4 | 3505.6297 | 4384.8383 | 71.467 | 89.3909 | 168.1311 | 0 | 305.6277 | 10695068.0776 | 942124.2742 | 11257187.3589 | 10204767.6163 | 0 | 412191.5623 | 0 | 13069422.1669 | 34003955.5711 | 23208398.3887 | 103793115.0159 | 961560.8286 | 20807313.0041 | 20807313.0041 | 1478867.319 | 9204646.2715 | 0 | 125561988.8487 | 157052815.4433 | 1000000 | 35.8172 | 3505.6297 | 4384.8383 | 71.467 | 89.3909
1 | 5500 | 707 | 0.03 | 15 | 15 | 7 | 1.3335e-09 | 5spot_SharedNeighbor | Water | Porous | Wet | R600a | MinimizeLCOE_Brownfield | IgnoreSilica | 179.624 | 81.6622 | 8.9811 | 4 | 3498.4399 | 4375.0293 | 71.3204 | 89.1909 | 168.107 | 0 | 313.382 | 10708706.3449 | 943303.1294 | 11273286.8778 | 10225676.8029 | 0 | 398102.1034 | 0 | 13084139.3508 | 34042246.6647 | 23234532.8469 | 103909994.1208 | 961560.8286 | 20807313.0041 | 20807313.0041 | 1478867.319 | 9204646.2715 | 0 | 125678867.9535 | 157169694.5482 | 1333521.4322 | 35.9243 | 3498.4399 | 4375.0293 | 71.3204 | 89.1909
1 | 5500 | 707 | 0.03 | 15 | 15 | 7 | 1.7783e-09 | 5spot_SharedNeighbor | Water | Porous | Wet | R600a | MinimizeLCOE_Brownfield | IgnoreSilica | 179.8844 | 81.7613 | 9.0003 | 4 | 3493.0327 | 4367.7487 | 71.2102 | 89.0425 | 168.0904 | 0 | 328.0544 | 10717970.6347 | 944103.8885 | 11284224.4127 | 10239902.8436 | 0 | 386929.4383 | 0 | 13093521.1749 | 34066656.2466 | 23251192.8881 | 103984501.5272 | 961560.8286 | 20807313.0041 | 20807313.0041 | 1478867.319 | 9204646.2715 | 0 | 125753375.3599 | 157244201.9546 | 1778279.41 | 36.0012 | 3493.0327 | 4367.7487 | 71.2102 | 89.0425
1 | 5500 | 707 | 0.03 | 15 | 15 | 7 | 2.3714e-09 | 5spot_SharedNeighbor | Water | Porous | Wet | R600a | MinimizeLCOE_Brownfield | IgnoreSilica | 180.0696 | 81.8316 | 9.0144 | 4 | 3488.9686 | 4362.3147 | 71.1273 | 88.9317 | 168.0787 | 0 | 324.6051 | 10724551.8503 | 944672.7256 | 11291994.9402 | 10250019.6981 | 0 | 378265.0306 | 0 | 13099906.6555 | 34083269.9573 | 23262532.087 | 104035212.9448 | 961560.8286 | 20807313.0041 | 20807313.0041 | 1478867.319 | 9204646.2715 | 0 | 125804086.7776 | 157294913.3722 | 2371373.7057 | 36.0577 | 3488.9686 | 4362.3147 | 71.1273 | 88.9317
1 | 5500 | 707 | 0.03 | 15 | 15 | 7 | 3.1623e-09 | 5spot_SharedNeighbor | Water | Porous | Wet | R600a | MinimizeLCOE_Brownfield | IgnoreSilica | 180.2157 | 81.8872 | 9.0253 | 4 | 3485.9154 | 4358.2123 | 71.0651 | 88.8481 | 168.0694 | 0 | 311.0243 | 10729742.2532 | 945121.3439 | 11298123.7051 | 10258002.2496 | 0 | 371779.0202 | 0 | 13105079.7431 | 34096729.27 | 23271718.3445 | 104076295.9295 | 961560.8286 | 20807313.0041 | 20807313.0041 | 1478867.319 | 9204646.2715 | 0 | 125845169.7622 | 157335996.3568 | 3162277.6602 | 36.101 | 3485.9154 | 4358.2123 | 71.0651 | 88.8481
1 | 5500 | 707 | 0.03 | 15 | 15 | 7 | 4.217e-09 | 5spot_SharedNeighbor | Water | Porous | Wet | R600a | MinimizeLCOE_Brownfield | IgnoreSilica | 180.313 | 81.9241 | 9.033 | 4 | 3483.6226 | 4355.1732 | 71.0184 | 88.7861 | 168.0632 | 0 | 306.4433 | 10733191.8083 | 945419.4938 | 11302197.0874 | 10263312.5009 | 0 | 366694.4701 | 0 | 13108217.9906 | 34104894.3463 | 23277291.1768 | 104101218.8741 | 961560.8286 | 20807313.0041 | 20807313.0041 | 1478867.319 | 9204646.2715 | 0 | 125870092.7069 | 157360919.3015 | 4216965.0343 | 36.132 | 3483.6226 | 4355.1732 | 71.0184 | 88.7861
1 | 5500 | 707 | 0.03 | 15 | 15 | 7 | 5.6234e-09 | 5spot_SharedNeighbor | Water | Porous | Wet | R600a | MinimizeLCOE_Brownfield | IgnoreSilica | 180.3861 | 81.9518 | 9.0388 | 4 | 3481.9013 | 4352.8919 | 70.9833 | 88.7396 | 168.0585 | 0 | 302.9906 | 10735786.2498 | 945643.7335 | 11305260.8145 | 10267307.6839 | 0 | 362854.9583 | 0 | 13110572.8416 | 34111021.1857 | 23281472.8706 | 104119920.338 | 961560.8286 | 20807313.0041 | 20807313.0041 | 1478867.319 | 9204646.2715 | 0 | 125888794.1707 | 157379620.7654 | 5623413.2519 | 36.1552 | 3481.9013 | 4352.8919 | 70.9833 | 88.7396
1 | 5500 | 707 | 0.03 | 15 | 15 | 7 | 7.4989e-09 | 5spot_SharedNeighbor | Water | Porous | Wet | R600a | MinimizeLCOE_Brownfield | IgnoreSilica | 180.4445 | 81.974 | 9.0433 | 4 | 3480.6095 | 4351.1692 | 70.9569 | 88.7045 | 168.0548 | 0 | 314.7663 | 10737855.2705 | 945822.5597 | 11307704.1433 | 10270493.815 | 0 | 360006.6042 | 0 | 13112534.1332 | 34116124.0639 | 23284955.6898 | 104135496.2796 | 961560.8286 | 20807313.0041 | 20807313.0041 | 1478867.319 | 9204646.2715 | 0 | 125904370.1123 | 157395196.707 | 7498942.0933 | 36.1731 | 3480.6095 | 4351.1692 | 70.9569 | 88.7045
1 | 5500 | 707 | 0.03 | 15 | 15 | 7 | 1e-08 | 5spot_SharedNeighbor | Water | Porous | Wet | R600a | MinimizeLCOE_Brownfield | IgnoreSilica | 180.4787 | 81.987 | 9.0463 | 4 | 3479.6401 | 4349.9072 | 70.9372 | 88.6787 | 168.0526 | 0 | 295.5186 | 10739068.5185 | 945927.4207 | 11309136.9062 | 10272364.4829 | 0 | 357729.7378 | 0 | 13113448.5558 | 34118503.204 | 23286579.5018 | 104142758.3277 | 961560.8286 | 20807313.0041 | 20807313.0041 | 1478867.319 | 9204646.2715 | 0 | 125911632.1604 | 157402458.7551 | 10000000 | 36.1852 | 3479.6401 | 4349.9072 | 70.9372 | 88.6787
1 | 5600 | 707 | 0.03 | 15 | 15 | 7 | 1e-13 | 5spot_SharedNeighbor | Water | Porous | Wet | R600a | MinimizeLCOE_Brownfield | IgnoreSilica | 0 | 0 | 0 | 0 | [6 empty] | 22.5973 | [19 empty] | 100 | 0
1 | 5600 | 707 | 0.03 | 15 | 15 | 7 | 1.3335e-13 | 5spot_SharedNeighbor | Water | Porous | Wet | R600a | MinimizeLCOE_Brownfield | IgnoreSilica | 0.97664 | 0.18318 | 0.0044084 | 4 | 1323013.5351 | 3150817.0508 | 26971.4204 | 64233.6674 | 108.3247 | 0 | 54.5718 | 115153.0747 | 7504.3166 | 88525.6597 | 59187.9044 | 0 | 62858.2511 | 0 | 129959.3905 | 338127.6758 | 230779.0866 | 1032095.3595 | 961560.8286 | 21335742.5118 | 21335742.5118 | 1478867.319 | 9416018.0746 | 0 | 23329398.6999 | 55560026.6054 | 133.3521 | 0.017634 | 1323013.5351 | 3150817.0508 | 26971.4204 | 64233.6674
1 | 5600 | 707 | 0.03 | 15 | 15 | 7 | 1.7783e-13 | 5spot_SharedNeighbor | Water | Porous | Wet | R600a | MinimizeLCOE_Brownfield | IgnoreSilica | 1.2739 | 0.28804 | 0.012657 | 4 | 468084.8332 | 1104687.6658 | 9542.5425 | 22520.5523 | 120.0403 | 0 | 54.9417 | 168782.534 | 11817.9288 | 126102.9917 | 74442.6842 | 0 | 71322.4853 | 0 | 176462.7634 | 459119.9128 | 313358.7744 | 1401410.0745 | 961560.8286 | 21335742.5118 | 21335742.5118 | 1478867.319 | 9416018.0746 | 0 | 23698713.415 | 55929341.3205 | 177.8279 | 0.050629 | 468084.8332 | 1104687.6658 | 9542.5425 | 22520.5523
1 | 5600 | 707 | 0.03 | 15 | 15 | 7 | 2.3714e-13 | 5spot_SharedNeighbor | Water | Porous | Wet | R600a | MinimizeLCOE_Brownfield | IgnoreSilica | 1.6709 | 0.44196 | 0.026311 | 4 | 229892.9074 | 536144.9164 | 4686.6779 | 10930.0393 | 130.7023 | 0 | 282.941 | 240379.6312 | 18020.0283 | 176302.442 | 96220.126 | 0 | 81596.7277 | 0 | 238882.3925 | 621522.9839 | 424202.2075 | 1897126.5392 | 961560.8286 | 21335742.5118 | 21335742.5118 | 1478867.319 | 9416018.0746 | 0 | 24194429.8796 | 56425057.7851 | 237.1374 | 0.10524 | 229892.9074 | 536144.9164 | 4686.6779 | 10930.0393
1 | 5600 | 707 | 0.03 | 15 | 15 | 7 | 3.1623e-13 | 5spot_SharedNeighbor | Water | Porous | Wet | R600a | MinimizeLCOE_Brownfield | IgnoreSilica | 2.1571 | 0.64234 | 0.046041 | 4 | 134566.986 | 309578.7404 | 2743.33 | 6311.1814 | 139.3771 | 0 | 366.9728 | 325245.126 | 25848.0142 | 236376.1091 | 123352.0861 | 0 | 91472.9903 | 0 | 312894.787 | 814088.0523 | 555631.8236 | 2484908.9887 | 961560.8286 | 21335742.5118 | 21335742.5118 | 1478867.319 | 9416018.0746 | 0 | 24782212.3291 | 57012840.2346 | 316.2278 | 0.18416 | 134566.986 | 309578.7404 | 2743.33 | 6311.1814
1 | 5600 | 707 | 0.03 | 15 | 15 | 7 | 4.217e-13 | 5spot_SharedNeighbor | Water | Porous | Wet | R600a | MinimizeLCOE_Brownfield | IgnoreSilica | 2.8183 | 0.92906 | 0.075849 | 4 | 84283.7551 | 190516.5564 | 1718.2383 | 3883.9377 | 147.0277 | 0 | 480.9567 | 436793.8851 | 36813.6359 | 315826.8324 | 163226.8632 | 0 | 104426.0658 | 0 | 412264.0402 | 1072626.4656 | 732089.603 | 3274067.3914 | 961560.8286 | 21335742.5118 | 21335742.5118 | 1478867.319 | 9416018.0746 | 0 | 25571370.7319 | 57801998.6374 | 421.6965 | 0.3034 | 84283.7551 | 190516.5564 | 1718.2383 | 3883.9377
1 | 5600 | 707 | 0.03 | 15 | 15 | 7 | 5.6234e-13 | 5spot_SharedNeighbor | Water | Porous | Wet | R600a | MinimizeLCOE_Brownfield | IgnoreSilica | 3.6935 | 1.3196 | 0.11837 | 4 | 56124.3221 | 124193.8253 | 1144.1702 | 2531.8591 | 153.3772 | 0 | 635.0431 | 576202.6721 | 51389.8047 | 416181.291 | 217222.2796 | 0 | 120011.5506 | 0 | 538592.9632 | 1401308.4097 | 956421.7836 | 4277330.7545 | 961560.8286 | 21335742.5118 | 21335742.5118 | 1478867.319 | 9416018.0746 | 0 | 26574634.095 | 58805262.0004 | 562.3413 | 0.4735 | 56124.3221 | 124193.8253 | 1144.1702 | 2531.8591
1 | 5600 | 707 | 0.03 | 15 | 15 | 7 | 7.4989e-13 | 5spot_SharedNeighbor | Water | Porous | Wet | R600a | MinimizeLCOE_Brownfield | IgnoreSilica | 4.84 | 1.8891 | 0.17603 | 4 | 39565.9081 | 85340.8161 | 806.6046 | 1739.788 | 158.4905 | 0 | 98.303 | 746362.7665 | 67549.6041 | 553919.4259 | 288238.6104 | 0 | 139551.9909 | 0 | 700292.7351 | 1822018.0469 | 1243564.7558 | 5561497.9355 | 961560.8286 | 21335742.5118 | 21335742.5118 | 1478867.319 | 9416018.0746 | 0 | 27858801.2759 | 60089429.1814 | 749.8942 | 0.70411 | 39565.9081 | 85340.8161 | 806.6046 | 1739.788
1 | 5600 | 707 | 0.03 | 15 | 15 | 7 | 1e-12 | 5spot_SharedNeighbor | Water | Porous | Wet | R600a | MinimizeLCOE_Brownfield | IgnoreSilica | 6.3675 | 2.662 | 0.25186 | 4 | 29223.0675 | 61216.2411 | 595.7518 | 1247.9759 | 162.5801 | 0 | 85.4999 | 949277.2783 | 85878.5713 | 728791.2857 | 378152.1224 | 0 | 164027.2719 | 0 | 899389.3465 | 2340026.5895 | 1597116.2301 | 7142658.6956 | 961560.8286 | 21335742.5118 | 21335742.5118 | 1478867.319 | 9416018.0746 | 0 | 29439962.0361 | 61670589.9416 | 1000 | 1.0074 | 29223.0675 | 61216.2411 | 595.7518 | 1247.9759
1 | 5600 | 707 | 0.03 | 15 | 15 | 7 | 1.3335e-12 | 5spot_SharedNeighbor | Water | Porous | Wet | R600a | MinimizeLCOE_Brownfield | IgnoreSilica | 8.3775 | 3.67 | 0.35069 | 4 | 22360.3334 | 45336.6952 | 455.8456 | 924.2499 | 165.5866 | 0 | 67.9311 | 1189449.66 | 107522.3272 | 942240.6806 | 495533.799 | 0 | 193388.4771 | 0 | 1141972.6281 | 2971178.5276 | 2027890.3967 | 9069176.4963 | 961560.8286 | 21335742.5118 | 21335742.5118 | 1478867.319 | 9416018.0746 | 0 | 31366479.8368 | 63597107.7423 | 1333.5214 | 1.4028 | 22360.3334 | 45336.6952 | 455.8456 | 924.2499
1 | 5600 | 707 | 0.03 | 15 | 15 | 7 | 1.7783e-12 | 5spot_SharedNeighbor | Water | Porous | Wet | R600a | MinimizeLCOE_Brownfield | IgnoreSilica | 11.081 | 5.06 | 0.48738 | 4 | 17359.9077 | 33892.5955 | 353.9052 | 690.9464 | 168.4155 | 0 | 110.1257 | 1491044.5381 | 134630.1093 | 1218300.6367 | 654068.3261 | 0 | 229774.3488 | 0 | 1453849.004 | 3782616.883 | 2581713.7477 | 11545997.5938 | 961560.8286 | 21335742.5118 | 21335742.5118 | 1478867.319 | 9416018.0746 | 0 | 33843300.9343 | 66073928.8397 | 1778.2794 | 1.9495 | 17359.9077 | 33892.5955 | 353.9052 | 690.9464
1 | 5600 | 707 | 0.03 | 15 | 15 | 7 | 2.3714e-12 | 5spot_SharedNeighbor | Water | Porous | Wet | R600a | MinimizeLCOE_Brownfield | IgnoreSilica | 14.6379 | 6.8712 | 0.66543 | 4 | 13855.2974 | 25964.3282 | 282.459 | 529.3179 | 170.3829 | 0 | 86.9939 | 1849839.0469 | 166786.1212 | 1556182.137 | 861756.5997 | 0 | 273273.1949 | 0 | 1836056.4689 | 4777042.305 | 3260429.5316 | 14581365.4052 | 961560.8286 | 21335742.5118 | 21335742.5118 | 1478867.319 | 9416018.0746 | 0 | 36878668.7456 | 69109296.6511 | 2371.3737 | 2.6617 | 13855.2974 | 25964.3282 | 282.459 | 529.3179
1 | 5600 | 707 | 0.03 | 15 | 15 | 7 | 3.1623e-12 | 5spot_SharedNeighbor | Water | Porous | Wet | R600a | MinimizeLCOE_Brownfield | IgnoreSilica | 19.3884 | 9.2916 | 0.90301 | 4 | 11268.2503 | 20191.3984 | 229.7185 | 411.629 | 171.9069 | 0 | 108.616 | 2288915.31 | 206015.0581 | 1981093.9038 | 1138930.973 | 0 | 327047.9168 | 0 | 2317381.2331 | 6029350.6081 | 4115155.6808 | 18403890.6837 | 961560.8286 | 21335742.5118 | 21335742.5118 | 1478867.319 | 9416018.0746 | 0 | 40701194.0242 | 72931821.9296 | 3162.2777 | 3.612 | 11268.2503 | 20191.3984 | 229.7185 | 411.629
1 | 5600 | 707 | 0.03 | 15 | 15 | 7 | 4.217e-12 | 5spot_SharedNeighbor | Water | Porous | Wet | R600a | MinimizeLCOE_Brownfield | IgnoreSilica | 25.6636 | 12.4902 | 1.2171 | 4 | 9339.8268 | 15960.2034 | 190.405 | 325.3703 | 173.0692 | 0 | 107.656 | 2821249.5706 | 253417.2632 | 2510096.7936 | 1504980.9301 | 0 | 391945.322 | 0 | 2917859.0531 | 7591670.7209 | 5181471.2602 | 23172690.9139 | 961560.8286 | 21335742.5118 | 21335742.5118 | 1478867.319 | 9416018.0746 | 0 | 45469994.2544 | 77700622.1598 | 4216.965 | 4.8684 | 9339.8268 | 15960.2034 | 190.405 | 325.3703
1 | 5600 | 707 | 0.03 | 15 | 15 | 7 | 5.6234e-12 | 5spot_SharedNeighbor | Water | Porous | Wet | R600a | MinimizeLCOE_Brownfield | IgnoreSilica | 33.9191 | 16.6993 | 1.6305 | 4 | 7882.3739 | 12824.3339 | 160.6929 | 261.4414 | 173.953 | 0 | 99.7405 | 3465100.2435 | 310546.1244 | 3166600.1748 | 1986334.4317 | 0 | 470135.1968 | 0 | 3665499.3067 | 9536877.2989 | 6509114.7197 | 29110207.4965 | 961560.8286 | 21335742.5118 | 21335742.5118 | 1478867.319 | 9416018.0746 | 0 | 51407510.8369 | 83638138.7424 | 5623.4133 | 6.5218 | 7882.3739 | 12824.3339 | 160.6929 | 261.4414
1 | 5600 | 707 | 0.03 | 15 | 15 | 7 | 7.4989e-12 | 5spot_SharedNeighbor | Water | Porous | Wet | R600a | MinimizeLCOE_Brownfield | IgnoreSilica | 44.687 | 22.1893 | 2.1696 | 4 | 6770.1734 | 10484.1481 | 138.0191 | 213.7335 | 174.6167 | 0 | 106.5021 | 4238474.1004 | 378911.2829 | 3975109.9393 | 2614058.0931 | 0 | 563757.3498 | 0 | 4590421.1985 | 11943334.3337 | 8151571.0938 | 36455637.3915 | 961560.8286 | 21335742.5118 | 21335742.5118 | 1478867.319 | 9416018.0746 | 0 | 58752940.732 | 90983568.6375 | 7498.9421 | 8.6782 | 6770.1734 | 10484.1481 | 138.0191 | 213.7335
1 | 5600 | 707 | 0.03 | 15 | 15 | 7 | 1e-11 | 5spot_SharedNeighbor | Water | Porous | Wet | R600a | MinimizeLCOE_Brownfield | IgnoreSilica | 58.4869 | 29.2088 | 2.8587 | 4 | 5919.5966 | 8738.2504 | 120.679 | 178.1411 | 175.0659 | 0 | 113.331 | 5151387.9849 | 459299.114 | 4952723.4866 | 3418179.8564 | 0 | 673928.4782 | 0 | 5715652.3788 | 14870955.0482 | 10149732.388 | 45391858.7352 | 961560.8286 | 21335742.5118 | 21335742.5118 | 1478867.319 | 9416018.0746 | 0 | 67689162.0756 | 99919789.9811 | 10000 | 11.4348 | 5919.5966 | 8738.2504 | 120.679 | 178.1411
1 | 5600 | 707 | 0.03 | 15 | 15 | 7 | 1.3335e-11 | 5spot_SharedNeighbor | Water | Porous | Wet | R600a | MinimizeLCOE_Brownfield | IgnoreSilica | 75.7025 | 37.8768 | 3.7083 | 4 | 5275.0095 | 7447.8646 | 107.5382 | 151.8348 | 175.2129 | 0 | 133.7163 | 6196091.4006 | 550931.4587 | 6097222.4576 | 4418929.8644 | 0 | 800742.4755 | 0 | 7044927.8861 | 18329457.2463 | 12510231.2033 | 55948533.9925 | 961560.8286 | 21335742.5118 | 21335742.5118 | 1478867.319 | 9416018.0746 | 0 | 78245837.3329 | 110476465.2384 | 13335.2143 | 14.8333 | 5275.0095 | 7447.8646 | 107.5382 | 151.8348
1 | 5600 | 707 | 0.03 | 15 | 15 | 7 | 1.7783e-11 | 5spot_SharedNeighbor | Water | Porous | Wet | R600a | MinimizeLCOE_Brownfield | IgnoreSilica | 96.346 | 48.0208 | 4.698 | 4 | 4798.1994 | 6513.3213 | 97.8178 | 132.7829 | 174.9106 | 0 | 116.3454 | 7335458.1573 | 650484.5257 | 7371859.7953 | 5612807.3128 | 0 | 942551.8409 | 0 | 8546133.0365 | 22235285.108 | 15176038.9756 | 67870618.7521 | 961560.8286 | 21335742.5118 | 21335742.5118 | 1478867.319 | 9416018.0746 | 0 | 90167922.0925 | 122398549.998 | 17782.7941 | 18.792 | 4798.1994 | 6513.3213 | 97.8178 | 132.7829
1 | 5600 | 707 | 0.03 | 15 | 15 | 7 | 2.3714e-11 | 5spot_SharedNeighbor | Water | Porous | Wet | R600a | MinimizeLCOE_Brownfield | IgnoreSilica | 119.7005 | 59.0186 | 5.7626 | 4 | 4459.0137 | 5857.2904 | 90.903 | 119.4088 | 174.0666 | 0 | 126.7922 | 8495685.8511 | 751499.5711 | 8694103.4011 | 6951104.5344 | 0 | 1093234.0882 | 0 | 10134394.7039 | 26367616.1693 | 17996439.8359 | 80484078.1551 | 961560.8286 | 21335742.5118 | 21335742.5118 | 1478867.319 | 9416018.0746 | 0 | 102781381.4955 | 135012009.401 | 23713.7371 | 23.0503 | 4459.0137 | 5857.2904 | 90.903 | 119.4088
1 | 5600 | 707 | 0.03 | 15 | 15 | 7 | 3.1623e-11 | 5spot_SharedNeighbor | Water | Porous | Wet | R600a | MinimizeLCOE_Brownfield | IgnoreSilica | 131.536 | 64.3503 | 6.4321 | 4 | 4213.9489 | 5466.6664 | 85.907 | 111.4454 | 173.4663 | 0 | 177.7262 | 9035694.8236 | 798402.6662 | 9316959.7622 | 7622813.6215 | 0 | 1031915.1475 | 0 | 10844256.5482 | 28214531.0755 | 19256997.2097 | 86121570.8544 | 961560.8286 | 21335742.5118 | 21335742.5118 | 1478867.319 | 9416018.0746 | 0 | 108418874.1949 | 140649502.1004 | 31622.7766 | 25.7286 | 4213.9489 | 5466.6664 | 85.907 | 111.4454
1 | 5600 | 707 | 0.03 | 15 | 15 | 7 | 4.217e-11 | 5spot_SharedNeighbor | Water | Porous | Wet | R600a | MinimizeLCOE_Brownfield | IgnoreSilica | 143.9083 | 69.7922 | 7.0942 | 4 | 4024.1256 | 5159.9408 | 82.0372 | 105.1924 | 172.8018 | 0 | 189.3654 | 9573947.9242 | 845086.7842 | 9942123.8795 | 8321498.3142 | 0 | 986821.1324 | 0 | 11571096.4334 | 30105619.3616 | 20547703.8229 | 91893897.6524 | 961560.8286 | 21335742.5118 | 21335742.5118 | 1478867.319 | 9416018.0746 | 0 | 114191200.9929 | 146421828.8984 | 42169.6503 | 28.3766 | 4024.1256 | 5159.9408 | 82.0372 | 105.1924
1 | 5600 | 707 | 0.03 | 15 | 15 | 7 | 5.6234e-11 | 5spot_SharedNeighbor | Water | Porous | Wet | R600a | MinimizeLCOE_Brownfield | IgnoreSilica | 152.8593 | 73.6539 | 7.6158 | 4 | 3877.386 | 4935.4066 | 79.0458 | 100.6149 | 172.3131 | 0 | 245.3086 | 9948706.3413 | 877552.9983 | 10379826.1108 | 8824466.6888 | 0 | 906546.5725 | 0 | 12065468.4975 | 31391874.0627 | 21425599.0863 | 95820040.358 | 961560.8286 | 21335742.5118 | 21335742.5118 | 1478867.319 | 9416018.0746 | 0 | 118117343.6985 | 150347971.604 | 56234.1325 | 30.4631 | 3877.386 | 4935.4066 | 79.0458 | 100.6149
1 | 5600 | 707 | 0.03 | 15 | 15 | 7 | 7.4989e-11 | 5spot_SharedNeighbor | Water | Porous | Wet | R600a | MinimizeLCOE_Brownfield | IgnoreSilica | 160.124 | 76.724 | 8.0459 | 4 | 3765.3488 | 4766.8112 | 76.7617 | 97.1779 | 171.8944 | 0 | 253.0134 | 10242694.8312 | 903001.0399 | 10724536.4751 | 9231023.4382 | 0 | 825426.719 | 0 | 12451406.1763 | 32396004.7362 | 22110938.9038 | 98885032.3198 | 961560.8286 | 21335742.5118 | 21335742.5118 | 1478867.319 | 9416018.0746 | 0 | 121182335.6603 | 153412963.5658 | 74989.4209 | 32.1836 | 3765.3488 | 4766.8112 | 76.7617 | 97.1779
1 | 5600 | 707 | 0.03 | 15 | 15 | 7 | 1e-10 | 5spot_SharedNeighbor | Water | Porous | Wet | R600a | MinimizeLCOE_Brownfield | IgnoreSilica | 165.8165 | 79.0873 | 8.3894 | 4 | 3680.0485 | 4640.5022 | 75.0228 | 94.6029 | 171.5532 | 0 | 272.6772 | 10466743.2454 | 922382.9378 | 10988011.7178 | 9548109.7446 | 0 | 747795.8516 | 0 | 12742486.9639 | 33153337.2367 | 22627833.897 | 101196701.5948 | 961560.8286 | 21335742.5118 | 21335742.5118 | 1478867.319 | 9416018.0746 | 0 | 123494004.9353 | 155724632.8408 | 100000 | 33.5577 | 3680.0485 | 4640.5022 | 75.0228 | 94.6029
1 | 5600 | 707 | 0.03 | 15 | 15 | 7 | 1.3335e-10 | 5spot_SharedNeighbor | Water | Porous | Wet | R600a | MinimizeLCOE_Brownfield | IgnoreSilica | 170.2017 | 80.8828 | 8.6588 | 4 | 3615.2588 | 4545.8292 | 73.7019 | 92.6729 | 171.2828 | 0 | 251.1705 | 10635691.663 | 936991.5027 | 11187123.142 | 9791818.6719 | 0 | 677308.8096 | 0 | 12959284.1778 | 33717399.1159 | 23012817.7198 | 102918434.8026 | 961560.8286 | 21335742.5118 | 21335742.5118 | 1478867.319 | 9416018.0746 | 0 | 125215738.1431 | 157446366.0486 | 133352.1432 | 34.6353 | 3615.2588 | 4545.8292 | 73.7019 | 92.6729
1 | 5600 | 707 | 0.03 | 15 | 15 | 7 | 1.7783e-10 | 5spot_SharedNeighbor | Water | Porous | Wet | R600a | MinimizeLCOE_Brownfield | IgnoreSilica | 173.5191 | 82.2262 | 8.8665 | 4 | 3566.1327 | 4474.9044 | 72.7004 | 91.227 | 171.074 | 0 | 287.8543 | 10761415.5974 | 947858.8267 | 11335530.6172 | 9975866.5727 | 0 | 615476.0289 | 0 | 13118097.5807 | 34130599.0131 | 23294835.1401 | 104179679.3767 | 961560.8286 | 21335742.5118 | 21335742.5118 | 1478867.319 | 9416018.0746 | 0 | 126476982.7172 | 158707610.6227 | 177827.941 | 35.4661 | 3566.1327 | 4474.9044 | 72.7004 | 91.227
1 | 5600 | 707 | 0.03 | 15 | 15 | 7 | 2.3714e-10 | 5spot_SharedNeighbor | Water | Porous | Wet | R600a | MinimizeLCOE_Brownfield | IgnoreSilica | 176.0212 | 83.2305 | 9.0255 | 4 | 3528.9311 | 4421.7003 | 71.942 | 90.1423 | 170.9142 | 0 | 281.4738 | 10855021.2484 | 955947.8676 | 11446155.0826 | 10114296.8598 | 0 | 563053.9184 | 0 | 13234445.241 | 34433311.759 | 23501442.8093 | 105103674.7862 | 961560.8286 | 21335742.5118 | 21335742.5118 | 1478867.319 | 9416018.0746 | 0 | 127400978.1267 | 159631606.0322 | 237137.3706 | 36.1019 | 3528.9311 | 4421.7003 | 71.942 | 90.1423
1 | 5600 | 707 | 0.03 | 15 | 15 | 7 | 3.1623e-10 | 5spot_SharedNeighbor | Water | Porous | Wet | R600a | MinimizeLCOE_Brownfield | IgnoreSilica | 177.8387 | 83.9549 | 9.1442 | 4 | 3500.7949 | 4381.9712 | 71.3684 | 89.3324 | 170.7967 | 0 | 288.643 | 10922345.5449 | 961764.7042 | 11525787.9992 | 10214615.1625 | 0 | 518846.6177 | 0 | 13315910.4111 | 34645267.4209 | 23646106.9038 | 105750644.7642 | 961560.8286 | 21335742.5118 | 21335742.5118 | 1478867.319 | 9416018.0746 | 0 | 128047948.1047 | 160278576.0102 | 316227.766 | 36.5768 | 3500.7949 | 4381.9712 | 71.3684 | 89.3324
1 | 5600 | 707 | 0.03 | 15 | 15 | 7 | 4.217e-10 | 5spot_SharedNeighbor | Water | Porous | Wet | R600a | MinimizeLCOE_Brownfield | IgnoreSilica | 179.1681 | 84.4823 | 9.233 | 4 | 3479.5404 | 4352.2416 | 70.9351 | 88.7263 | 170.7101 | 0 | 314.1565 | 10971247.9628 | 965989.3271 | 11583666.5646 | 10287934.8323 | 0 | 482566.9948 | 0 | 13373648.2158 | 34795489.3451 | 23748636.4538 | 106209179.6963 | 961560.8286 | 21335742.5118 | 21335742.5118 | 1478867.319 | 9416018.0746 | 0 | 128506483.0368 | 160737110.9422 | 421696.5034 | 36.932 | 3479.5404 | 4352.2416 | 70.9351 | 88.7263
1 | 5600 | 707 | 0.03 | 15 | 15 | 7 | 5.6234e-10 | 5spot_SharedNeighbor | Water | Porous | Wet | R600a | MinimizeLCOE_Brownfield | IgnoreSilica | 180.1233 | 84.8598 | 9.2987 | 4 | 3463.5007 | 4330.0379 | 70.6081 | 88.2737 | 170.6475 | 0 | 311.595 | 11006203.2172 | 969008.7837 | 11625056.1744 | 10340584.1581 | 0 | 453076.4845 | 0 | 13413632.239 | 34899519.5716 | 23819639.221 | 106526719.8495 | 961560.8286 | 21335742.5118 | 21335742.5118 | 1478867.319 | 9416018.0746 | 0 | 128824023.19 | 161054651.0955 | 562341.3252 | 37.1947 | 3463.5007 | 4330.0379 | 70.6081 | 88.2737
1 | 5600 | 707 | 0.03 | 15 | 15 | 7 | 7.4989e-10 | 5spot_SharedNeighbor | Water | Porous | Wet | R600a | MinimizeLCOE_Brownfield | IgnoreSilica | 180.7882 | 85.1218 | 9.3465 | 4 | 3451.408 | 4313.5148 | 70.3616 | 87.9368 | 170.6036 | 0 | 294.5141 | 11030443.8505 | 971102.5646 | 11653767.7815 | 10377220.1139 | 0 | 429170.6342 | 0 | 13440064.9284 | 34968292.0074 | 23866577.8216 | 106736639.7022 | 961560.8286 | 21335742.5118 | 21335742.5118 | 1478867.319 | 9416018.0746 | 0 | 129033943.0427 | 161264570.9482 | 749894.2093 | 37.3859 | 3451.408 | 4313.5148 | 70.3616 | 87.9368
1 | 5600 | 707 | 0.03 | 15 | 15 | 7 | 1e-09 | 5spot_SharedNeighbor | Water | Porous | Wet | R600a | MinimizeLCOE_Brownfield | IgnoreSilica | 181.2876 | 85.3183 | 9.3825 | 4 | 3442.2988 | 4301.0968 | 70.1759 | 87.6837 | 170.5706 | 0 | 311.6909 | 11048601.1108 | 972670.82 | 11675278.7557 | 10404724.7515 | 0 | 410568.3069 | 0 | 13459619.0605 | 35019167.848 | 23901301.6282 | 106891932.2816 | 961560.8286 | 21335742.5118 | 21335742.5118 | 1478867.319 | 9416018.0746 | 0 | 129189235.6221 | 161419863.5276 | 1000000 | 37.5299 | 3442.2988 | 4301.0968 | 70.1759 | 87.6837
1 | 5600 | 707 | 0.03 | 15 | 15 | 7 | 1.3335e-09 | 5spot_SharedNeighbor | Water | Porous | Wet | R600a | MinimizeLCOE_Brownfield | IgnoreSilica | 181.636 | 85.4551 | 9.4087 | 4 | 3435.4426 | 4291.8491 | 70.0361 | 87.4951 | 170.5474 | 0 | 320.4013 | 11061241.5909 | 973762.5494 | 11690256.3858 | 10423909.5439 | 0 | 395838.7559 | 0 | 13472553.4421 | 35052820.4556 | 23924270.2244 | 106994652.948 | 961560.8286 | 21335742.5118 | 21335742.5118 | 1478867.319 | 9416018.0746 | 0 | 129291956.2885 | 161522584.194 | 1333521.4322 | 37.6347 | 3435.4426 | 4291.8491 | 70.0361 | 87.4951
1 | 5600 | 707 | 0.03 | 15 | 15 | 7 | 1.7783e-09 | 5spot_SharedNeighbor | Water | Porous | Wet | R600a | MinimizeLCOE_Brownfield | IgnoreSilica | 181.8944 | 85.5565 | 9.4283 | 4 | 3430.2857 | 4284.9122 | 69.931 | 87.3537 | 170.5303 | 0 | 302.6072 | 11070603.2912 | 974571.078 | 11701350.2807 | 10438135.6913 | 0 | 384497.5491 | 0 | 13481971.5772 | 35077324.5113 | 23940994.7459 | 107069448.7246 | 961560.8286 | 21335742.5118 | 21335742.5118 | 1478867.319 | 9416018.0746 | 0 | 129366752.0651 | 161597379.9705 | 1778279.41 | 37.7131 | 3430.2857 | 4284.9122 | 69.931 | 87.3537
1 | 5600 | 707 | 0.03 | 15 | 15 | 7 | 2.3714e-09 | 5spot_SharedNeighbor | Water | Porous | Wet | R600a | MinimizeLCOE_Brownfield | IgnoreSilica | 182.0723 | 85.6262 | 9.4425 | 4 | 3426.4092 | 4279.7523 | 69.852 | 87.2485 | 170.5184 | 0 | 324.3813 | 11077043.1957 | 975127.2541 | 11708982.388 | 10447933.6121 | 0 | 375619.6938 | 0 | 13488035.396 | 35093101.324 | 23951762.7447 | 107117605.6084 | 961560.8286 | 21335742.5118 | 21335742.5118 | 1478867.319 | 9416018.0746 | 0 | 129414908.9489 | 161645536.8543 | 2371373.7057 | 37.7698 | 3426.4092 | 4279.7523 | 69.852 | 87.2485
1 | 5600 | 707 | 0.03 | 15 | 15 | 7 | 3.1623e-09 | 5spot_SharedNeighbor | Water | Porous | Wet | R600a | MinimizeLCOE_Brownfield | IgnoreSilica | 182.189 | 85.6719 | 9.4525 | 4 | 3423.4968 | 4275.9306 | 69.7926 | 87.1706 | 170.5106 | 0 | 328.9665 | 11081259.2715 | 975491.3671 | 11713979.2518 | 10454355.7192 | 0 | 368635.2455 | 0 | 13491551.1335 | 35102248.5517 | 23958005.9156 | 107145526.4558 | 961560.8286 | 21335742.5118 | 21335742.5118 | 1478867.319 | 9416018.0746 | 0 | 129442829.7963 | 161673457.7017 | 3162277.6602 | 37.8101 | 3423.4968 | 4275.9306 | 69.7926 | 87.1706
1 | 5600 | 707 | 0.03 | 15 | 15 | 7 | 4.217e-09 | 5spot_SharedNeighbor | Water | Porous | Wet | R600a | MinimizeLCOE_Brownfield | IgnoreSilica | 182.2887 | 85.7109 | 9.4605 | 4 | 3421.3095 | 4273.0245 | 69.748 | 87.1114 | 170.5039 | 0 | 297.0321 | 11084861.2619 | 975802.443 | 11718248.4796 | 10459841.5992 | 0 | 363514.9259 | 0 | 13494884.7968 | 35110922.0596 | 23963925.763 | 107172001.329 | 961560.8286 | 21335742.5118 | 21335742.5118 | 1478867.319 | 9416018.0746 | 0 | 129469304.6695 | 161699932.575 | 4216965.0343 | 37.842 | 3421.3095 | 4273.0245 | 69.748 | 87.1114
1 | 5600 | 707 | 0.03 | 15 | 15 | 7 | 5.6234e-09 | 5spot_SharedNeighbor | Water | Porous | Wet | R600a | MinimizeLCOE_Brownfield | IgnoreSilica | 182.3593 | 85.7386 | 9.4664 | 4 | 3419.6674 | 4270.8567 | 69.7145 | 87.0672 | 170.4992 | 0 | 314.5093 | 11087409.5325 | 976022.5159 | 11721268.8915 | 10463724.9302 | 0 | 359585.4218 | 0 | 13497124.4038 | 35116749.0577 | 23967902.8089 | 107189787.5621 | 961560.8286 | 21335742.5118 | 21335742.5118 | 1478867.319 | 9416018.0746 | 0 | 129487090.9026 | 161717718.8081 | 5623413.2519 | 37.8654 | 3419.6674 | 4270.8567 | 69.7145 | 87.0672
1 | 5600 | 707 | 0.03 | 15 | 15 | 7 | 7.4989e-09 | 5spot_SharedNeighbor | Water | Porous | Wet | R600a | MinimizeLCOE_Brownfield | IgnoreSilica | 182.4083 | 85.7578 | 9.4706 | 4 | 3418.4349 | 4269.242 | 69.6894 | 87.0343 | 170.4959 | 0 | 302.8499 | 11089180.9308 | 976175.496 | 11723368.5401 | 10466425.9622 | 0 | 356566.6343 | 0 | 13498569.8497 | 35120509.8115 | 23970469.6007 | 107201266.8251 | 961560.8286 | 21335742.5118 | 21335742.5118 | 1478867.319 | 9416018.0746 | 0 | 129498570.1656 | 161729198.0711 | 7498942.0933 | 37.8824 | 3418.4349 | 4269.242 | 69.6894 | 87.0343
1 | 5600 | 707 | 0.03 | 15 | 15 | 7 | 1e-08 | 5spot_SharedNeighbor | Water | Porous | Wet | R600a | MinimizeLCOE_Brownfield | IgnoreSilica | 182.4519 | 85.7748 | 9.474 | 4 | 3417.51 | 4268.0098 | 69.6706 | 87.0092 | 170.493 | 0 | 310.517 | 11090752.9249 | 976311.2548 | 11725231.8662 | 10468821.6078 | 0 | 354387.8776 | 0 | 13500047.1572 | 35124353.4626 | 23973092.9715 | 107212999.1225 | 961560.8286 | 21335742.5118 | 21335742.5118 | 1478867.319 | 9416018.0746 | 0 | 129510302.4629 | 161740930.3684 | 10000000 | 37.8961 | 3417.51 | 4268.0098 | 69.6706 | 87.0092
1 | 5700 | 707 | 0.03 | 15 | 15 | 7 | 1e-13 | 5spot_SharedNeighbor | Water | Porous | Wet | R600a | MinimizeLCOE_Brownfield | IgnoreSilica | 0 | 0 | 0 | 0 | [6 empty] | 23.3807 | [19 empty] | 100 | 0
1 | 5700 | 707 | 0.03 | 15 | 15 | 7 | 1.3335e-13 | 5spot_SharedNeighbor | Water | Porous | Wet | R600a | MinimizeLCOE_Brownfield | IgnoreSilica | 1.0155 | 0.19903 | 0.0055407 | 4 | 1079466.7613 | 2567479.9034 | 22006.39 | 52341.5506 | 110.9748 | 0 | 63.5028 | 123984.0465 | 8209.9114 | 94421.6032 | 61405.6829 | 0 | 64704.9277 | 0 | 137563.207 | 357911.2465 | 244281.7801 | 1092482.4053 | 961560.8286 | 21870032.1104 | 21870032.1104 | 1478867.319 | 9629733.914 | 0 | 23924075.3443 | 56902708.6878 | 133.3521 | 0.022163 | 1079466.7613 | 2567479.9034 | 22006.39 | 52341.5506
1 | 5700 | 707 | 0.03 | 15 | 15 | 7 | 1.7783e-13 | 5spot_SharedNeighbor | Water | Porous | Wet | R600a | MinimizeLCOE_Brownfield | IgnoreSilica | 1.3128 | 0.30767 | 0.014547 | 4 | 417598.5002 | 984353.283 | 8513.3103 | 20067.3731 | 122.4222 | 0 | 63.2538 | 178984.0306 | 12716.7608 | 132713.3816 | 76948.3627 | 0 | 72558.6484 | 0 | 184829.2618 | 480887.8255 | 328215.8222 | 1467854.0936 | 961560.8286 | 21870032.1104 | 21870032.1104 | 1478867.319 | 9629733.914 | 0 | 24299447.0327 | 57278080.3762 | 177.8279 | 0.058189 | 417598.5002 | 984353.283 | 8513.3103 | 20067.3731
1 | 5700 | 707 | 0.03 | 15 | 15 | 7 | 2.3714e-13 | 5spot_SharedNeighbor | Water | Porous | Wet | R600a | MinimizeLCOE_Brownfield | IgnoreSilica | 1.7098 | 0.4666 | 0.029228 | 4 | 212159.438 | 494241.3189 | 4325.1571 | 10075.7778 | 132.9371 | 0 | 291.1786 | 252399.955 | 19195.9805 | 183842.9618 | 99139.2004 | 0 | 82211.3427 | 0 | 248347.8817 | 646150.2451 | 441010.8194 | 1972298.3866 | 961560.8286 | 21870032.1104 | 21870032.1104 | 1478867.319 | 9629733.914 | 0 | 24803891.3256 | 57782524.6691 | 237.1374 | 0.11691 | 212159.438 | 494241.3189 | 4325.1571 | 10075.7778
1 | 5700 | 707 | 0.03 | 15 | 15 | 7 | 3.1623e-13 | 5spot_SharedNeighbor | Water | Porous | Wet | R600a | MinimizeLCOE_Brownfield | IgnoreSilica | 2.2154 | 0.68197 | 0.050974 | 4 | 124728.5375 | 286472.5378 | 2542.7599 | 5840.1302 | 141.8448 | 0 | 378.9695 | 343211.6005 | 27767.332 | 247542.6178 | 128277.8641 | 0 | 92592.3382 | 0 | 327362.7835 | 851730.8114 | 581323.7801 | 2599809.1276 | 961560.8286 | 21870032.1104 | 21870032.1104 | 1478867.319 | 9629733.914 | 0 | 25431402.0666 | 58410035.4102 | 316.2278 | 0.20389 | 124728.5375 | 286472.5378 | 2542.7599 | 5840.1302
1 | 5700 | 707 | 0.03 | 15 | 15 | 7 | 4.217e-13 | 5spot_SharedNeighbor | Water | Porous | Wet | R600a | MinimizeLCOE_Brownfield | IgnoreSilica | 2.8766 | 0.97814 | 0.082897 | 4 | 79133.7992 | 178590.7922 | 1613.2495 | 3640.8149 | 149.4098 | 0 | 505.3709 | 458201.3759 | 39403.5515 | 328522.8738 | 169470.5549 | 0 | 104775.256 | 0 | 429145.7087 | 1116549.1041 | 762067.7064 | 3408136.1312 | 961560.8286 | 21870032.1104 | 21870032.1104 | 1478867.319 | 9629733.914 | 0 | 26239729.0703 | 59218362.4138 | 421.6965 | 0.33159 | 79133.7992 | 178590.7922 | 1613.2495 | 3640.8149
1 | 5700 | 707 | 0.03 | 15 | 15 | 7 | 5.6234e-13 | 5spot_SharedNeighbor | Water | Porous | Wet | R600a | MinimizeLCOE_Brownfield | IgnoreSilica | 3.7754 | 1.407 | 0.12918 | 4 | 52856.475 | 116679.1422 | 1077.5507 | 2378.6621 | 155.8792 | 0 | 75.7435 | 606394.2918 | 54729.5659 | 437697.2681 | 226782.9568 | 0 | 121018.7819 | 0 | 564182.9171 | 1467888.2206 | 1001863.8726 | 4480557.8748 | 961560.8286 | 21870032.1104 | 21870032.1104 | 1478867.319 | 9629733.914 | 0 | 27312150.8138 | 60290784.1573 | 562.3413 | 0.51672 | 52856.475 | 116679.1422 | 1077.5507 | 2378.6621
1 | 5700 | 707 | 0.03 | 15 | 15 | 7 | 7.4989e-13 | 5spot_SharedNeighbor | Water | Porous | Wet | R600a | MinimizeLCOE_Brownfield | IgnoreSilica | 4.9474 | 2.0176 | 0.18981 | 4 | 37717.7614 | 81153.0276 | 768.9276 | 1654.4142 | 161.0559 | 0 | 76.6199 | 781563.0778 | 70732.1341 | 583844.0102 | 297383.8128 | 0 | 141031.6674 | 0 | 731076.3339 | 1902110.6564 | 1298229.6074 | 5805971.2999 | 961560.8286 | 21870032.1104 | 21870032.1104 | 1478867.319 | 9629733.914 | 0 | 28637564.239 | 61616197.5825 | 749.8942 | 0.75926 | 37717.7614 | 81153.0276 | 768.9276 | 1654.4142
1 | 5700 | 707 | 0.03 | 15 | 15 | 7 | 1e-12 | 5spot_SharedNeighbor | Water | Porous | Wet | R600a | MinimizeLCOE_Brownfield | IgnoreSilica | 6.499 | 2.8291 | 0.26994 | 4 | 28029.5659 | 58571.7788 | 571.4206 | 1194.0649 | 165.1684 | 0 | 90.5226 | 990709.5791 | 89616.1603 | 765152.0868 | 389236.7154 | 0 | 165461.5247 | 0 | 936068.6659 | 2435458.6545 | 1662250.5754 | 7433953.9621 | 961560.8286 | 21870032.1104 | 21870032.1104 | 1478867.319 | 9629733.914 | 0 | 30265546.9012 | 63244180.2447 | 1000 | 1.0798 | 28029.5659 | 58571.7788 | 571.4206 | 1194.0649
1 | 5700 | 707 | 0.03 | 15 | 15 | 7 | 1.3335e-12 | 5spot_SharedNeighbor | Water | Porous | Wet | R600a | MinimizeLCOE_Brownfield | IgnoreSilica | 8.5406 | 3.8866 | 0.37429 | 4 | 21540.8032 | 43568.2461 | 439.1384 | 888.1976 | 168.1756 | 0 | 78.4372 | 1238407.4163 | 111927.9248 | 986490.8162 | 509247.468 | 0 | 194834.1157 | 0 | 1185954.019 | 3085609.0848 | 2105991.6033 | 9418462.4482 | 961560.8286 | 21870032.1104 | 21870032.1104 | 1478867.319 | 9629733.914 | 0 | 32250055.3872 | 65228688.7307 | 1333.5214 | 1.4972 | 21540.8032 | 43568.2461 | 439.1384 | 888.1976
1 | 5700 | 707 | 0.03 | 15 | 15 | 7 | 1.7783e-12 | 5spot_SharedNeighbor | Water | Porous | Wet | R600a | MinimizeLCOE_Brownfield | IgnoreSilica | 11.3005 | 5.3554 | 0.51952 | 4 | 16755.7537 | 32625.4474 | 341.5887 | 665.1139 | 171.0802 | 0 | 92.9678 | 1551840.7537 | 140085.6261 | 1274883.0021 | 672201.6417 | 0 | 231628.4451 | 0 | 1509549.3928 | 3927537.869 | 2680625.2984 | 11988352.0289 | 961560.8286 | 21870032.1104 | 21870032.1104 | 1478867.319 | 9629733.914 | 0 | 34819944.968 | 67798578.3115 | 1778.2794 | 2.0781 | 16755.7537 | 32625.4474 | 341.5887 | 665.1139
1 | 5700 | 707 | 0.03 | 15 | 15 | 7 | 2.3714e-12 | 5spot_SharedNeighbor | Water | Porous | Wet | R600a | MinimizeLCOE_Brownfield | IgnoreSilica | 14.9474 | 7.276 | 0.70914 | 4 | 13390.1754 | 25016.4724 | 272.9768 | 509.9946 | 173.0825 | 0 | 84.5282 | 1926058.7214 | 173605.1251 | 1629105.2735 | 886639.9058 | 0 | 276143.5965 | 0 | 1907705.5227 | 4963458.4458 | 3387662.3781 | 15150378.9688 | 961560.8286 | 21870032.1104 | 21870032.1104 | 1478867.319 | 9629733.914 | 0 | 37981971.9079 | 70960605.2514 | 2371.3737 | 2.8366 | 13390.1754 | 25016.4724 | 272.9768 | 509.9946
1 | 5700 | 707 | 0.03 | 15 | 15 | 7 | 3.1623e-12 | 5spot_SharedNeighbor | Water | Porous | Wet | R600a | MinimizeLCOE_Brownfield | IgnoreSilica | 19.771 | 9.8175 | 0.96023 | 4 | 10914.7927 | 19500.9257 | 222.5128 | 397.5527 | 174.6186 | 0 | 99.6975 | 2379699.7897 | 214110.7772 | 2070312.911 | 1169977.6988 | 0 | 329821.2631 | 0 | 2403929.7515 | 6254532.0996 | 4268846.6758 | 19091230.9667 | 961560.8286 | 21870032.1104 | 21870032.1104 | 1478867.319 | 9629733.914 | 0 | 41922823.9057 | 74901457.2492 | 3162.2777 | 3.8409 | 10914.7927 | 19500.9257 | 222.5128 | 397.5527
1 | 5700 | 707 | 0.03 | 15 | 15 | 7 | 4.217e-12 | 5spot_SharedNeighbor | Water | Porous | Wet | R600a | MinimizeLCOE_Brownfield | IgnoreSilica | 26.1654 | 13.1881 | 1.2931 | 4 | 9059.5228 | 15435.5247 | 184.6906 | 314.674 | 175.7961 | 0 | 82.1707 | 2931873.4081 | 263247.9792 | 2621685.4436 | 1545473.1215 | 0 | 395248.3603 | 0 | 3025436.0419 | 7871563.9788 | 5372504.16 | 24027032.4933 | 961560.8286 | 21870032.1104 | 21870032.1104 | 1478867.319 | 9629733.914 | 0 | 46858625.4323 | 79837258.7759 | 4216.965 | 5.1723 | 9059.5228 | 15435.5247 | 184.6906 | 314.674
1 | 5700 | 707 | 0.03 | 15 | 15 | 7 | 5.6234e-12 | 5spot_SharedNeighbor | Water | Porous | Wet | R600a | MinimizeLCOE_Brownfield | IgnoreSilica | 34.5648 | 17.6169 | 1.7306 | 4 | 7655.6997 | 12419.824 | 156.0718 | 253.1949 | 176.6904 | 0 | 105.4684 | 3598911.9412 | 322393.8816 | 3305041.0875 | 2038563.2073 | 0 | 473831.8488 | 0 | 3798109.3669 | 9881901.4734 | 6744600.8083 | 30163353.6151 | 961560.8286 | 21870032.1104 | 21870032.1104 | 1478867.319 | 9629733.914 | 0 | 52994946.5542 | 85973579.8977 | 5623.4133 | 6.9223 | 7655.6997 | 12419.824 | 156.0718 | 253.1949
1 | 5700 | 707 | 0.03 | 15 | 15 | 7 | 7.4989e-12 | 5spot_SharedNeighbor | Water | Porous | Wet | R600a | MinimizeLCOE_Brownfield | IgnoreSilica | 45.5005 | 23.3826 | 2.2986 | 4 | 6588.6386 | 10175.4679 | 134.3183 | 207.4407 | 177.3605 | 0 | 67.6602 | 4398919.6103 | 393062.7525 | 4145227.8336 | 2680457.5581 | 0 | 569511.476 | 0 | 4752999.8999 | 12366330.7653 | 8440274.85 | 37746784.7458 | 961560.8286 | 21870032.1104 | 21870032.1104 | 1478867.319 | 9629733.914 | 0 | 60578377.6849 | 93557011.0284 | 7498.9421 | 9.1944 | 6588.6386 | 10175.4679 | 134.3183 | 207.4407
1 | 5700 | 707 | 0.03 | 15 | 15 | 7 | 1e-11 | 5spot_SharedNeighbor | Water | Porous | Wet | R600a | MinimizeLCOE_Brownfield | IgnoreSilica | 59.5152 | 30.7522 | 3.0266 | 4 | 5765.0345 | 8489.0794 | 117.528 | 173.0614 | 177.8076 | 0 | 66.7591 | 5343267.8986 | 476156.4855 | 5161007.3497 | 3502596.135 | 0 | 679683.8852 | 0 | 5913457.5841 | 15385603.6168 | 10500990.611 | 46962763.566 | 961560.8286 | 21870032.1104 | 21870032.1104 | 1478867.319 | 9629733.914 | 0 | 69794356.5051 | 102772989.8486 | 10000 | 12.1065 | 5765.0345 | 8489.0794 | 117.528 | 173.0614
1 | 5700 | 707 | 0.03 | 15 | 15 | 7 | 1.3335e-11 | 5spot_SharedNeighbor | Water | Porous | Wet | R600a | MinimizeLCOE_Brownfield | IgnoreSilica | 76.9742 | 39.8345 | 3.9218 | 4 | 5142.0431 | 7244.2914 | 104.8275 | 147.6847 | 177.9336 | 0 | 72.5593 | 6422151.8148 | 570713.7528 | 6348066.7966 | 4524494.3482 | 0 | 807006.3875 | 0 | 7282248.9089 | 18946917.8664 | 12931660.7641 | 57833260.6393 | 961560.8286 | 21870032.1104 | 21870032.1104 | 1478867.319 | 9629733.914 | 0 | 80664853.5783 | 113643486.9218 | 13335.2143 | 15.6873 | 5142.0431 | 7244.2914 | 104.8275 | 147.6847
1 | 5700 | 707 | 0.03 | 15 | 15 | 7 | 1.7783e-11 | 5spot_SharedNeighbor | Water | Porous | Wet | R600a | MinimizeLCOE_Brownfield | IgnoreSilica | 97.7831 | 50.3893 | 4.957 | 4 | 4683.3961 | 6346.6461 | 95.4774 | 129.385 | 177.5861 | 0 | 83.202 | 7591204.2235 | 672780.767 | 7661337.7284 | 5736029.0357 | 0 | 948994.9112 | 0 | 8818035.1997 | 22942718.7618 | 15658876.9806 | 70029977.6078 | 961560.8286 | 21870032.1104 | 21870032.1104 | 1478867.319 | 9629733.914 | 0 | 92861570.5469 | 125840203.8904 | 17782.7941 | 19.8278 | 4683.3961 | 6346.6461 | 95.4774 | 129.385
1 | 5700 | 707 | 0.03 | 15 | 15 | 7 | 2.3714e-11 | 5spot_SharedNeighbor | Water | Porous | Wet | R600a | MinimizeLCOE_Brownfield | IgnoreSilica | 121.2468 | 61.7905 | 6.0703 | 4 | 4353.7764 | 5711.9808 | 88.7576 | 116.4465 | 176.6822 | 0 | 137.5258 | 8778079.2343 | 776035.6999 | 9019262.8746 | 7090369.4048 | 0 | 1096311.0434 | 0 | 10436422.7203 | 27153431.1135 | 18532774.6822 | 82882686.773 | 961560.8286 | 21870032.1104 | 21870032.1104 | 1478867.319 | 9629733.914 | 0 | 105714279.7121 | 138692913.0556 | 23713.7371 | 24.2811 | 4353.7764 | 5711.9808 | 88.7576 | 116.4465
1 | 5700 | 707 | 0.03 | 15 | 15 | 7 | 3.1623e-11 | 5spot_SharedNeighbor | Water | Porous | Wet | R600a | MinimizeLCOE_Brownfield | IgnoreSilica | 133.9797 | 67.7006 | 6.7914 | 4 | 4120.0246 | 5334.0183 | 83.9923 | 108.7412 | 175.9973 | 0 | 175.8461 | 9368529.3061 | 827277.9149 | 9703041.2849 | 7818689.3915 | 0 | 1046833.7039 | 0 | 11218104.9245 | 29187207.8638 | 19920869.1042 | 89090553.4938 | 961560.8286 | 21870032.1104 | 21870032.1104 | 1478867.319 | 9629733.914 | 0 | 111922146.4328 | 144900779.7763 | 31622.7766 | 27.1654 | 4120.0246 | 5334.0183 | 83.9923 | 108.7412
1 | 5700 | 707 | 0.03 | 15 | 15 | 7 | 4.217e-11 | 5spot_SharedNeighbor | Water | Porous | Wet | R600a | MinimizeLCOE_Brownfield | IgnoreSilica | 146.4487 | 73.3624 | 7.4798 | 4 | 3938.2267 | 5040.4828 | 80.2861 | 102.7571 | 175.3087 | 0 | 189.9722 | 9920617.3967 | 875120.6294 | 10346952.1485 | 8528197.615 | 0 | 1000495.355 | 0 | 11961839.4264 | 31122252.4768 | 21241576.8138 | 94997051.8617 | 961560.8286 | 21870032.1104 | 21870032.1104 | 1478867.319 | 9629733.914 | 0 | 117828644.8007 | 150807278.1442 | 42169.6503 | 29.9192 | 3938.2267 | 5040.4828 | 80.2861 | 102.7571
1 | 5700 | 707 | 0.03 | 15 | 15 | 7 | 5.6234e-11 | 5spot_SharedNeighbor | Water | Porous | Wet | R600a | MinimizeLCOE_Brownfield | IgnoreSilica | 155.3567 | 77.3199 | 8.0158 | 4 | 3798.2683 | 4826.8181 | 77.4328 | 98.4012 | 174.7963 | 0 | 227.4457 | 10299370.7207 | 907904.9116 | 10791123.482 | 9032881.3708 | 0 | 917404.8717 | 0 | 12459987.2891 | 32418331.0314 | 22126177.059 | 98953180.7363 | 961560.8286 | 21870032.1104 | 21870032.1104 | 1478867.319 | 9629733.914 | 0 | 121784773.6753 | 154763407.0188 | 56234.1325 | 32.0632 | 3798.2683 | 4826.8181 | 77.4328 | 98.4012
1 | 5700 | 707 | 0.03 | 15 | 15 | 7 | 7.4989e-11 | 5spot_SharedNeighbor | Water | Porous | Wet | R600a | MinimizeLCOE_Brownfield | IgnoreSilica | 162.5038 | 80.4292 | 8.4542 | 4 | 3691.4116 | 4666.6318 | 75.2544 | 95.1356 | 174.3632 | 0 | 270.2122 | 10593116.8053 | 933310.6999 | 11136912.5598 | 9435816.8603 | 0 | 833053.5856 | 0 | 12843562.0992 | 33416314.0054 | 22807320.9453 | 101999407.5607 | 961560.8286 | 21870032.1104 | 21870032.1104 | 1478867.319 | 9629733.914 | 0 | 124831000.4998 | 157809633.8433 | 74989.4209 | 33.8166 | 3691.4116 | 4666.6318 | 75.2544 | 95.1356
1 | 5700 | 707 | 0.03 | 15 | 15 | 7 | 1e-10 | 5spot_SharedNeighbor | Water | Porous | Wet | R600a | MinimizeLCOE_Brownfield | IgnoreSilica | 168.1406 | 82.8401 | 8.8052 | 4 | 3610.0702 | 4546.4056 | 73.5962 | 92.6846 | 174.0085 | 0 | 261.0476 | 10818675.5429 | 952807.2174 | 11403188.0957 | 9752781.1515 | 0 | 753534.6482 | 0 | 13135584.7957 | 34176097.1596 | 23325888.56 | 104318557.171 | 961560.8286 | 21870032.1104 | 21870032.1104 | 1478867.319 | 9629733.914 | 0 | 127150150.1101 | 160128783.4536 | 100000 | 35.221 | 3610.0702 | 4546.4056 | 73.5962 | 92.6846
1 | 5700 | 707 | 0.03 | 15 | 15 | 7 | 1.3335e-10 | 5spot_SharedNeighbor | Water | Porous | Wet | R600a | MinimizeLCOE_Brownfield | IgnoreSilica | 172.4861 | 84.6717 | 9.0802 | 4 | 3548.271 | 4456.2486 | 72.3363 | 90.8467 | 173.7276 | 0 | 264.4222 | 10988794.1986 | 967505.0117 | 11604440.71 | 9996001.6953 | 0 | 681680.7235 | 0 | 13352984.7123 | 34741727.1476 | 23711942.6493 | 106045076.8484 | 961560.8286 | 21870032.1104 | 21870032.1104 | 1478867.319 | 9629733.914 | 0 | 128876669.7874 | 161855303.1309 | 133352.1432 | 36.321 | 3548.271 | 4456.2486 | 72.3363 | 90.8467
1 | 5700 | 707 | 0.03 | 15 | 15 | 7 | 1.7783e-10 | 5spot_SharedNeighbor | Water | Porous | Wet | R600a | MinimizeLCOE_Brownfield | IgnoreSilica | 175.7387 | 86.0277 | 9.2909 | 4 | 3501.4088 | 4388.8015 | 71.381 | 89.4717 | 173.513 | 0 | 281.4952 | 11114071.7494 | 978325.0332 | 11752875.8552 | 10177736.0689 | 0 | 618350.0396 | 0 | 13510129.9111 | 35150586.7199 | 23990997.7086 | 107293073.0859 | 961560.8286 | 21870032.1104 | 21870032.1104 | 1478867.319 | 9629733.914 | 0 | 130124666.0249 | 163103299.3684 | 177827.941 | 37.1635 | 3501.4088 | 4388.8015 | 71.381 | 89.4717
1 | 5700 | 707 | 0.03 | 15 | 15 | 7 | 2.3714e-10 | 5spot_SharedNeighbor | Water | Porous | Wet | R600a | MinimizeLCOE_Brownfield | IgnoreSilica | 178.1406 | 87.0207 | 9.4502 | 4 | 3465.9224 | 4338.352 | 70.6575 | 88.4432 | 173.3522 | 0 | 262.4484 | 11205460.8356 | 986216.2426 | 11861280.0454 | 10311776.3495 | 0 | 564094.2002 | 0 | 13622242.7926 | 35442281.4401 | 24190085.3489 | 108183437.255 | 961560.8286 | 21870032.1104 | 21870032.1104 | 1478867.319 | 9629733.914 | 0 | 131015030.194 | 163993663.5375 | 237137.3706 | 37.8009 | 3465.9224 | 4338.352 | 70.6575 | 88.4432
1 | 5700 | 707 | 0.03 | 15 | 15 | 7 | 3.1623e-10 | 5spot_SharedNeighbor | Water | Porous | Wet | R600a | MinimizeLCOE_Brownfield | IgnoreSilica | 179.9233 | 87.753 | 9.5706 | 4 | 3439.0823 | 4300.5377 | 70.1103 | 87.6723 | 173.2315 | 0 | 326.7267 | 11272673.4094 | 992018.8469 | 11941071.5185 | 10411168.7224 | 0 | 519014.3909 | 0 | 13703019.2864 | 35652445.3074 | 24333526.5068 | 108824937.9887 | 961560.8286 | 21870032.1104 | 21870032.1104 | 1478867.319 | 9629733.914 | 0 | 131656530.9277 | 164635164.2712 | 316227.766 | 38.2825 | 3439.0823 | 4300.5377 | 70.1103 | 87.6723
1 | 5700 | 707 | 0.03 | 15 | 15 | 7 | 4.217e-10 | 5spot_SharedNeighbor | Water | Porous | Wet | R600a | MinimizeLCOE_Brownfield | IgnoreSilica | 181.2 | 88.275 | 9.6597 | 4 | 3418.8037 | 4272.3174 | 69.6969 | 87.097 | 173.1443 | 0 | 302.0275 | 11320485.1444 | 996146.0087 | 11997864.6355 | 10482307.9323 | 0 | 481684.4987 | 0 | 13758610.4056 | 35797081.9964 | 24432244.019 | 109266424.6406 | 961560.8286 | 21870032.1104 | 21870032.1104 | 1478867.319 | 9629733.914 | 0 | 132098017.5796 | 165076650.9231 | 421696.5034 | 38.6387 | 3418.8037 | 4272.3174 | 69.6969 | 87.097
1 | 5700 | 707 | 0.03 | 15 | 15 | 7 | 5.6234e-10 | 5spot_SharedNeighbor | Water | Porous | Wet | R600a | MinimizeLCOE_Brownfield | IgnoreSilica | 182.1112 | 88.6463 | 9.7253 | 4 | 3403.498 | 4251.2505 | 69.3849 | 86.6675 | 173.0817 | 0 | 300.4344 | 11354440.8569 | 999076.8383 | 12038215.6687 | 10533056.8838 | 0 | 451307.0334 | 0 | 13796677.9397 | 35896125.9112 | 24499843.526 | 109568744.6581 | 961560.8286 | 21870032.1104 | 21870032.1104 | 1478867.319 | 9629733.914 | 0 | 132400337.5971 | 165378970.9406 | 562341.3252 | 38.9013 | 3403.498 | 4251.2505 | 69.3849 | 86.6675
1 | 5700 | 707 | 0.03 | 15 | 15 | 7 | 7.4989e-10 | 5spot_SharedNeighbor | Water | Porous | Wet | R600a | MinimizeLCOE_Brownfield | IgnoreSilica | 182.7808 | 88.9184 | 9.7743 | 4 | 3391.9567 | 4235.4579 | 69.1496 | 86.3455 | 173.0356 | 0 | 308.1065 | 11379305.3056 | 1001222.8317 | 12067771.9737 | 10570334.9906 | 0 | 427223.6989 | 0 | 13823884.9322 | 35966912.9249 | 24548157.1174 | 109784813.775 | 961560.8286 | 21870032.1104 | 21870032.1104 | 1478867.319 | 9629733.914 | 0 | 132616406.714 | 165595040.0575 | 749894.2093 | 39.0973 | 3391.9567 | 4235.4579 | 69.1496 | 86.3455
1 | 5700 | 707 | 0.03 | 15 | 15 | 7 | 1e-09 | 5spot_SharedNeighbor | Water | Porous | Wet | R600a | MinimizeLCOE_Brownfield | IgnoreSilica | 183.2413 | 89.1052 | 9.8098 | 4 | 3383.2617 | 4223.7158 | 68.9724 | 86.1062 | 173.0037 | 0 | 315.3601 | 11396354.8792 | 1002694.2733 | 12088043.0536 | 10595962.4543 | 0 | 407882.4516 | 0 | 13841465.4737 | 36012653.8877 | 24579376.2644 | 109924432.7379 | 961560.8286 | 21870032.1104 | 21870032.1104 | 1478867.319 | 9629733.914 | 0 | 132756025.6769 | 165734659.0204 | 1000000 | 39.2391 | 3383.2617 | 4223.7158 | 68.9724 | 86.1062
1 | 5700 | 707 | 0.03 | 15 | 15 | 7 | 1.3335e-09 | 5spot_SharedNeighbor | Water | Porous | Wet | R600a | MinimizeLCOE_Brownfield | IgnoreSilica | 183.6434 | 89.2679 | 9.8384 | 4 | 3376.7144 | 4214.7219 | 68.8389 | 85.9228 | 172.9758 | 0 | 309.9692 | 11411205.7469 | 1003975.9134 | 12105702.8274 | 10618253.5021 | 0 | 393751.4266 | 0 | 13857826.8724 | 36055222.8908 | 24608430.4837 | 110054369.6633 | 961560.8286 | 21870032.1104 | 21870032.1104 | 1478867.319 | 9629733.914 | 0 | 132885962.6023 | 165864595.9458 | 1333521.4322 | 39.3536 | 3376.7144 | 4214.7219 | 68.8389 | 85.9228
1 | 5700 | 707 | 0.03 | 15 | 15 | 7 | 1.7783e-09 | 5spot_SharedNeighbor | Water | Porous | Wet | R600a | MinimizeLCOE_Brownfield | IgnoreSilica | 183.8823 | 89.3644 | 9.8577 | 4 | 3371.7893 | 4208.155 | 68.7385 | 85.7889 | 172.9592 | 0 | 286.3296 | 11420006.2476 | 1004735.3829 | 12116169.1106 | 10631486.1268 | 0 | 382008.8945 | 0 | 13866218.2474 | 36077055.5272 | 24623331.7067 | 110121011.2437 | 961560.8286 | 21870032.1104 | 21870032.1104 | 1478867.319 | 9629733.914 | 0 | 132952604.1828 | 165931237.5263 | 1778279.41 | 39.4309 | 3371.7893 | 4208.155 | 68.7385 | 85.7889
1 | 5700 | 707 | 0.03 | 15 | 15 | 7 | 2.3714e-09 | 5spot_SharedNeighbor | Water | Porous | Wet | R600a | MinimizeLCOE_Brownfield | IgnoreSilica | 184.0527 | 89.4332 | 9.8719 | 4 | 3368.0866 | 4203.2497 | 68.663 | 85.6889 | 172.9473 | 0 | 302.5492 | 11426275.1317 | 1005276.3689 | 12123625.152 | 10640921.8841 | 0 | 372919.5837 | 0 | 13871917.0669 | 36091882.6867 | 24633451.5477 | 110166269.4218 | 961560.8286 | 21870032.1104 | 21870032.1104 | 1478867.319 | 9629733.914 | 0 | 132997862.3608 | 165976495.7043 | 2371373.7057 | 39.4877 | 3368.0866 | 4203.2497 | 68.663 | 85.6889
1 | 5700 | 707 | 0.03 | 15 | 15 | 7 | 3.1623e-09 | 5spot_SharedNeighbor | Water | Porous | Wet | R600a | MinimizeLCOE_Brownfield | IgnoreSilica | 184.1723 | 89.4814 | 9.8823 | 4 | 3365.3046 | 4199.5911 | 68.6063 | 85.6143 | 172.9389 | 0 | 309.4257 | 11430672.1174 | 1005655.8112 | 12128855.0888 | 10647545.9548 | 0 | 365892.4094 | 0 | 13875662.3389 | 36101627.1161 | 24640102.321 | 110196013.1578 | 961560.8286 | 21870032.1104 | 21870032.1104 | 1478867.319 | 9629733.914 | 0 | 133027606.0969 | 166006239.4404 | 3162277.6602 | 39.5291 | 3365.3046 | 4199.5911 | 68.6063 | 85.6143
1 | 5700 | 707 | 0.03 | 15 | 15 | 7 | 4.217e-09 | 5spot_SharedNeighbor | Water | Porous | Wet | R600a | MinimizeLCOE_Brownfield | IgnoreSilica | 184.265 | 89.5187 | 9.8902 | 4 | 3363.2151 | 4196.8364 | 68.5637 | 85.5582 | 172.9324 | 0 | 298.3226 | 11434074.6327 | 1005949.4322 | 12132902.3247 | 10652673.2552 | 0 | 360609.098 | 0 | 13878621.4097 | 36109326.0113 | 24645356.9752 | 110219513.1389 | 961560.8286 | 21870032.1104 | 21870032.1104 | 1478867.319 | 9629733.914 | 0 | 133051106.078 | 166029739.4215 | 4216965.0343 | 39.5607 | 3363.2151 | 4196.8364 | 68.5637 | 85.5582
1 | 5700 | 707 | 0.03 | 15 | 15 | 7 | 5.6234e-09 | 5spot_SharedNeighbor | Water | Porous | Wet | R600a | MinimizeLCOE_Brownfield | IgnoreSilica | 184.3233 | 89.5422 | 9.8957 | 4 | 3361.6462 | 4194.8022 | 68.5317 | 85.5167 | 172.9283 | 0 | 292.1036 | 11436215.104 | 1006134.1436 | 12135448.4511 | 10655902.6029 | 0 | 356454.3228 | 0 | 13880160.3035 | 36113329.8974 | 24648089.7097 | 110231734.5352 | 961560.8286 | 21870032.1104 | 21870032.1104 | 1478867.319 | 9629733.914 | 0 | 133063327.4742 | 166041960.8177 | 5623413.2519 | 39.5828 | 3361.6462 | 4194.8022 | 68.5317 | 85.5167
1 | 5700 | 707 | 0.03 | 15 | 15 | 7 | 7.4989e-09 | 5spot_SharedNeighbor | Water | Porous | Wet | R600a | MinimizeLCOE_Brownfield | IgnoreSilica | 184.3692 | 89.5607 | 9.8999 | 4 | 3360.4687 | 4193.2692 | 68.5077 | 85.4855 | 172.9251 | 0 | 277.9399 | 11437901.1925 | 1006279.6436 | 12137454.1201 | 10658446.2744 | 0 | 353351.7436 | 0 | 13881438.8599 | 36116656.4389 | 24650360.1426 | 110241888.4156 | 961560.8286 | 21870032.1104 | 21870032.1104 | 1478867.319 | 9629733.914 | 0 | 133073481.3547 | 166052114.6982 | 7498942.0933 | 39.5997 | 3360.4687 | 4193.2692 | 68.5077 | 85.4855
1 | 5700 | 707 | 0.03 | 15 | 15 | 7 | 1e-08 | 5spot_SharedNeighbor | Water | Porous | Wet | R600a | MinimizeLCOE_Brownfield | IgnoreSilica | 184.4035 | 89.5745 | 9.9031 | 4 | 3359.5851 | 4192.1198 | 68.4897 | 85.462 | 172.9227 | 0 | 263.1133 | 11439158.1452 | 1006388.1112 | 12138949.3373 | 10660342.9043 | 0 | 351011.5544 | 0 | 13882381.5205 | 36119109.0483 | 24652034.0989 | 110249374.7202 | 961560.8286 | 21870032.1104 | 21870032.1104 | 1478867.319 | 9629733.914 | 0 | 133080967.6593 | 166059601.0028 | 10000000 | 39.6123 | 3359.5851 | 4192.1198 | 68.4897 | 85.462
1 | 5800 | 707 | 0.03 | 15 | 15 | 7 | 1e-13 | 5spot_SharedNeighbor | Water | Porous | Wet | R600a | MinimizeLCOE_Brownfield | IgnoreSilica | 0 | 0 | 0 | 0 | [6 empty] | 22.8595 | [19 empty] | 100 | 0
1 | 5800 | 707 | 0.03 | 15 | 15 | 7 | 1.3335e-13 | 5spot_SharedNeighbor | Water | Porous | Wet | R600a | MinimizeLCOE_Brownfield | IgnoreSilica | 1.035 | 0.20867 | 0.0065244 | 4 | 938713.1536 | 2231363.314 | 19136.9373 | 45489.3593 | 112.721 | 0 | 66.7024 | 129456.6051 | 8661.805 | 97940.8209 | 62643.796 | 0 | 64927.2431 | 0 | 141815.8054 | 368975.6352 | 251833.4527 | 1126255.1636 | 961560.8286 | 22410181.7999 | 22410181.7999 | 1478867.319 | 9845793.7898 | 0 | 24497997.7921 | 58232840.7009 | 133.3521 | 0.026097 | 938713.1536 | 2231363.314 | 19136.9373 | 45489.3593
1 | 5800 | 707 | 0.03 | 15 | 15 | 7 | 1.7783e-13 | 5spot_SharedNeighbor | Water | Porous | Wet | R600a | MinimizeLCOE_Brownfield | IgnoreSilica | 1.3445 | 0.32523 | 0.01643 | 4 | 378844.5417 | 892163.2468 | 7723.2584 | 18187.9545 | 124.5643 | 0 | 66.1375 | 188144.2352 | 13545.7211 | 138534.9879 | 79116.7004 | 0 | 73217.1157 | 0 | 192097.9165 | 499799.374 | 341123.3426 | 1525579.3934 | 961560.8286 | 22410181.7999 | 22410181.7999 | 1478867.319 | 9845793.7898 | 0 | 24897322.0219 | 58632164.9306 | 177.8279 | 0.065719 | 378844.5417 | 892163.2468 | 7723.2584 | 18187.9545
1 | 5800 | 707 | 0.03 | 15 | 15 | 7 | 2.3714e-13 | 5spot_SharedNeighbor | Water | Porous | Wet | R600a | MinimizeLCOE_Brownfield | IgnoreSilica | 1.7487 | 0.49238 | 0.032377 | 4 | 196302.289 | 456787.0095 | 4001.8877 | 9312.221 | 135.1696 | 0 | 298.1598 | 264964.4583 | 20456.8092 | 191626.5613 | 102370.1237 | 0 | 82770.3052 | 0 | 258253.4205 | 671922.425 | 458600.8617 | 2050964.9648 | 961560.8286 | 22410181.7999 | 22410181.7999 | 1478867.319 | 9845793.7898 | 0 | 25422707.5933 | 59157550.5021 | 237.1374 | 0.12951 | 196302.289 | 456787.0095 | 4001.8877 | 9312.221
1 | 5800 | 707 | 0.03 | 15 | 15 | 7 | 3.1623e-13 | 5spot_SharedNeighbor | Water | Porous | Wet | R600a | MinimizeLCOE_Brownfield | IgnoreSilica | 2.2738 | 0.72322 | 0.056268 | 4 | 115921.5633 | 265807.4851 | 2363.2179 | 5418.8451 | 144.3068 | 0 | 396.4009 | 361883.9414 | 29827.4646 | 258995.2785 | 133446.9565 | 0 | 93636.2504 | 0 | 342338.0576 | 890693.4027 | 607916.5492 | 2718737.9008 | 961560.8286 | 22410181.7999 | 22410181.7999 | 1478867.319 | 9845793.7898 | 0 | 26090480.5293 | 59825323.4381 | 316.2278 | 0.22507 | 115921.5633 | 265807.4851 | 2363.2179 | 5418.8451
1 | 5800 | 707 | 0.03 | 15 | 15 | 7 | 4.217e-13 | 5spot_SharedNeighbor | Water | Porous | Wet | R600a | MinimizeLCOE_Brownfield | IgnoreSilica | 2.9544 | 1.0377 | 0.091213 | 4 | 73850.9203 | 166312.4427 | 1505.5509 | 3390.5041 | 151.9658 | 0 | 515.7951 | 483900.2921 | 42611.9821 | 343746.4242 | 177295.7961 | 0 | 106038.6452 | 0 | 449901.3245 | 1170550.9588 | 798925.0818 | 3572970.5048 | 961560.8286 | 22410181.7999 | 22410181.7999 | 1478867.319 | 9845793.7898 | 0 | 26944713.1333 | 60679556.0421 | 421.6965 | 0.36485 | 73850.9203 | 166312.4427 | 1505.5509 | 3390.5041
1 | 5800 | 707 | 0.03 | 15 | 15 | 7 | 5.6234e-13 | 5spot_SharedNeighbor | Water | Porous | Wet | R600a | MinimizeLCOE_Brownfield | IgnoreSilica | 3.8459 | 1.4965 | 0.13937 | 4 | 50293.258 | 110806.0983 | 1025.2961 | 2258.9322 | 158.3144 | 0 | 87.6825 | 634018.5826 | 57383.8721 | 459721.3189 | 233801.6105 | 0 | 121526.3585 | 0 | 587516.1796 | 1528596.5832 | 1043298.5776 | 4665863.0831 | 961560.8286 | 22410181.7999 | 22410181.7999 | 1478867.319 | 9845793.7898 | 0 | 28037605.7116 | 61772448.6203 | 562.3413 | 0.55748 | 50293.258 | 110806.0983 | 1025.2961 | 2258.9322
1 | 5800 | 707 | 0.03 | 15 | 15 | 7 | 7.4989e-13 | 5spot_SharedNeighbor | Water | Porous | Wet | R600a | MinimizeLCOE_Brownfield | IgnoreSilica | 5.04 | 2.1404 | 0.2033 | 4 | 36157.7343 | 77640.8723 | 737.1243 | 1582.8142 | 163.567 | 0 | 74.7751 | 814609.6815 | 73718.806 | 612102.6967 | 305495.6028 | 0 | 141729.4049 | 0 | 759585.9148 | 1976286.7379 | 1348856.3072 | 6032385.1518 | 961560.8286 | 22410181.7999 | 22410181.7999 | 1478867.319 | 9845793.7898 | 0 | 29404127.7803 | 63138970.6891 | 749.8942 | 0.81322 | 36157.7343 | 77640.8723 | 737.1243 | 1582.8142
1 | 5800 | 707 | 0.03 | 15 | 15 | 7 | 1e-12 | 5spot_SharedNeighbor | Water | Porous | Wet | R600a | MinimizeLCOE_Brownfield | IgnoreSilica | 6.6259 | 2.9965 | 0.28824 | 4 | 26966.8389 | 56226.3035 | 549.7555 | 1146.2492 | 167.743 | 0 | 76.8939 | 1031536.0992 | 93297.5189 | 801178.3581 | 399905.2807 | 0 | 166550.9445 | 0 | 972062.5985 | 2529107.4839 | 1726167.8257 | 7719806.1095 | 961560.8286 | 22410181.7999 | 22410181.7999 | 1478867.319 | 9845793.7898 | 0 | 31091548.738 | 64826391.6468 | 1000 | 1.153 | 26966.8389 | 56226.3035 | 549.7555 | 1146.2492
1 | 5800 | 707 | 0.03 | 15 | 15 | 7 | 1.3335e-12 | 5spot_SharedNeighbor | Water | Porous | Wet | R600a | MinimizeLCOE_Brownfield | IgnoreSilica | 8.7259 | 4.119 | 0.39934 | 4 | 20760.7731 | 41880.1356 | 423.2364 | 853.7832 | 170.7909 | 0 | 77.4897 | 1290032.6683 | 116571.3271 | 1033399.4682 | 524077.9005 | 0 | 196883.6699 | 0 | 1232776.3632 | 3207431.22 | 2189137.7137 | 9790310.3309 | 961560.8286 | 22410181.7999 | 22410181.7999 | 1478867.319 | 9845793.7898 | 0 | 33162052.9594 | 66896895.8682 | 1333.5214 | 1.5973 | 20760.7731 | 41880.1356 | 423.2364 | 853.7832
1 | 5800 | 707 | 0.03 | 15 | 15 | 7 | 1.7783e-12 | 5spot_SharedNeighbor | Water | Porous | Wet | R600a | MinimizeLCOE_Brownfield | IgnoreSilica | 11.5368 | 5.6652 | 0.55309 | 4 | 16190.1516 | 31438.434 | 330.0581 | 640.915 | 173.7531 | 0 | 100.4889 | 1614538.6299 | 145708.7987 | 1333534.5619 | 691102.5546 | 0 | 233793.0414 | 0 | 1567284.2587 | 4077752.147 | 2783149.6298 | 12446863.6221 | 961560.8286 | 22410181.7999 | 22410181.7999 | 1478867.319 | 9845793.7898 | 0 | 35818606.2506 | 69553449.1594 | 1778.2794 | 2.2124 | 16190.1516 | 31438.434 | 330.0581 | 640.915
1 | 5800 | 707 | 0.03 | 15 | 15 | 7 | 2.3714e-12 | 5spot_SharedNeighbor | Water | Porous | Wet | R600a | MinimizeLCOE_Brownfield | IgnoreSilica | 15.2421 | 7.6801 | 0.75323 | 4 | 12969.9434 | 24166.6599 | 264.4098 | 492.67 | 175.7718 | 0 | 104.3251 | 2000927.4214 | 180299.3884 | 1701093.7485 | 910274.2744 | 0 | 278251.2463 | 0 | 1977629.9708 | 5145387.5164 | 3511832.7071 | 15705696.2732 | 961560.8286 | 22410181.7999 | 22410181.7999 | 1478867.319 | 9845793.7898 | 0 | 39077438.9017 | 72812281.8105 | 2371.3737 | 3.0129 | 12969.9434 | 24166.6599 | 264.4098 | 492.67
1 | 5800 | 707 | 0.03 | 15 | 15 | 7 | 3.1623e-12 | 5spot_SharedNeighbor | Water | Porous | Wet | R600a | MinimizeLCOE_Brownfield | IgnoreSilica | 20.1601 | 10.3561 | 1.0183 | 4 | 10596.085 | 18878.4615 | 216.0155 | 384.863 | 177.3277 | 0 | 73.953 | 2471209.6934 | 222266.1588 | 2160678.0809 | 1200954.5432 | 0 | 333466.7289 | 0 | 2491544.33 | 6482487.2607 | 4424430.7572 | 19787037.5532 | 961560.8286 | 22410181.7999 | 22410181.7999 | 1478867.319 | 9845793.7898 | 0 | 43158780.1817 | 76893623.0905 | 3162.2777 | 4.0731 | 10596.085 | 18878.4615 | 216.0155 | 384.863
1 | 5800 | 707 | 0.03 | 15 | 15 | 7 | 4.217e-12 | 5spot_SharedNeighbor | Water | Porous | Wet | R600a | MinimizeLCOE_Brownfield | IgnoreSilica | 26.6648 | 13.8969 | 1.3706 | 4 | 8801.3817 | 14954.8324 | 179.4281 | 304.8745 | 178.5181 | 0 | 57.4294 | 3042510.056 | 273073.388 | 2733810.4006 | 1585311.0617 | 0 | 398140.0197 | 0 | 3132809.5211 | 8150927.7464 | 5563175.6717 | 24879757.8653 | 961560.8286 | 22410181.7999 | 22410181.7999 | 1478867.319 | 9845793.7898 | 0 | 48251500.4938 | 81986343.4026 | 4216.965 | 5.4823 | 8801.3817 | 14954.8324 | 179.4281 | 304.8745
1 | 5800 | 707 | 0.03 | 15 | 15 | 7 | 5.6234e-12 | 5spot_SharedNeighbor | Water | Porous | Wet | R600a | MinimizeLCOE_Brownfield | IgnoreSilica | 35.2226 | 18.5569 | 1.8342 | 4 | 7441.22 | 12039.2638 | 151.6993 | 245.4367 | 179.4242 | 0 | 62.2347 | 3733940.1816 | 334341.042 | 3445381.5248 | 2090885.4543 | 0 | 476273.9925 | 0 | 3931520.6561 | 10229010.2815 | 6981509.7023 | 31222862.8351 | 961560.8286 | 22410181.7999 | 22410181.7999 | 1478867.319 | 9845793.7898 | 0 | 54594605.4636 | 88329448.3723 | 5623.4133 | 7.3368 | 7441.22 | 12039.2638 | 151.6993 | 245.4367
1 | 5800 | 707 | 0.03 | 15 | 15 | 7 | 7.4989e-12 | 5spot_SharedNeighbor | Water | Porous | Wet | R600a | MinimizeLCOE_Brownfield | IgnoreSilica | 46.348 | 24.6142 | 2.437 | 4 | 6402.8353 | 9863.493 | 130.5305 | 201.0806 | 180.1008 | 0 | 61.6632 | 4562068.8547 | 407442.2181 | 4318985.0853 | 2748061.8042 | 0 | 569367.5228 | 0 | 4916310.9392 | 12791232.5898 | 8730279.0761 | 39043748.0903 | 961560.8286 | 22410181.7999 | 22410181.7999 | 1478867.319 | 9845793.7898 | 0 | 62415490.7188 | 96150333.6275 | 7498.9421 | 9.7481 | 6402.8353 | 9863.493 | 130.5305 | 201.0806
1 | 5800 | 707 | 0.03 | 15 | 15 | 7 | 1e-11 | 5spot_SharedNeighbor | Water | Porous | Wet | R600a | MinimizeLCOE_Brownfield | IgnoreSilica | 60.3064 | 32.1922 | 3.1908 | 4 | 5620.2906 | 8263.4251 | 114.5772 | 168.4611 | 180.5389 | 0 | 108.1103 | 5519831.4799 | 491657.064 | 5353460.0756 | 3572170.1899 | 0 | 677078.3046 | 0 | 6089536.8744 | 15843725.8114 | 10813668.4223 | 48361128.222 | 961560.8286 | 22410181.7999 | 22410181.7999 | 1478867.319 | 9845793.7898 | 0 | 71732870.8506 | 105467713.7593 | 10000 | 12.7632 | 5620.2906 | 8263.4251 | 114.5772 | 168.4611
1 | 5800 | 707 | 0.03 | 15 | 15 | 7 | 1.3335e-11 | 5spot_SharedNeighbor | Water | Porous | Wet | R600a | MinimizeLCOE_Brownfield | IgnoreSilica | 77.9 | 41.6378 | 4.1283 | 4 | 5017.4431 | 7060.3446 | 102.2874 | 143.9347 | 180.6495 | 0 | 109.2767 | 6627592.0836 | 588678.3284 | 6576942.0236 | 4608521.1855 | 0 | 803121.3306 | 0 | 7489893.4311 | 19487166.3195 | 13300391.4343 | 59482306.1365 | 961560.8286 | 22410181.7999 | 22410181.7999 | 1478867.319 | 9845793.7898 | 0 | 82854048.765 | 116588891.6738 | 13335.2143 | 16.5132 | 5017.4431 | 7060.3446 | 102.2874 | 143.9347
1 | 5800 | 707 | 0.03 | 15 | 15 | 7 | 1.7783e-11 | 5spot_SharedNeighbor | Water | Porous | Wet | R600a | MinimizeLCOE_Brownfield | IgnoreSilica | 98.9085 | 52.6297 | 5.2139 | 4 | 4572.0121 | 6189.5673 | 93.2067 | 126.1827 | 180.266 | 0 | 136.4277 | 7829981.9882 | 693582.1666 | 7932647.4009 | 5839458.0719 | 0 | 944153.8777 | 0 | 9063531.1671 | 23581448.9108 | 16094823.432 | 71979627.0152 | 961560.8286 | 22410181.7999 | 22410181.7999 | 1478867.319 | 9845793.7898 | 0 | 95351369.6437 | 129086212.5524 | 17782.7941 | 20.8555 | 4572.0121 | 6189.5673 | 93.2067 | 126.1827
1 | 5800 | 707 | 0.03 | 15 | 15 | 7 | 2.3714e-11 | 5spot_SharedNeighbor | Water | Porous | Wet | R600a | MinimizeLCOE_Brownfield | IgnoreSilica | 122.8131 | 64.6002 | 6.3848 | 4 | 4254.146 | 5575.0521 | 86.7265 | 113.655 | 179.2895 | 0 | 96.8211 | 9060687.2903 | 800571.7737 | 9345893.829 | 7228315.5375 | 0 | 1097182.2623 | 0 | 10737733.7702 | 27937380.658 | 19067836.3549 | 85275601.476 | 961560.8286 | 22410181.7999 | 22410181.7999 | 1478867.319 | 9845793.7898 | 0 | 108647344.1045 | 142382187.0132 | 23713.7371 | 25.5392 | 4254.146 | 5575.0521 | 86.7265 | 113.655
1 | 5800 | 707 | 0.03 | 15 | 15 | 7 | 3.1623e-11 | 5spot_SharedNeighbor | Water | Porous | Wet | R600a | MinimizeLCOE_Brownfield | IgnoreSilica | 135.6971 | 70.753 | 7.1311 | 4 | 4032.5028 | 5215.1651 | 82.208 | 106.3182 | 178.5551 | 0 | 96.0295 | 9667725.1701 | 853213.773 | 10051468.3621 | 7969934.5911 | 0 | 1049471.981 | 0 | 11540807.4121 | 30026813.5411 | 20493917.2311 | 91653352.0615 | 961560.8286 | 22410181.7999 | 22410181.7999 | 1478867.319 | 9845793.7898 | 0 | 115025094.69 | 148759937.5988 | 31622.7766 | 28.5245 | 4032.5028 | 5215.1651 | 82.208 | 106.3182
1 | 5800 | 707 | 0.03 | 15 | 15 | 7 | 4.217e-11 | 5spot_SharedNeighbor | Water | Porous | Wet | R600a | MinimizeLCOE_Brownfield | IgnoreSilica | 148.2003 | 76.6054 | 7.8412 | 4 | 3859.188 | 4934.7585 | 78.6748 | 100.6017 | 177.8383 | 0 | 125.039 | 10231401.2804 | 902023.788 | 10711273.0658 | 8686701.72 | 0 | 1003040.5042 | 0 | 12298431.7398 | 31997996.6318 | 21839290.1943 | 97670158.9244 | 961560.8286 | 22410181.7999 | 22410181.7999 | 1478867.319 | 9845793.7898 | 0 | 121041901.5529 | 154776744.4616 | 42169.6503 | 31.3646 | 3859.188 | 4934.7585 | 78.6748 | 100.6017
1 | 5800 | 707 | 0.03 | 15 | 15 | 7 | 5.6234e-11 | 5spot_SharedNeighbor | Water | Porous | Wet | R600a | MinimizeLCOE_Brownfield | IgnoreSilica | 160.3532 | 82.1536 | 8.5068 | 4 | 3724.6745 | 4716.0827 | 75.9325 | 96.1437 | 177.1108 | 0 | 174.205 | 10754636.8373 | 947272.9647 | 11327523.6832 | 9379931.4776 | 0 | 964878.2905 | 0 | 13015954.8688 | 33864844.6291 | 23113452.3123 | 103368495.0635 | 961560.8286 | 22410181.7999 | 22410181.7999 | 1478867.319 | 9845793.7898 | 0 | 126740237.692 | 160475080.6008 | 56234.1325 | 34.0272 | 3724.6745 | 4716.0827 | 75.9325 | 96.1437
1 | 5800 | 707 | 0.03 | 15 | 15 | 7 | 7.4989e-11 | 5spot_SharedNeighbor | Water | Porous | Wet | R600a | MinimizeLCOE_Brownfield | IgnoreSilica | 164.9151 | 84.184 | 8.8677 | 4 | 3622.2745 | 4573.3293 | 73.845 | 93.2335 | 176.8157 | 0 | 243.4055 | 10943600.4088 | 963600.9448 | 11550940.5773 | 9638760.3168 | 0 | 840867.3947 | 0 | 13235730.1605 | 34436654.8561 | 23503724.5418 | 105113879.2008 | 961560.8286 | 22410181.7999 | 22410181.7999 | 1478867.319 | 9845793.7898 | 0 | 128485621.8293 | 162220464.7381 | 74989.4209 | 35.471 | 3622.2745 | 4573.3293 | 73.845 | 93.2335
1 | 5800 | 707 | 0.03 | 15 | 15 | 7 | 1e-10 | 5spot_SharedNeighbor | Water | Porous | Wet | R600a | MinimizeLCOE_Brownfield | IgnoreSilica | 170.4381 | 86.6116 | 9.2237 | 4 | 3544.6023 | 4458.9591 | 72.2615 | 90.9019 | 176.4517 | 0 | 253.7911 | 11167853.3209 | 982969.127 | 11816658.2675 | 9951271.6979 | 0 | 758746.3709 | 0 | 13524224.5258 | 35187258.0163 | 24016026.622 | 107405007.9482 | 961560.8286 | 22410181.7999 | 22410181.7999 | 1478867.319 | 9845793.7898 | 0 | 130776750.5767 | 164511593.4855 | 100000 | 36.8946 | 3544.6023 | 4458.9591 | 72.2615 | 90.9019
1 | 5800 | 707 | 0.03 | 15 | 15 | 7 | 1.3335e-10 | 5spot_SharedNeighbor | Water | Porous | Wet | R600a | MinimizeLCOE_Brownfield | IgnoreSilica | 174.6936 | 88.4568 | 9.5023 | 4 | 3485.6036 | 4373.1513 | 71.0587 | 89.1526 | 176.1636 | 0 | 254.3353 | 11337113.5937 | 997581.2925 | 12017623.1988 | 10191607.4431 | 0 | 684939.7127 | 0 | 13739257.4439 | 35746729.5599 | 24397877.4465 | 109112729.6912 | 961560.8286 | 22410181.7999 | 22410181.7999 | 1478867.319 | 9845793.7898 | 0 | 132484472.3197 | 166219315.2284 | 133352.1432 | 38.009 | 3485.6036 | 4373.1513 | 71.0587 | 89.1526
1 | 5800 | 707 | 0.03 | 15 | 15 | 7 | 1.7783e-10 | 5spot_SharedNeighbor | Water | Porous | Wet | R600a | MinimizeLCOE_Brownfield | IgnoreSilica | 177.936 | 89.8473 | 9.7175 | 4 | 3440.8581 | 4308.7455 | 70.1465 | 87.8396 | 175.9399 | 0 | 274.9239 | 11464007.8566 | 1008532.4335 | 12168513.3686 | 10374313.6508 | 0 | 620931.9161 | 0 | 13898156.698 | 36160152.8242 | 24680047.3194 | 110374656.0672 | 961560.8286 | 22410181.7999 | 22410181.7999 | 1478867.319 | 9845793.7898 | 0 | 133746398.6957 | 167481241.6044 | 177827.941 | 38.8701 | 3440.8581 | 4308.7455 | 70.1465 | 87.8396
1 | 5800 | 707 | 0.03 | 15 | 15 | 7 | 2.3714e-10 | 5spot_SharedNeighbor | Water | Porous | Wet | R600a | MinimizeLCOE_Brownfield | IgnoreSilica | 180.3083 | 90.8554 | 9.8794 | 4 | 3406.9639 | 4260.6325 | 69.4556 | 86.8588 | 175.7738 | 0 | 296.6913 | 11555660.3633 | 1016440.2714 | 12277617.1952 | 10507525.0786 | 0 | 565850.2621 | 0 | 14010006.3365 | 36451162.6402 | 24878667.4984 | 111262929.6457 | 961560.8286 | 22410181.7999 | 22410181.7999 | 1478867.319 | 9845793.7898 | 0 | 134634672.2742 | 168369515.1829 | 237137.3706 | 39.5175 | 3406.9639 | 4260.6325 | 69.4556 | 86.8588
1 | 5800 | 707 | 0.03 | 15 | 15 | 7 | 3.1623e-10 | 5spot_SharedNeighbor | Water | Porous | Wet | R600a | MinimizeLCOE_Brownfield | IgnoreSilica | 182.0381 | 91.5858 | 10.0005 | 4 | 3381.3249 | 4224.6553 | 68.9329 | 86.1253 | 175.6514 | 0 | 303.7571 | 11621887.6581 | 1022153.4238 | 12356516.6544 | 10604566.9835 | 0 | 519708.427 | 0 | 14088684.9272 | 36655868.194 | 25018383.2451 | 111887769.513 | 961560.8286 | 22410181.7999 | 22410181.7999 | 1478867.319 | 9845793.7898 | 0 | 135259512.1415 | 168994355.0503 | 316227.766 | 40.0019 | 3381.3249 | 4224.6553 | 68.9329 | 86.1253
1 | 5800 | 707 | 0.03 | 15 | 15 | 7 | 4.217e-10 | 5spot_SharedNeighbor | Water | Porous | Wet | R600a | MinimizeLCOE_Brownfield | IgnoreSilica | 183.2755 | 92.1058 | 10.09 | 4 | 3361.951 | 4197.7996 | 68.5379 | 85.5778 | 175.5631 | 0 | 295.7206 | 11668952.5392 | 1026213.0164 | 12412618.5359 | 10673945.7685 | 0 | 481551.0915 | 0 | 14142679.5711 | 36796351.1815 | 25114265.7708 | 112316577.475 | 961560.8286 | 22410181.7999 | 22410181.7999 | 1478867.319 | 9845793.7898 | 0 | 135688320.1035 | 169423163.0122 | 421696.5034 | 40.36 | 3361.951 | 4197.7996 | 68.5379 | 85.5778
1 | 5800 | 707 | 0.03 | 15 | 15 | 7 | 5.6234e-10 | 5spot_SharedNeighbor | Water | Porous | Wet | R600a | MinimizeLCOE_Brownfield | IgnoreSilica | 184.1575 | 92.4752 | 10.1559 | 4 | 3347.3261 | 4177.7479 | 68.2398 | 85.169 | 175.4998 | 0 | 303.6864 | 11702335.8858 | 1029092.255 | 12452427.6436 | 10723372.6175 | 0 | 450523.3938 | 0 | 14179523.2003 | 36892210.747 | 25179691.894 | 112609177.637 | 961560.8286 | 22410181.7999 | 22410181.7999 | 1478867.319 | 9845793.7898 | 0 | 135980920.2655 | 169715763.1742 | 562341.3252 | 40.6237 | 3347.3261 | 4177.7479 | 68.2398 | 85.169
1 | 5800 | 707 | 0.03 | 15 | 15 | 7 | 7.4989e-10 | 5spot_SharedNeighbor | Water | Porous | Wet | R600a | MinimizeLCOE_Brownfield | IgnoreSilica | 184.7908 | 92.7398 | 10.2046 | 4 | 3336.2964 | 4162.7562 | 68.0149 | 84.8634 | 175.4541 | 0 | 270.6297 | 11726220.7939 | 1031152.1475 | 12480918.0264 | 10758848.9969 | 0 | 425725.4793 | 0 | 14204917.5232 | 36958281.5661 | 25224786.5856 | 112810851.1189 | 961560.8286 | 22410181.7999 | 22410181.7999 | 1478867.319 | 9845793.7898 | 0 | 136182593.7474 | 169917436.6562 | 749894.2093 | 40.8185 | 3336.2964 | 4162.7562 | 68.0149 | 84.8634
1 | 5800 | 707 | 0.03 | 15 | 15 | 7 | 1e-09 | 5spot_SharedNeighbor | Water | Porous | Wet | R600a | MinimizeLCOE_Brownfield | IgnoreSilica | 185.2318 | 92.9236 | 10.24 | 4 | 3327.9856 | 4151.5866 | 67.8455 | 84.6357 | 175.4222 | 0 | 276.3903 | 11742808.237 | 1032582.6267 | 12500707.775 | 10783546.8803 | 0 | 405931.4063 | 0 | 14221575.0009 | 37001620.9062 | 25254366.5758 | 112943139.4083 | 961560.8286 | 22410181.7999 | 22410181.7999 | 1478867.319 | 9845793.7898 | 0 | 136314882.0368 | 170049724.9456 | 1000000 | 40.9602 | 3327.9856 | 4151.5866 | 67.8455 | 84.6357
1 | 5800 | 707 | 0.03 | 15 | 15 | 7 | 1.3335e-09 | 5spot_SharedNeighbor | Water | Porous | Wet | R600a | MinimizeLCOE_Brownfield | IgnoreSilica | 185.5413 | 93.0525 | 10.2659 | 4 | 3321.7284 | 4143.2542 | 67.7179 | 84.4658 | 175.3997 | 0 | 273.5496 | 11754425.8369 | 1033584.4828 | 12514570.1351 | 10800876.0942 | 0 | 390337.2705 | 0 | 14232579.5896 | 37030252.5887 | 25273908.2874 | 113030534.2851 | 961560.8286 | 22410181.7999 | 22410181.7999 | 1478867.319 | 9845793.7898 | 0 | 136402276.9136 | 170137119.8224 | 1333521.4322 | 41.0636 | 3321.7284 | 4143.2542 | 67.7179 | 84.4658
1 | 5800 | 707 | 0.03 | 15 | 15 | 7 | 1.7783e-09 | 5spot_SharedNeighbor | Water | Porous | Wet | R600a | MinimizeLCOE_Brownfield | IgnoreSilica | 185.7628 | 93.1446 | 10.285 | 4 | 3317.021 | 4137.0248 | 67.622 | 84.3388 | 175.3835 | 0 | 304.3944 | 11762728.892 | 1034300.4903 | 12524478.4764 | 10813277.212 | 0 | 378217.0357 | 0 | 14240070.8215 | 37049743.2374 | 25287211.0556 | 113090027.221 | 961560.8286 | 22410181.7999 | 22410181.7999 | 1478867.319 | 9845793.7898 | 0 | 136461769.8495 | 170196612.7583 | 1778279.41 | 41.1399 | 3317.021 | 4137.0248 | 67.622 | 84.3388
1 | 5800 | 707 | 0.03 | 15 | 15 | 7 | 2.3714e-09 | 5spot_SharedNeighbor | Water | Porous | Wet | R600a | MinimizeLCOE_Brownfield | IgnoreSilica | 185.924 | 93.2115 | 10.2991 | 4 | 3313.4816 | 4132.3605 | 67.5498 | 84.2438 | 175.3718 | 0 | 292.3662 | 11768762.7387 | 1034820.8064 | 12531679.3919 | 10822297.4536 | 0 | 368891.1809 | 0 | 14245316.1129 | 37063390.4096 | 25296525.5311 | 113131683.625 | 961560.8286 | 22410181.7999 | 22410181.7999 | 1478867.319 | 9845793.7898 | 0 | 136503426.2535 | 170238269.1623 | 2371373.7057 | 41.1964 | 3313.4816 | 4132.3605 | 67.5498 | 84.2438
1 | 5800 | 707 | 0.03 | 15 | 15 | 7 | 3.1623e-09 | 5spot_SharedNeighbor | Water | Porous | Wet | R600a | MinimizeLCOE_Brownfield | IgnoreSilica | 186.0406 | 93.26 | 10.3095 | 4 | 3310.8219 | 4128.8703 | 67.4956 | 84.1726 | 175.3632 | 0 | 290.4305 | 11773128.4206 | 1035197.2676 | 12536889.75 | 10828828.7275 | 0 | 361739.1773 | 0 | 14248955.5038 | 37072859.3581 | 25302988.283 | 113160586.4879 | 961560.8286 | 22410181.7999 | 22410181.7999 | 1478867.319 | 9845793.7898 | 0 | 136532329.1165 | 170267172.0252 | 3162277.6602 | 41.2382 | 3310.8219 | 4128.8703 | 67.4956 | 84.1726
1 | 5800 | 707 | 0.03 | 15 | 15 | 7 | 4.217e-09 | 5spot_SharedNeighbor | Water | Porous | Wet | R600a | MinimizeLCOE_Brownfield | IgnoreSilica | 186.113 | 93.2899 | 10.3168 | 4 | 3308.8241 | 4126.2943 | 67.4549 | 84.1201 | 175.3579 | 0 | 337.2236 | 11775829.8365 | 1035430.2141 | 12540113.9495 | 10832876.1438 | 0 | 356094.06 | 0 | 14250734.2395 | 37077487.2636 | 25306146.9236 | 113174712.6305 | 961560.8286 | 22410181.7999 | 22410181.7999 | 1478867.319 | 9845793.7898 | 0 | 136546455.2591 | 170281298.1678 | 4216965.0343 | 41.2674 | 3308.8241 | 4126.2943 | 67.4549 | 84.1201
1 | 5800 | 707 | 0.03 | 15 | 15 | 7 | 5.6234e-09 | 5spot_SharedNeighbor | Water | Porous | Wet | R600a | MinimizeLCOE_Brownfield | IgnoreSilica | 186.1667 | 93.3122 | 10.3223 | 4 | 3307.3241 | 4124.3625 | 67.4243 | 84.0807 | 175.3539 | 0 | 323.959 | 11777835.1901 | 1035603.1375 | 12542507.4383 | 10835881.6434 | 0 | 351818.6543 | 0 | 14252021.9648 | 37080837.6607 | 25308433.6384 | 113184939.3274 | 961560.8286 | 22410181.7999 | 22410181.7999 | 1478867.319 | 9845793.7898 | 0 | 136556681.956 | 170291524.8647 | 5623413.2519 | 41.2892 | 3307.3241 | 4124.3625 | 67.4243 | 84.0807
1 | 5800 | 707 | 0.03 | 15 | 15 | 7 | 7.4989e-09 | 5spot_SharedNeighbor | Water | Porous | Wet | R600a | MinimizeLCOE_Brownfield | IgnoreSilica | 186.2056 | 93.3283 | 10.3263 | 4 | 3306.1981 | 4122.9169 | 67.4013 | 84.0512 | 175.3511 | 0 | 333.5312 | 11779286.6369 | 1035728.2965 | 12544239.841 | 10838057.8892 | 0 | 348572.1547 | 0 | 14252895.0791 | 37083109.3251 | 25309984.0961 | 113191873.3186 | 961560.8286 | 22410181.7999 | 22410181.7999 | 1478867.319 | 9845793.7898 | 0 | 136563615.9471 | 170298458.8558 | 7498942.0933 | 41.3053 | 3306.1981 | 4122.9169 | 67.4013 | 84.0512
1 | 5800 | 707 | 0.03 | 15 | 15 | 7 | 1e-08 | 5spot_SharedNeighbor | Water | Porous | Wet | R600a | MinimizeLCOE_Brownfield | IgnoreSilica | 186.2445 | 93.3444 | 10.3297 | 4 | 3305.3531 | 4121.8041 | 67.3841 | 84.0286 | 175.3482 | 0 | 341.3155 | 11780740.7562 | 1035853.6856 | 12545975.4582 | 10840234.8939 | 0 | 346271.2026 | 0 | 14254139.6386 | 37086347.4136 | 25312194.158 | 113201757.2068 | 961560.8286 | 22410181.7999 | 22410181.7999 | 1478867.319 | 9845793.7898 | 0 | 136573499.8353 | 170308342.7441 | 10000000 | 41.3189 | 3305.3531 | 4121.8041 | 67.3841 | 84.0286
1 | 5900 | 707 | 0.03 | 15 | 15 | 7 | 1e-13 | 5spot_SharedNeighbor | Water | Porous | Wet | R600a | MinimizeLCOE_Brownfield | IgnoreSilica | 0 | 0 | 0 | 0 | [6 empty] | 22.505 | [19 empty] | 100 | 0
1 | 5900 | 707 | 0.03 | 15 | 15 | 7 | 1.3335e-13 | 5spot_SharedNeighbor | Water | Porous | Wet | R600a | MinimizeLCOE_Brownfield | IgnoreSilica | 1.0498 | 0.21693 | 0.007499 | 4 | 835836.6962 | 1985961.6883 | 17039.6616 | 40486.5152 | 114.2557 | 0 | 49.8795 | 134199.1858 | 9062.3505 | 100918.8407 | 63689.3288 | 0 | 64745.2896 | 0 | 145319.8482 | 378092.4357 | 258055.8564 | 1154083.1355 | 961560.8286 | 22956191.5802 | 22956191.5802 | 1478867.319 | 10064197.702 | 0 | 25071835.5443 | 59571092.1455 | 133.3521 | 0.029996 | 835836.6962 | 1985961.6883 | 17039.6616 | 40486.5152
1 | 5900 | 707 | 0.03 | 15 | 15 | 7 | 1.7783e-13 | 5spot_SharedNeighbor | Water | Porous | Wet | R600a | MinimizeLCOE_Brownfield | IgnoreSilica | 1.3834 | 0.34662 | 0.018653 | 4 | 341955.7614 | 804327.0519 | 6971.2307 | 16397.2949 | 126.9314 | 0 | 74.1805 | 199160.0713 | 14558.8307 | 145533.1895 | 81972.0831 | 0 | 74345.4307 | 0 | 201072.146 | 523148.4784 | 357059.5861 | 1596849.8158 | 961560.8286 | 22956191.5802 | 22956191.5802 | 1478867.319 | 10064197.702 | 0 | 25514602.2246 | 60013858.8258 | 177.8279 | 0.074614 | 341955.7614 | 804327.0519 | 6971.2307 | 16397.2949
1 | 5900 | 707 | 0.03 | 15 | 15 | 7 | 2.3714e-13 | 5spot_SharedNeighbor | Water | Porous | Wet | R600a | MinimizeLCOE_Brownfield | IgnoreSilica | 1.7875 | 0.51874 | 0.03568 | 4 | 182508.3532 | 424232.606 | 3720.6796 | 8648.5555 | 137.3998 | 0 | 302.4439 | 277760.2313 | 21771.3308 | 199487.5167 | 105461.4265 | 0 | 83264.2985 | 0 | 268220.4735 | 697854.6525 | 476300.1398 | 2130120.0696 | 961560.8286 | 22956191.5802 | 22956191.5802 | 1478867.319 | 10064197.702 | 0 | 26047872.4784 | 60547129.0796 | 237.1374 | 0.14272 | 182508.3532 | 424232.606 | 3720.6796 | 8648.5555
1 | 5900 | 707 | 0.03 | 15 | 15 | 7 | 3.1623e-13 | 5spot_SharedNeighbor | Water | Porous | Wet | R600a | MinimizeLCOE_Brownfield | IgnoreSilica | 2.3126 | 0.75693 | 0.061176 | 4 | 109240.2884 | 250224.4594 | 2227.011 | 5101.1641 | 146.4923 | 0 | 394.4528 | 377575.9925 | 31659.3448 | 268188.946 | 137529.8491 | 0 | 93489.1772 | 0 | 354292.8907 | 921797.4262 | 629145.6845 | 2813679.311 | 961560.8286 | 22956191.5802 | 22956191.5802 | 1478867.319 | 10064197.702 | 0 | 26731431.7199 | 61230688.3211 | 316.2278 | 0.2447 | 109240.2884 | 250224.4594 | 2227.011 | 5101.1641
1 | 5900 | 707 | 0.03 | 15 | 15 | 7 | 4.217e-13 | 5spot_SharedNeighbor | Water | Porous | Wet | R600a | MinimizeLCOE_Brownfield | IgnoreSilica | 3.0128 | 1.089 | 0.098968 | 4 | 69787.3079 | 156935.0632 | 1422.7087 | 3199.3335 | 154.3428 | 0 | 518.0916 | 506322.3625 | 45575.1222 | 356640.0775 | 182793.3414 | 0 | 106184.5277 | 0 | 467031.0182 | 1215118.9082 | 829343.623 | 3709008.9807 | 961560.8286 | 22956191.5802 | 22956191.5802 | 1478867.319 | 10064197.702 | 0 | 27626761.3896 | 62126017.9908 | 421.6965 | 0.39587 | 69787.3079 | 156935.0632 | 1422.7087 | 3199.3335
1 | 5900 | 707 | 0.03 | 15 | 15 | 7 | 5.6234e-13 | 5spot_SharedNeighbor | Water | Porous | Wet | R600a | MinimizeLCOE_Brownfield | IgnoreSilica | 3.9385 | 1.6012 | 0.15053 | 4 | 47821.8003 | 105117.1429 | 974.9121 | 2142.9551 | 160.8705 | 0 | 82.834 | 664746.7805 | 60165.677 | 485277.9923 | 241468.2854 | 0 | 123026.0817 | 0 | 614127.0786 | 1597832.6837 | 1090553.6388 | 4877198.218 | 961560.8286 | 22956191.5802 | 22956191.5802 | 1478867.319 | 10064197.702 | 0 | 28794950.6268 | 63294207.228 | 562.3413 | 0.60213 | 47821.8003 | 105117.1429 | 974.9121 | 2142.9551
1 | 5900 | 707 | 0.03 | 15 | 15 | 7 | 7.4989e-13 | 5spot_SharedNeighbor | Water | Porous | Wet | R600a | MinimizeLCOE_Brownfield | IgnoreSilica | 5.1495 | 2.2744 | 0.2178 | 4 | 34660.7149 | 74260.8071 | 706.6056 | 1513.907 | 166.1327 | 0 | 92.3136 | 850059.1621 | 76921.4315 | 642586.7939 | 314477.3048 | 0 | 143029.0999 | 0 | 790558.7789 | 2056871.7769 | 1403857.2522 | 6278361.6003 | 961560.8286 | 22956191.5802 | 22956191.5802 | 1478867.319 | 10064197.702 | 0 | 30196114.0091 | 64695370.6103 | 749.8942 | 0.87119 | 34660.7149 | 74260.8071 | 706.6056 | 1513.907
1 | 5900 | 707 | 0.03 | 15 | 15 | 7 | 1e-12 | 5spot_SharedNeighbor | Water | Porous | Wet | R600a | MinimizeLCOE_Brownfield | IgnoreSilica | 6.7768 | 3.1801 | 0.30797 | 4 | 25936.0632 | 53941.6175 | 528.7417 | 1099.6728 | 170.3606 | 0 | 87.527 | 1075536.2906 | 97263.3163 | 840215.9074 | 411864.4723 | 0 | 168435.6331 | 0 | 1011393.0917 | 2631437.3593 | 1796010.0683 | 8032156.1389 | 961560.8286 | 22956191.5802 | 22956191.5802 | 1478867.319 | 10064197.702 | 0 | 31949908.5477 | 66449165.1489 | 1000 | 1.2319 | 25936.0632 | 53941.6175 | 528.7417 | 1099.6728
1 | 5900 | 707 | 0.03 | 15 | 15 | 7 | 1.3335e-12 | 5spot_SharedNeighbor | Water | Porous | Wet | R600a | MinimizeLCOE_Brownfield | IgnoreSilica | 8.9085 | 4.3561 | 0.42508 | 4 | 20043.2578 | 40333.0938 | 408.6089 | 822.2447 | 173.4293 | 0 | 89.9059 | 1341842.294 | 121229.0457 | 1080721.7354 | 538658.7584 | 0 | 198597.531 | 0 | 1279609.2522 | 3329280.7902 | 2272302.5492 | 10162241.9561 | 961560.8286 | 22956191.5802 | 22956191.5802 | 1478867.319 | 10064197.702 | 0 | 34079994.3649 | 68579250.9661 | 1333.5214 | 1.7003 | 20043.2578 | 40333.0938 | 408.6089 | 822.2447
1 | 5900 | 707 | 0.03 | 15 | 15 | 7 | 1.7783e-12 | 5spot_SharedNeighbor | Water | Porous | Wet | R600a | MinimizeLCOE_Brownfield | IgnoreSilica | 11.7654 | 5.9762 | 0.5871 | 4 | 15676.9132 | 30367.4786 | 319.5951 | 619.0821 | 176.4164 | 0 | 102.2563 | 1676505.1521 | 151263.4577 | 1391789.962 | 709290.574 | 0 | 235433.3919 | 0 | 1624070.1897 | 4225497.491 | 2883988.8629 | 12897839.0813 | 961560.8286 | 22956191.5802 | 22956191.5802 | 1478867.319 | 10064197.702 | 0 | 36815591.4901 | 71314848.0913 | 1778.2794 | 2.3484 | 15676.9132 | 30367.4786 | 319.5951 | 619.0821
1 | 5900 | 707 | 0.03 | 15 | 15 | 7 | 2.3714e-12 | 5spot_SharedNeighbor | Water | Porous | Wet | R600a | MinimizeLCOE_Brownfield | IgnoreSilica | 15.5394 | 8.0928 | 0.79837 | 4 | 12582.4936 | 23385.5845 | 256.5112 | 476.7468 | 178.458 | 0 | 64.5987 | 2076221.4127 | 187027.8914 | 1773836.2792 | 933779.0284 | 0 | 280225.8359 | 0 | 2047925.2746 | 5328281.4773 | 3636661.5935 | 16263958.7932 | 961560.8286 | 22956191.5802 | 22956191.5802 | 1478867.319 | 10064197.702 | 0 | 40181711.202 | 74680967.8032 | 2371.3737 | 3.1935 | 12582.4936 | 23385.5845 | 256.5112 | 476.7468
1 | 5900 | 707 | 0.03 | 15 | 15 | 7 | 3.1623e-12 | 5spot_SharedNeighbor | Water | Porous | Wet | R600a | MinimizeLCOE_Brownfield | IgnoreSilica | 20.5622 | 10.9116 | 1.0805 | 4 | 10273.8926 | 18256.399 | 209.4472 | 372.1814 | 180.0353 | 0 | 60.7792 | 2564178.9743 | 230546.5538 | 2252914.3651 | 1232378.9215 | 0 | 333759.6174 | 0 | 2579373.5885 | 6711000.9751 | 4580396.0628 | 20484549.0585 | 961560.8286 | 22956191.5802 | 22956191.5802 | 1478867.319 | 10064197.702 | 0 | 44402301.4673 | 78901558.0685 | 3162.2777 | 4.3219 | 10273.8926 | 18256.399 | 209.4472 | 372.1814
1 | 5900 | 707 | 0.03 | 15 | 15 | 7 | 4.217e-12 | 5spot_SharedNeighbor | Water | Porous | Wet | R600a | MinimizeLCOE_Brownfield | IgnoreSilica | 27.0131 | 14.5339 | 1.4433 | 4 | 8578.987 | 14554.8793 | 174.8943 | 296.7209 | 181.2145 | 0 | 108.7248 | 3140557.6199 | 281775.5263 | 2833600.0564 | 1615935.1471 | 0 | 396539.9701 | 0 | 3224679.2447 | 8389953.9221 | 5726315.9481 | 25609357.4346 | 961560.8286 | 22956191.5802 | 22956191.5802 | 1478867.319 | 10064197.702 | 0 | 49527109.8435 | 84026366.4447 | 4216.965 | 5.7731 | 8578.987 | 14554.8793 | 174.8943 | 296.7209
1 | 5900 | 707 | 0.03 | 15 | 15 | 7 | 5.6234e-12 | 5spot_SharedNeighbor | Water | Porous | Wet | R600a | MinimizeLCOE_Brownfield | IgnoreSilica | 35.5905 | 19.3512 | 1.9257 | 4 | 7267.9585 | 11746.814 | 148.1672 | 239.4747 | 182.1299 | 0 | 125.9645 | 3846518.0018 | 344295.5844 | 3562864.725 | 2125663.838 | 0 | 473415.0016 | 0 | 4037575.2888 | 10504942.6808 | 7169839.2346 | 32065114.3549 | 961560.8286 | 22956191.5802 | 22956191.5802 | 1478867.319 | 10064197.702 | 0 | 55982866.7638 | 90482123.365 | 5623.4133 | 7.7027 | 7267.9585 | 11746.814 | 148.1672 | 239.4747
1 | 5900 | 707 | 0.03 | 15 | 15 | 7 | 7.4989e-12 | 5spot_SharedNeighbor | Water | Porous | Wet | R600a | MinimizeLCOE_Brownfield | IgnoreSilica | 46.7379 | 25.6109 | 2.5527 | 4 | 6262.3129 | 9641.0343 | 127.6657 | 196.5455 | 182.8153 | 0 | 101.2231 | 4692411.8207 | 418922.8339 | 4458345.3902 | 2788029.4235 | 0 | 565066.7151 | 0 | 5039882.7115 | 13112740.9933 | 8949715.1678 | 40025115.056 | 961560.8286 | 22956191.5802 | 22956191.5802 | 1478867.319 | 10064197.702 | 0 | 63942867.4648 | 98442124.066 | 7498.9421 | 10.2107 | 6262.3129 | 9641.0343 | 127.6657 | 196.5455
1 | 5900 | 707 | 0.03 | 15 | 15 | 7 | 1e-11 | 5spot_SharedNeighbor | Water | Porous | Wet | R600a | MinimizeLCOE_Brownfield | IgnoreSilica | 61.0032 | 33.597 | 3.3521 | 4 | 5489.9192 | 8062.864 | 111.9194 | 164.3724 | 183.2628 | 0 | 126.0242 | 5689907.7534 | 506578.222 | 5539539.8446 | 3635122.2548 | 0 | 673283.5147 | 0 | 6257328.3199 | 16280284.7339 | 11111628.8573 | 49693673.5006 | 961560.8286 | 22956191.5802 | 22956191.5802 | 1478867.319 | 10064197.702 | 0 | 73611425.9094 | 108110682.5106 | 10000 | 13.4085 | 5489.9192 | 8062.864 | 111.9194 | 164.3724
1 | 5900 | 707 | 0.03 | 15 | 15 | 7 | 1.3335e-11 | 5spot_SharedNeighbor | Water | Porous | Wet | R600a | MinimizeLCOE_Brownfield | IgnoreSilica | 78.7259 | 43.4045 | 4.332 | 4 | 4904.1941 | 6895.1566 | 99.9786 | 140.5671 | 183.359 | 0 | 109.5895 | 6826422.4657 | 606053.1671 | 6799255.462 | 4685158.2237 | 0 | 797923.3499 | 0 | 7688776.9407 | 20004620.4147 | 13653564.4868 | 61061774.5106 | 961560.8286 | 22956191.5802 | 22956191.5802 | 1478867.319 | 10064197.702 | 0 | 84979526.9195 | 119478783.5207 | 13335.2143 | 17.3279 | 4904.1941 | 6895.1566 | 99.9786 | 140.5671
1 | 5900 | 707 | 0.03 | 15 | 15 | 7 | 1.7783e-11 | 5spot_SharedNeighbor | Water | Porous | Wet | R600a | MinimizeLCOE_Brownfield | IgnoreSilica | 99.8636 | 54.8 | 5.4646 | 4 | 4471.4788 | 6049.7879 | 91.1571 | 123.3331 | 182.9409 | 0 | 141.5301 | 8058566.201 | 713481.8379 | 8193286.7695 | 5931396.2093 | 0 | 937759.5949 | 0 | 9295451.3389 | 24184857.6246 | 16506662.2779 | 73821461.8541 | 961560.8286 | 22956191.5802 | 22956191.5802 | 1478867.319 | 10064197.702 | 0 | 97739214.263 | 132238470.8642 | 17782.7941 | 21.8584 | 4471.4788 | 6049.7879 | 91.1571 | 123.3331
1 | 5900 | 707 | 0.03 | 15 | 15 | 7 | 2.3714e-11 | 5spot_SharedNeighbor | Water | Porous | Wet | R600a | MinimizeLCOE_Brownfield | IgnoreSilica | 123.6757 | 67.0811 | 6.674 | 4 | 4164.5515 | 5456.8545 | 84.9 | 111.2454 | 181.9167 | 0 | 155.8887 | 9307335.744 | 821970.9016 | 9631936.4456 | 7323618.7544 | 0 | 1088132.8621 | 0 | 10987467.936 | 28587137.7299 | 19511308.9076 | 87258909.2812 | 961560.8286 | 22956191.5802 | 22956191.5802 | 1478867.319 | 10064197.702 | 0 | 111176661.6901 | 145675918.2913 | 23713.7371 | 26.696 | 4164.5515 | 5456.8545 | 84.9 | 111.2454
1 | 5900 | 707 | 0.03 | 15 | 15 | 7 | 3.1623e-11 | 5spot_SharedNeighbor | Water | Porous | Wet | R600a | MinimizeLCOE_Brownfield | IgnoreSilica | 140.9714 | 75.5733 | 7.6028 | 4 | 3949.4894 | 5083.9127 | 80.5157 | 103.6424 | 180.903 | 0 | 132.7008 | 10132903.3225 | 893499.4541 | 10595666.7787 | 8325501.6925 | 0 | 1109374.6238 | 0 | 12112208.8899 | 31513482.9758 | 21508599.6683 | 96191237.4056 | 961560.8286 | 22956191.5802 | 22956191.5802 | 1478867.319 | 10064197.702 | 0 | 120108989.8144 | 154608246.4156 | 31622.7766 | 30.4113 | 3949.4894 | 5083.9127 | 80.5157 | 103.6424
1 | 5900 | 707 | 0.03 | 15 | 15 | 7 | 4.217e-11 | 5spot_SharedNeighbor | Water | Porous | Wet | R600a | MinimizeLCOE_Brownfield | IgnoreSilica | 152.7485 | 81.2334 | 8.3163 | 4 | 3780.4411 | 4817.5363 | 77.0694 | 98.212 | 180.219 | 0 | 121.6971 | 10668559.7351 | 939832.8579 | 11225901.9288 | 9004003.4641 | 0 | 1042333.9528 | 0 | 12823446.4561 | 33363977.2282 | 22771600.0194 | 101839655.6425 | 961560.8286 | 22956191.5802 | 22956191.5802 | 1478867.319 | 10064197.702 | 0 | 125757408.0513 | 160256664.6525 | 42169.6503 | 33.2653 | 3780.4411 | 4817.5363 | 77.0694 | 98.212
1 | 5900 | 707 | 0.03 | 15 | 15 | 7 | 5.6234e-11 | 5spot_SharedNeighbor | Water | Porous | Wet | R600a | MinimizeLCOE_Brownfield | IgnoreSilica | 159.7855 | 84.5241 | 8.8135 | 4 | 3653.6822 | 4632.2739 | 74.4853 | 94.4352 | 179.7667 | 0 | 145.5637 | 10975121.0735 | 966323.9006 | 11588251.8665 | 9407576.268 | 0 | 927921.257 | 0 | 13207425.8026 | 34363012.7228 | 23453462.2726 | 104889095.1638 | 961560.8286 | 22956191.5802 | 22956191.5802 | 1478867.319 | 10064197.702 | 0 | 128806847.5726 | 163306104.1738 | 56234.1325 | 35.254 | 3653.6822 | 4632.2739 | 74.4853 | 94.4352
1 | 5900 | 707 | 0.03 | 15 | 15 | 7 | 7.4989e-11 | 5spot_SharedNeighbor | Water | Porous | Wet | R600a | MinimizeLCOE_Brownfield | IgnoreSilica | 166.7787 | 87.7355 | 9.2677 | 4 | 3556.861 | 4487.4944 | 72.5114 | 91.4836 | 179.2984 | 0 | 174.0378 | 11271067.604 | 991880.2244 | 11939164.5449 | 9807543.2519 | 0 | 839823.5643 | 0 | 13591296.8839 | 35361766.5336 | 24135132.2708 | 107937674.8777 | 961560.8286 | 22956191.5802 | 22956191.5802 | 1478867.319 | 10064197.702 | 0 | 131855427.2866 | 166354683.8878 | 74989.4209 | 37.0707 | 3556.861 | 4487.4944 | 72.5114 | 91.4836
1 | 5900 | 707 | 0.03 | 15 | 15 | 7 | 1e-10 | 5spot_SharedNeighbor | Water | Porous | Wet | R600a | MinimizeLCOE_Brownfield | IgnoreSilica | 172.3157 | 90.2336 | 9.6315 | 4 | 3483.0092 | 4378.4903 | 71.0059 | 89.2614 | 178.9133 | 0 | 204.9368 | 11499166.5784 | 1011566.1379 | 12210354.7571 | 10123253.1507 | 0 | 757672.3908 | 0 | 13884785.0758 | 36125362.6062 | 24656302.2807 | 110268462.9776 | 961560.8286 | 22956191.5802 | 22956191.5802 | 1478867.319 | 10064197.702 | 0 | 134186215.3864 | 168685471.9876 | 100000 | 38.5259 | 3483.0092 | 4378.4903 | 71.0059 | 89.2614
1 | 5900 | 707 | 0.03 | 15 | 15 | 7 | 1.3335e-10 | 5spot_SharedNeighbor | Water | Porous | Wet | R600a | MinimizeLCOE_Brownfield | IgnoreSilica | 176.5593 | 92.1192 | 9.9151 | 4 | 3426.7948 | 4296.6618 | 69.8598 | 87.5933 | 178.6097 | 0 | 205.0018 | 11670159.9453 | 1026317.1561 | 12414058.1206 | 10364059.006 | 0 | 683326.3693 | 0 | 14101589.033 | 36689442.0301 | 25041298.0782 | 111990249.7385 | 961560.8286 | 22956191.5802 | 22956191.5802 | 1478867.319 | 10064197.702 | 0 | 135908002.1474 | 170407258.7486 | 133352.1432 | 39.6604 | 3426.7948 | 4296.6618 | 69.8598 | 87.5933
1 | 5900 | 707 | 0.03 | 15 | 15 | 7 | 1.7783e-10 | 5spot_SharedNeighbor | Water | Porous | Wet | R600a | MinimizeLCOE_Brownfield | IgnoreSilica | 179.7601 | 93.5255 | 10.133 | 4 | 3384.0949 | 4235.2562 | 68.9894 | 86.3414 | 178.3759 | 0 | 243.6239 | 11797049.927 | 1037260.0029 | 12565443.5495 | 10545424.8637 | 0 | 618286.2022 | 0 | 14259751.1726 | 37100947.474 | 25322158.9992 | 113246322.191 | 961560.8286 | 22956191.5802 | 22956191.5802 | 1478867.319 | 10064197.702 | 0 | 137164074.5998 | 171663331.201 | 177827.941 | 40.532 | 3384.0949 | 4235.2562 | 68.9894 | 86.3414
1 | 5900 | 707 | 0.03 | 15 | 15 | 7 | 2.3714e-10 | 5spot_SharedNeighbor | Water | Porous | Wet | R600a | MinimizeLCOE_Brownfield | IgnoreSilica | 182.1307 | 94.5581 | 10.2979 | 4 | 3351.7122 | 4189.2396 | 68.3292 | 85.4033 | 178.2001 | 0 | 237.0616 | 11889870.5249 | 1045262.862 | 12676301.2991 | 10679600.5166 | 0 | 562676.9903 | 0 | 14372947.7552 | 37395461.762 | 25523171.0525 | 114145292.7624 | 961560.8286 | 22956191.5802 | 22956191.5802 | 1478867.319 | 10064197.702 | 0 | 138063045.1713 | 172562301.7725 | 237137.3706 | 41.1918 | 3351.7122 | 4189.2396 | 68.3292 | 85.4033
1 | 5900 | 707 | 0.03 | 15 | 15 | 7 | 3.1623e-10 | 5spot_SharedNeighbor | Water | Porous | Wet | R600a | MinimizeLCOE_Brownfield | IgnoreSilica | 183.8823 | 95.316 | 10.4222 | 4 | 3327.1885 | 4154.731 | 67.8292 | 84.6998 | 178.0687 | 0 | 228.4434 | 11957822.9079 | 1051120.6172 | 12757521.4383 | 10778662.1678 | 0 | 516339.9609 | 0 | 14453972.1659 | 37606270.6583 | 25667052.4559 | 114788762.3721 | 961560.8286 | 22956191.5802 | 22956191.5802 | 1478867.319 | 10064197.702 | 0 | 138706514.781 | 173205771.3822 | 316227.766 | 41.6888 | 3327.1885 | 4154.731 | 67.8292 | 84.6998
1 | 5900 | 707 | 0.03 | 15 | 15 | 7 | 4.217e-10 | 5spot_SharedNeighbor | Water | Porous | Wet | R600a | MinimizeLCOE_Brownfield | IgnoreSilica | 185.1781 | 95.8738 | 10.5156 | 4 | 3308.6389 | 4128.8338 | 67.4511 | 84.1719 | 177.9707 | 0 | 230.8616 | 12007731.7078 | 1055422.4096 | 12817208.7388 | 10851837.5592 | 0 | 478538.6911 | 0 | 14512188.2515 | 37757736.9713 | 25770431.3268 | 115251095.656 | 961560.8286 | 22956191.5802 | 22956191.5802 | 1478867.319 | 10064197.702 | 0 | 139168848.0649 | 173668104.666 | 421696.5034 | 42.0623 | 3308.6389 | 4128.8338 | 67.4511 | 84.1719
1 | 5900 | 707 | 0.03 | 15 | 15 | 7 | 5.6234e-10 | 5spot_SharedNeighbor | Water | Porous | Wet | R600a | MinimizeLCOE_Brownfield | IgnoreSilica | 186.0749 | 96.258 | 10.5833 | 4 | 3294.6232 | 4109.5725 | 67.1653 | 83.7792 | 177.9023 | 0 | 224.6197 | 12042065.9006 | 1058381.5158 | 12858286.4788 | 10902351.0185 | 0 | 447308.9767 | 0 | 14550273.6172 | 37856827.2805 | 25838062.499 | 115553557.2871 | 961560.8286 | 22956191.5802 | 22956191.5802 | 1478867.319 | 10064197.702 | 0 | 139471309.6959 | 173970566.2971 | 562341.3252 | 42.333 | 3294.6232 | 4109.5725 | 67.1653 | 83.7792
1 | 5900 | 707 | 0.03 | 15 | 15 | 7 | 7.4989e-10 | 5spot_SharedNeighbor | Water | Porous | Wet | R600a | MinimizeLCOE_Brownfield | IgnoreSilica | 186.7197 | 96.5335 | 10.6332 | 4 | 3284.0466 | 4095.1644 | 66.9497 | 83.4855 | 177.8529 | 0 | 276.413 | 12066661.6337 | 1060501.1774 | 12887721.3014 | 10938658.497 | 0 | 422324.1351 | 0 | 14576588.0304 | 37925291.9857 | 25884791.0671 | 115762537.8277 | 961560.8286 | 22956191.5802 | 22956191.5802 | 1478867.319 | 10064197.702 | 0 | 139680290.2365 | 174179546.8377 | 749894.2093 | 42.533 | 3284.0466 | 4095.1644 | 66.9497 | 83.4855
1 | 5900 | 707 | 0.03 | 15 | 15 | 7 | 1e-09 | 5spot_SharedNeighbor | Water | Porous | Wet | R600a | MinimizeLCOE_Brownfield | IgnoreSilica | 187.1607 | 96.7215 | 10.6693 | 4 | 3276.0733 | 4084.4506 | 66.7872 | 83.267 | 177.819 | 0 | 277.9524 | 12083432.6105 | 1061946.4383 | 12907795.8332 | 10963481.0519 | 0 | 402232.2605 | 0 | 14593366.3958 | 37968945.8508 | 25914585.727 | 115895786.168 | 961560.8286 | 22956191.5802 | 22956191.5802 | 1478867.319 | 10064197.702 | 0 | 139813538.5768 | 174312795.178 | 1000000 | 42.6772 | 3276.0733 | 4084.4506 | 66.7872 | 83.267
1 | 5900 | 707 | 0.03 | 15 | 15 | 7 | 1.3335e-09 | 5spot_SharedNeighbor | Water | Porous | Wet | R600a | MinimizeLCOE_Brownfield | IgnoreSilica | 187.4897 | 96.8615 | 10.6963 | 4 | 3270.0679 | 4076.4013 | 66.6648 | 83.103 | 177.7936 | 0 | 279.7274 | 12095919.5943 | 1063022.4874 | 12922744.5852 | 10981993.0917 | 0 | 386678.9845 | 0 | 14605639.9098 | 38000879.0166 | 25936380.7688 | 115993258.4384 | 961560.8286 | 22956191.5802 | 22956191.5802 | 1478867.319 | 10064197.702 | 0 | 139911010.8472 | 174410267.4484 | 1333521.4322 | 42.7854 | 3270.0679 | 4076.4013 | 66.6648 | 83.103
1 | 5900 | 707 | 0.03 | 15 | 15 | 7 | 1.7783e-09 | 5spot_SharedNeighbor | Water | Porous | Wet | R600a | MinimizeLCOE_Brownfield | IgnoreSilica | 187.7092 | 96.9548 | 10.7156 | 4 | 3265.5485 | 4070.429 | 66.5726 | 82.9812 | 177.7766 | 0 | 278.4472 | 12104235.19 | 1063739.0571 | 12932700.5556 | 10994342.2315 | 0 | 374333.1025 | 0 | 14613046.5533 | 38020149.5837 | 25949533.3268 | 116052079.6005 | 961560.8286 | 22956191.5802 | 22956191.5802 | 1478867.319 | 10064197.702 | 0 | 139969832.0094 | 174469088.6106 | 1778279.41 | 42.8626 | 3265.5485 | 4070.429 | 66.5726 | 82.9812
1 | 5900 | 707 | 0.03 | 15 | 15 | 7 | 2.3714e-09 | 5spot_SharedNeighbor | Water | Porous | Wet | R600a | MinimizeLCOE_Brownfield | IgnoreSilica | 187.8575 | 97.0178 | 10.7295 | 4 | 3262.1497 | 4065.9881 | 66.5033 | 82.8907 | 177.7651 | 0 | 285.4925 | 12109847.0841 | 1064222.6369 | 12939419.9224 | 11002687.4363 | 0 | 364661.69 | 0 | 14617527.1202 | 38031807.0996 | 25957489.821 | 116087662.8104 | 961560.8286 | 22956191.5802 | 22956191.5802 | 1478867.319 | 10064197.702 | 0 | 140005415.2193 | 174504671.8205 | 2371373.7057 | 42.9181 | 3262.1497 | 4065.9881 | 66.5033 | 82.8907
1 | 5900 | 707 | 0.03 | 15 | 15 | 7 | 3.1623e-09 | 5spot_SharedNeighbor | Water | Porous | Wet | R600a | MinimizeLCOE_Brownfield | IgnoreSilica | 187.9696 | 97.0654 | 10.74 | 4 | 3259.5951 | 4062.6507 | 66.4513 | 82.8226 | 177.7563 | 0 | 283.2831 | 12114083.6769 | 1064587.7026 | 12944492.8174 | 11008990.7016 | 0 | 357318.0405 | 0 | 14620894.4462 | 38040568.1913 | 25963469.4461 | 116114405.0226 | 961560.8286 | 22956191.5802 | 22956191.5802 | 1478867.319 | 10064197.702 | 0 | 140032157.4315 | 174531414.0327 | 3162277.6602 | 42.96 | 3259.5951 | 4062.6507 | 66.4513 | 82.8226
1 | 5900 | 707 | 0.03 | 15 | 15 | 7 | 4.217e-09 | 5spot_SharedNeighbor | Water | Porous | Wet | R600a | MinimizeLCOE_Brownfield | IgnoreSilica | 188.0427 | 97.0964 | 10.7474 | 4 | 3257.676 | 4060.1755 | 66.4121 | 82.7722 | 177.7506 | 0 | 279.4625 | 12116845.6336 | 1064825.6976 | 12947800.0931 | 11013105.1239 | 0 | 351587.2423 | 0 | 14622723.8783 | 38045327.9983 | 25966718.1121 | 116128933.7793 | 961560.8286 | 22956191.5802 | 22956191.5802 | 1478867.319 | 10064197.702 | 0 | 140046686.1882 | 174545942.7894 | 4216965.0343 | 42.9898 | 3257.676 | 4060.1755 | 66.4121 | 82.7722
1 | 5900 | 707 | 0.03 | 15 | 15 | 7 | 5.6234e-09 | 5spot_SharedNeighbor | Water | Porous | Wet | R600a | MinimizeLCOE_Brownfield | IgnoreSilica | 188.1009 | 97.121 | 10.7531 | 4 | 3256.2349 | 4058.3084 | 66.3828 | 82.7341 | 177.746 | 0 | 277.1322 | 12119041.959 | 1065014.9518 | 12950430.1213 | 11016376.6205 | 0 | 347303.7331 | 0 | 14624285.2804 | 38049390.4462 | 25969490.8163 | 116141333.9287 | 961560.8286 | 22956191.5802 | 22956191.5802 | 1478867.319 | 10064197.702 | 0 | 140059086.3375 | 174558342.9387 | 5623413.2519 | 43.0126 | 3256.2349 | 4058.3084 | 66.3828 | 82.7341
1 | 5900 | 707 | 0.03 | 15 | 15 | 7 | 7.4989e-09 | 5spot_SharedNeighbor | Water | Porous | Wet | R600a | MinimizeLCOE_Brownfield | IgnoreSilica | 188.1398 | 97.1375 | 10.7573 | 4 | 3255.1531 | 4056.9205 | 66.3607 | 82.7058 | 177.743 | 0 | 280.5867 | 12120508.8663 | 1065141.3526 | 12952186.7256 | 11018563.7446 | 0 | 343999.6253 | 0 | 14625156.1226 | 38051656.199 | 25971037.2392 | 116148249.8753 | 961560.8286 | 22956191.5802 | 22956191.5802 | 1478867.319 | 10064197.702 | 0 | 140066002.2841 | 174565258.8853 | 7498942.0933 | 43.029 | 3255.1531 | 4056.9205 | 66.3607 | 82.7058
1 | 5900 | 707 | 0.03 | 15 | 15 | 7 | 1e-08 | 5spot_SharedNeighbor | Water | Porous | Wet | R600a | MinimizeLCOE_Brownfield | IgnoreSilica | 188.1741 | 97.152 | 10.7605 | 4 | 3254.3412 | 4055.8649 | 66.3441 | 82.6843 | 177.7403 | 0 | 272.2023 | 12121802.5685 | 1065252.8283 | 12953735.939 | 11020490.9062 | 0 | 341587.139 | 0 | 14626119.0586 | 38054161.5609 | 25972747.2001 | 116155897.2006 | 961560.8286 | 22956191.5802 | 22956191.5802 | 1478867.319 | 10064197.702 | 0 | 140073649.6095 | 174572906.2107 | 10000000 | 43.0421 | 3254.3412 | 4055.8649 | 66.3441 | 82.6843
1 | 6000 | 707 | 0.03 | 15 | 15 | 7 | 1e-13 | 5spot_SharedNeighbor | Water | Porous | Wet | R600a | MinimizeLCOE_Brownfield | IgnoreSilica | 0 | 0 | 0 | 0 | [6 empty] | 21.8158 | [19 empty] | 100 | 0
1 | 6000 | 707 | 0.03 | 15 | 15 | 7 | 1.3335e-13 | 5spot_SharedNeighbor | Water | Porous | Wet | R600a | MinimizeLCOE_Brownfield | IgnoreSilica | 1.0887 | 0.23445 | 0.0089369 | 4 | 718590.8879 | 1705285.5734 | 14649.4472 | 34764.553 | 116.8809 | 0 | 56.9853 | 143784.7647 | 9865.627 | 107192.8448 | 66029.6858 | 0 | 66446.4909 | 0 | 153394.5711 | 399101.2085 | 272394.7755 | 1218209.9683 | 961560.8286 | 23508061.4514 | 23508061.4514 | 1478867.319 | 10284945.6504 | 0 | 25687832.2483 | 60959706.6691 | 133.3521 | 0.035748 | 718590.8879 | 1705285.5734 | 14649.4472 | 34764.553
1 | 6000 | 707 | 0.03 | 15 | 15 | 7 | 1.7783e-13 | 5spot_SharedNeighbor | Water | Porous | Wet | R600a | MinimizeLCOE_Brownfield | IgnoreSilica | 1.3982 | 0.35855 | 0.02038 | 4 | 320193.746 | 752866.5251 | 6527.5826 | 15348.2024 | 128.5375 | 0 | 54.9035 | 205595.6735 | 15183.2015 | 149361.4169 | 83353.5421 | 0 | 73702.2995 | 0 | 205606.492 | 534945.9166 | 365111.5801 | 1632860.1222 | 961560.8286 | 23508061.4514 | 23508061.4514 | 1478867.319 | 10284945.6504 | 0 | 26102482.4022 | 61374356.823 | 177.8279 | 0.081521 | 320193.746 | 752866.5251 | 6527.5826 | 15348.2024
1 | 6000 | 707 | 0.03 | 15 | 15 | 7 | 2.3714e-13 | 5spot_SharedNeighbor | Water | Porous | Wet | R600a | MinimizeLCOE_Brownfield | IgnoreSilica | 1.8264 | 0.54582 | 0.039136 | 4 | 170428.8571 | 395746.6199 | 3474.4228 | 8067.8301 | 139.6277 | 0 | 300.942 | 290783.041 | 23136.0736 | 207466.7707 | 108387.0605 | 0 | 83694.2796 | 0 | 278252.2179 | 723955.1936 | 494114.2955 | 2209788.9324 | 961560.8286 | 23508061.4514 | 23508061.4514 | 1478867.319 | 10284945.6504 | 0 | 26679411.2125 | 61951285.6333 | 237.1374 | 0.15654 | 170428.8571 | 395746.6199 | 3474.4228 | 8067.8301
1 | 6000 | 707 | 0.03 | 15 | 15 | 7 | 3.1623e-13 | 5spot_SharedNeighbor | Water | Porous | Wet | R600a | MinimizeLCOE_Brownfield | IgnoreSilica | 2.371 | 0.80143 | 0.06724 | 4 | 101916.0819 | 233057.0343 | 2077.6972 | 4751.1829 | 148.9476 | 0 | 394.759 | 397808.0141 | 34056.2542 | 280213.151 | 143371.0423 | 0 | 94388.3703 | 0 | 370436.3644 | 963799.4333 | 657812.9173 | 2941885.5469 | 961560.8286 | 23508061.4514 | 23508061.4514 | 1478867.319 | 10284945.6504 | 0 | 27411507.8269 | 62683382.2477 | 316.2278 | 0.26896 | 101916.0819 | 233057.0343 | 2077.6972 | 4751.1829
1 | 6000 | 707 | 0.03 | 15 | 15 | 7 | 4.217e-13 | 5spot_SharedNeighbor | Water | Porous | Wet | R600a | MinimizeLCOE_Brownfield | IgnoreSilica | 3.0906 | 1.1725 | 0.10825 | 4 | 65526.887 | 146988.1374 | 1335.8542 | 2996.552 | 156.8895 | 0 | 516.7952 | 534464.9573 | 48346.634 | 378208.2116 | 191376.4389 | 0 | 107700.2738 | 0 | 491437.6411 | 1278619.9345 | 872684.3783 | 3902838.4696 | 961560.8286 | 23508061.4514 | 23508061.4514 | 1478867.319 | 10284945.6504 | 0 | 28372460.7496 | 63644335.1705 | 421.6965 | 0.43299 | 65526.887 | 146988.1374 | 1335.8542 | 2996.552
1 | 6000 | 707 | 0.03 | 15 | 15 | 7 | 5.6234e-13 | 5spot_SharedNeighbor | Water | Porous | Wet | R600a | MinimizeLCOE_Brownfield | IgnoreSilica | 4.0311 | 1.708 | 0.16197 | 4 | 45621.5074 | 100062.0231 | 930.0561 | 2039.8997 | 163.4222 | 0 | 80.2 | 695491.2827 | 62947.9831 | 511008.7348 | 249028.8938 | 0 | 124410.4083 | 0 | 640726.0481 | 1667037.746 | 1137787.5159 | 5088438.6127 | 961560.8286 | 23508061.4514 | 23508061.4514 | 1478867.319 | 10284945.6504 | 0 | 29558060.8927 | 64829935.3135 | 562.3413 | 0.6479 | 45621.5074 | 100062.0231 | 930.0561 | 2039.8997
1 | 6000 | 707 | 0.03 | 15 | 15 | 7 | 7.4989e-13 | 5spot_SharedNeighbor | Water | Porous | Wet | R600a | MinimizeLCOE_Brownfield | IgnoreSilica | 5.2615 | 2.4125 | 0.23275 | 4 | 33294.4438 | 71180.4892 | 678.7523 | 1451.1106 | 168.7033 | 0 | 94.7896 | 885929.5604 | 80160.8197 | 673605.8404 | 323508.7056 | 0 | 144299.3452 | 0 | 821926.6658 | 2138484.5842 | 1459559.6702 | 6527475.1915 | 961560.8286 | 23508061.4514 | 23508061.4514 | 1478867.319 | 10284945.6504 | 0 | 30997097.4715 | 66268971.8924 | 749.8942 | 0.931 | 33294.4438 | 71180.4892 | 678.7523 | 1451.1106
1 | 6000 | 707 | 0.03 | 15 | 15 | 7 | 1e-12 | 5spot_SharedNeighbor | Water | Porous | Wet | R600a | MinimizeLCOE_Brownfield | IgnoreSilica | 6.9205 | 3.3633 | 0.32786 | 4 | 25015.7826 | 51911.5196 | 509.9806 | 1058.2865 | 172.9583 | 0 | 91.3154 | 1118683.021 | 101150.4705 | 878700.747 | 423292.9589 | 0 | 169855.4248 | 0 | 1049756.2227 | 2731250.3567 | 1864134.4901 | 8336823.6917 | 961560.8286 | 23508061.4514 | 23508061.4514 | 1478867.319 | 10284945.6504 | 0 | 32806445.9717 | 68078320.3925 | 1000 | 1.3114 | 25015.7826 | 51911.5196 | 509.9806 | 1058.2865
1 | 6000 | 707 | 0.03 | 15 | 15 | 7 | 1.3335e-12 | 5spot_SharedNeighbor | Water | Porous | Wet | R600a | MinimizeLCOE_Brownfield | IgnoreSilica | 9.0937 | 4.6038 | 0.45213 | 4 | 19360.0915 | 38863.2918 | 394.6817 | 792.2808 | 176.1493 | 0 | 83.7044 | 1395092.8188 | 126013.9792 | 1129607.7026 | 553329.9785 | 0 | 200080.2038 | 0 | 1327608.6263 | 3454165.3158 | 2357538.804 | 10543437.429 | 961560.8286 | 23508061.4514 | 23508061.4514 | 1478867.319 | 10284945.6504 | 0 | 35013059.709 | 70284934.1299 | 1333.5214 | 1.8085 | 19360.0915 | 38863.2918 | 394.6817 | 792.2808
1 | 6000 | 707 | 0.03 | 15 | 15 | 7 | 1.7783e-12 | 5spot_SharedNeighbor | Water | Porous | Wet | R600a | MinimizeLCOE_Brownfield | IgnoreSilica | 12.0043 | 6.2988 | 0.62251 | 4 | 15191.9926 | 29357.2406 | 309.7093 | 598.4871 | 179.0829 | 0 | 51.9598 | 1739803.8134 | 156934.5924 | 1451583.0315 | 727919.4147 | 0 | 236895.0314 | 0 | 1682122.9945 | 4376538.9809 | 2987077.7833 | 13358875.6421 | 961560.8286 | 23508061.4514 | 23508061.4514 | 1478867.319 | 10284945.6504 | 0 | 37828497.9221 | 73100372.3429 | 1778.2794 | 2.49 | 15191.9926 | 29357.2406 | 309.7093 | 598.4871
1 | 6000 | 707 | 0.03 | 15 | 15 | 7 | 2.3714e-12 | 5spot_SharedNeighbor | Water | Porous | Wet | R600a | MinimizeLCOE_Brownfield | IgnoreSilica | 15.7562 | 8.4668 | 0.84098 | 4 | 12252.7606 | 22738.1407 | 249.7891 | 463.5478 | 181.1068 | 0 | 88.0203 | 2143493.7582 | 193036.4102 | 1839112.196 | 952359.5678 | 0 | 279227.5759 | 0 | 2108819.5081 | 5486715.7818 | 3744796.2618 | 16747561.0599 | 961560.8286 | 23508061.4514 | 23508061.4514 | 1478867.319 | 10284945.6504 | 0 | 41217183.3399 | 76489057.7608 | 2371.3737 | 3.3639 | 12252.7606 | 22738.1407 | 249.7891 | 463.5478
1 | 6000 | 707 | 0.03 | 15 | 15 | 7 | 3.1623e-12 | 5spot_SharedNeighbor | Water | Porous | Wet | R600a | MinimizeLCOE_Brownfield | IgnoreSilica | 20.7669 | 11.3636 | 1.1327 | 4 | 10040.5602 | 17825.7941 | 204.6904 | 363.4029 | 182.6913 | 0 | 101.4104 | 2638817.7773 | 237190.7267 | 2327268.4367 | 1251834.681 | 0 | 331630.1174 | 0 | 2646829.2782 | 6886506.8426 | 4700182.4237 | 21020260.2836 | 961560.8286 | 23508061.4514 | 23508061.4514 | 1478867.319 | 10284945.6504 | 0 | 45489882.5636 | 80761756.9844 | 3162.2777 | 4.5306 | 10040.5602 | 17825.7941 | 204.6904 | 363.4029
1 | 6000 | 707 | 0.03 | 15 | 15 | 7 | 4.217e-12 | 5spot_SharedNeighbor | Water | Porous | Wet | R600a | MinimizeLCOE_Brownfield | IgnoreSilica | 27.3615 | 15.1782 | 1.5171 | 4 | 8372.4331 | 14184.9494 | 170.6834 | 289.1794 | 183.9064 | 0 | 113.1569 | 3238495.443 | 290463.0988 | 2933662.8809 | 1645983.4511 | 0 | 394573.3559 | 0 | 3316239.5096 | 8628174.9497 | 5888906.6944 | 26336499.3833 | 961560.8286 | 23508061.4514 | 23508061.4514 | 1478867.319 | 10284945.6504 | 0 | 50806121.6634 | 86077996.0842 | 4216.965 | 6.0683 | 8372.4331 | 14184.9494 | 170.6834 | 289.1794
1 | 6000 | 707 | 0.03 | 15 | 15 | 7 | 5.6234e-12 | 5spot_SharedNeighbor | Water | Porous | Wet | R600a | MinimizeLCOE_Brownfield | IgnoreSilica | 36.0385 | 20.1987 | 2.0229 | 4 | 7097.7589 | 11456.8531 | 144.6974 | 233.5634 | 184.8373 | 0 | 104.9087 | 3965195.1426 | 354783.4571 | 3687168.1446 | 2164433.2635 | 0 | 470856.1804 | 0 | 4150550.1134 | 10798880.0002 | 7370457.4949 | 32962323.7968 | 961560.8286 | 23508061.4514 | 23508061.4514 | 1478867.319 | 10284945.6504 | 0 | 57431946.0768 | 92703820.4977 | 5623.4133 | 8.0916 | 7097.7589 | 11456.8531 | 144.6974 | 233.5634
1 | 6000 | 707 | 0.03 | 15 | 15 | 7 | 7.4989e-12 | 5spot_SharedNeighbor | Water | Porous | Wet | R600a | MinimizeLCOE_Brownfield | IgnoreSilica | 47.3226 | 26.7264 | 2.6806 | 4 | 6118.7551 | 9408.3479 | 124.7391 | 191.8019 | 185.5337 | 0 | 115.1743 | 4836578.4904 | 431613.555 | 4613030.5479 | 2838581.3732 | 0 | 562049.7999 | 0 | 5179922.9689 | 13477097.0167 | 9198395.6405 | 41137269.3923 | 961560.8286 | 23508061.4514 | 23508061.4514 | 1478867.319 | 10284945.6504 | 0 | 65606891.6723 | 100878766.0932 | 7498.9421 | 10.7223 | 6118.7551 | 9408.3479 | 124.7391 | 191.8019
1 | 6000 | 707 | 0.03 | 15 | 15 | 7 | 1e-11 | 5spot_SharedNeighbor | Water | Porous | Wet | R600a | MinimizeLCOE_Brownfield | IgnoreSilica | 61.707 | 35.0207 | 3.5162 | 4 | 5367.7576 | 7875.5936 | 109.429 | 160.5546 | 185.9812 | 0 | 115.4707 | 5860228.1771 | 521511.2897 | 5726553.819 | 3697492.4742 | 0 | 668839.6163 | 0 | 6425103.8968 | 16716802.3693 | 11409561.113 | 51026092.7554 | 961560.8286 | 23508061.4514 | 23508061.4514 | 1478867.319 | 10284945.6504 | 0 | 75495715.0354 | 110767589.4563 | 10000 | 14.0647 | 5367.7576 | 7875.5936 | 109.429 | 160.5546
1 | 6000 | 707 | 0.03 | 15 | 15 | 7 | 1.3335e-11 | 5spot_SharedNeighbor | Water | Porous | Wet | R600a | MinimizeLCOE_Brownfield | IgnoreSilica | 79.5884 | 45.2084 | 4.54 | 4 | 4797.7523 | 6740.0174 | 97.8087 | 137.4044 | 186.0618 | 0 | 115.4845 | 7027087.9962 | 623576.9301 | 7024398.5862 | 4762730.3547 | 0 | 792517.0607 | 0 | 7889821.2619 | 20527696.4985 | 14010574.6622 | 62658403.3506 | 961560.8286 | 23508061.4514 | 23508061.4514 | 1478867.319 | 10284945.6504 | 0 | 87128025.6306 | 122399900.0514 | 13335.2143 | 18.1602 | 4797.7523 | 6740.0174 | 97.8087 | 137.4044
1 | 6000 | 707 | 0.03 | 15 | 15 | 7 | 1.7783e-11 | 5spot_SharedNeighbor | Water | Porous | Wet | R600a | MinimizeLCOE_Brownfield | IgnoreSilica | 100.8595 | 57.008 | 5.7198 | 4 | 4377.0993 | 5918.7522 | 89.2331 | 120.6618 | 185.6069 | 0 | 131.5677 | 8288495.5282 | 733485.393 | 8456335.5877 | 6023572.1501 | 0 | 931098.9551 | 0 | 9528865.1695 | 24792152.532 | 16921153.5309 | 75675158.8465 | 961560.8286 | 23508061.4514 | 23508061.4514 | 1478867.319 | 10284945.6504 | 0 | 100144781.1266 | 135416655.5474 | 17782.7941 | 22.8793 | 4377.0993 | 5918.7522 | 89.2331 | 120.6618
1 | 6000 | 707 | 0.03 | 15 | 15 | 7 | 2.3714e-11 | 5spot_SharedNeighbor | Water | Porous | Wet | R600a | MinimizeLCOE_Brownfield | IgnoreSilica | 124.7279 | 69.6698 | 6.9745 | 4 | 4079.0333 | 5343.3445 | 83.1566 | 108.9313 | 184.5293 | 0 | 159.2686 | 9561971.0992 | 844048.7021 | 9928167.8023 | 7427017.1381 | 0 | 1079713.2091 | 0 | 11247958.0008 | 29264879.4446 | 19973881.5541 | 89327636.9503 | 961560.8286 | 23508061.4514 | 23508061.4514 | 1478867.319 | 10284945.6504 | 0 | 113797259.2303 | 149069133.6511 | 23713.7371 | 27.8981 | 4079.0333 | 5343.3445 | 83.1566 | 108.9313
1 | 6000 | 707 | 0.03 | 15 | 15 | 7 | 3.1623e-11 | 5spot_SharedNeighbor | Water | Porous | Wet | R600a | MinimizeLCOE_Brownfield | IgnoreSilica | 143.4929 | 79.1459 | 7.9871 | 4 | 3871.435 | 4975.4581 | 78.9244 | 101.4314 | 183.3961 | 0 | 128.9361 | 10472275.6187 | 922861.4004 | 10994525.9599 | 8520460.2733 | 0 | 1123707.7933 | 0 | 12493194.1078 | 32504728.362 | 22185145.0124 | 99216898.5278 | 961560.8286 | 23508061.4514 | 23508061.4514 | 1478867.319 | 10284945.6504 | 0 | 123686520.8078 | 158958395.2286 | 31622.7766 | 31.9485 | 3871.435 | 4975.4581 | 78.9244 | 101.4314
1 | 6000 | 707 | 0.03 | 15 | 15 | 7 | 4.217e-11 | 5spot_SharedNeighbor | Water | Porous | Wet | R600a | MinimizeLCOE_Brownfield | IgnoreSilica | 154.0056 | 84.3205 | 8.6686 | 4 | 3711.8404 | 4729.0714 | 75.6709 | 96.4085 | 182.7424 | 0 | 185.8633 | 10956257.866 | 964694.3999 | 11565921.8344 | 9130070.8815 | 0 | 1037456.8679 | 0 | 13125216.7214 | 34149121.5569 | 23307477.1569 | 104236217.2848 | 961560.8286 | 23508061.4514 | 23508061.4514 | 1478867.319 | 10284945.6504 | 0 | 128705839.5648 | 163977713.9857 | 42169.6503 | 34.6744 | 3711.8404 | 4729.0714 | 75.6709 | 96.4085
1 | 6000 | 707 | 0.03 | 15 | 15 | 7 | 5.6234e-11 | 5spot_SharedNeighbor | Water | Porous | Wet | R600a | MinimizeLCOE_Brownfield | IgnoreSilica | 162.6554 | 88.4776 | 9.2391 | 4 | 3589.6299 | 4544.0491 | 73.1795 | 92.6366 | 182.1685 | 0 | 240.0396 | 11339012.6778 | 997745.2085 | 12019879.976 | 9629528.7595 | 0 | 944805.8084 | 0 | 13623079.2478 | 35444457.7249 | 24191570.708 | 108190080.1109 | 961560.8286 | 23508061.4514 | 23508061.4514 | 1478867.319 | 10284945.6504 | 0 | 132659702.3909 | 167931576.8118 | 56234.1325 | 36.9564 | 3589.6299 | 4544.0491 | 73.1795 | 92.6366
1 | 6000 | 707 | 0.03 | 15 | 15 | 7 | 7.4989e-11 | 5spot_SharedNeighbor | Water | Porous | Wet | R600a | MinimizeLCOE_Brownfield | IgnoreSilica | 169.6 | 91.7465 | 9.7038 | 4 | 3496.36 | 4405.0768 | 71.278 | 89.8034 | 181.6858 | 0 | 233.4171 | 11636439.8388 | 1023408.6697 | 12373860.2381 | 10028896.4938 | 0 | 853639.2173 | 0 | 14007335.3385 | 36444213.2513 | 24873924.3977 | 111241717.4454 | 961560.8286 | 23508061.4514 | 23508061.4514 | 1478867.319 | 10284945.6504 | 0 | 135711339.7255 | 170983214.1463 | 74989.4209 | 38.815 | 3496.36 | 4405.0768 | 71.278 | 89.8034
1 | 6000 | 707 | 0.03 | 15 | 15 | 7 | 1e-10 | 5spot_SharedNeighbor | Water | Porous | Wet | R600a | MinimizeLCOE_Brownfield | IgnoreSilica | 174.9929 | 94.2419 | 10.0714 | 4 | 3425.365 | 4300.912 | 69.8307 | 87.6799 | 181.2979 | 0 | 245.283 | 11861477.2669 | 1042815.0041 | 12642379.9994 | 10338117.5256 | 0 | 768011.7939 | 0 | 14294592.6201 | 37191597.7732 | 25384029.6912 | 113523021.6743 | 961560.8286 | 23508061.4514 | 23508061.4514 | 1478867.319 | 10284945.6504 | 0 | 137992643.9543 | 173264518.3752 | 100000 | 40.2855 | 3425.365 | 4300.912 | 69.8307 | 87.6799
1 | 6000 | 707 | 0.03 | 15 | 15 | 7 | 1.3335e-10 | 5spot_SharedNeighbor | Water | Porous | Wet | R600a | MinimizeLCOE_Brownfield | IgnoreSilica | 179.1734 | 96.1502 | 10.3596 | 4 | 3371.4361 | 4222.6261 | 68.7313 | 86.0839 | 180.9896 | 0 | 230.0432 | 12032438.566 | 1057551.8017 | 12846766.8909 | 10577405.2973 | 0 | 692023.8935 | 0 | 14510412.7153 | 37753117.3903 | 25767278.3679 | 115236994.9229 | 961560.8286 | 23508061.4514 | 23508061.4514 | 1478867.319 | 10284945.6504 | 0 | 139706617.2029 | 174978491.6238 | 133352.1432 | 41.4383 | 3371.4361 | 4222.6261 | 68.7313 | 86.0839
1 | 6000 | 707 | 0.03 | 15 | 15 | 7 | 1.7783e-10 | 5spot_SharedNeighbor | Water | Porous | Wet | R600a | MinimizeLCOE_Brownfield | IgnoreSilica | 182.2692 | 97.5462 | 10.5783 | 4 | 3330.5149 | 4164.1024 | 67.8971 | 84.8909 | 180.7571 | 0 | 242.0072 | 12156896.3279 | 1068276.6713 | 12995768.0795 | 10753534.8986 | 0 | 625161.2275 | 0 | 14663858.5099 | 38152351.8717 | 26039764.1049 | 116455611.6912 | 961560.8286 | 23508061.4514 | 23508061.4514 | 1478867.319 | 10284945.6504 | 0 | 140925233.9712 | 176197108.3921 | 177827.941 | 42.3133 | 3330.5149 | 4164.1024 | 67.8971 | 84.8909
1 | 6000 | 707 | 0.03 | 15 | 15 | 7 | 2.3714e-10 | 5spot_SharedNeighbor | Water | Porous | Wet | R600a | MinimizeLCOE_Brownfield | IgnoreSilica | 184.5324 | 98.5584 | 10.7427 | 4 | 3299.5182 | 4120.3534 | 67.2651 | 83.999 | 180.5847 | 0 | 253.6463 | 12246824.6809 | 1076024.3095 | 13103539.5833 | 10882153.572 | 0 | 567928.5455 | 0 | 14771823.5695 | 38433254.8102 | 26231486.1324 | 117313035.2032 | 961560.8286 | 23508061.4514 | 23508061.4514 | 1478867.319 | 10284945.6504 | 0 | 141782657.4832 | 177054531.9041 | 237137.3706 | 42.9707 | 3299.5182 | 4120.3534 | 67.2651 | 83.999
1 | 6000 | 707 | 0.03 | 15 | 15 | 7 | 3.1623e-10 | 5spot_SharedNeighbor | Water | Porous | Wet | R600a | MinimizeLCOE_Brownfield | IgnoreSilica | 186.1844 | 99.2927 | 10.8656 | 4 | 3276.0656 | 4087.613 | 66.787 | 83.3315 | 180.4577 | 0 | 269.3993 | 12311901.92 | 1081630.0354 | 13181585.7697 | 10975962.0061 | 0 | 520189.0822 | 0 | 14847794.8372 | 38630916.4649 | 26366394.2732 | 117916374.3887 | 961560.8286 | 23508061.4514 | 23508061.4514 | 1478867.319 | 10284945.6504 | 0 | 142385996.6687 | 177657871.0896 | 316227.766 | 43.4625 | 3276.0656 | 4087.613 | 66.787 | 83.3315
1 | 6000 | 707 | 0.03 | 15 | 15 | 7 | 4.217e-10 | 5spot_SharedNeighbor | Water | Porous | Wet | R600a | MinimizeLCOE_Brownfield | IgnoreSilica | 187.3628 | 99.8142 | 10.9563 | 4 | 3258.3394 | 4063.1687 | 66.4257 | 82.8332 | 180.3663 | 0 | 320.165 | 12358029.4318 | 1085602.9827 | 13236934.4764 | 11042843.2139 | 0 | 480765.5378 | 0 | 14899628.5006 | 38765777.0246 | 26458439.3763 | 118328020.5442 | 961560.8286 | 23508061.4514 | 23508061.4514 | 1478867.319 | 10284945.6504 | 0 | 142797642.8242 | 178069517.245 | 421696.5034 | 43.8253 | 3258.3394 | 4063.1687 | 66.4257 | 82.8332
1 | 6000 | 707 | 0.03 | 15 | 15 | 7 | 5.6234e-10 | 5spot_SharedNeighbor | Water | Porous | Wet | R600a | MinimizeLCOE_Brownfield | IgnoreSilica | 188.1935 | 100.1805 | 11.0227 | 4 | 3244.9544 | 4044.9336 | 66.1528 | 82.4614 | 180.3015 | 0 | 289.7059 | 12390392.6741 | 1088390.1923 | 13275781.4825 | 11089968.6851 | 0 | 448630.9219 | 0 | 14934333.9428 | 38856073.4661 | 26520068.5531 | 118603639.918 | 961560.8286 | 23508061.4514 | 23508061.4514 | 1478867.319 | 10284945.6504 | 0 | 143073262.198 | 178345136.6188 | 562341.3252 | 44.091 | 3244.9544 | 4044.9336 | 66.1528 | 82.4614
1 | 6000 | 707 | 0.03 | 15 | 15 | 7 | 7.4989e-10 | 5spot_SharedNeighbor | Water | Porous | Wet | R600a | MinimizeLCOE_Brownfield | IgnoreSilica | 188.766 | 100.4322 | 11.0709 | 4 | 3234.8571 | 4031.3592 | 65.9469 | 82.1847 | 180.2566 | 0 | 299.2747 | 12412617.453 | 1090304.1426 | 13302465.5853 | 11122435.1002 | 0 | 422628.5457 | 0 | 14956675.8224 | 38914202.4539 | 26559742.7817 | 118781071.8847 | 961560.8286 | 23508061.4514 | 23508061.4514 | 1478867.319 | 10284945.6504 | 0 | 143250694.1648 | 178522568.5856 | 749894.2093 | 44.2835 | 3234.8571 | 4031.3592 | 65.9469 | 82.1847
1 | 6000 | 707 | 0.03 | 15 | 15 | 7 | 1e-09 | 5spot_SharedNeighbor | Water | Porous | Wet | R600a | MinimizeLCOE_Brownfield | IgnoreSilica | 189.183 | 100.6153 | 11.1066 | 4 | 3227.2467 | 4021.1858 | 65.7918 | 81.9773 | 180.2238 | 0 | 294.1509 | 12428764.2005 | 1091694.6111 | 13321855.5544 | 11146073.2948 | 0 | 402205.069 | 0 | 14972331.1646 | 38954934.4429 | 26587543.2011 | 118905401.5384 | 961560.8286 | 23508061.4514 | 23508061.4514 | 1478867.319 | 10284945.6504 | 0 | 143375023.8184 | 178646898.2393 | 1000000 | 44.4264 | 3227.2467 | 4021.1858 | 65.7918 | 81.9773
1 | 6000 | 707 | 0.03 | 15 | 15 | 7 | 1.3335e-09 | 5spot_SharedNeighbor | Water | Porous | Wet | R600a | MinimizeLCOE_Brownfield | IgnoreSilica | 189.4608 | 100.737 | 11.1321 | 4 | 3221.5154 | 4013.6338 | 65.6749 | 81.8234 | 180.2018 | 0 | 276.1027 | 12439499.548 | 1092619.0542 | 13334748.7915 | 11161821.3232 | 0 | 385904.5573 | 0 | 14981691.3769 | 38979287.7953 | 26604164.8645 | 118979737.3108 | 961560.8286 | 23508061.4514 | 23508061.4514 | 1478867.319 | 10284945.6504 | 0 | 143449359.5909 | 178721234.0117 | 1333521.4322 | 44.5285 | 3221.5154 | 4013.6338 | 65.6749 | 81.8234
1 | 6000 | 707 | 0.03 | 15 | 15 | 7 | 1.7783e-09 | 5spot_SharedNeighbor | Water | Porous | Wet | R600a | MinimizeLCOE_Brownfield | IgnoreSilica | 189.5534 | 100.7772 | 11.1468 | 4 | 3217.2027 | 4008.2765 | 65.587 | 81.7141 | 180.1942 | 0 | 270.1005 | 12443045.0598 | 1092924.3612 | 13339007.2592 | 11167062.6576 | 0 | 371632.7099 | 0 | 14981332.0985 | 38978353.0266 | 26603526.8657 | 118976884.0385 | 961560.8286 | 23508061.4514 | 23508061.4514 | 1478867.319 | 10284945.6504 | 0 | 143446506.3185 | 178718380.7394 | 1778279.41 | 44.5873 | 3217.2027 | 4008.2765 | 65.587 | 81.7141
1 | 6000 | 707 | 0.03 | 15 | 15 | 7 | 2.3714e-09 | 5spot_SharedNeighbor | Water | Porous | Wet | R600a | MinimizeLCOE_Brownfield | IgnoreSilica | 189.205 | 100.6231 | 11.1416 | 4 | 3213.9687 | 4005.4121 | 65.5211 | 81.6557 | 180.2205 | 0 | 302.3091 | 12429456.8119 | 1091754.2539 | 13322687.3476 | 11147282.3915 | 0 | 354323.6331 | 0 | 14954746.7308 | 38909183.3531 | 26556317.1423 | 118765751.6641 | 961560.8286 | 23508061.4514 | 23508061.4514 | 1478867.319 | 10284945.6504 | 0 | 143235373.9441 | 178507248.365 | 2371373.7057 | 44.5665 | 3213.9687 | 4005.4121 | 65.5211 | 81.6557
1 | 6000 | 707 | 0.03 | 15 | 15 | 7 | 3.1623e-09 | 5spot_SharedNeighbor | Water | Porous | Wet | R600a | MinimizeLCOE_Brownfield | IgnoreSilica | 189.205 | 100.6228 | 11.1479 | 4 | 3211.534 | 4002.5354 | 65.4715 | 81.5971 | 180.2202 | 0 | 311.5553 | 12429426.5861 | 1091751.6511 | 13322651.0477 | 11147274.6775 | 0 | 345197.3334 | 0 | 14951157.5054 | 38899844.9249 | 26549943.4731 | 118737247.1991 | 961560.8286 | 23508061.4514 | 23508061.4514 | 1478867.319 | 10284945.6504 | 0 | 143206869.4791 | 178478743.9 | 3162277.6602 | 44.5914 | 3211.534 | 4002.5354 | 65.4715 | 81.5971
1 | 6000 | 707 | 0.03 | 15 | 15 | 7 | 4.217e-09 | 5spot_SharedNeighbor | Water | Porous | Wet | R600a | MinimizeLCOE_Brownfield | IgnoreSilica | 189.205 | 100.6225 | 11.1525 | 4 | 3209.7051 | 4000.3753 | 65.4342 | 81.5531 | 180.22 | 0 | 323.2523 | 12429403.9137 | 1091749.6987 | 13322623.8193 | 11147268.8914 | 0 | 338277.2235 | 0 | 14948436.1832 | 38892764.6028 | 26545111.0078 | 118715635.3404 | 961560.8286 | 23508061.4514 | 23508061.4514 | 1478867.319 | 10284945.6504 | 0 | 143185257.6204 | 178457132.0413 | 4216965.0343 | 44.6101 | 3209.7051 | 4000.3753 | 65.4342 | 81.5531
1 | 6000 | 707 | 0.03 | 15 | 15 | 7 | 5.6234e-09 | 5spot_SharedNeighbor | Water | Porous | Wet | R600a | MinimizeLCOE_Brownfield | IgnoreSilica | 189.205 | 100.6223 | 11.156 | 4 | 3208.3316 | 3998.7537 | 65.4062 | 81.52 | 180.2198 | 0 | 327.909 | 12429386.9084 | 1091748.2343 | 13322603.3966 | 11147264.5516 | 0 | 333043.0516 | 0 | 14946377.9956 | 38887409.6208 | 26541456.1226 | 118699289.8816 | 961560.8286 | 23508061.4514 | 23508061.4514 | 1478867.319 | 10284945.6504 | 0 | 143168912.1616 | 178440786.5824 | 5623413.2519 | 44.6241 | 3208.3316 | 3998.7537 | 65.4062 | 81.52
1 | 6000 | 707 | 0.03 | 15 | 15 | 7 | 7.4989e-09 | 5spot_SharedNeighbor | Water | Porous | Wet | R600a | MinimizeLCOE_Brownfield | IgnoreSilica | 189.205 | 100.6222 | 11.1586 | 4 | 3207.3005 | 3997.5367 | 65.3852 | 81.4952 | 180.2197 | 0 | 331.4755 | 12429374.1542 | 1091747.136 | 13322588.0794 | 11147261.2968 | 0 | 329091.9205 | 0 | 14944824.4089 | 38883367.507 | 26538697.2968 | 118686951.7997 | 961560.8286 | 23508061.4514 | 23508061.4514 | 1478867.319 | 10284945.6504 | 0 | 143156574.0797 | 178428448.5005 | 7498942.0933 | 44.6346 | 3207.3005 | 3997.5367 | 65.3852 | 81.4952
1 | 6000 | 707 | 0.03 | 15 | 15 | 7 | 1e-08 | 5spot_SharedNeighbor | Water | Porous | Wet | R600a | MinimizeLCOE_Brownfield | IgnoreSilica | 189.205 | 100.6221 | 11.1606 | 4 | 3206.5266 | 3996.6234 | 65.3694 | 81.4766 | 180.2196 | 0 | 333.8258 | 12429364.5889 | 1091746.3123 | 13322576.5918 | 11147258.8557 | 0 | 326113.9601 | 0 | 14943653.5204 | 38880321.0953 | 26536618.0583 | 118677652.9827 | 961560.8286 | 23508061.4514 | 23508061.4514 | 1478867.319 | 10284945.6504 | 0 | 143147275.2628 | 178419149.6836 | 10000000 | 44.6425 | 3206.5266 | 3996.6234 | 65.3694 | 81.4766
1 | 6100 | 707 | 0.03 | 15 | 15 | 7 | 1e-13 | 5spot_SharedNeighbor | Water | Porous | Wet | R600a | MinimizeLCOE_Brownfield | IgnoreSilica | 0 | 0 | 0 | 0 | [6 empty] | 22.7245 | [19 empty] | 100 | 0
1 | 6100 | 707 | 0.03 | 15 | 15 | 7 | 1.3335e-13 | 5spot_SharedNeighbor | Water | Porous | Wet | R600a | MinimizeLCOE_Brownfield | IgnoreSilica | 1.1081 | 0.24516 | 0.010135 | 4 | 648293.9511 | 1537603.8829 | 13216.3491 | 31346.1349 | 118.6259 | 0 | 62.5341 | 149775.5478 | 10386.3984 | 110956.2424 | 67375.2239 | 0 | 66554.7336 | 0 | 157968.7769 | 411002.3537 | 280517.5517 | 1254536.8283 | 961560.8286 | 24065791.4134 | 24065791.4134 | 1478867.319 | 10508037.6352 | 0 | 26281889.0703 | 62334585.438 | 133.3521 | 0.04054 | 648293.9511 | 1537603.8829 | 13216.3491 | 31346.1349
1 | 6100 | 707 | 0.03 | 15 | 15 | 7 | 1.7783e-13 | 5spot_SharedNeighbor | Water | Porous | Wet | R600a | MinimizeLCOE_Brownfield | IgnoreSilica | 1.4371 | 0.3812 | 0.022869 | 4 | 292246.4939 | 686362.9367 | 5957.8401 | 13992.4368 | 130.9001 | 0 | 65.5761 | 217146.0292 | 16284.7 | 156606.8068 | 86230.4707 | 0 | 74723.1287 | 0 | 214886.5428 | 559090.7051 | 381590.8944 | 1706559.2779 | 961560.8286 | 24065791.4134 | 24065791.4134 | 1478867.319 | 10508037.6352 | 0 | 26733911.5199 | 62786607.8876 | 177.8279 | 0.091477 | 292246.4939 | 686362.9367 | 5957.8401 | 13992.4368
1 | 6100 | 707 | 0.03 | 15 | 15 | 7 | 2.3714e-13 | 5spot_SharedNeighbor | Water | Porous | Wet | R600a | MinimizeLCOE_Brownfield | IgnoreSilica | 1.8653 | 0.57428 | 0.042888 | 4 | 159263.555 | 369421.5347 | 3246.803 | 7531.1577 | 141.8535 | 0 | 318.2407 | 304527.0831 | 24622.3644 | 215740.9777 | 111820.2452 | 0 | 84069.0255 | 0 | 288904.0814 | 751669.1575 | 513029.6452 | 2294382.5801 | 961560.8286 | 24065791.4134 | 24065791.4134 | 1478867.319 | 10508037.6352 | 0 | 27321734.8222 | 63374431.1899 | 237.1374 | 0.17155 | 159263.555 | 369421.5347 | 3246.803 | 7531.1577
1 | 6100 | 707 | 0.03 | 15 | 15 | 7 | 3.1623e-13 | 5spot_SharedNeighbor | Water | Porous | Wet | R600a | MinimizeLCOE_Brownfield | IgnoreSilica | 2.4293 | 0.8469 | 0.073619 | 4 | 95419.4603 | 217850.053 | 1945.2548 | 4441.168 | 151.3978 | 0 | 419.4888 | 418509.5427 | 36612.4155 | 292322.4785 | 148965.6819 | 0 | 95194.9913 | 0 | 386725.9928 | 1006181.7049 | 686739.6886 | 3071252.4961 | 961560.8286 | 24065791.4134 | 24065791.4134 | 1478867.319 | 10508037.6352 | 0 | 28098604.7382 | 64151301.1059 | 316.2278 | 0.29447 | 95419.4603 | 217850.053 | 1945.2548 | 4441.168
1 | 6100 | 707 | 0.03 | 15 | 15 | 7 | 4.217e-13 | 5spot_SharedNeighbor | Water | Porous | Wet | R600a | MinimizeLCOE_Brownfield | IgnoreSilica | 3.1489 | 1.2457 | 0.11637 | 4 | 62481.8794 | 139934.3212 | 1273.7776 | 2852.7504 | 159.2614 | 0 | 550.2117 | 557690.7698 | 50469.7392 | 396981.541 | 196590.8503 | 0 | 108079.4201 | 0 | 510826.8049 | 1329066.5615 | 907115.2378 | 4056820.9246 | 961560.8286 | 24065791.4134 | 24065791.4134 | 1478867.319 | 10508037.6352 | 0 | 29084173.1667 | 65136869.5344 | 421.6965 | 0.46548 | 62481.8794 | 139934.3212 | 1273.7776 | 2852.7504
1 | 6100 | 707 | 0.03 | 15 | 15 | 7 | 5.6234e-13 | 5spot_SharedNeighbor | Water | Porous | Wet | R600a | MinimizeLCOE_Brownfield | IgnoreSilica | 4.1043 | 1.8055 | 0.17279 | 4 | 43840.4266 | 96002.1733 | 893.7464 | 1957.1342 | 165.864 | 0 | 81.1111 | 723063.3903 | 65442.3687 | 534215.5703 | 255302.8962 | 0 | 124738.3021 | 0 | 664077.3858 | 1727793.1367 | 1179254.3184 | 5273887.3685 | 961560.8286 | 24065791.4134 | 24065791.4134 | 1478867.319 | 10508037.6352 | 0 | 30301239.6105 | 66353935.9782 | 562.3413 | 0.69117 | 43840.4266 | 96002.1733 | 893.7464 | 1957.1342
1 | 6100 | 707 | 0.03 | 15 | 15 | 7 | 7.4989e-13 | 5spot_SharedNeighbor | Water | Porous | Wet | R600a | MinimizeLCOE_Brownfield | IgnoreSilica | 5.3884 | 2.5619 | 0.24876 | 4 | 31981.4174 | 68214.3086 | 651.9845 | 1390.6409 | 171.3188 | 0 | 82.2263 | 924081.2671 | 83604.8491 | 706781.3227 | 333347.7817 | 0 | 146068.3818 | 0 | 855614.6049 | 2226133.6913 | 1519381.9868 | 6795013.8855 | 961560.8286 | 24065791.4134 | 24065791.4134 | 1478867.319 | 10508037.6352 | 0 | 31822366.1275 | 67875062.4952 | 749.8942 | 0.99503 | 31981.4174 | 68214.3086 | 651.9845 | 1390.6409
1 | 6100 | 707 | 0.03 | 15 | 15 | 7 | 1e-12 | 5spot_SharedNeighbor | Water | Porous | Wet | R600a | MinimizeLCOE_Brownfield | IgnoreSilica | 7.0669 | 3.5511 | 0.34832 | 4 | 24167.1869 | 50043.2724 | 492.6808 | 1020.1998 | 175.5553 | 0 | 83.2154 | 1162246.2712 | 105073.4492 | 917755.0929 | 434713.0755 | 0 | 171189.8148 | 0 | 1088481.3044 | 2832005.0757 | 1932901.6561 | 8644365.7397 | 961560.8286 | 24065791.4134 | 24065791.4134 | 1478867.319 | 10508037.6352 | 0 | 33671717.9818 | 69724414.3495 | 1000 | 1.3933 | 24167.1869 | 50043.2724 | 492.6808 | 1020.1998
1 | 6100 | 707 | 0.03 | 15 | 15 | 7 | 1.3335e-12 | 5spot_SharedNeighbor | Water | Porous | Wet | R600a | MinimizeLCOE_Brownfield | IgnoreSilica | 9.2789 | 4.8607 | 0.48045 | 4 | 18710.3324 | 37469.9991 | 381.4354 | 763.8766 | 178.9429 | 0 | 60.0187 | 1449438.6753 | 130894.9532 | 1179748.8461 | 567941.8965 | 0 | 201080.3621 | 0 | 1376350.846 | 3580982.5728 | 2444094.1878 | 10930532.3398 | 961560.8286 | 24065791.4134 | 24065791.4134 | 1478867.319 | 10508037.6352 | 0 | 35957884.5819 | 72010580.9496 | 1333.5214 | 1.9218 | 18710.3324 | 37469.9991 | 381.4354 | 763.8766
1 | 6100 | 707 | 0.03 | 15 | 15 | 7 | 1.7783e-12 | 5spot_SharedNeighbor | Water | Porous | Wet | R600a | MinimizeLCOE_Brownfield | IgnoreSilica | 12.1675 | 6.5826 | 0.65484 | 4 | 14802.6301 | 28566.5777 | 301.7716 | 582.3683 | 181.6921 | 0 | 94.6669 | 1794696.7447 | 161850.2732 | 1503661.819 | 741855.0008 | 0 | 236069.5428 | 0 | 1730872.0184 | 4503373.9411 | 3073645.2499 | 13746024.5898 | 961560.8286 | 24065791.4134 | 24065791.4134 | 1478867.319 | 10508037.6352 | 0 | 38773376.8318 | 74826073.1995 | 1778.2794 | 2.6194 | 14802.6301 | 28566.5777 | 301.7716 | 582.3683
1 | 6100 | 707 | 0.03 | 15 | 15 | 7 | 2.3714e-12 | 5spot_SharedNeighbor | Water | Porous | Wet | R600a | MinimizeLCOE_Brownfield | IgnoreSilica | 15.9996 | 8.8612 | 0.88553 | 4 | 11937.0099 | 22115.2465 | 243.3521 | 450.8492 | 183.7623 | 0 | 87.5472 | 2213515.6566 | 199287.4194 | 1907331.1918 | 972185.2063 | 0 | 278796.2563 | 0 | 2172735.1349 | 5653011.1317 | 3858296.2551 | 17255158.2521 | 961560.8286 | 24065791.4134 | 24065791.4134 | 1478867.319 | 10508037.6352 | 0 | 42282510.4941 | 78335206.8618 | 2371.3737 | 3.5421 | 11937.0099 | 22115.2465 | 243.3521 | 450.8492
1 | 6100 | 707 | 0.03 | 15 | 15 | 7 | 3.1623e-12 | 5spot_SharedNeighbor | Water | Porous | Wet | R600a | MinimizeLCOE_Brownfield | IgnoreSilica | 21.0615 | 11.873 | 1.1907 | 4 | 9796.3651 | 17366.1726 | 199.7122 | 354.0329 | 185.3644 | 0 | 122.1494 | 2721910.0686 | 244583.7142 | 2410352.5597 | 1276277.2955 | 0 | 330406.019 | 0 | 2723576.5662 | 7086187.543 | 4836468.6047 | 21629762.3709 | 961560.8286 | 24065791.4134 | 24065791.4134 | 1478867.319 | 10508037.6352 | 0 | 46657114.613 | 82709810.9807 | 3162.2777 | 4.7627 | 9796.3651 | 17366.1726 | 199.7122 | 354.0329
1 | 6100 | 707 | 0.03 | 15 | 15 | 7 | 4.217e-12 | 5spot_SharedNeighbor | Water | Porous | Wet | R600a | MinimizeLCOE_Brownfield | IgnoreSilica | 27.7442 | 15.8512 | 1.5938 | 4 | 8175.2236 | 13830.3693 | 166.663 | 281.9508 | 186.5985 | 0 | 110.6183 | 3339511.5454 | 299418.7826 | 3037262.2359 | 1677723.6671 | 0 | 392978.1325 | 0 | 3411288.8018 | 8875473.7106 | 6057693.1802 | 27091350.0561 | 961560.8286 | 24065791.4134 | 24065791.4134 | 1478867.319 | 10508037.6352 | 0 | 52118702.2981 | 88171398.6658 | 4216.965 | 6.3752 | 8175.2236 | 13830.3693 | 166.663 | 281.9508
1 | 6100 | 707 | 0.03 | 15 | 15 | 7 | 5.6234e-12 | 5spot_SharedNeighbor | Water | Porous | Wet | R600a | MinimizeLCOE_Brownfield | IgnoreSilica | 36.5138 | 21.0737 | 2.1231 | 4 | 6936.4735 | 11181.6913 | 141.4094 | 227.9539 | 187.5422 | 0 | 95.8164 | 4086223.7992 | 365472.9384 | 3814402.3522 | 2204577.8755 | 0 | 468353.1779 | 0 | 4266221.7559 | 11099833.8864 | 7575864.7062 | 33880950.4917 | 961560.8286 | 24065791.4134 | 24065791.4134 | 1478867.319 | 10508037.6352 | 0 | 58908302.7338 | 94960999.1015 | 5623.4133 | 8.4925 | 6936.4735 | 11181.6913 | 141.4094 | 227.9539
1 | 6100 | 707 | 0.03 | 15 | 15 | 7 | 7.4989e-12 | 5spot_SharedNeighbor | Water | Porous | Wet | R600a | MinimizeLCOE_Brownfield | IgnoreSilica | 47.917 | 27.8629 | 2.8112 | 4 | 5983.6523 | 9189.8244 | 121.9848 | 187.347 | 188.2475 | 0 | 82.2568 | 4981704.4361 | 444380.9455 | 4769307.2951 | 2889573.3962 | 0 | 558571.3986 | 0 | 5320979.6138 | 13844097.4722 | 9448880.9926 | 42257495.55 | 961560.8286 | 24065791.4134 | 24065791.4134 | 1478867.319 | 10508037.6352 | 0 | 67284847.7921 | 103337544.1598 | 7498.9421 | 11.2448 | 5983.6523 | 9189.8244 | 121.9848 | 187.347
1 | 6100 | 707 | 0.03 | 15 | 15 | 7 | 1e-11 | 5spot_SharedNeighbor | Water | Porous | Wet | R600a | MinimizeLCOE_Brownfield | IgnoreSilica | 62.4648 | 36.4938 | 3.6855 | 4 | 5251.925 | 7697.5068 | 107.0676 | 156.9241 | 188.6949 | 0 | 120.6508 | 6034391.8045 | 536771.6924 | 5918459.0838 | 3762754.0385 | 0 | 664668.1837 | 0 | 6597647.4732 | 17165725.3616 | 11715960.2796 | 52396377.9173 | 961560.8286 | 24065791.4134 | 24065791.4134 | 1478867.319 | 10508037.6352 | 0 | 77423730.1594 | 113476426.5271 | 10000 | 14.742 | 5251.925 | 7697.5068 | 107.0676 | 156.9241
1 | 6100 | 707 | 0.03 | 15 | 15 | 7 | 1.3335e-11 | 5spot_SharedNeighbor | Water | Porous | Wet | R600a | MinimizeLCOE_Brownfield | IgnoreSilica | 80.489 | 47.055 | 4.7531 | 4 | 4697.3048 | 6593.5925 | 95.7609 | 134.4193 | 188.7575 | 0 | 136.5833 | 7230157.7167 | 641299.2061 | 7253013.3292 | 4842141.4786 | 0 | 786929.6816 | 0 | 8093881.1508 | 21058618.4711 | 14372939.8179 | 64278980.8521 | 961560.8286 | 24065791.4134 | 24065791.4134 | 1478867.319 | 10508037.6352 | 0 | 89306333.0942 | 125359029.4619 | 13335.2143 | 19.0123 | 4697.3048 | 6593.5925 | 95.7609 | 134.4193
1 | 6100 | 707 | 0.03 | 15 | 15 | 7 | 1.7783e-11 | 5spot_SharedNeighbor | Water | Porous | Wet | R600a | MinimizeLCOE_Brownfield | IgnoreSilica | 101.8728 | 59.248 | 5.9793 | 4 | 4288.3038 | 5795.7007 | 87.4229 | 118.1532 | 188.2646 | 0 | 123.2807 | 8519194.7361 | 753542.8971 | 8721124.9308 | 6116391.307 | 0 | 923803.8385 | 0 | 9763282.5067 | 25402058.3578 | 17337426.7893 | 77536825.3632 | 961560.8286 | 24065791.4134 | 24065791.4134 | 1478867.319 | 10508037.6352 | 0 | 102564177.6053 | 138616873.973 | 17782.7941 | 23.9172 | 4288.3038 | 5795.7007 | 87.4229 | 118.1532
1 | 6100 | 707 | 0.03 | 15 | 15 | 7 | 2.3714e-11 | 5spot_SharedNeighbor | Water | Porous | Wet | R600a | MinimizeLCOE_Brownfield | IgnoreSilica | 125.817 | 72.2963 | 7.2797 | 4 | 3998.634 | 5236.7606 | 81.5176 | 106.7584 | 187.1312 | 0 | 111.7286 | 9817604.753 | 866198.7875 | 10226483.5969 | 7531331.6309 | 0 | 1070934.6425 | 0 | 11509895.8302 | 29946387.9459 | 20439025.1098 | 91407862.2966 | 961560.8286 | 24065791.4134 | 24065791.4134 | 1478867.319 | 10508037.6352 | 0 | 116435214.5387 | 152487910.9064 | 23713.7371 | 29.1187 | 3998.634 | 5236.7606 | 81.5176 | 106.7584
1 | 6100 | 707 | 0.03 | 15 | 15 | 7 | 3.1623e-11 | 5spot_SharedNeighbor | Water | Porous | Wet | R600a | MinimizeLCOE_Brownfield | IgnoreSilica | 146.0527 | 82.7908 | 8.3796 | 4 | 3797.7657 | 4873.3767 | 77.4226 | 99.3504 | 185.8717 | 0 | 164.7777 | 10814076.9693 | 952409.8338 | 11397752.9623 | 8716591.9526 | 0 | 1137920.4852 | 0 | 12877313.3592 | 33504127.8606 | 22867255.7058 | 102267449.1288 | 961560.8286 | 24065791.4134 | 24065791.4134 | 1478867.319 | 10508037.6352 | 0 | 127294801.3708 | 163347497.7386 | 31622.7766 | 33.5183 | 3797.7657 | 4873.3767 | 77.4226 | 99.3504
1 | 6100 | 707 | 0.03 | 15 | 15 | 7 | 4.217e-11 | 5spot_SharedNeighbor | Water | Porous | Wet | R600a | MinimizeLCOE_Brownfield | IgnoreSilica | 156.4734 | 88.043 | 9.0748 | 4 | 3644.9607 | 4638.1664 | 74.3075 | 94.5553 | 185.193 | 0 | 191.5455 | 11299240.3376 | 994312.1875 | 11972625.5993 | 9323906.4259 | 0 | 1047786.0182 | 0 | 13508769.5217 | 35147047.2657 | 23988581.9585 | 107282269.3143 | 961560.8286 | 24065791.4134 | 24065791.4134 | 1478867.319 | 10508037.6352 | 0 | 132309621.5563 | 168362317.924 | 42169.6503 | 36.2993 | 3644.9607 | 4638.1664 | 74.3075 | 94.5553
1 | 6100 | 707 | 0.03 | 15 | 15 | 7 | 5.6234e-11 | 5spot_SharedNeighbor | Water | Porous | Wet | R600a | MinimizeLCOE_Brownfield | IgnoreSilica | 165.0649 | 92.2705 | 9.6565 | 4 | 3527.9787 | 4461.3625 | 71.9226 | 90.9509 | 184.5976 | 0 | 233.4195 | 11683837.7739 | 1027496.8601 | 12430367.3262 | 9822507.3949 | 0 | 952662.1552 | 0 | 14007579.889 | 36444849.5215 | 24874358.6652 | 111243659.586 | 961560.8286 | 24065791.4134 | 24065791.4134 | 1478867.319 | 10508037.6352 | 0 | 136271011.828 | 172323708.1957 | 56234.1325 | 38.6258 | 3527.9787 | 4461.3625 | 71.9226 | 90.9509
1 | 6100 | 707 | 0.03 | 15 | 15 | 7 | 7.4989e-11 | 5spot_SharedNeighbor | Water | Porous | Wet | R600a | MinimizeLCOE_Brownfield | IgnoreSilica | 171.8996 | 95.5654 | 10.1272 | 4 | 3438.7185 | 4328.7172 | 70.1029 | 88.2468 | 184.1019 | 0 | 251.728 | 11980145.7836 | 1053044.7503 | 12784214.4499 | 10217935.5962 | 0 | 858861.8618 | 0 | 14388738.9523 | 37436547.2178 | 25551212.7202 | 114270701.3322 | 961560.8286 | 24065791.4134 | 24065791.4134 | 1478867.319 | 10508037.6352 | 0 | 139298053.5742 | 175350749.9419 | 74989.4209 | 40.5087 | 3438.7185 | 4328.7172 | 70.1029 | 88.2468
1 | 6100 | 707 | 0.03 | 15 | 15 | 7 | 1e-10 | 5spot_SharedNeighbor | Water | Porous | Wet | R600a | MinimizeLCOE_Brownfield | IgnoreSilica | 177.2781 | 98.1131 | 10.5018 | 4 | 3370.7702 | 4229.0223 | 68.7177 | 86.2143 | 183.6989 | 0 | 258.6476 | 12207294.3875 | 1072618.8169 | 13056154.6641 | 10527783.3443 | 0 | 772391.9266 | 0 | 14678134.8244 | 38189495.9137 | 26065115.6767 | 116568989.5543 | 961560.8286 | 24065791.4134 | 24065791.4134 | 1478867.319 | 10508037.6352 | 0 | 141596341.7964 | 177649038.1641 | 100000 | 42.0071 | 3370.7702 | 4229.0223 | 68.7177 | 86.2143
1 | 6100 | 707 | 0.03 | 15 | 15 | 7 | 1.3335e-10 | 5spot_SharedNeighbor | Water | Porous | Wet | R600a | MinimizeLCOE_Brownfield | IgnoreSilica | 181.3265 | 100.0045 | 10.7905 | 4 | 3319.1505 | 4154.4418 | 67.6654 | 84.6939 | 183.388 | 0 | 279.0622 | 12374847.3357 | 1087051.4091 | 13257120.2847 | 10760442.5178 | 0 | 694109.8768 | 0 | 14887692.8554 | 38734722.924 | 26437244.3146 | 118233231.5181 | 961560.8286 | 24065791.4134 | 24065791.4134 | 1478867.319 | 10508037.6352 | 0 | 143260583.7601 | 179313280.1278 | 133352.1432 | 43.1618 | 3319.1505 | 4154.4418 | 67.6654 | 84.6939
1 | 6100 | 707 | 0.03 | 15 | 15 | 7 | 1.7783e-10 | 5spot_SharedNeighbor | Water | Porous | Wet | R600a | MinimizeLCOE_Brownfield | IgnoreSilica | 184.3498 | 101.4022 | 11.0107 | 4 | 3279.9982 | 4098.583 | 66.8672 | 83.5552 | 183.1516 | 0 | 237.8455 | 12498093.8234 | 1097664.371 | 13405143.4142 | 10933985.8651 | 0 | 625943.4718 | 0 | 15038724.0687 | 39127675.1603 | 26705442.2902 | 119432672.4647 | 961560.8286 | 24065791.4134 | 24065791.4134 | 1478867.319 | 10508037.6352 | 0 | 144460024.7067 | 180512721.0744 | 177827.941 | 44.0427 | 3279.9982 | 4098.583 | 66.8672 | 83.5552
1 | 6100 | 707 | 0.03 | 15 | 15 | 7 | 2.3714e-10 | 5spot_SharedNeighbor | Water | Porous | Wet | R600a | MinimizeLCOE_Brownfield | IgnoreSilica | 186.613 | 102.44 | 11.1781 | 4 | 3250.3381 | 4056.6627 | 66.2625 | 82.7006 | 182.9723 | 0 | 251.5722 | 12589294.344 | 1105516.0789 | 13514786.0246 | 11063732.0227 | 0 | 568510.7449 | 0 | 15148317.2938 | 39412814.2514 | 26900055.5789 | 120303026.3391 | 961560.8286 | 24065791.4134 | 24065791.4134 | 1478867.319 | 10508037.6352 | 0 | 145330378.5812 | 181383074.9489 | 237137.3706 | 44.7124 | 3250.3381 | 4056.6627 | 66.2625 | 82.7006
1 | 6100 | 707 | 0.03 | 15 | 15 | 7 | 3.1623e-10 | 5spot_SharedNeighbor | Water | Porous | Wet | R600a | MinimizeLCOE_Brownfield | IgnoreSilica | 188.2324 | 103.1775 | 11.3019 | 4 | 3227.8898 | 4025.3788 | 65.8049 | 82.0628 | 182.8427 | 0 | 275.251 | 12653947.7169 | 1111081.3868 | 13592568.3935 | 11156305.5265 | 0 | 520142.4968 | 0 | 15223277.753 | 39607845.9896 | 27033168.7478 | 120898338.0108 | 961560.8286 | 24065791.4134 | 24065791.4134 | 1478867.319 | 10508037.6352 | 0 | 145925690.2529 | 181978386.6206 | 316227.766 | 45.2078 | 3227.8898 | 4025.3788 | 65.8049 | 82.0628
1 | 6100 | 707 | 0.03 | 15 | 15 | 7 | 4.217e-10 | 5spot_SharedNeighbor | Water | Porous | Wet | R600a | MinimizeLCOE_Brownfield | IgnoreSilica | 189.3728 | 103.6944 | 11.3927 | 4 | 3210.9204 | 4002.057 | 65.459 | 81.5873 | 182.7507 | 0 | 264.742 | 12699188.2903 | 1114975.2241 | 13647022.9209 | 11221459.1057 | 0 | 480023.3864 | 0 | 15273440.8816 | 39738360.1605 | 27122247.3512 | 121296717.3206 | 961560.8286 | 24065791.4134 | 24065791.4134 | 1478867.319 | 10508037.6352 | 0 | 146324069.5627 | 182376765.9304 | 421696.5034 | 45.5708 | 3210.9204 | 4002.057 | 65.459 | 81.5873
1 | 6100 | 707 | 0.03 | 15 | 15 | 7 | 5.6234e-10 | 5spot_SharedNeighbor | Water | Porous | Wet | R600a | MinimizeLCOE_Brownfield | IgnoreSilica | 190.1887 | 104.063 | 11.4596 | 4 | 3198.1053 | 3984.6209 | 65.1977 | 81.2319 | 182.6845 | 0 | 256.4141 | 12731409.103 | 1117748.2392 | 13685819.5488 | 11268056.006 | 0 | 447544.118 | 0 | 15307725.0359 | 39827560.4971 | 27183128.4138 | 121568990.9619 | 961560.8286 | 24065791.4134 | 24065791.4134 | 1478867.319 | 10508037.6352 | 0 | 146596343.2039 | 182649039.5716 | 562341.3252 | 45.8385 | 3198.1053 | 3984.6209 | 65.1977 | 81.2319
1 | 6100 | 707 | 0.03 | 15 | 15 | 7 | 7.4989e-10 | 5spot_SharedNeighbor | Water | Porous | Wet | R600a | MinimizeLCOE_Brownfield | IgnoreSilica | 190.7345 | 104.3089 | 11.5074 | 4 | 3188.4365 | 3971.6834 | 65.0006 | 80.9681 | 182.6399 | 0 | 266.0311 | 12752885.4803 | 1119596.4576 | 13711685.1938 | 11299218.0628 | 0 | 421025.8613 | 0 | 15328720.3117 | 39882185.8982 | 27220411.3725 | 121735728.6382 | 961560.8286 | 24065791.4134 | 24065791.4134 | 1478867.319 | 10508037.6352 | 0 | 146763080.8802 | 182815777.2479 | 749894.2093 | 46.0298 | 3188.4365 | 3971.6834 | 65.0006 | 80.9681
1 | 6100 | 707 | 0.03 | 15 | 15 | 7 | 1e-09 | 5spot_SharedNeighbor | Water | Porous | Wet | R600a | MinimizeLCOE_Brownfield | IgnoreSilica | 191.1218 | 104.4831 | 11.5426 | 4 | 3181.148 | 3962.0121 | 64.852 | 80.771 | 182.6082 | 0 | 279.0762 | 12768086.9144 | 1120904.6174 | 13729996.4567 | 11321323.9927 | 0 | 400052.9906 | 0 | 15342742.339 | 39918668.3369 | 27245311.3866 | 121847087.0343 | 961560.8286 | 24065791.4134 | 24065791.4134 | 1478867.319 | 10508037.6352 | 0 | 146874439.2764 | 182927135.6441 | 1000000 | 46.1703 | 3181.148 | 3962.0121 | 64.852 | 80.771
1 | 6100 | 707 | 0.03 | 15 | 15 | 7 | 1.3335e-09 | 5spot_SharedNeighbor | Water | Porous | Wet | R600a | MinimizeLCOE_Brownfield | IgnoreSilica | 191.3802 | 104.599 | 11.5677 | 4 | 3175.6586 | 3954.8262 | 64.7401 | 80.6245 | 182.5869 | 0 | 262.4133 | 12778205.7981 | 1121775.376 | 13742186.7907 | 11336068.5551 | 0 | 383361.6133 | 0 | 15351023.272 | 39940213.6258 | 27260016.4889 | 121912851.5199 | 961560.8286 | 24065791.4134 | 24065791.4134 | 1478867.319 | 10508037.6352 | 0 | 146940203.762 | 182992900.1297 | 1333521.4322 | 46.2708 | 3175.6586 | 3954.8262 | 64.7401 | 80.6245
1 | 6100 | 707 | 0.03 | 15 | 15 | 7 | 1.7783e-09 | 5spot_SharedNeighbor | Water | Porous | Wet | R600a | MinimizeLCOE_Brownfield | IgnoreSilica | 191.5628 | 104.6809 | 11.5861 | 4 | 3171.5271 | 3949.4549 | 64.6559 | 80.515 | 182.5718 | 0 | 284.0553 | 12785347.2386 | 1122389.9066 | 13750790.8297 | 11346488.0796 | 0 | 370378.1145 | 0 | 15356403.7259 | 39954212.4633 | 27269570.9831 | 121955581.3413 | 961560.8286 | 24065791.4134 | 24065791.4134 | 1478867.319 | 10508037.6352 | 0 | 146982933.5833 | 183035629.9511 | 1778279.41 | 46.3445 | 3171.5271 | 3949.4549 | 64.6559 | 80.515
1 | 6100 | 707 | 0.03 | 15 | 15 | 7 | 2.3714e-09 | 5spot_SharedNeighbor | Water | Porous | Wet | R600a | MinimizeLCOE_Brownfield | IgnoreSilica | 191.6702 | 104.729 | 11.5988 | 4 | 3168.4199 | 3945.4979 | 64.5925 | 80.4343 | 182.5628 | 0 | 260.6589 | 12789536.3748 | 1122750.3833 | 13755838.1752 | 11352615.0067 | 0 | 360001.8175 | 0 | 15358489.2854 | 39959638.6613 | 27273274.4748 | 121972144.1791 | 961560.8286 | 24065791.4134 | 24065791.4134 | 1478867.319 | 10508037.6352 | 0 | 146999496.4211 | 183052192.7889 | 2371373.7057 | 46.3952 | 3168.4199 | 3945.4979 | 64.5925 | 80.4343
1 | 6100 | 707 | 0.03 | 15 | 15 | 7 | 3.1623e-09 | 5spot_SharedNeighbor | Water | Porous | Wet | R600a | MinimizeLCOE_Brownfield | IgnoreSilica | 191.7675 | 104.7725 | 11.609 | 4 | 3166.0842 | 3942.4812 | 64.5449 | 80.3728 | 182.5547 | 0 | 283.1354 | 12793333.0926 | 1123077.0897 | 13760412.8729 | 11358162.31 | 0 | 352372.33 | 0 | 15361069.5011 | 39966351.8534 | 27277856.3663 | 121992635.4161 | 961560.8286 | 24065791.4134 | 24065791.4134 | 1478867.319 | 10508037.6352 | 0 | 147019987.6581 | 183072684.0258 | 3162277.6602 | 46.4359 | 3166.0842 | 3942.4812 | 64.5449 | 80.3728
1 | 6100 | 707 | 0.03 | 15 | 15 | 7 | 4.217e-09 | 5spot_SharedNeighbor | Water | Porous | Wet | R600a | MinimizeLCOE_Brownfield | IgnoreSilica | 191.8166 | 104.7944 | 11.6157 | 4 | 3164.3295 | 3940.2797 | 64.5091 | 80.3279 | 182.5506 | 0 | 272.2716 | 12795241.061 | 1123241.2688 | 13762711.8588 | 11360960.4336 | 0 | 346211.7133 | 0 | 15361462.8709 | 39967375.3207 | 27278554.9038 | 121995759.4308 | 961560.8286 | 24065791.4134 | 24065791.4134 | 1478867.319 | 10508037.6352 | 0 | 147023111.6729 | 183075808.0406 | 4216965.0343 | 46.4626 | 3164.3295 | 3940.2797 | 64.5091 | 80.3279
1 | 6100 | 707 | 0.03 | 15 | 15 | 7 | 5.6234e-09 | 5spot_SharedNeighbor | Water | Porous | Wet | R600a | MinimizeLCOE_Brownfield | IgnoreSilica | 191.8601 | 104.8138 | 11.6209 | 4 | 3163.0117 | 3938.6092 | 64.4823 | 80.2939 | 182.5469 | 0 | 278.3658 | 12796935.9486 | 1123387.112 | 13764754.1282 | 11363442.531 | 0 | 341659.4406 | 0 | 15362169.8725 | 39969214.794 | 27279810.3821 | 122001374.209 | 961560.8286 | 24065791.4134 | 24065791.4134 | 1478867.319 | 10508037.6352 | 0 | 147028726.4511 | 183081422.8188 | 5623413.2519 | 46.4838 | 3163.0117 | 3938.6092 | 64.4823 | 80.2939
1 | 6100 | 707 | 0.03 | 15 | 15 | 7 | 7.4989e-09 | 5spot_SharedNeighbor | Water | Porous | Wet | R600a | MinimizeLCOE_Brownfield | IgnoreSilica | 191.8749 | 104.8203 | 11.6242 | 4 | 3162.0224 | 3937.4029 | 64.4621 | 80.2693 | 182.5456 | 0 | 256.6379 | 12797505.4869 | 1123436.12 | 13765440.4053 | 11364285.7314 | 0 | 337940.5666 | 0 | 15361557.241 | 39967620.8523 | 27278722.4842 | 121996508.8877 | 961560.8286 | 24065791.4134 | 24065791.4134 | 1478867.319 | 10508037.6352 | 0 | 147023861.1298 | 183076557.4975 | 7498942.0933 | 46.4968 | 3162.0224 | 3937.4029 | 64.4621 | 80.2693
1 | 6100 | 707 | 0.03 | 15 | 15 | 7 | 1e-08 | 5spot_SharedNeighbor | Water | Porous | Wet | R600a | MinimizeLCOE_Brownfield | IgnoreSilica | 191.8944 | 104.829 | 11.627 | 4 | 3161.2799 | 3936.4755 | 64.447 | 80.2504 | 182.544 | 0 | 264.8725 | 12798260.5333 | 1123501.0906 | 13766350.2195 | 11365394.238 | 0 | 335270.8547 | 0 | 15361623.0051 | 39967791.9571 | 27278839.2667 | 121997031.1649 | 961560.8286 | 24065791.4134 | 24065791.4134 | 1478867.319 | 10508037.6352 | 0 | 147024383.407 | 183077079.7747 | 10000000 | 46.5079 | 3161.2799 | 3936.4755 | 64.447 | 80.2504
1 | 6200 | 707 | 0.03 | 15 | 15 | 7 | 1e-13 | 5spot_SharedNeighbor | Water | Porous | Wet | R600a | MinimizeLCOE_Brownfield | IgnoreSilica | 0 | 0 | 0 | 0 | [6 empty] | 22.8233 | [19 empty] | 100 | 0
1 | 6200 | 707 | 0.03 | 15 | 15 | 7 | 1.3335e-13 | 5spot_SharedNeighbor | Water | Porous | Wet | R600a | MinimizeLCOE_Brownfield | IgnoreSilica | 1.1424 | 0.26219 | 0.011723 | 4 | 573769.6199 | 1359427.2462 | 11697.0698 | 27713.7632 | 121.0242 | 0 | 50.3577 | 159014.0262 | 11191.269 | 116885.0198 | 69607.5748 | 0 | 67790.5658 | 0 | 165550.4977 | 430728.4359 | 293981.0081 | 1314748.3972 | 961560.8286 | 24629381.4663 | 24629381.4663 | 1478867.319 | 10733473.6564 | 0 | 26905690.6921 | 63747413.1339 | 133.3521 | 0.046893 | 573769.6199 | 1359427.2462 | 11697.0698 | 27713.7632
1 | 6200 | 707 | 0.03 | 15 | 15 | 7 | 1.7783e-13 | 5spot_SharedNeighbor | Water | Porous | Wet | R600a | MinimizeLCOE_Brownfield | IgnoreSilica | 1.476 | 0.4046 | 0.025512 | 4 | 268230.9844 | 629256.0367 | 5468.2514 | 12828.2354 | 133.2545 | 0 | 72.8176 | 228978.0966 | 17436.8974 | 163991.0775 | 89055.4687 | 0 | 75684.3779 | 0 | 224306.9081 | 583600.5631 | 398319.3761 | 1781372.7653 | 961560.8286 | 24629381.4663 | 24629381.4663 | 1478867.319 | 10733473.6564 | 0 | 27372315.0603 | 64214037.5021 | 177.8279 | 0.10205 | 268230.9844 | 629256.0367 | 5468.2514 | 12828.2354
1 | 6200 | 707 | 0.03 | 15 | 15 | 7 | 2.3714e-13 | 5spot_SharedNeighbor | Water | Porous | Wet | R600a | MinimizeLCOE_Brownfield | IgnoreSilica | 1.9042 | 0.6038 | 0.046883 | 4 | 149164.1434 | 345621.5101 | 3040.9128 | 7045.962 | 144.0772 | 0 | 320.8864 | 318778.6031 | 26209.3482 | 224216.7497 | 115437.2896 | 0 | 84382.7109 | 0 | 299919.6335 | 780329.3645 | 532590.8254 | 2381864.5249 | 961560.8286 | 24629381.4663 | 24629381.4663 | 1478867.319 | 10733473.6564 | 0 | 27972806.8199 | 64814529.2617 | 237.1374 | 0.18753 | 149164.1434 | 345621.5101 | 3040.9128 | 7045.962
1 | 6200 | 707 | 0.03 | 15 | 15 | 7 | 3.1623e-13 | 5spot_SharedNeighbor | Water | Porous | Wet | R600a | MinimizeLCOE_Brownfield | IgnoreSilica | 2.4877 | 0.89386 | 0.080409 | 4 | 89527.9639 | 204073.0712 | 1825.1486 | 4160.3056 | 153.843 | 0 | 424.7345 | 439986.4526 | 39392.9039 | 304647.9226 | 154646.2476 | 0 | 95917.1536 | 0 | 403490.3653 | 1049799.1634 | 716509.5002 | 3204389.7093 | 961560.8286 | 24629381.4663 | 24629381.4663 | 1478867.319 | 10733473.6564 | 0 | 28795332.0042 | 65637054.446 | 316.2278 | 0.32164 | 89527.9639 | 204073.0712 | 1825.1486 | 4160.3056
1 | 6200 | 707 | 0.03 | 15 | 15 | 7 | 4.217e-13 | 5spot_SharedNeighbor | Water | Porous | Wet | R600a | MinimizeLCOE_Brownfield | IgnoreSilica | 3.2267 | 1.332 | 0.12558 | 4 | 59384.7496 | 132729.6587 | 1210.6384 | 2705.8736 | 161.7995 | 0 | 555.3521 | 584435.9141 | 52893.125 | 418840.0641 | 202905.7347 | 0 | 109389.9977 | 0 | 533701.2859 | 1388581.2687 | 947735.2483 | 4238482.6384 | 961560.8286 | 24629381.4663 | 24629381.4663 | 1478867.319 | 10733473.6564 | 0 | 29829424.9334 | 66671147.3752 | 421.6965 | 0.50231 | 59384.7496 | 132729.6587 | 1210.6384 | 2705.8736
1 | 6200 | 707 | 0.03 | 15 | 15 | 7 | 5.6234e-13 | 5spot_SharedNeighbor | Water | Porous | Wet | R600a | MinimizeLCOE_Brownfield | IgnoreSilica | 4.1969 | 1.9163 | 0.18477 | 4 | 42046.1518 | 91893.5081 | 857.1677 | 1873.3735 | 168.4086 | 0 | 76.8802 | 753858.1229 | 68227.3794 | 560275.8334 | 262680.3181 | 0 | 125876.1937 | 0 | 690657.9605 | 1796950.3398 | 1226455.5306 | 5484981.6784 | 961560.8286 | 24629381.4663 | 24629381.4663 | 1478867.319 | 10733473.6564 | 0 | 31075923.9734 | 67917646.4152 | 562.3413 | 0.73909 | 42046.1518 | 91893.5081 | 857.1677 | 1873.3735
1 | 6200 | 707 | 0.03 | 15 | 15 | 7 | 7.4989e-13 | 5spot_SharedNeighbor | Water | Porous | Wet | R600a | MinimizeLCOE_Brownfield | IgnoreSilica | 5.5005 | 2.7055 | 0.26446 | 4 | 30851.401 | 65678.7883 | 628.9475 | 1338.9509 | 173.8809 | 0 | 83.6446 | 960134.3569 | 86858.1413 | 738299.4857 | 342217.7774 | 0 | 147031.7696 | 0 | 887071.1971 | 2307977.2915 | 1575241.9256 | 7044831.9451 | 961560.8286 | 24629381.4663 | 24629381.4663 | 1478867.319 | 10733473.6564 | 0 | 32635774.2401 | 69477496.6819 | 749.8942 | 1.0578 | 30851.401 | 65678.7883 | 628.9475 | 1338.9509
1 | 6200 | 707 | 0.03 | 15 | 15 | 7 | 1e-12 | 5spot_SharedNeighbor | Water | Porous | Wet | R600a | MinimizeLCOE_Brownfield | IgnoreSilica | 7.1984 | 3.7336 | 0.36846 | 4 | 23426.1901 | 48423.1236 | 477.5746 | 987.1709 | 178.1187 | 0 | 64.4531 | 1203904.4069 | 108823.2942 | 955281.2134 | 445133.0685 | 0 | 171910.9346 | 0 | 1125170.6379 | 2927463.1955 | 1998053.7843 | 8935740.5353 | 961560.8286 | 24629381.4663 | 24629381.4663 | 1478867.319 | 10733473.6564 | 0 | 34526682.8303 | 71368405.2721 | 1000 | 1.4738 | 23426.1901 | 48423.1236 | 477.5746 | 987.1709
1 | 6200 | 707 | 0.03 | 15 | 15 | 7 | 1.3335e-12 | 5spot_SharedNeighbor | Water | Porous | Wet | R600a | MinimizeLCOE_Brownfield | IgnoreSilica | 9.4226 | 5.0919 | 0.50661 | 4 | 18188.5289 | 36368.8991 | 370.7978 | 741.4292 | 181.5942 | 0 | 81.1229 | 1497653.9773 | 135223.344 | 1224437.7938 | 579810.5461 | 0 | 200714.4448 | 0 | 1418757.6413 | 3691316.3556 | 2519399.2616 | 11267313.3645 | 961560.8286 | 24629381.4663 | 24629381.4663 | 1478867.319 | 10733473.6564 | 0 | 36858255.6595 | 73699978.1013 | 1333.5214 | 2.0265 | 18188.5289 | 36368.8991 | 370.7978 | 741.4292
1 | 6200 | 707 | 0.03 | 15 | 15 | 7 | 1.7783e-12 | 5spot_SharedNeighbor | Water | Porous | Wet | R600a | MinimizeLCOE_Brownfield | IgnoreSilica | 12.3527 | 6.8834 | 0.68898 | 4 | 14421.7286 | 27789.9663 | 294.0064 | 566.5361 | 184.3129 | 0 | 100.403 | 1852150.8608 | 166993.0074 | 1558388.426 | 756918.565 | 0 | 235440.166 | 0 | 1782257.4998 | 4637068.4233 | 3164894.4811 | 14154111.4294 | 961560.8286 | 24629381.4663 | 24629381.4663 | 1478867.319 | 10733473.6564 | 0 | 39745053.7244 | 76586776.1662 | 1778.2794 | 2.7559 | 14421.7286 | 27789.9663 | 294.0064 | 566.5361
1 | 6200 | 707 | 0.03 | 15 | 15 | 7 | 2.3714e-12 | 5spot_SharedNeighbor | Water | Porous | Wet | R600a | MinimizeLCOE_Brownfield | IgnoreSilica | 16.2238 | 9.2499 | 0.93002 | 4 | 11649.1348 | 21552.6488 | 237.4834 | 439.3799 | 186.4057 | 0 | 95.0948 | 2281656.2538 | 205367.5126 | 1973978.9723 | 990690.4831 | 0 | 277448.3615 | 0 | 2234365.2175 | 5813359.9646 | 3967737.6284 | 17744604.3938 | 961560.8286 | 24629381.4663 | 24629381.4663 | 1478867.319 | 10733473.6564 | 0 | 43335546.6888 | 80177269.1305 | 2371.3737 | 3.7201 | 11649.1348 | 21552.6488 | 237.4834 | 439.3799
1 | 6200 | 707 | 0.03 | 15 | 15 | 7 | 3.1623e-12 | 5spot_SharedNeighbor | Water | Porous | Wet | R600a | MinimizeLCOE_Brownfield | IgnoreSilica | 21.3588 | 12.3918 | 1.25 | 4 | 9566.9219 | 16935.3911 | 195.0346 | 345.2509 | 188.0338 | 0 | 118.7706 | 2805502.4124 | 252017.3402 | 2494255.9352 | 1300847.7769 | 0 | 328854.0316 | 0 | 2800776.2236 | 7287045.2155 | 4973558.0934 | 22242857.0288 | 961560.8286 | 24629381.4663 | 24629381.4663 | 1478867.319 | 10733473.6564 | 0 | 47833799.3238 | 84675521.7655 | 3162.2777 | 4.9999 | 9566.9219 | 16935.3911 | 195.0346 | 345.2509
1 | 6200 | 707 | 0.03 | 15 | 15 | 7 | 4.217e-12 | 5spot_SharedNeighbor | Water | Porous | Wet | R600a | MinimizeLCOE_Brownfield | IgnoreSilica | 28.1191 | 16.5298 | 1.6717 | 4 | 7990.8787 | 13500.6309 | 162.9049 | 275.2286 | 189.2849 | 0 | 99.0483 | 3440139.5542 | 308335.1672 | 3140847.7559 | 1708958.2186 | 0 | 390707.5508 | 0 | 3505705.4163 | 9121126.374 | 6225356.1707 | 27841176.2078 | 961560.8286 | 24629381.4663 | 24629381.4663 | 1478867.319 | 10733473.6564 | 0 | 53432118.5028 | 90273840.9446 | 4216.965 | 6.6866 | 7990.8787 | 13500.6309 | 162.9049 | 275.2286
1 | 6200 | 707 | 0.03 | 15 | 15 | 7 | 5.6234e-12 | 5spot_SharedNeighbor | Water | Porous | Wet | R600a | MinimizeLCOE_Brownfield | IgnoreSilica | 37.0131 | 21.9757 | 2.2265 | 4 | 6783.2331 | 10920.0564 | 138.2854 | 222.6201 | 190.2442 | 0 | 116.1038 | 4209489.9555 | 376353.7386 | 3944460.8993 | 2245850.9392 | 0 | 465797.1344 | 0 | 4384361.5402 | 11407209.3714 | 7785654.7907 | 34819178.3694 | 961560.8286 | 24629381.4663 | 24629381.4663 | 1478867.319 | 10733473.6564 | 0 | 60410120.6644 | 97251843.1061 | 5623.4133 | 8.9058 | 6783.2331 | 10920.0564 | 138.2854 | 222.6201
1 | 6200 | 707 | 0.03 | 15 | 15 | 7 | 7.4989e-12 | 5spot_SharedNeighbor | Water | Porous | Wet | R600a | MinimizeLCOE_Brownfield | IgnoreSilica | 48.5406 | 29.0321 | 2.9456 | 4 | 5855.3707 | 8982.2414 | 119.3697 | 183.1151 | 190.9575 | 0 | 106.748 | 5129241.2144 | 457352.6062 | 4928742.6164 | 2941704.5863 | 0 | 554979.2197 | 0 | 5464687.8948 | 14217996.9406 | 9704075.0626 | 43398780.1409 | 961560.8286 | 24629381.4663 | 24629381.4663 | 1478867.319 | 10733473.6564 | 0 | 68989722.4359 | 105831444.8776 | 7498.9421 | 11.7823 | 5855.3707 | 8982.2414 | 119.3697 | 183.1151
1 | 6200 | 707 | 0.03 | 15 | 15 | 7 | 1e-11 | 5spot_SharedNeighbor | Water | Porous | Wet | R600a | MinimizeLCOE_Brownfield | IgnoreSilica | 63.2347 | 37.9926 | 3.8583 | 4 | 5142.4634 | 7529.6562 | 104.8361 | 153.5022 | 191.403 | 0 | 129.7567 | 6209553.2392 | 552109.9248 | 6112130.1304 | 3827860.6901 | 0 | 659879.6859 | 0 | 6770998.1314 | 17616748.2153 | 12023792.6449 | 53773072.6619 | 961560.8286 | 24629381.4663 | 24629381.4663 | 1478867.319 | 10733473.6564 | 0 | 79364014.9568 | 116205737.3986 | 10000 | 15.4331 | 5142.4634 | 7529.6562 | 104.8361 | 153.5022
1 | 6200 | 707 | 0.03 | 15 | 15 | 7 | 1.3335e-11 | 5spot_SharedNeighbor | Water | Porous | Wet | R600a | MinimizeLCOE_Brownfield | IgnoreSilica | 81.4099 | 48.934 | 4.9703 | 4 | 4602.32 | 6455.4165 | 93.8245 | 131.6024 | 191.4461 | 0 | 156.0454 | 7434476.6302 | 659119.1405 | 7483799.7282 | 4921530.729 | 0 | 780749.2609 | 0 | 8299073.4406 | 21592486.7185 | 14737315.8666 | 65908551.5144 | 961560.8286 | 24629381.4663 | 24629381.4663 | 1478867.319 | 10733473.6564 | 0 | 91499493.8094 | 128341216.2512 | 13335.2143 | 19.8812 | 4602.32 | 6455.4165 | 93.8245 | 131.6024
1 | 6200 | 707 | 0.03 | 15 | 15 | 7 | 1.7783e-11 | 5spot_SharedNeighbor | Water | Porous | Wet | R600a | MinimizeLCOE_Brownfield | IgnoreSilica | 102.94 | 61.5396 | 6.2446 | 4 | 4204.2625 | 5679.1965 | 85.7096 | 115.7781 | 190.9122 | 0 | 123.9044 | 8752672.1379 | 773828.9423 | 8989957.4756 | 6210946.5794 | 0 | 916430.3538 | 0 | 10001095.8407 | 26020799.8707 | 17759730.5857 | 79425461.7862 | 961560.8286 | 24629381.4663 | 24629381.4663 | 1478867.319 | 10733473.6564 | 0 | 105016404.0812 | 141858126.523 | 17782.7941 | 24.9786 | 4204.2625 | 5679.1965 | 85.7096 | 115.7781
1 | 6200 | 707 | 0.03 | 15 | 15 | 7 | 2.3714e-11 | 5spot_SharedNeighbor | Water | Porous | Wet | R600a | MinimizeLCOE_Brownfield | IgnoreSilica | 126.9205 | 74.951 | 7.5889 | 4 | 3922.8062 | 5136.4794 | 79.9717 | 104.7141 | 189.7233 | 0 | 151.2809 | 10073334.4105 | 888343.1844 | 10525814.2359 | 7635297.5649 | 0 | 1061374.2299 | 0 | 11771823.8139 | 30627870.8307 | 20904151.1818 | 93488009.4519 | 961560.8286 | 24629381.4663 | 24629381.4663 | 1478867.319 | 10733473.6564 | 0 | 119078951.7469 | 155920674.1887 | 23713.7371 | 30.3556 | 3922.8062 | 5136.4794 | 79.9717 | 104.7141
1 | 6200 | 707 | 0.03 | 15 | 15 | 7 | 3.1623e-11 | 5spot_SharedNeighbor | Water | Porous | Wet | R600a | MinimizeLCOE_Brownfield | IgnoreSilica | 148.5741 | 86.4721 | 8.7778 | 4 | 3728.0503 | 4777.3411 | 76.0013 | 97.3926 | 188.3339 | 0 | 141.3572 | 11155013.1531 | 981860.4161 | 11801427.2108 | 8910444.0883 | 0 | 1150696.87 | 0 | 13259782.278 | 34499233.5319 | 23546435.7739 | 105304893.322 | 961560.8286 | 24629381.4663 | 24629381.4663 | 1478867.319 | 10733473.6564 | 0 | 130895835.617 | 167737558.0588 | 31622.7766 | 35.1111 | 3728.0503 | 4777.3411 | 76.0013 | 97.3926
1 | 6200 | 707 | 0.03 | 15 | 15 | 7 | 4.217e-11 | 5spot_SharedNeighbor | Water | Porous | Wet | R600a | MinimizeLCOE_Brownfield | IgnoreSilica | 158.9755 | 91.8336 | 9.4888 | 4 | 3581.6717 | 4552.3366 | 73.0172 | 92.8055 | 187.6258 | 0 | 183.0109 | 11644327.6341 | 1024089.0408 | 12383262.1144 | 9519261.0186 | 0 | 1058015.8471 | 0 | 13895292.7054 | 36152701.3031 | 24674961.5031 | 110351911.1666 | 961560.8286 | 24629381.4663 | 24629381.4663 | 1478867.319 | 10733473.6564 | 0 | 135942853.4616 | 172784575.9034 | 42169.6503 | 37.9551 | 3581.6717 | 4552.3366 | 73.0172 | 92.8055
1 | 6200 | 707 | 0.03 | 15 | 15 | 7 | 5.6234e-11 | 5spot_SharedNeighbor | Water | Porous | Wet | R600a | MinimizeLCOE_Brownfield | IgnoreSilica | 167.4692 | 96.1071 | 10.0793 | 4 | 3469.632 | 4383.4253 | 70.7331 | 89.3621 | 187.0117 | 0 | 198.3519 | 12028590.3695 | 1057220.1472 | 12842162.6268 | 10014287.7233 | 0 | 959923.685 | 0 | 14391851.9752 | 37444646.6647 | 25556740.7592 | 114295423.9509 | 961560.8286 | 24629381.4663 | 24629381.4663 | 1478867.319 | 10733473.6564 | 0 | 139886366.2459 | 176728088.6876 | 56234.1325 | 40.3173 | 3469.632 | 4383.4253 | 70.7331 | 89.3621
1 | 6200 | 707 | 0.03 | 15 | 15 | 7 | 7.4989e-11 | 5spot_SharedNeighbor | Water | Porous | Wet | R600a | MinimizeLCOE_Brownfield | IgnoreSilica | 174.2554 | 99.451 | 10.5576 | 4 | 3384.1482 | 4256.5432 | 68.9904 | 86.7754 | 186.4991 | 0 | 262.4776 | 12325912.6827 | 1082836.8178 | 13198394.8683 | 10408191.9332 | 0 | 864510.0233 | 0 | 14773140.0669 | 38436680.0663 | 26233823.94 | 117323490.3985 | 961560.8286 | 24629381.4663 | 24629381.4663 | 1478867.319 | 10733473.6564 | 0 | 142914432.6935 | 179756155.1352 | 74989.4209 | 42.2305 | 3384.1482 | 4256.5432 | 68.9904 | 86.7754
1 | 6200 | 707 | 0.03 | 15 | 15 | 7 | 1e-10 | 5spot_SharedNeighbor | Water | Porous | Wet | R600a | MinimizeLCOE_Brownfield | IgnoreSilica | 179.5024 | 101.9933 | 10.9343 | 4 | 3319.0934 | 4161.433 | 67.6642 | 84.8364 | 186.0899 | 0 | 275.1012 | 12550075.1337 | 1102139.7662 | 13467624.9289 | 10712144.8683 | 0 | 775602.5589 | 0 | 15056959.0299 | 39175118.7887 | 26737823.5415 | 119577488.6162 | 961560.8286 | 24629381.4663 | 24629381.4663 | 1478867.319 | 10733473.6564 | 0 | 145168430.9111 | 182010153.3529 | 100000 | 43.7374 | 3319.0934 | 4161.433 | 67.6642 | 84.8364
1 | 6200 | 707 | 0.03 | 15 | 15 | 7 | 1.3335e-10 | 5spot_SharedNeighbor | Water | Porous | Wet | R600a | MinimizeLCOE_Brownfield | IgnoreSilica | 183.5339 | 103.9197 | 11.2276 | 4 | 3269.6699 | 4090.0072 | 66.6566 | 83.3803 | 185.7679 | 0 | 276.7505 | 12718882.3759 | 1116670.1747 | 13670734.9564 | 10944977.8633 | 0 | 696783.7061 | 0 | 15267739.1398 | 39723525.398 | 27112122.3209 | 121251435.9353 | 961560.8286 | 24629381.4663 | 24629381.4663 | 1478867.319 | 10733473.6564 | 0 | 146842378.2302 | 183684100.672 | 133352.1432 | 44.9105 | 3269.6699 | 4090.0072 | 66.6566 | 83.3803
1 | 6200 | 707 | 0.03 | 15 | 15 | 7 | 1.7783e-10 | 5spot_SharedNeighbor | Water | Porous | Wet | R600a | MinimizeLCOE_Brownfield | IgnoreSilica | 186.5157 | 105.3292 | 11.45 | 4 | 3232.1789 | 4036.5839 | 65.8923 | 82.2912 | 185.5256 | 0 | 280.3253 | 12841842.3125 | 1127251.0736 | 13818875.6947 | 11116878.3016 | 0 | 627838.5672 | 0 | 15417747.5204 | 40113816.4331 | 27378503.9721 | 122442753.8752 | 961560.8286 | 24629381.4663 | 24629381.4663 | 1478867.319 | 10733473.6564 | 0 | 148033696.1702 | 184875418.612 | 177827.941 | 45.8 | 3232.1789 | 4036.5839 | 65.8923 | 82.2912
1 | 6200 | 707 | 0.03 | 15 | 15 | 7 | 2.3714e-10 | 5spot_SharedNeighbor | Water | Porous | Wet | R600a | MinimizeLCOE_Brownfield | IgnoreSilica | 188.6929 | 106.3501 | 11.6168 | 4 | 3203.7764 | 3996.6327 | 65.3133 | 81.4768 | 185.3463 | 0 | 335.9321 | 12930612.7731 | 1134888.2952 | 13925926.2939 | 11242282.2163 | 0 | 569044.3557 | 0 | 15523074.0343 | 40387854.4169 | 27565540.527 | 123279222.9122 | 961560.8286 | 24629381.4663 | 24629381.4663 | 1478867.319 | 10733473.6564 | 0 | 148870165.2072 | 185711887.649 | 237137.3706 | 46.4671 | 3203.7764 | 3996.6327 | 65.3133 | 81.4768
1 | 6200 | 707 | 0.03 | 15 | 15 | 7 | 3.1623e-10 | 5spot_SharedNeighbor | Water | Porous | Wet | R600a | MinimizeLCOE_Brownfield | IgnoreSilica | 190.2546 | 107.0781 | 11.7403 | 4 | 3182.2822 | 3966.7935 | 64.8751 | 80.8685 | 185.2164 | 0 | 300.4355 | 12993761.9377 | 1140320.4092 | 14002130.6947 | 11332184.3633 | 0 | 519737.2302 | 0 | 15595372.5077 | 40575960.2143 | 27693926.5989 | 123853393.9561 | 961560.8286 | 24629381.4663 | 24629381.4663 | 1478867.319 | 10733473.6564 | 0 | 149444336.251 | 186286058.6928 | 316227.766 | 46.9614 | 3182.2822 | 3966.7935 | 64.8751 | 80.8685
1 | 6200 | 707 | 0.03 | 15 | 15 | 7 | 4.217e-10 | 5spot_SharedNeighbor | Water | Porous | Wet | R600a | MinimizeLCOE_Brownfield | IgnoreSilica | 191.3756 | 107.5982 | 11.8317 | 4 | 3166.0324 | 3944.4836 | 64.5439 | 80.4136 | 185.1225 | 0 | 309.5588 | 13038810.6291 | 1144195.0984 | 14056518.4766 | 11396681.6042 | 0 | 479242.1455 | 0 | 15645024.702 | 40705145.0387 | 27782097.896 | 124247715.5905 | 961560.8286 | 24629381.4663 | 24629381.4663 | 1478867.319 | 10733473.6564 | 0 | 149838657.8855 | 186680380.3272 | 421696.5034 | 47.327 | 3166.0324 | 3944.4836 | 64.5439 | 80.4136
1 | 6200 | 707 | 0.03 | 15 | 15 | 7 | 5.6234e-10 | 5spot_SharedNeighbor | Water | Porous | Wet | R600a | MinimizeLCOE_Brownfield | IgnoreSilica | 192.1501 | 107.9564 | 11.898 | 4 | 3153.7591 | 3927.8735 | 64.2936 | 80.075 | 185.0572 | 0 | 318.6197 | 13069795.583 | 1146859.9494 | 14093939.4217 | 11441233.6104 | 0 | 446059.7037 | 0 | 15677176.4246 | 40788797.2257 | 27839192.2325 | 124503054.1511 | 961560.8286 | 24629381.4663 | 24629381.4663 | 1478867.319 | 10733473.6564 | 0 | 150093996.4461 | 186935718.8878 | 562341.3252 | 47.5921 | 3153.7591 | 3927.8735 | 64.2936 | 80.075
1 | 6200 | 707 | 0.03 | 15 | 15 | 7 | 7.4989e-10 | 5spot_SharedNeighbor | Water | Porous | Wet | R600a | MinimizeLCOE_Brownfield | IgnoreSilica | 192.6908 | 108.2058 | 11.9463 | 4 | 3144.498 | 3915.4823 | 64.1048 | 79.8224 | 185.0113 | 0 | 291.3457 | 13091351.2707 | 1148713.7433 | 14119978.4952 | 11472323.5861 | 0 | 419378.0043 | 0 | 15698180.5889 | 40843445.7526 | 27876490.975 | 124669862.4161 | 961560.8286 | 24629381.4663 | 24629381.4663 | 1478867.319 | 10733473.6564 | 0 | 150260804.7111 | 187102527.1529 | 749894.2093 | 47.7853 | 3144.498 | 3915.4823 | 64.1048 | 79.8224
1 | 6200 | 707 | 0.03 | 15 | 15 | 7 | 1e-09 | 5spot_SharedNeighbor | Water | Porous | Wet | R600a | MinimizeLCOE_Brownfield | IgnoreSilica | 193.1124 | 108.3998 | 11.9833 | 4 | 3137.5152 | 3906.1198 | 63.9625 | 79.6315 | 184.9755 | 0 | 290.6833 | 13108115.923 | 1150155.4527 | 14140233.4281 | 11496517.4326 | 0 | 398862.7264 | 0 | 15714615.1355 | 40886205.0718 | 27905675.089 | 124800380.259 | 961560.8286 | 24629381.4663 | 24629381.4663 | 1478867.319 | 10733473.6564 | 0 | 150391322.554 | 187233044.9958 | 1000000 | 47.9333 | 3137.5152 | 3906.1198 | 63.9625 | 79.6315
1 | 6200 | 707 | 0.03 | 15 | 15 | 7 | 1.3335e-09 | 5spot_SharedNeighbor | Water | Porous | Wet | R600a | MinimizeLCOE_Brownfield | IgnoreSilica | 193.3487 | 108.5083 | 12.0079 | 4 | 3132.255 | 3899.2878 | 63.8553 | 79.4923 | 184.9552 | 0 | 299.5653 | 13117478.1921 | 1150960.5588 | 14151546.1427 | 11510063.4617 | 0 | 381763.568 | 0 | 15721606.6501 | 40904395.5587 | 27918090.4701 | 124855904.6022 | 961560.8286 | 24629381.4663 | 24629381.4663 | 1478867.319 | 10733473.6564 | 0 | 150446846.8972 | 187288569.339 | 1333521.4322 | 48.0315 | 3132.255 | 3899.2878 | 63.8553 | 79.4923
1 | 6200 | 707 | 0.03 | 15 | 15 | 7 | 1.7783e-09 | 5spot_SharedNeighbor | Water | Porous | Wet | R600a | MinimizeLCOE_Brownfield | IgnoreSilica | 193.5191 | 108.5863 | 12.026 | 4 | 3128.2958 | 3894.1698 | 63.7745 | 79.3879 | 184.9406 | 0 | 311.0493 | 13124220.1466 | 1151540.3224 | 14159693.2225 | 11519829.3259 | 0 | 368532.1925 | 0 | 15726287.9319 | 40916575.2935 | 27926403.3894 | 124893081.8247 | 961560.8286 | 24629381.4663 | 24629381.4663 | 1478867.319 | 10733473.6564 | 0 | 150484024.1197 | 187325746.5615 | 1778279.41 | 48.1042 | 3128.2958 | 3894.1698 | 63.7745 | 79.3879
1 | 6200 | 707 | 0.03 | 15 | 15 | 7 | 2.3714e-09 | 5spot_SharedNeighbor | Water | Porous | Wet | R600a | MinimizeLCOE_Brownfield | IgnoreSilica | 193.6265 | 108.6355 | 12.0388 | 4 | 3125.3178 | 3890.3768 | 63.7138 | 79.3106 | 184.9313 | 0 | 283.9752 | 13128460.7032 | 1151904.9784 | 14164817.8203 | 11525984.0925 | 0 | 358103.2545 | 0 | 15728415.6311 | 40922111.1304 | 27930181.7118 | 124909979.3223 | 961560.8286 | 24629381.4663 | 24629381.4663 | 1478867.319 | 10733473.6564 | 0 | 150500921.6173 | 187342644.0591 | 2371373.7057 | 48.1554 | 3125.3178 | 3890.3768 | 63.7138 | 79.3106
1 | 6200 | 707 | 0.03 | 15 | 15 | 7 | 3.1623e-09 | 5spot_SharedNeighbor | Water | Porous | Wet | R600a | MinimizeLCOE_Brownfield | IgnoreSilica | 193.6971 | 108.6677 | 12.0481 | 4 | 3123.0791 | 3887.5535 | 63.6682 | 79.253 | 184.9251 | 0 | 306.8294 | 13131240.6536 | 1152144.0316 | 14168177.4175 | 11530025.5244 | 0 | 350010.6083 | 0 | 15729323.3118 | 40924472.7294 | 27931793.5517 | 124917187.8282 | 961560.8286 | 24629381.4663 | 24629381.4663 | 1478867.319 | 10733473.6564 | 0 | 150508130.1232 | 187349852.565 | 3162277.6602 | 48.1922 | 3123.0791 | 3887.5535 | 63.6682 | 79.253
1 | 6200 | 707 | 0.03 | 15 | 15 | 7 | 4.217e-09 | 5spot_SharedNeighbor | Water | Porous | Wet | R600a | MinimizeLCOE_Brownfield | IgnoreSilica | 193.7554 | 108.6943 | 12.0552 | 4 | 3121.3971 | 3885.4194 | 63.6339 | 79.2095 | 184.92 | 0 | 318.0095 | 13133541.2154 | 1152341.8602 | 14170957.7305 | 11533367.8141 | 0 | 343962.1901 | 0 | 15730326.6161 | 40927083.1213 | 27933575.1977 | 124925155.7455 | 961560.8286 | 24629381.4663 | 24629381.4663 | 1478867.319 | 10733473.6564 | 0 | 150516098.0405 | 187357820.4822 | 4216965.0343 | 48.2207 | 3121.3971 | 3885.4194 | 63.6339 | 79.2095
1 | 6200 | 707 | 0.03 | 15 | 15 | 7 | 5.6234e-09 | 5spot_SharedNeighbor | Water | Porous | Wet | R600a | MinimizeLCOE_Brownfield | IgnoreSilica | 193.7897 | 108.7099 | 12.0601 | 4 | 3120.1339 | 3883.8419 | 63.6082 | 79.1774 | 184.917 | 0 | 303.5749 | 13134887.9532 | 1152457.6677 | 14172585.338 | 11535329.7498 | 0 | 339234.7375 | 0 | 15730453.224 | 40927412.5293 | 27933800.0255 | 124926161.2251 | 961560.8286 | 24629381.4663 | 24629381.4663 | 1478867.319 | 10733473.6564 | 0 | 150517103.52 | 187358825.9618 | 5623413.2519 | 48.2406 | 3120.1339 | 3883.8419 | 63.6082 | 79.1774
1 | 6200 | 707 | 0.03 | 15 | 15 | 7 | 7.4989e-09 | 5spot_SharedNeighbor | Water | Porous | Wet | R600a | MinimizeLCOE_Brownfield | IgnoreSilica | 193.8091 | 108.7188 | 12.0636 | 4 | 3119.1855 | 3882.6741 | 63.5888 | 79.1536 | 184.9153 | 0 | 308.0571 | 13135648.7747 | 1152523.0915 | 14173504.8416 | 11536442.4589 | 0 | 335565.4023 | 0 | 15730136.9819 | 40926589.7322 | 27933238.4495 | 124923649.7326 | 961560.8286 | 24629381.4663 | 24629381.4663 | 1478867.319 | 10733473.6564 | 0 | 150514592.0276 | 187356314.4694 | 7498942.0933 | 48.2545 | 3119.1855 | 3882.6741 | 63.5888 | 79.1536
1 | 6200 | 707 | 0.03 | 15 | 15 | 7 | 1e-08 | 5spot_SharedNeighbor | Water | Porous | Wet | R600a | MinimizeLCOE_Brownfield | IgnoreSilica | 193.824 | 108.7255 | 12.0662 | 4 | 3118.4737 | 3881.7971 | 63.5743 | 79.1357 | 184.9139 | 0 | 307.7676 | 13136228.5692 | 1152572.9485 | 14174205.566 | 11537290.2717 | 0 | 332803.9221 | 0 | 15729909.4983 | 40925997.8664 | 27932834.489 | 124921843.1311 | 961560.8286 | 24629381.4663 | 24629381.4663 | 1478867.319 | 10733473.6564 | 0 | 150512785.4261 | 187354507.8679 | 10000000 | 48.2649 | 3118.4737 | 3881.7971 | 63.5743 | 79.1357
1 | 6300 | 707 | 0.03 | 15 | 15 | 7 | 1e-13 | 5spot_SharedNeighbor | Water | Porous | Wet | R600a | MinimizeLCOE_Brownfield | IgnoreSilica | 0.88403 | 0.16602 | 0.0040271 | 4 | 1683973.4687 | 4020550.1697 | 34330.0769 | 81964.3534 | 108.4012 | 0 | 56.0515 | 107648.7615 | 7011.3644 | 81822.0301 | 55875.8356 | 0 | 59545.1934 | 0 | 121642.2422 | 316488.1619 | 216009.6737 | 966043.2629 | 961560.8286 | 25198831.6101 | 25198831.6101 | 1478867.319 | 10961253.7139 | 0 | 27126435.7017 | 64765388.3447 | 100 | 0.016109 | 1683973.4687 | 4020550.1697 | 34330.0769 | 81964.3534
1 | 6300 | 707 | 0.03 | 15 | 15 | 7 | 1.3335e-13 | 5spot_SharedNeighbor | Water | Porous | Wet | R600a | MinimizeLCOE_Brownfield | IgnoreSilica | 1.1619 | 0.27366 | 0.013073 | 4 | 526155.3055 | 1245961.5003 | 10726.3876 | 25400.6105 | 122.7683 | 0 | 53.4348 | 165330.4767 | 11759.2816 | 120814.3836 | 70948.6856 | 0 | 67817.2813 | 0 | 170301.3424 | 443089.1593 | 302417.4558 | 1352478.0663 | 961560.8286 | 25198831.6101 | 25198831.6101 | 1478867.319 | 10961253.7139 | 0 | 27512870.5051 | 65151823.1481 | 133.3521 | 0.05229 | 526155.3055 | 1245961.5003 | 10726.3876 | 25400.6105
1 | 6300 | 707 | 0.03 | 15 | 15 | 7 | 1.7783e-13 | 5spot_SharedNeighbor | Water | Porous | Wet | R600a | MinimizeLCOE_Brownfield | IgnoreSilica | 1.5102 | 0.42697 | 0.02822 | 4 | 248162.5024 | 581605.2713 | 5059.1283 | 11856.8101 | 135.4614 | 0 | 58.7872 | 240339.5179 | 18577.9673 | 170941.5235 | 91870.3442 | 0 | 76265.2326 | 0 | 233217.8883 | 606785.1059 | 414143.303 | 1852140.8827 | 961560.8286 | 25198831.6101 | 25198831.6101 | 1478867.319 | 10961253.7139 | 0 | 28012533.3215 | 65651485.9645 | 177.8279 | 0.11288 | 248162.5024 | 581605.2713 | 5059.1283 | 11856.8101
1 | 6300 | 707 | 0.03 | 15 | 15 | 7 | 2.3714e-13 | 5spot_SharedNeighbor | Water | Porous | Wet | R600a | MinimizeLCOE_Brownfield | IgnoreSilica | 1.9626 | 0.64411 | 0.051984 | 4 | 137849.409 | 318862.2402 | 2810.2467 | 6500.4381 | 146.6968 | 0 | 327.1278 | 337789.6037 | 28357.5937 | 235664.9305 | 120595.0947 | 0 | 85845.0307 | 0 | 315218.3787 | 820133.5613 | 559758.0076 | 2503362.2008 | 961560.8286 | 25198831.6101 | 25198831.6101 | 1478867.319 | 10961253.7139 | 0 | 28663754.6395 | 66302707.2826 | 237.1374 | 0.20794 | 137849.409 | 318862.2402 | 2810.2467 | 6500.4381
1 | 6300 | 707 | 0.03 | 15 | 15 | 7 | 3.1623e-13 | 5spot_SharedNeighbor | Water | Porous | Wet | R600a | MinimizeLCOE_Brownfield | IgnoreSilica | 2.546 | 0.95627 | 0.087712 | 4 | 84136.0877 | 191416.6337 | 1715.228 | 3902.287 | 156.2834 | 0 | 423.7378 | 463062.1893 | 41788.5919 | 321350.9278 | 161305.8343 | 0 | 96814.1045 | 0 | 422885.4426 | 1100261.176 | 750950.8607 | 3358419.127 | 961560.8286 | 25198831.6101 | 25198831.6101 | 1478867.319 | 10961253.7139 | 0 | 29518811.5657 | 67157764.2088 | 316.2278 | 0.35085 | 84136.0877 | 191416.6337 | 1715.228 | 3902.287
1 | 6300 | 707 | 0.03 | 15 | 15 | 7 | 4.217e-13 | 5spot_SharedNeighbor | Water | Porous | Wet | R600a | MinimizeLCOE_Brownfield | IgnoreSilica | 3.3045 | 1.4202 | 0.13502 | 4 | 56621.6899 | 126312.2166 | 1154.3097 | 2575.0454 | 164.3321 | 0 | 561.7645 | 611216.8364 | 55319.013 | 440864.9627 | 209154.047 | 0 | 110596.7126 | 0 | 556589.113 | 1448130.6999 | 988378.9588 | 4420250.3434 | 961560.8286 | 25198831.6101 | 25198831.6101 | 1478867.319 | 10961253.7139 | 0 | 30580642.7822 | 68219595.4252 | 421.6965 | 0.54009 | 56621.6899 | 126312.2166 | 1154.3097 | 2575.0454
1 | 6300 | 707 | 0.03 | 15 | 15 | 7 | 5.6234e-13 | 5spot_SharedNeighbor | Water | Porous | Wet | R600a | MinimizeLCOE_Brownfield | IgnoreSilica | 4.2869 | 2.0276 | 0.19692 | 4 | 40439.5651 | 88224.4078 | 824.4152 | 1798.5739 | 170.9352 | 0 | 88.2851 | 784290.7183 | 70978.6932 | 586170.4995 | 269836.9952 | 0 | 126759.4156 | 0 | 716834.1655 | 1865055.4557 | 1272938.6716 | 5692864.6145 | 961560.8286 | 25198831.6101 | 25198831.6101 | 1478867.319 | 10961253.7139 | 0 | 31853257.0532 | 69492209.6963 | 562.3413 | 0.78768 | 40439.5651 | 88224.4078 | 824.4152 | 1798.5739
1 | 6300 | 707 | 0.03 | 15 | 15 | 7 | 7.4989e-13 | 5spot_SharedNeighbor | Water | Porous | Wet | R600a | MinimizeLCOE_Brownfield | IgnoreSilica | 5.6099 | 2.85 | 0.28039 | 4 | 29826.0844 | 63385.469 | 608.0451 | 1292.1985 | 176.4305 | 0 | 100.1937 | 995863.6146 | 90080.9899 | 769689.4936 | 350810.1249 | 0 | 147715.6399 | 0 | 918122.3465 | 2388766.0129 | 1630381.888 | 7291430.1104 | 961560.8286 | 25198831.6101 | 25198831.6101 | 1478867.319 | 10961253.7139 | 0 | 33451822.5491 | 71090775.1922 | 749.8942 | 1.1216 | 29826.0844 | 63385.469 | 608.0451 | 1292.1985
1 | 6300 | 707 | 0.03 | 15 | 15 | 7 | 1e-12 | 5spot_SharedNeighbor | Water | Porous | Wet | R600a | MinimizeLCOE_Brownfield | IgnoreSilica | 7.3226 | 3.9146 | 0.38884 | 4 | 22745.8066 | 46945.0321 | 463.704 | 957.038 | 180.6633 | 0 | 84.9085 | 1244667.8281 | 112491.1354 | 992165.9114 | 455031.7007 | 0 | 171810.3641 | 0 | 1160705.1065 | 3019916.5937 | 2061155.1283 | 9217943.7682 | 961560.8286 | 25198831.6101 | 25198831.6101 | 1478867.319 | 10961253.7139 | 0 | 35378336.2069 | 73017288.85 | 1000 | 1.5554 | 22745.8066 | 46945.0321 | 463.704 | 957.038
1 | 6300 | 707 | 0.03 | 15 | 15 | 7 | 1.3335e-12 | 5spot_SharedNeighbor | Water | Porous | Wet | R600a | MinimizeLCOE_Brownfield | IgnoreSilica | 9.5736 | 5.3288 | 0.53345 | 4 | 17700.4596 | 35340.0209 | 360.8478 | 720.4541 | 184.2115 | 0 | 101.7209 | 1546393.973 | 139596.9793 | 1269801.9294 | 591927.7145 | 0 | 200278.5282 | 0 | 1461719.6585 | 3803094.7116 | 2595690.2865 | 11608503.7811 | 961560.8286 | 25198831.6101 | 25198831.6101 | 1478867.319 | 10961253.7139 | 0 | 37768896.2198 | 75407848.8629 | 1333.5214 | 2.1338 | 17700.4596 | 35340.0209 | 360.8478 | 720.4541
1 | 6300 | 707 | 0.03 | 15 | 15 | 7 | 1.7783e-12 | 5spot_SharedNeighbor | Water | Porous | Wet | R600a | MinimizeLCOE_Brownfield | IgnoreSilica | 12.5379 | 7.1889 | 0.72381 | 4 | 14065.5861 | 27065.9305 | 286.746 | 551.7756 | 186.9297 | 0 | 92.827 | 1909762.2487 | 172147.4965 | 1613482.2796 | 771887.4119 | 0 | 234523.7837 | 0 | 1833703.256 | 4770919.7278 | 3256250.7468 | 14562676.9511 | 961560.8286 | 25198831.6101 | 25198831.6101 | 1478867.319 | 10961253.7139 | 0 | 40723069.3898 | 78362022.0329 | 1778.2794 | 2.8952 | 14065.5861 | 27065.9305 | 286.746 | 551.7756
1 | 6300 | 707 | 0.03 | 15 | 15 | 7 | 2.3714e-12 | 5spot_SharedNeighbor | Water | Porous | Wet | R600a | MinimizeLCOE_Brownfield | IgnoreSilica | 16.4601 | 9.6523 | 0.97603 | 4 | 11374.5773 | 21015.4539 | 231.8861 | 428.4285 | 189.0498 | 0 | 101.3918 | 2351340.9938 | 211582.4166 | 2042396.4281 | 1009935.2526 | 0 | 276126.3079 | 0 | 2297638.7457 | 5977984.7057 | 4080097.3969 | 18247102.2474 | 961560.8286 | 25198831.6101 | 25198831.6101 | 1478867.319 | 10961253.7139 | 0 | 44407494.6862 | 82046447.3292 | 2371.3737 | 3.9041 | 11374.5773 | 21015.4539 | 231.8861 | 428.4285
1 | 6300 | 707 | 0.03 | 15 | 15 | 7 | 3.1623e-12 | 5spot_SharedNeighbor | Water | Porous | Wet | R600a | MinimizeLCOE_Brownfield | IgnoreSilica | 21.6559 | 12.918 | 1.3104 | 4 | 9351.366 | 16532.198 | 190.6402 | 337.0312 | 190.6985 | 0 | 90.1385 | 2889252.6998 | 259461.2124 | 2578630.0334 | 1325106.4321 | 0 | 326862.135 | 0 | 2877931.88 | 7487788.4067 | 5110569.4462 | 22855602.2456 | 961560.8286 | 25198831.6101 | 25198831.6101 | 1478867.319 | 10961253.7139 | 0 | 49015994.6843 | 86654947.3273 | 3162.2777 | 5.2416 | 9351.366 | 16532.198 | 190.6402 | 337.0312
1 | 6300 | 707 | 0.03 | 15 | 15 | 7 | 4.217e-12 | 5spot_SharedNeighbor | Water | Porous | Wet | R600a | MinimizeLCOE_Brownfield | IgnoreSilica | 28.5212 | 17.235 | 1.7524 | 4 | 7814.2318 | 13183.8648 | 159.3037 | 268.7709 | 191.9704 | 0 | 93.9764 | 3543462.4549 | 317485.3623 | 3247595.3392 | 1741453.0878 | 0 | 388578.1983 | 0 | 3603044.0326 | 9374381.4869 | 6398207.9891 | 28614207.9513 | 961560.8286 | 25198831.6101 | 25198831.6101 | 1478867.319 | 10961253.7139 | 0 | 54774600.3901 | 92413553.0331 | 4216.965 | 7.0096 | 7814.2318 | 13183.8648 | 159.3037 | 268.7709
1 | 6300 | 707 | 0.03 | 15 | 15 | 7 | 5.6234e-12 | 5spot_SharedNeighbor | Water | Porous | Wet | R600a | MinimizeLCOE_Brownfield | IgnoreSilica | 37.5079 | 22.8878 | 2.3315 | 4 | 6638.9379 | 10674.8868 | 135.3437 | 217.622 | 192.941 | 0 | 106.665 | 4332681.2793 | 387221.7132 | 4074903.5379 | 2286413.924 | 0 | 462502.2741 | 0 | 4502051.8641 | 11713415.4525 | 7994646.7329 | 35753836.7779 | 961560.8286 | 25198831.6101 | 25198831.6101 | 1478867.319 | 10961253.7139 | 0 | 61914229.2166 | 99553181.8596 | 5623.4133 | 9.3259 | 6638.9379 | 10674.8868 | 135.3437 | 217.622
1 | 6300 | 707 | 0.03 | 15 | 15 | 7 | 7.4989e-12 | 5spot_SharedNeighbor | Water | Porous | Wet | R600a | MinimizeLCOE_Brownfield | IgnoreSilica | 49.1863 | 30.2311 | 3.0836 | 4 | 5733.3836 | 8784.9613 | 116.8828 | 179.0933 | 193.6633 | 0 | 108.7362 | 5278805.3311 | 470494.6362 | 5090932.0859 | 2994541.7486 | 0 | 551084.5931 | 0 | 5610484.774 | 14597330.5133 | 9962978.0205 | 44556651.7027 | 961560.8286 | 25198831.6101 | 25198831.6101 | 1478867.319 | 10961253.7139 | 0 | 70717044.1414 | 108355996.7845 | 7498.9421 | 12.3343 | 5733.3836 | 8784.9613 | 116.8828 | 179.0933
1 | 6300 | 707 | 0.03 | 15 | 15 | 7 | 1e-11 | 5spot_SharedNeighbor | Water | Porous | Wet | R600a | MinimizeLCOE_Brownfield | IgnoreSilica | 64.0311 | 39.5283 | 4.0355 | 4 | 5038.4163 | 7370.1572 | 102.7149 | 150.2506 | 194.1056 | 0 | 120.6445 | 6387000.9826 | 567638.7571 | 6308992.4101 | 3894088.0057 | 0 | 654740.038 | 0 | 6946859.4755 | 18074303.3583 | 12336083.4318 | 55169706.4591 | 961560.8286 | 25198831.6101 | 25198831.6101 | 1478867.319 | 10961253.7139 | 0 | 81330098.8978 | 118969051.5409 | 10000 | 16.142 | 5038.4163 | 7370.1572 | 102.7149 | 150.2506
1 | 6300 | 707 | 0.03 | 15 | 15 | 7 | 1.3335e-11 | 5spot_SharedNeighbor | Water | Porous | Wet | R600a | MinimizeLCOE_Brownfield | IgnoreSilica | 82.3721 | 50.8615 | 5.1932 | 4 | 4512.0081 | 6323.9536 | 91.9834 | 128.9223 | 194.1271 | 0 | 132.7883 | 7641778.0375 | 677187.8013 | 7718719.2673 | 5002794.987 | 0 | 774355.4011 | 0 | 8507785.8427 | 22135513.5759 | 15107942.8549 | 67566077.7676 | 961560.8286 | 25198831.6101 | 25198831.6101 | 1478867.319 | 10961253.7139 | 0 | 93726470.2064 | 131365422.8494 | 13335.2143 | 20.7727 | 4512.0081 | 6323.9536 | 91.9834 | 128.9223
1 | 6300 | 707 | 0.03 | 15 | 15 | 7 | 1.7783e-11 | 5spot_SharedNeighbor | Water | Porous | Wet | R600a | MinimizeLCOE_Brownfield | IgnoreSilica | 104.0117 | 63.8571 | 6.5139 | 4 | 4124.6812 | 5569.2411 | 84.0872 | 113.5365 | 193.5514 | 0 | 129.2375 | 8986284.8892 | 794113.9344 | 9259784.7645 | 6304323.3604 | 0 | 908063.8775 | 0 | 10238502.6221 | 26638483.6171 | 18181312.4348 | 81310869.5 | 961560.8286 | 25198831.6101 | 25198831.6101 | 1478867.319 | 10961253.7139 | 0 | 107471261.9388 | 145110214.5818 | 17782.7941 | 26.0557 | 4124.6812 | 5569.2411 | 84.0872 | 113.5365
1 | 6300 | 707 | 0.03 | 15 | 15 | 7 | 2.3714e-11 | 5spot_SharedNeighbor | Water | Porous | Wet | R600a | MinimizeLCOE_Brownfield | IgnoreSilica | 128.0756 | 77.6545 | 7.9037 | 4 | 3850.9831 | 5041.5247 | 78.5075 | 102.7783 | 192.3033 | 0 | 124.7498 | 10331136.5666 | 910653.1563 | 10828462.8924 | 7740437.958 | 0 | 1051610.7017 | 0 | 12036297.4972 | 31315977.1037 | 21373797.8523 | 95588373.7282 | 961560.8286 | 25198831.6101 | 25198831.6101 | 1478867.319 | 10961253.7139 | 0 | 121748766.1669 | 159387718.81 | 23713.7371 | 31.615 | 3850.9831 | 5041.5247 | 78.5075 | 102.7783
1 | 6300 | 707 | 0.03 | 15 | 15 | 7 | 3.1623e-11 | 5spot_SharedNeighbor | Water | Porous | Wet | R600a | MinimizeLCOE_Brownfield | IgnoreSilica | 151.1345 | 90.2268 | 9.1844 | 4 | 3661.8529 | 4686.3891 | 74.6518 | 95.5384 | 190.778 | 0 | 145.0075 | 11498552.3747 | 1011513.1427 | 12209623.6844 | 9105197.2299 | 0 | 1163246.7856 | 0 | 13645371.9548 | 35502458.7757 | 24231157.617 | 108367121.5648 | 961560.8286 | 25198831.6101 | 25198831.6101 | 1478867.319 | 10961253.7139 | 0 | 134527514.0035 | 172166466.6466 | 31622.7766 | 36.7376 | 3661.8529 | 4686.3891 | 74.6518 | 95.5384
1 | 6300 | 707 | 0.03 | 15 | 15 | 7 | 4.217e-11 | 5spot_SharedNeighbor | Water | Porous | Wet | R600a | MinimizeLCOE_Brownfield | IgnoreSilica | 161.4071 | 95.6378 | 9.9064 | 4 | 3521.5893 | 4471.4586 | 71.7924 | 91.1567 | 190.0479 | 0 | 156.5773 | 11986624.7149 | 1053603.1885 | 12791962.827 | 9709338.567 | 0 | 1066386.3428 | 0 | 14277087.0997 | 37146052.0003 | 25352943.7652 | 113383998.5056 | 961560.8286 | 25198831.6101 | 25198831.6101 | 1478867.319 | 10961253.7139 | 0 | 139544390.9443 | 177183343.5874 | 42169.6503 | 39.6254 | 3521.5893 | 4471.4586 | 71.7924 | 91.1567
1 | 6300 | 707 | 0.03 | 15 | 15 | 7 | 5.6234e-11 | 5spot_SharedNeighbor | Water | Porous | Wet | R600a | MinimizeLCOE_Brownfield | IgnoreSilica | 169.8593 | 99.9831 | 10.5075 | 4 | 3414.2622 | 4309.7895 | 69.6044 | 87.8609 | 189.4114 | 0 | 187.928 | 12372962.5425 | 1086889.0855 | 13254857.8918 | 10204330.2279 | 0 | 966402.7601 | 0 | 14775322.5781 | 38442358.5127 | 26237699.5964 | 117340823.195 | 961560.8286 | 25198831.6101 | 25198831.6101 | 1478867.319 | 10961253.7139 | 0 | 143501215.6337 | 181140168.2768 | 56234.1325 | 42.0299 | 3414.2622 | 4309.7895 | 69.6044 | 87.8609
1 | 6300 | 707 | 0.03 | 15 | 15 | 7 | 7.4989e-11 | 5spot_SharedNeighbor | Water | Porous | Wet | R600a | MinimizeLCOE_Brownfield | IgnoreSilica | 176.5749 | 103.3651 | 10.9923 | 4 | 3332.3956 | 4188.4279 | 67.9354 | 85.3868 | 188.8837 | 0 | 229.5729 | 12670377.7639 | 1112495.5553 | 13612342.1061 | 10596449.6101 | 0 | 869207.2226 | 0 | 15155740.1806 | 39432127.0802 | 26913236.9814 | 120361976.5003 | 961560.8286 | 25198831.6101 | 25198831.6101 | 1478867.319 | 10961253.7139 | 0 | 146522368.9391 | 184161321.5821 | 74989.4209 | 43.9691 | 3332.3956 | 4188.4279 | 67.9354 | 85.3868
1 | 6300 | 707 | 0.03 | 15 | 15 | 7 | 1e-10 | 5spot_SharedNeighbor | Water | Porous | Wet | R600a | MinimizeLCOE_Brownfield | IgnoreSilica | 181.7675 | 105.9348 | 11.3735 | 4 | 3270.0827 | 4097.4217 | 66.6651 | 83.5315 | 188.4628 | 0 | 290.6796 | 12894530.0036 | 1131784.1361 | 13882402.9792 | 10898450.0249 | 0 | 779102.0776 | 0 | 15438644.9963 | 40168187.3789 | 27415613.2598 | 122608714.8565 | 961560.8286 | 25198831.6101 | 25198831.6101 | 1478867.319 | 10961253.7139 | 0 | 148769107.2953 | 186408059.9383 | 100000 | 45.494 | 3270.0827 | 4097.4217 | 66.6651 | 83.5315
1 | 6300 | 707 | 0.03 | 15 | 15 | 7 | 1.3335e-10 | 5spot_SharedNeighbor | Water | Porous | Wet | R600a | MinimizeLCOE_Brownfield | IgnoreSilica | 185.6922 | 107.8512 | 11.6675 | 4 | 3222.7504 | 4029.2423 | 65.7001 | 82.1416 | 188.1372 | 0 | 276.7461 | 13060700.196 | 1146077.7205 | 14082953.7486 | 11126391.9346 | 0 | 698530.2573 | 0 | 15644715.0042 | 40704339.2687 | 27781547.9415 | 124245256.0715 | 961560.8286 | 25198831.6101 | 25198831.6101 | 1478867.319 | 10961253.7139 | 0 | 150405648.5102 | 188044601.1533 | 133352.1432 | 46.67 | 3222.7504 | 4029.2423 | 65.7001 | 82.1416
1 | 6300 | 707 | 0.03 | 15 | 15 | 7 | 1.7783e-10 | 5spot_SharedNeighbor | Water | Porous | Wet | R600a | MinimizeLCOE_Brownfield | IgnoreSilica | 188.6734 | 109.291 | 11.8934 | 4 | 3186.8425 | 3978.0137 | 64.9681 | 81.0972 | 187.8857 | 0 | 325.251 | 13184997.0837 | 1156766.3917 | 14233158.5439 | 11299060.9865 | 0 | 629494.109 | 0 | 15796356.0748 | 41098878.2284 | 28050828.8884 | 125449540.3065 | 961560.8286 | 25198831.6101 | 25198831.6101 | 1478867.319 | 10961253.7139 | 0 | 151609932.7452 | 189248885.3883 | 177827.941 | 47.5737 | 3186.8425 | 3978.0137 | 64.9681 | 81.0972
1 | 6300 | 707 | 0.03 | 15 | 15 | 7 | 2.3714e-10 | 5spot_SharedNeighbor | Water | Porous | Wet | R600a | MinimizeLCOE_Brownfield | IgnoreSilica | 190.8271 | 110.3221 | 12.0618 | 4 | 3159.6315 | 3939.7619 | 64.4134 | 80.3174 | 187.7016 | 0 | 309.4592 | 13273728.8714 | 1164395.1183 | 14340484.2529 | 11423440.07 | 0 | 570318.0403 | 0 | 15901222.8776 | 41371720.1382 | 28237049.0982 | 126282358.4668 | 961560.8286 | 25198831.6101 | 25198831.6101 | 1478867.319 | 10961253.7139 | 0 | 152442750.9056 | 190081703.5486 | 237137.3706 | 48.247 | 3159.6315 | 3939.7619 | 64.4134 | 80.3174
1 | 6300 | 707 | 0.03 | 15 | 15 | 7 | 3.1623e-10 | 5spot_SharedNeighbor | Water | Porous | Wet | R600a | MinimizeLCOE_Brownfield | IgnoreSilica | 192.3741 | 111.0583 | 12.1865 | 4 | 3139.0376 | 3911.183 | 63.9935 | 79.7348 | 187.5681 | 0 | 301.408 | 13336934.4757 | 1169828.4236 | 14416984.7103 | 11512718.6421 | 0 | 520772.3709 | 0 | 15973323.0628 | 41559310.0304 | 28365083.0542 | 126854954.7701 | 961560.8286 | 25198831.6101 | 25198831.6101 | 1478867.319 | 10961253.7139 | 0 | 153015347.2088 | 190654299.8519 | 316227.766 | 48.7459 | 3139.0376 | 3911.183 | 63.9935 | 79.7348
1 | 6300 | 707 | 0.03 | 15 | 15 | 7 | 4.217e-10 | 5spot_SharedNeighbor | Water | Porous | Wet | R600a | MinimizeLCOE_Brownfield | IgnoreSilica | 193.4607 | 111.573 | 12.2777 | 4 | 3123.4673 | 3889.8743 | 63.6761 | 79.3003 | 187.4736 | 0 | 294.2727 | 13381061.0689 | 1173621.2562 | 14470417.564 | 11575402.3593 | 0 | 479747.9158 | 0 | 16021297.5641 | 41684129.8417 | 28450275.1402 | 127235952.7102 | 961560.8286 | 25198831.6101 | 25198831.6101 | 1478867.319 | 10961253.7139 | 0 | 153396345.1489 | 191035297.792 | 421696.5034 | 49.1109 | 3123.4673 | 3889.8743 | 63.6761 | 79.3003
1 | 6300 | 707 | 0.03 | 15 | 15 | 7 | 5.6234e-10 | 5spot_SharedNeighbor | Water | Porous | Wet | R600a | MinimizeLCOE_Brownfield | IgnoreSilica | 194.2159 | 111.9295 | 12.3441 | 4 | 3111.7063 | 3873.9937 | 63.4363 | 78.9766 | 187.4076 | 0 | 319.8182 | 13411585.5036 | 1176244.747 | 14507391.3455 | 11618944.7869 | 0 | 446247.6848 | 0 | 16052561.4864 | 41765472.1546 | 28505792.9401 | 127484240.649 | 961560.8286 | 25198831.6101 | 25198831.6101 | 1478867.319 | 10961253.7139 | 0 | 153644633.0877 | 191283585.7308 | 562341.3252 | 49.3763 | 3111.7063 | 3873.9937 | 63.4363 | 78.9766
1 | 6300 | 707 | 0.03 | 15 | 15 | 7 | 7.4989e-10 | 5spot_SharedNeighbor | Water | Porous | Wet | R600a | MinimizeLCOE_Brownfield | IgnoreSilica | 194.7371 | 112.1749 | 12.3922 | 4 | 3102.831 | 3862.1592 | 63.2554 | 78.7353 | 187.3617 | 0 | 289.8982 | 13432583.3229 | 1178049.3616 | 14532831.259 | 11648990.7743 | 0 | 419240.0767 | 0 | 16072560.9699 | 41817506.708 | 28541307.592 | 127643070.0644 | 961560.8286 | 25198831.6101 | 25198831.6101 | 1478867.319 | 10961253.7139 | 0 | 153803462.5031 | 191442415.1462 | 749894.2093 | 49.5688 | 3102.831 | 3862.1592 | 63.2554 | 78.7353
1 | 6300 | 707 | 0.03 | 15 | 15 | 7 | 1e-09 | 5spot_SharedNeighbor | Water | Porous | Wet | R600a | MinimizeLCOE_Brownfield | IgnoreSilica | 195.0802 | 112.3361 | 12.4264 | 4 | 3096.1393 | 3853.3774 | 63.119 | 78.5563 | 187.3313 | 0 | 353.8556 | 13446365.3451 | 1179233.7896 | 14549531.3382 | 11668763.3185 | 0 | 397473.1617 | 0 | 16084133.1117 | 41847615.0472 | 28561857.1522 | 127734972.2641 | 961560.8286 | 25198831.6101 | 25198831.6101 | 1478867.319 | 10961253.7139 | 0 | 153895364.7028 | 191534317.3459 | 1000000 | 49.7056 | 3096.1393 | 3853.3774 | 63.119 | 78.5563
1 | 6300 | 707 | 0.03 | 15 | 15 | 7 | 1.3335e-09 | 5spot_SharedNeighbor | Water | Porous | Wet | R600a | MinimizeLCOE_Brownfield | IgnoreSilica | 195.3165 | 112.4469 | 12.4512 | 4 | 3091.0982 | 3846.8259 | 63.0162 | 78.4227 | 187.3103 | 0 | 361.2962 | 13455839.2895 | 1180047.9628 | 14561012.3262 | 11682379.9347 | 0 | 380330.3144 | 0 | 16091247.8328 | 41866126.0921 | 28574491.3207 | 127791475.0732 | 961560.8286 | 25198831.6101 | 25198831.6101 | 1478867.319 | 10961253.7139 | 0 | 153951867.512 | 191590820.155 | 1333521.4322 | 49.8049 | 3091.0982 | 3846.8259 | 63.0162 | 78.4227
1 | 6300 | 707 | 0.03 | 15 | 15 | 7 | 1.7783e-09 | 5spot_SharedNeighbor | Water | Porous | Wet | R600a | MinimizeLCOE_Brownfield | IgnoreSilica | 195.4675 | 112.5175 | 12.4688 | 4 | 3087.3035 | 3841.967 | 62.9389 | 78.3237 | 187.2967 | 0 | 371.5522 | 13461876.0897 | 1180566.7465 | 14568328.4962 | 11691074.7429 | 0 | 366750.0735 | 0 | 16094752.4981 | 41875244.5122 | 28580714.8298 | 127819307.989 | 961560.8286 | 25198831.6101 | 25198831.6101 | 1478867.319 | 10961253.7139 | 0 | 153979700.4277 | 191618653.0708 | 1778279.41 | 49.8751 | 3087.3035 | 3841.967 | 62.9389 | 78.3237
1 | 6300 | 707 | 0.03 | 15 | 15 | 7 | 2.3714e-09 | 5spot_SharedNeighbor | Water | Porous | Wet | R600a | MinimizeLCOE_Brownfield | IgnoreSilica | 195.5749 | 112.5677 | 12.4817 | 4 | 3084.449 | 3838.3301 | 62.8807 | 78.2496 | 187.2871 | 0 | 351.1461 | 13466167.2691 | 1180935.5133 | 14573529.3263 | 11697261.6505 | 0 | 356284.912 | 0 | 16096929.6818 | 41880909.0977 | 28584581.0258 | 127836598.4764 | 961560.8286 | 25198831.6101 | 25198831.6101 | 1478867.319 | 10961253.7139 | 0 | 153996990.9151 | 191635943.5582 | 2371373.7057 | 49.9269 | 3084.449 | 3838.3301 | 62.8807 | 78.2496
1 | 6300 | 707 | 0.03 | 15 | 15 | 7 | 3.1623e-09 | 5spot_SharedNeighbor | Water | Porous | Wet | R600a | MinimizeLCOE_Brownfield | IgnoreSilica | 195.6332 | 112.5949 | 12.4905 | 4 | 3082.303 | 3835.6541 | 62.8369 | 78.195 | 187.2817 | 0 | 365.3585 | 13468487.2359 | 1181134.8807 | 14576341.1618 | 11700619.492 | 0 | 347962.1853 | 0 | 16097072.5327 | 41881280.7666 | 28584834.6975 | 127837732.9525 | 961560.8286 | 25198831.6101 | 25198831.6101 | 1478867.319 | 10961253.7139 | 0 | 153998125.3912 | 191637078.0343 | 3162277.6602 | 49.962 | 3082.303 | 3835.6541 | 62.8369 | 78.195
1 | 6300 | 707 | 0.03 | 15 | 15 | 7 | 4.217e-09 | 5spot_SharedNeighbor | Water | Porous | Wet | R600a | MinimizeLCOE_Brownfield | IgnoreSilica | 195.6797 | 112.6165 | 12.4972 | 4 | 3080.6906 | 3833.6376 | 62.804 | 78.1539 | 187.2775 | 0 | 377.903 | 13470336.6735 | 1181293.8124 | 14578582.7483 | 11703294.921 | 0 | 341696.1532 | 0 | 16097329.6803 | 41881949.8117 | 28585291.3345 | 127839775.1349 | 961560.8286 | 25198831.6101 | 25198831.6101 | 1478867.319 | 10961253.7139 | 0 | 154000167.5736 | 191639120.2167 | 4216965.0343 | 49.9888 | 3080.6906 | 3833.6376 | 62.804 | 78.1539
1 | 6300 | 707 | 0.03 | 15 | 15 | 7 | 5.6234e-09 | 5spot_SharedNeighbor | Water | Porous | Wet | R600a | MinimizeLCOE_Brownfield | IgnoreSilica | 195.7038 | 112.6276 | 12.5018 | 4 | 3079.4795 | 3832.1509 | 62.7794 | 78.1236 | 187.2752 | 0 | 385.3596 | 13471288.4508 | 1181375.6033 | 14579736.3512 | 11704679.4614 | 0 | 336779.7846 | 0 | 16096805.264 | 41880585.3881 | 28584360.0874 | 127835610.3907 | 961560.8286 | 25198831.6101 | 25198831.6101 | 1478867.319 | 10961253.7139 | 0 | 153996002.8294 | 191634955.4725 | 5623413.2519 | 50.0072 | 3079.4795 | 3832.1509 | 62.7794 | 78.1236
1 | 6300 | 707 | 0.03 | 15 | 15 | 7 | 7.4989e-09 | 5spot_SharedNeighbor | Water | Porous | Wet | R600a | MinimizeLCOE_Brownfield | IgnoreSilica | 195.7233 | 112.6367 | 12.5053 | 4 | 3078.5702 | 3831.0315 | 62.7608 | 78.1008 | 187.2734 | 0 | 392.827 | 13472058.2538 | 1181441.7561 | 14580669.3986 | 11705797.9939 | 0 | 333091.707 | 0 | 16096493.0527 | 41879773.0784 | 28583805.6693 | 127833130.9098 | 961560.8286 | 25198831.6101 | 25198831.6101 | 1478867.319 | 10961253.7139 | 0 | 153993523.3485 | 191632475.9916 | 7498942.0933 | 50.0211 | 3078.5702 | 3831.0315 | 62.7608 | 78.1008
1 | 6300 | 707 | 0.03 | 15 | 15 | 7 | 1e-08 | 5spot_SharedNeighbor | Water | Porous | Wet | R600a | MinimizeLCOE_Brownfield | IgnoreSilica | 195.7381 | 112.6435 | 12.5079 | 4 | 3077.8877 | 3830.1909 | 62.7469 | 78.0836 | 187.272 | 0 | 376.1932 | 13472644.8987 | 1181492.1692 | 14581380.4515 | 11706650.2442 | 0 | 330316.0248 | 0 | 16096268.6775 | 41879189.3001 | 28583407.2286 | 127831348.9946 | 961560.8286 | 25198831.6101 | 25198831.6101 | 1478867.319 | 10961253.7139 | 0 | 153991741.4333 | 191630694.0764 | 10000000 | 50.0316 | 3077.8877 | 3830.1909 | 62.7469 | 78.0836
1 | 6400 | 707 | 0.03 | 15 | 15 | 7 | 1e-13 | 5spot_SharedNeighbor | Water | Porous | Wet | R600a | MinimizeLCOE_Brownfield | IgnoreSilica | 0.90348 | 0.17485 | 0.0048352 | 4 | 1433985.1981 | 3421708.6675 | 29233.7279 | 69756.1594 | 110.2084 | 0 | 59.7682 | 112835.317 | 7429.2668 | 85171.9423 | 57064.0289 | 0 | 60004.677 | 0 | 125777.0405 | 327246.059 | 223352.1595 | 998880.491 | 961560.8286 | 25774141.8447 | 25774141.8447 | 1478867.319 | 11191377.8078 | 0 | 27734583.1644 | 66178970.1359 | 100 | 0.019341 | 1433985.1981 | 3421708.6675 | 29233.7279 | 69756.1594
1 | 6400 | 707 | 0.03 | 15 | 15 | 7 | 1.3335e-13 | 5spot_SharedNeighbor | Water | Porous | Wet | R600a | MinimizeLCOE_Brownfield | IgnoreSilica | 1.1813 | 0.28554 | 0.014508 | 4 | 484669.5987 | 1147115.9481 | 9880.6453 | 23385.5102 | 124.5127 | 0 | 56.6392 | 171876.1077 | 12358.8862 | 124840.6247 | 72415.9224 | 0 | 67808.0943 | 0 | 175226.8577 | 455904.3398 | 311164.0798 | 1391594.9125 | 961560.8286 | 25774141.8447 | 25774141.8447 | 1478867.319 | 11191377.8078 | 0 | 28127297.5859 | 66571684.5574 | 133.3521 | 0.058034 | 484669.5987 | 1147115.9481 | 9880.6453 | 23385.5102
1 | 6400 | 707 | 0.03 | 15 | 15 | 7 | 1.7783e-13 | 5spot_SharedNeighbor | Water | Porous | Wet | R600a | MinimizeLCOE_Brownfield | IgnoreSilica | 1.5491 | 0.4518 | 0.031189 | 4 | 229770.6996 | 537928.4399 | 4684.1865 | 10966.3988 | 137.8031 | 0 | 65.9339 | 252779.8399 | 19848.5454 | 178566.8277 | 94658.8935 | 0 | 77106.2719 | 0 | 242954.5476 | 632117.8959 | 431433.4527 | 1929466.2745 | 961560.8286 | 25774141.8447 | 25774141.8447 | 1478867.319 | 11191377.8078 | 0 | 28665168.9479 | 67109555.9194 | 177.8279 | 0.12476 | 229770.6996 | 537928.4399 | 4684.1865 | 10966.3988
1 | 6400 | 707 | 0.03 | 15 | 15 | 7 | 2.3714e-13 | 5spot_SharedNeighbor | Water | Porous | Wet | R600a | MinimizeLCOE_Brownfield | IgnoreSilica | 2.0015 | 0.67623 | 0.056592 | 4 | 129586.193 | 299417.8157 | 2641.7898 | 6104.0372 | 148.9137 | 0 | 330.278 | 353336.9396 | 30224.0363 | 244613.7859 | 124741.9886 | 0 | 86026.6777 | 0 | 327187.9369 | 851275.8965 | 581013.2913 | 2598420.5528 | 961560.8286 | 25774141.8447 | 25774141.8447 | 1478867.319 | 11191377.8078 | 0 | 29334123.2262 | 67778510.1977 | 237.1374 | 0.22637 | 129586.193 | 299417.8157 | 2641.7898 | 6104.0372
1 | 6400 | 707 | 0.03 | 15 | 15 | 7 | 3.1623e-13 | 5spot_SharedNeighbor | Water | Porous | Wet | R600a | MinimizeLCOE_Brownfield | IgnoreSilica | 2.5849 | 1.0085 | 0.093879 | 4 | 80448.4693 | 182826.3738 | 1640.0509 | 3727.1629 | 158.4632 | 0 | 421.0886 | 481158.2721 | 43531.071 | 335245.2606 | 165140.493 | 0 | 96519.7152 | 0 | 437421.9766 | 1138082.2556 | 776764.5247 | 3473863.5689 | 961560.8286 | 25774141.8447 | 25774141.8447 | 1478867.319 | 11191377.8078 | 0 | 30209566.2423 | 68653953.2138 | 316.2278 | 0.37551 | 80448.4693 | 182826.3738 | 1640.0509 | 3727.1629
1 | 6400 | 707 | 0.03 | 15 | 15 | 7 | 4.217e-13 | 5spot_SharedNeighbor | Water | Porous | Wet | R600a | MinimizeLCOE_Brownfield | IgnoreSilica | 3.3628 | 1.4978 | 0.14371 | 4 | 54466.5026 | 121345.5886 | 1110.3733 | 2473.794 | 166.6963 | 0 | 558.2241 | 634396.1918 | 57418.0627 | 460034.3754 | 214111.5414 | 0 | 110672.7558 | 0 | 575886.8416 | 1498339.4312 | 1022647.4496 | 4573506.6497 | 961560.8286 | 25774141.8447 | 25774141.8447 | 1478867.319 | 11191377.8078 | 0 | 31309209.323 | 69753596.2946 | 421.6965 | 0.57483 | 54466.5026 | 121345.5886 | 1110.3733 | 2473.794
1 | 6400 | 707 | 0.03 | 15 | 15 | 7 | 5.6234e-13 | 5spot_SharedNeighbor | Water | Porous | Wet | R600a | MinimizeLCOE_Brownfield | IgnoreSilica | 4.399 | 2.1551 | 0.2105 | 4 | 38796.6902 | 84455.2922 | 790.923 | 1721.7354 | 173.5734 | 0 | 92.3142 | 818532.7698 | 74073.2925 | 615467.709 | 278281.3399 | 0 | 128560.0891 | 0 | 746816.9281 | 1943064.4538 | 1326181.4157 | 5930977.9981 | 961560.8286 | 25774141.8447 | 25774141.8447 | 1478867.319 | 11191377.8078 | 0 | 32666680.6714 | 71111067.643 | 562.3413 | 0.842 | 38796.6902 | 84455.2922 | 790.923 | 1721.7354
1 | 6400 | 707 | 0.03 | 15 | 15 | 7 | 7.4989e-13 | 5spot_SharedNeighbor | Water | Porous | Wet | R600a | MinimizeLCOE_Brownfield | IgnoreSilica | 5.7368 | 3.0083 | 0.29765 | 4 | 28805.3383 | 61095.0276 | 587.2358 | 1245.5048 | 179.0316 | 0 | 65.8721 | 1034390.2516 | 93554.8218 | 803704.055 | 360400.9062 | 0 | 148881.9943 | 0 | 951963.4912 | 2476813.7297 | 1690476.2639 | 7560185.5136 | 961560.8286 | 25774141.8447 | 25774141.8447 | 1478867.319 | 11191377.8078 | 0 | 34295888.187 | 72740275.1585 | 749.8942 | 1.1906 | 28805.3383 | 61095.0276 | 587.2358 | 1245.5048
1 | 6400 | 707 | 0.03 | 15 | 15 | 7 | 1e-12 | 5spot_SharedNeighbor | Water | Porous | Wet | R600a | MinimizeLCOE_Brownfield | IgnoreSilica | 7.4541 | 4.1032 | 0.40995 | 4 | 22103.5972 | 45548.4351 | 450.6117 | 928.5665 | 183.2161 | 0 | 91.1899 | 1286536.4589 | 116256.9343 | 1030214.8505 | 465276.8999 | 0 | 171965.2436 | 0 | 1197397.651 | 3115383.0678 | 2126312.9585 | 9509344.0644 | 961560.8286 | 25774141.8447 | 25774141.8447 | 1478867.319 | 11191377.8078 | 0 | 36245046.7378 | 74689433.7093 | 1000 | 1.6398 | 22103.5972 | 45548.4351 | 450.6117 | 928.5665
1 | 6400 | 707 | 0.03 | 15 | 15 | 7 | 1.3335e-12 | 5spot_SharedNeighbor | Water | Porous | Wet | R600a | MinimizeLCOE_Brownfield | IgnoreSilica | 9.7199 | 5.5654 | 0.56044 | 4 | 17253.9932 | 34403.2235 | 351.746 | 701.3562 | 186.7998 | 0 | 86.7178 | 1594444.104 | 143906.9114 | 1314704.449 | 603655.1817 | 0 | 199459.538 | 0 | 1503906.3718 | 3912855.8858 | 2670604.5432 | 11943536.9848 | 961560.8286 | 25774141.8447 | 25774141.8447 | 1478867.319 | 11191377.8078 | 0 | 38679239.6582 | 77123626.6297 | 1333.5214 | 2.2418 | 17253.9932 | 34403.2235 | 351.746 | 701.3562
1 | 6400 | 707 | 0.03 | 15 | 15 | 7 | 1.7783e-12 | 5spot_SharedNeighbor | Water | Porous | Wet | R600a | MinimizeLCOE_Brownfield | IgnoreSilica | 12.74 | 7.5102 | 0.76026 | 4 | 13720.7006 | 26362.4776 | 279.715 | 537.4348 | 189.5543 | 0 | 111.6317 | 1969588.1119 | 177497.6967 | 1670917.7374 | 787830.9158 | 0 | 233857.7744 | 0 | 1887479.9722 | 4910835.7122 | 3351746.2812 | 14989754.2018 | 961560.8286 | 25774141.8447 | 25774141.8447 | 1478867.319 | 11191377.8078 | 0 | 41725456.8752 | 80169843.8467 | 1778.2794 | 3.0411 | 13720.7006 | 26362.4776 | 279.715 | 537.4348
1 | 6400 | 707 | 0.03 | 15 | 15 | 7 | 2.3714e-12 | 5spot_SharedNeighbor | Water | Porous | Wet | R600a | MinimizeLCOE_Brownfield | IgnoreSilica | 16.7185 | 10.075 | 1.0241 | 4 | 11108.7039 | 20493.3581 | 226.466 | 417.7848 | 191.6988 | 0 | 82.0296 | 2423617.8318 | 218025.3847 | 2113628.2275 | 1030273.4861 | 0 | 275076.5603 | 0 | 2363642.3812 | 6149712.6263 | 4197305.2314 | 18771281.7293 | 961560.8286 | 25774141.8447 | 25774141.8447 | 1478867.319 | 11191377.8078 | 0 | 45506984.4026 | 83951371.3742 | 2371.3737 | 4.0965 | 11108.7039 | 20493.3581 | 226.466 | 417.7848
1 | 6400 | 707 | 0.03 | 15 | 15 | 7 | 3.1623e-12 | 5spot_SharedNeighbor | Water | Porous | Wet | R600a | MinimizeLCOE_Brownfield | IgnoreSilica | 21.9849 | 13.4726 | 1.3737 | 4 | 9141.8991 | 16138.2228 | 186.37 | 328.9995 | 193.3665 | 0 | 91.909 | 2976473.4221 | 267209.5794 | 2666823.4859 | 1351098.4106 | 0 | 325276.1279 | 0 | 2958883.6001 | 7698408.1769 | 5254321.7672 | 23498494.5701 | 961560.8286 | 25774141.8447 | 25774141.8447 | 1478867.319 | 11191377.8078 | 0 | 50234197.2435 | 88678584.215 | 3162.2777 | 5.4949 | 9141.8991 | 16138.2228 | 186.37 | 328.9995
1 | 6400 | 707 | 0.03 | 15 | 15 | 7 | 4.217e-12 | 5spot_SharedNeighbor | Water | Porous | Wet | R600a | MinimizeLCOE_Brownfield | IgnoreSilica | 28.9279 | 17.9546 | 1.8351 | 4 | 7646.7898 | 12884.2771 | 155.8902 | 262.6634 | 194.6518 | 0 | 112.5524 | 3647662.2138 | 326708.2074 | 3355636.1696 | 1774152.7262 | 0 | 386032.4016 | 0 | 3701174.7703 | 9629697.537 | 6572466.4395 | 29393530.4655 | 961560.8286 | 25774141.8447 | 25774141.8447 | 1478867.319 | 11191377.8078 | 0 | 56129233.1389 | 94573620.1104 | 4216.965 | 7.3402 | 7646.7898 | 12884.2771 | 155.8902 | 262.6634
1 | 6400 | 707 | 0.03 | 15 | 15 | 7 | 5.6234e-12 | 5spot_SharedNeighbor | Water | Porous | Wet | R600a | MinimizeLCOE_Brownfield | IgnoreSilica | 38.0265 | 23.8301 | 2.4399 | 4 | 6500.884 | 10439.9402 | 132.5293 | 212.8323 | 195.6348 | 0 | 104.1886 | 4458470.4773 | 398312.5897 | 4208561.8244 | 2328487.1983 | 0 | 459121.7162 | 0 | 4622651.9843 | 12027192.2269 | 8208805.829 | 36711603.8461 | 961560.8286 | 25774141.8447 | 25774141.8447 | 1478867.319 | 11191377.8078 | 0 | 63447306.5195 | 101891693.4911 | 5623.4133 | 9.7598 | 6500.884 | 10439.9402 | 132.5293 | 212.8323
1 | 6400 | 707 | 0.03 | 15 | 15 | 7 | 7.4989e-12 | 5spot_SharedNeighbor | Water | Porous | Wet | R600a | MinimizeLCOE_Brownfield | IgnoreSilica | 49.8442 | 31.4578 | 3.2251 | 4 | 5617.3491 | 8597.4852 | 114.5173 | 175.2714 | 196.3643 | 0 | 111.9746 | 5430072.7737 | 483778.4394 | 5255530.2552 | 3048373.0448 | 0 | 546710.3886 | 0 | 5758141.3117 | 14981502.5357 | 10225183.3197 | 45729292.0688 | 961560.8286 | 25774141.8447 | 25774141.8447 | 1478867.319 | 11191377.8078 | 0 | 72464994.7422 | 110909381.7137 | 7498.9421 | 12.9002 | 5617.3491 | 8597.4852 | 114.5173 | 175.2714
1 | 6400 | 707 | 0.03 | 15 | 15 | 7 | 1e-11 | 5spot_SharedNeighbor | Water | Porous | Wet | R600a | MinimizeLCOE_Brownfield | IgnoreSilica | 64.8548 | 41.1049 | 4.2176 | 4 | 4939.2097 | 7218.0054 | 100.6925 | 147.1488 | 196.8025 | 0 | 113.5115 | 6567148.2026 | 583394.15 | 6509514.6682 | 3962080.7123 | 0 | 649260.241 | 0 | 7125845.2099 | 18539987.5243 | 12653922.444 | 56591153.1523 | 961560.8286 | 25774141.8447 | 25774141.8447 | 1478867.319 | 11191377.8078 | 0 | 83326855.8257 | 121771242.7972 | 10000 | 16.8705 | 4939.2097 | 7218.0054 | 100.6925 | 147.1488
1 | 6400 | 707 | 0.03 | 15 | 15 | 7 | 1.3335e-11 | 5spot_SharedNeighbor | Water | Porous | Wet | R600a | MinimizeLCOE_Brownfield | IgnoreSilica | 83.3662 | 52.8364 | 5.4217 | 4 | 4425.9889 | 6198.6923 | 90.2298 | 126.3687 | 196.8004 | 0 | 144.6504 | 7851864.1797 | 695487.7221 | 7957559.9938 | 5086080.555 | 0 | 767571.1873 | 0 | 8719839.8188 | 22687234.5235 | 15484503.7383 | 69250141.7186 | 961560.8286 | 25774141.8447 | 25774141.8447 | 1478867.319 | 11191377.8078 | 0 | 95985844.3919 | 134430231.3635 | 13335.2143 | 21.6869 | 4425.9889 | 6198.6923 | 90.2298 | 126.3687
1 | 6400 | 707 | 0.03 | 15 | 15 | 7 | 1.7783e-11 | 5spot_SharedNeighbor | Water | Porous | Wet | R600a | MinimizeLCOE_Brownfield | IgnoreSilica | 105.13 | 66.2319 | 6.7898 | 4 | 4048.9667 | 5464.4862 | 82.5437 | 111.4009 | 196.1802 | 0 | 146.0818 | 9223203.3527 | 814673.1499 | 9534266.2659 | 6400878.2814 | 0 | 899501.1758 | 0 | 10480283.6681 | 27267548.3025 | 18610662.0085 | 83231016.2049 | 961560.8286 | 25774141.8447 | 25774141.8447 | 1478867.319 | 11191377.8078 | 0 | 109966718.8782 | 148411105.8498 | 17782.7941 | 27.1592 | 4048.9667 | 5464.4862 | 82.5437 | 111.4009
1 | 6400 | 707 | 0.03 | 15 | 15 | 7 | 2.3714e-11 | 5spot_SharedNeighbor | Water | Porous | Wet | R600a | MinimizeLCOE_Brownfield | IgnoreSilica | 129.24 | 80.3902 | 8.2232 | 4 | 3782.8673 | 4951.6461 | 77.1189 | 100.946 | 194.8731 | 0 | 122.1781 | 10589445.5026 | 932993.2809 | 11132583.9057 | 7845940.0689 | 0 | 1040957.4188 | 0 | 12301348.8689 | 32005586.4034 | 21844470.3693 | 97693325.8185 | 961560.8286 | 25774141.8447 | 25774141.8447 | 1478867.319 | 11191377.8078 | 0 | 124429028.4918 | 162873415.4634 | 23713.7371 | 32.8928 | 3782.8673 | 4951.6461 | 77.1189 | 100.946
1 | 6400 | 707 | 0.03 | 15 | 15 | 7 | 3.1623e-11 | 5spot_SharedNeighbor | Water | Porous | Wet | R600a | MinimizeLCOE_Brownfield | IgnoreSilica | 153.6561 | 94.0143 | 9.5966 | 4 | 3598.8243 | 4600.3374 | 73.3669 | 93.7841 | 193.2088 | 0 | 139.3579 | 11841023.2725 | 1041051.5193 | 12617949.4781 | 9296338.5751 | 0 | 1174169.7366 | 0 | 14028507.7068 | 36499299.4105 | 24911521.8333 | 111409861.5323 | 961560.8286 | 25774141.8447 | 25774141.8447 | 1478867.319 | 11191377.8078 | 0 | 138145564.2056 | 176589951.1772 | 31622.7766 | 38.3863 | 3598.8243 | 4600.3374 | 73.3669 | 93.7841
1 | 6400 | 707 | 0.03 | 15 | 15 | 7 | 4.217e-11 | 5spot_SharedNeighbor | Water | Porous | Wet | R600a | MinimizeLCOE_Brownfield | IgnoreSilica | 163.8944 | 99.5192 | 10.3324 | 4 | 3464.3935 | 4394.5804 | 70.6263 | 89.5895 | 192.4504 | 0 | 165.7062 | 12331945.5424 | 1083356.4324 | 13205633.3309 | 9900989.0077 | 0 | 1074867.9678 | 0 | 14662748.9897 | 38149465.1278 | 26037793.8428 | 116446800.2416 | 961560.8286 | 25774141.8447 | 25774141.8447 | 1478867.319 | 11191377.8078 | 0 | 143182502.915 | 181626889.8865 | 42169.6503 | 41.3297 | 3464.3935 | 4394.5804 | 70.6263 | 89.5895
1 | 6400 | 707 | 0.03 | 15 | 15 | 7 | 5.6234e-11 | 5spot_SharedNeighbor | Water | Porous | Wet | R600a | MinimizeLCOE_Brownfield | IgnoreSilica | 172.2493 | 103.9039 | 10.9413 | 4 | 3361.5636 | 4239.9852 | 68.53 | 86.4378 | 191.7957 | 0 | 201.6422 | 12717501.3453 | 1116551.32 | 13669072.0336 | 10392647.8707 | 0 | 972255.2894 | 0 | 15158530.865 | 39439387.8686 | 26918192.6187 | 120384139.2113 | 961560.8286 | 25774141.8447 | 25774141.8447 | 1478867.319 | 11191377.8078 | 0 | 147119841.8847 | 185564228.8562 | 56234.1325 | 43.7653 | 3361.5636 | 4239.9852 | 68.53 | 86.4378
1 | 6400 | 707 | 0.03 | 15 | 15 | 7 | 7.4989e-11 | 5spot_SharedNeighbor | Water | Porous | Wet | R600a | MinimizeLCOE_Brownfield | IgnoreSilica | 178.8575 | 107.3005 | 11.4304 | 4 | 3283.1339 | 4123.9703 | 66.9311 | 84.0727 | 191.2562 | 0 | 240.6548 | 13013036.7275 | 1141978.2981 | 14025398.7282 | 10780232.5218 | 0 | 872851.4981 | 0 | 15535064.1318 | 40419050.191 | 27586832.2838 | 123374444.3803 | 961560.8286 | 25774141.8447 | 25774141.8447 | 1478867.319 | 11191377.8078 | 0 | 150110147.0537 | 188554534.0252 | 74989.4209 | 45.7216 | 3283.1339 | 4123.9703 | 66.9311 | 84.0727
1 | 6400 | 707 | 0.03 | 15 | 15 | 7 | 1e-10 | 5spot_SharedNeighbor | Water | Porous | Wet | R600a | MinimizeLCOE_Brownfield | IgnoreSilica | 184.0332 | 109.9154 | 11.8174 | 4 | 3223.4514 | 4036.7535 | 65.7144 | 82.2947 | 190.8206 | 0 | 266.5883 | 13238757.2703 | 1161388.5883 | 14298174.4735 | 11082856.4635 | 0 | 782261.3291 | 0 | 15819740.8687 | 41159720.6652 | 28092355.1017 | 125635254.7604 | 961560.8286 | 25774141.8447 | 25774141.8447 | 1478867.319 | 11191377.8078 | 0 | 152370957.4338 | 190815344.4053 | 100000 | 47.2695 | 3223.4514 | 4036.7535 | 65.7144 | 82.2947
1 | 6400 | 707 | 0.03 | 15 | 15 | 7 | 1.3335e-10 | 5spot_SharedNeighbor | Water | Porous | Wet | R600a | MinimizeLCOE_Brownfield | IgnoreSilica | 187.9165 | 111.8498 | 12.1142 | 4 | 3178.1049 | 3971.4793 | 64.79 | 80.964 | 190.4864 | 0 | 272.6307 | 13404761.63 | 1175658.2673 | 14499124.8576 | 11309113.7148 | 0 | 700999.1882 | 0 | 16024966.4865 | 41693675.6254 | 28456790.3337 | 127265090.1035 | 961560.8286 | 25774141.8447 | 25774141.8447 | 1478867.319 | 11191377.8078 | 0 | 154000792.7768 | 192445179.7484 | 133352.1432 | 48.4568 | 3178.1049 | 3971.4793 | 64.79 | 80.964
1 | 6400 | 707 | 0.03 | 15 | 15 | 7 | 1.7783e-10 | 5spot_SharedNeighbor | Water | Porous | Wet | R600a | MinimizeLCOE_Brownfield | IgnoreSilica | 190.7929 | 113.2677 | 12.3392 | 4 | 3143.7082 | 3922.617 | 64.0887 | 79.9679 | 190.2347 | 0 | 315.7057 | 13525931.331 | 1186071.0819 | 14645981.8882 | 11476528.1104 | 0 | 630430.7108 | 0 | 16171327.8177 | 42074477.7862 | 28716695.6332 | 128427444.3594 | 961560.8286 | 25774141.8447 | 25774141.8447 | 1478867.319 | 11191377.8078 | 0 | 155163147.0328 | 193607534.0043 | 177827.941 | 49.3567 | 3143.7082 | 3922.617 | 64.0887 | 79.9679
1 | 6400 | 707 | 0.03 | 15 | 15 | 7 | 2.3714e-10 | 5spot_SharedNeighbor | Water | Porous | Wet | R600a | MinimizeLCOE_Brownfield | IgnoreSilica | 192.8929 | 114.2947 | 12.5077 | 4 | 3117.6474 | 3886.0595 | 63.5575 | 79.2226 | 190.0486 | 0 | 308.1748 | 13613430.8456 | 1193588.9162 | 14752124.2383 | 11598664.3991 | 0 | 570500.0842 | 0 | 16274040.3085 | 42341714.6181 | 28899090.2621 | 129243153.6721 | 961560.8286 | 25774141.8447 | 25774141.8447 | 1478867.319 | 11191377.8078 | 0 | 155978856.3454 | 194423243.317 | 237137.3706 | 50.0309 | 3117.6474 | 3886.0595 | 63.5575 | 79.2226
1 | 6400 | 707 | 0.03 | 15 | 15 | 7 | 3.1623e-10 | 5spot_SharedNeighbor | Water | Porous | Wet | R600a | MinimizeLCOE_Brownfield | IgnoreSilica | 194.4398 | 115.0465 | 12.6342 | 4 | 3097.9204 | 3858.6416 | 63.1553 | 78.6636 | 189.9103 | 0 | 299.8745 | 13677337.1813 | 1199078.8644 | 14829695.7844 | 11688460.4952 | 0 | 521002.3915 | 0 | 16347074.1395 | 42531733.6651 | 29028782.1662 | 129823164.6876 | 961560.8286 | 25774141.8447 | 25774141.8447 | 1478867.319 | 11191377.8078 | 0 | 156558867.361 | 195003254.3325 | 316227.766 | 50.5368 | 3097.9204 | 3858.6416 | 63.1553 | 78.6636
1 | 6400 | 707 | 0.03 | 15 | 15 | 7 | 4.217e-10 | 5spot_SharedNeighbor | Water | Porous | Wet | R600a | MinimizeLCOE_Brownfield | IgnoreSilica | 195.5017 | 115.5599 | 12.7256 | 4 | 3083.0033 | 3838.2618 | 62.8512 | 78.2482 | 189.8145 | 0 | 352.8718 | 13720921.4803 | 1202822.6416 | 14882623.5052 | 11750026.4828 | 0 | 479634.9084 | 0 | 16394051.3171 | 42653958.6448 | 29112203.2263 | 130196242.2064 | 961560.8286 | 25774141.8447 | 25774141.8447 | 1478867.319 | 11191377.8078 | 0 | 156931944.8798 | 195376331.8513 | 421696.5034 | 50.9023 | 3083.0033 | 3838.2618 | 62.8512 | 78.2482
1 | 6400 | 707 | 0.03 | 15 | 15 | 7 | 5.6234e-10 | 5spot_SharedNeighbor | Water | Porous | Wet | R600a | MinimizeLCOE_Brownfield | IgnoreSilica | 196.2445 | 115.9179 | 12.7922 | 4 | 3071.7347 | 3823.0583 | 62.6215 | 77.9382 | 189.7471 | 0 | 347.3175 | 13751270.859 | 1205429.3909 | 14919490.3785 | 11793072.1322 | 0 | 445962.9681 | 0 | 16424938.0342 | 42734319.5469 | 29167051.1932 | 130441534.503 | 961560.8286 | 25774141.8447 | 25774141.8447 | 1478867.319 | 11191377.8078 | 0 | 157177237.1764 | 195621624.148 | 562341.3252 | 51.1689 | 3071.7347 | 3823.0583 | 62.6215 | 77.9382
1 | 6400 | 707 | 0.03 | 15 | 15 | 7 | 7.4989e-10 | 5spot_SharedNeighbor | Water | Porous | Wet | R600a | MinimizeLCOE_Brownfield | IgnoreSilica | 196.7392 | 116.1556 | 12.8398 | 4 | 3063.2302 | 3811.7717 | 62.4481 | 77.7081 | 189.702 | 0 | 343.9326 | 13771412.6534 | 1207159.3143 | 14943962.7201 | 11821734.4126 | 0 | 418545.1557 | 0 | 16443497.5599 | 42782607.6256 | 29200008.7992 | 130588928.2407 | 961560.8286 | 25774141.8447 | 25774141.8447 | 1478867.319 | 11191377.8078 | 0 | 157324630.9141 | 195769017.8856 | 749894.2093 | 51.3591 | 3063.2302 | 3811.7717 | 62.4481 | 77.7081
1 | 6400 | 707 | 0.03 | 15 | 15 | 7 | 1e-09 | 5spot_SharedNeighbor | Water | Porous | Wet | R600a | MinimizeLCOE_Brownfield | IgnoreSilica | 197.0681 | 116.3133 | 12.8737 | 4 | 3056.8175 | 3803.3836 | 62.3174 | 77.5371 | 189.6717 | 0 | 347.8222 | 13784767.241 | 1208306.2668 | 14960190.8336 | 11840787.0906 | 0 | 396544.5044 | 0 | 16454332.4153 | 42810797.6968 | 29219249.102 | 130674975.1506 | 961560.8286 | 25774141.8447 | 25774141.8447 | 1478867.319 | 11191377.8078 | 0 | 157410677.824 | 195855064.7955 | 1000000 | 51.495 | 3056.8175 | 3803.3836 | 62.3174 | 77.5371
1 | 6400 | 707 | 0.03 | 15 | 15 | 7 | 1.3335e-09 | 5spot_SharedNeighbor | Water | Porous | Wet | R600a | MinimizeLCOE_Brownfield | IgnoreSilica | 197.2922 | 116.4205 | 12.8983 | 4 | 3051.9862 | 3797.1302 | 62.2189 | 77.4096 | 189.6511 | 0 | 348.2859 | 13793846.6485 | 1209086.031 | 14971224.8932 | 11853765.3118 | 0 | 379191.6014 | 0 | 16460774.6495 | 42827559.0689 | 29230689.0829 | 130726137.2872 | 961560.8286 | 25774141.8447 | 25774141.8447 | 1478867.319 | 11191377.8078 | 0 | 157461839.9606 | 195906226.9321 | 1333521.4322 | 51.5932 | 3051.9862 | 3797.1302 | 62.2189 | 77.4096
1 | 6400 | 707 | 0.03 | 15 | 15 | 7 | 1.7783e-09 | 5spot_SharedNeighbor | Water | Porous | Wet | R600a | MinimizeLCOE_Brownfield | IgnoreSilica | 197.4313 | 116.4869 | 12.9155 | 4 | 3048.3492 | 3792.4999 | 62.1447 | 77.3152 | 189.6381 | 0 | 364.2021 | 13799465.5698 | 1209568.5925 | 14978053.8934 | 11861816.98 | 0 | 365399.6942 | 0 | 16463578.8447 | 42834855.0095 | 29235668.7123 | 130748407.2965 | 961560.8286 | 25774141.8447 | 25774141.8447 | 1478867.319 | 11191377.8078 | 0 | 157484109.9698 | 195928496.9414 | 1778279.41 | 51.6621 | 3048.3492 | 3792.4999 | 62.1447 | 77.3152
1 | 6400 | 707 | 0.03 | 15 | 15 | 7 | 2.3714e-09 | 5spot_SharedNeighbor | Water | Porous | Wet | R600a | MinimizeLCOE_Brownfield | IgnoreSilica | 197.524 | 116.531 | 12.9279 | 4 | 3045.613 | 3789.0487 | 62.0889 | 77.2449 | 189.6294 | 0 | 355.8889 | 13803199.2424 | 1209889.2431 | 14982591.817 | 11867176.5607 | 0 | 354673.7195 | 0 | 16464836.9272 | 42838128.2822 | 29237902.7881 | 130758398.5801 | 961560.8286 | 25774141.8447 | 25774141.8447 | 1478867.319 | 11191377.8078 | 0 | 157494101.2535 | 195938488.225 | 2371373.7057 | 51.7118 | 3045.613 | 3789.0487 | 62.0889 | 77.2449
1 | 6400 | 707 | 0.03 | 15 | 15 | 7 | 3.1623e-09 | 5spot_SharedNeighbor | Water | Porous | Wet | R600a | MinimizeLCOE_Brownfield | IgnoreSilica | 197.5823 | 116.5588 | 12.9368 | 4 | 3043.556 | 3786.4832 | 62.047 | 77.1926 | 189.6239 | 0 | 346.6644 | 13805544.7277 | 1210090.674 | 14985442.6026 | 11870551.7374 | 0 | 346330.4042 | 0 | 16465004.4569 | 42838564.16 | 29238200.2837 | 130759729.0465 | 961560.8286 | 25774141.8447 | 25774141.8447 | 1478867.319 | 11191377.8078 | 0 | 157495431.7198 | 195939818.6914 | 3162277.6602 | 51.7472 | 3043.556 | 3786.4832 | 62.047 | 77.1926
1 | 6400 | 707 | 0.03 | 15 | 15 | 7 | 4.217e-09 | 5spot_SharedNeighbor | Water | Porous | Wet | R600a | MinimizeLCOE_Brownfield | IgnoreSilica | 197.6212 | 116.5772 | 12.9432 | 4 | 3042.0102 | 3784.5684 | 62.0155 | 77.1535 | 189.6201 | 0 | 352.3799 | 13807104.9493 | 1210224.6658 | 14987338.9815 | 11872801.1538 | 0 | 339922.8985 | 0 | 16464783.133 | 42837988.3207 | 29237807.2615 | 130757971.3641 | 961560.8286 | 25774141.8447 | 25774141.8447 | 1478867.319 | 11191377.8078 | 0 | 157493674.0375 | 195938061.009 | 4216965.0343 | 51.7729 | 3042.0102 | 3784.5684 | 62.0155 | 77.1535
1 | 6400 | 707 | 0.03 | 15 | 15 | 7 | 5.6234e-09 | 5spot_SharedNeighbor | Water | Porous | Wet | R600a | MinimizeLCOE_Brownfield | IgnoreSilica | 197.6406 | 116.5863 | 12.9476 | 4 | 3040.8492 | 3783.1548 | 61.9918 | 77.1247 | 189.6182 | 0 | 355.1257 | 13807878.0378 | 1210291.0584 | 14988278.6447 | 11873924.353 | 0 | 334914.0191 | 0 | 16463961.5841 | 42835850.8189 | 29236348.3726 | 130751446.8885 | 961560.8286 | 25774141.8447 | 25774141.8447 | 1478867.319 | 11191377.8078 | 0 | 157487149.5619 | 195931536.5334 | 5623413.2519 | 51.7905 | 3040.8492 | 3783.1548 | 61.9918 | 77.1247
1 | 6400 | 707 | 0.03 | 15 | 15 | 7 | 7.4989e-09 | 5spot_SharedNeighbor | Water | Porous | Wet | R600a | MinimizeLCOE_Brownfield | IgnoreSilica | 197.6601 | 116.5955 | 12.9511 | 4 | 3039.9775 | 3782.0817 | 61.9741 | 77.1029 | 189.6163 | 0 | 360.8505 | 13808656.2348 | 1210357.8897 | 14989224.5232 | 11875048.6683 | 0 | 331214.498 | 0 | 16463655.7075 | 42835054.9907 | 29235805.2035 | 130749017.7158 | 961560.8286 | 25774141.8447 | 25774141.8447 | 1478867.319 | 11191377.8078 | 0 | 157484720.3892 | 195929107.3607 | 7498942.0933 | 51.8046 | 3039.9775 | 3782.0817 | 61.9741 | 77.1029
1 | 6400 | 707 | 0.03 | 15 | 15 | 7 | 1e-08 | 5spot_SharedNeighbor | Water | Porous | Wet | R600a | MinimizeLCOE_Brownfield | IgnoreSilica | 197.6749 | 116.6025 | 12.9538 | 4 | 3039.3231 | 3781.2758 | 61.9607 | 77.0864 | 189.6149 | 0 | 338.495 | 13809249.2827 | 1210408.8204 | 14989945.3618 | 11875905.3249 | 0 | 328430.1589 | 0 | 16463436.19 | 42834483.8513 | 29235415.3891 | 130747274.3791 | 961560.8286 | 25774141.8447 | 25774141.8447 | 1478867.319 | 11191377.8078 | 0 | 157482977.0525 | 195927364.024 | 10000000 | 51.8151 | 3039.3231 | 3781.2758 | 61.9607 | 77.0864
1 | 6500 | 707 | 0.03 | 15 | 15 | 7 | 1e-13 | 5spot_SharedNeighbor | Water | Porous | Wet | R600a | MinimizeLCOE_Brownfield | IgnoreSilica | 0.92292 | 0.18398 | 0.005701 | 4 | 1243181.5297 | 2964731.4577 | 25343.937 | 60440.0609 | 112.0137 | 0 | 66.2731 | 118174.0915 | 7865.8166 | 88598.7163 | 58289.4478 | 0 | 60430.1023 | 0 | 130009.688 | 338258.5396 | 230868.4038 | 1032494.8059 | 961560.8286 | 26355312.1702 | 26355312.1702 | 1478867.319 | 11423845.938 | 0 | 28349367.8048 | 67607393.232 | 100 | 0.022804 | 1243181.5297 | 2964731.4577 | 25343.937 | 60440.0609
1 | 6500 | 707 | 0.03 | 15 | 15 | 7 | 1.3335e-13 | 5spot_SharedNeighbor | Water | Porous | Wet | R600a | MinimizeLCOE_Brownfield | IgnoreSilica | 1.2202 | 0.30646 | 0.01659 | 4 | 433710.9743 | 1025302.6027 | 8841.7848 | 20902.1804 | 127.0942 | 0 | 63.8998 | 183023.9146 | 13381.3675 | 131864.7963 | 75211.9655 | 0 | 69256.4169 | 0 | 184367.9997 | 479687.716 | 327396.7228 | 1464190.8991 | 961560.8286 | 26355312.1702 | 26355312.1702 | 1478867.319 | 11423845.938 | 0 | 28781063.898 | 68039089.3252 | 133.3521 | 0.06636 | 433710.9743 | 1025302.6027 | 8841.7848 | 20902.1804
1 | 6500 | 707 | 0.03 | 15 | 15 | 7 | 1.7783e-13 | 5spot_SharedNeighbor | Water | Porous | Wet | R600a | MinimizeLCOE_Brownfield | IgnoreSilica | 1.5834 | 0.4757 | 0.034227 | 4 | 214157.8033 | 500903.7816 | 4365.8965 | 10211.6011 | 140.0014 | 0 | 51.3153 | 264781.8376 | 21111.5973 | 185805.1776 | 97496.0154 | 0 | 77571.3169 | 0 | 252238.7185 | 656273.4042 | 447920.0834 | 2003198.1508 | 961560.8286 | 26355312.1702 | 26355312.1702 | 1478867.319 | 11423845.938 | 0 | 29320071.1497 | 68578096.5769 | 177.8279 | 0.13691 | 214157.8033 | 500903.7816 | 4365.8965 | 10211.6011
1 | 6500 | 707 | 0.03 | 15 | 15 | 7 | 2.3714e-13 | 5spot_SharedNeighbor | Water | Porous | Wet | R600a | MinimizeLCOE_Brownfield | IgnoreSilica | 2.0404 | 0.70882 | 0.061364 | 4 | 122261.527 | 282199.6473 | 2492.4666 | 5753.0215 | 151.1289 | 0 | 334.9275 | 369079.1274 | 32178.0434 | 253588.8651 | 128545.6143 | 0 | 86135.6786 | 0 | 339115.6582 | 882309.3805 | 602194.2818 | 2693146.6493 | 961560.8286 | 26355312.1702 | 26355312.1702 | 1478867.319 | 11423845.938 | 0 | 30010019.6481 | 69268045.0754 | 237.1374 | 0.24546 | 122261.527 | 282199.6473 | 2492.4666 | 5753.0215
1 | 6500 | 707 | 0.03 | 15 | 15 | 7 | 3.1623e-13 | 5spot_SharedNeighbor | Water | Porous | Wet | R600a | MinimizeLCOE_Brownfield | IgnoreSilica | 2.6433 | 1.0751 | 0.1011 | 4 | 76502.6157 | 173582.0634 | 1559.6093 | 3538.7051 | 160.8979 | 0 | 439.4065 | 503147.3123 | 45525.2697 | 352853.839 | 169993.2609 | 0 | 97281.2822 | 0 | 455832.376 | 1185982.3382 | 809457.3153 | 3620072.9936 | 961560.8286 | 26355312.1702 | 26355312.1702 | 1478867.319 | 11423845.938 | 0 | 30936945.9925 | 70194971.4197 | 316.2278 | 0.40439 | 76502.6157 | 173582.0634 | 1559.6093 | 3538.7051
1 | 6500 | 707 | 0.03 | 15 | 15 | 7 | 4.217e-13 | 5spot_SharedNeighbor | Water | Porous | Wet | R600a | MinimizeLCOE_Brownfield | IgnoreSilica | 3.4406 | 1.5892 | 0.1536 | 4 | 52200.4446 | 116096.462 | 1064.1767 | 2366.7834 | 169.2209 | 0 | 575.5782 | 661246.5663 | 59848.854 | 482358.6377 | 220226.1945 | 0 | 111659.1053 | 0 | 598782.3495 | 1557908.8464 | 1063304.7995 | 4755335.3532 | 961560.8286 | 26355312.1702 | 26355312.1702 | 1478867.319 | 11423845.938 | 0 | 32072208.3521 | 71330233.7793 | 421.6965 | 0.6144 | 52200.4446 | 116096.462 | 1064.1767 | 2366.7834
1 | 6500 | 707 | 0.03 | 15 | 15 | 7 | 5.6234e-13 | 5spot_SharedNeighbor | Water | Porous | Wet | R600a | MinimizeLCOE_Brownfield | IgnoreSilica | 4.4916 | 2.2727 | 0.22341 | 4 | 37443.0768 | 81374.3975 | 763.3278 | 1658.9272 | 176.1044 | 0 | 91.1996 | 849595.1303 | 76879.5173 | 642186.6465 | 285457.8544 | 0 | 129286.5454 | 0 | 773528.2206 | 2012561.7576 | 1373614.7536 | 6143110.4257 | 961560.8286 | 26355312.1702 | 26355312.1702 | 1478867.319 | 11423845.938 | 0 | 33459983.4246 | 72718008.8518 | 562.3413 | 0.89362 | 37443.0768 | 81374.3975 | 763.3278 | 1658.9272
1 | 6500 | 707 | 0.03 | 15 | 15 | 7 | 7.4989e-13 | 5spot_SharedNeighbor | Water | Porous | Wet | R600a | MinimizeLCOE_Brownfield | IgnoreSilica | 5.8365 | 3.1521 | 0.31378 | 4 | 27975.2294 | 59253.2954 | 570.3129 | 1207.9586 | 181.5419 | 0 | 65.7582 | 1068856.2591 | 96661.3506 | 834275.5424 | 368263.1562 | 0 | 148904.0832 | 0 | 981614.5527 | 2553959.7093 | 1743129.9802 | 7795664.6337 | 961560.8286 | 26355312.1702 | 26355312.1702 | 1478867.319 | 11423845.938 | 0 | 35112537.6326 | 74370563.0598 | 749.8942 | 1.2551 | 27975.2294 | 59253.2954 | 570.3129 | 1207.9586
1 | 6500 | 707 | 0.03 | 15 | 15 | 7 | 1e-12 | 5spot_SharedNeighbor | Water | Porous | Wet | R600a | MinimizeLCOE_Brownfield | IgnoreSilica | 7.581 | 4.2919 | 0.43125 | 4 | 21514.4179 | 44272.5664 | 438.6005 | 902.5561 | 185.7549 | 0 | 80.883 | 1327887.3766 | 119974.7108 | 1067951.7434 | 475161.7613 | 0 | 171731.217 | 0 | 1233455.6555 | 3209198.5991 | 2190343.9864 | 9795705.0501 | 961560.8286 | 26355312.1702 | 26355312.1702 | 1478867.319 | 11423845.938 | 0 | 37112578.0489 | 76370603.4762 | 1000 | 1.725 | 21514.4179 | 44272.5664 | 438.6005 | 902.5561
1 | 6500 | 707 | 0.03 | 15 | 15 | 7 | 1.3335e-12 | 5spot_SharedNeighbor | Water | Porous | Wet | R600a | MinimizeLCOE_Brownfield | IgnoreSilica | 9.8831 | 5.8166 | 0.5889 | 4 | 16817.4464 | 33483.3884 | 342.8464 | 682.6042 | 189.3983 | 0 | 102.4181 | 1644832.3672 | 148424.6786 | 1361978.896 | 616390.1766 | 0 | 198999.1722 | 0 | 1548543.8633 | 4028993.4824 | 2749870.8393 | 12298033.4756 | 961560.8286 | 26355312.1702 | 26355312.1702 | 1478867.319 | 11423845.938 | 0 | 39614906.4745 | 78872931.9017 | 1333.5214 | 2.3556 | 16817.4464 | 33483.3884 | 342.8464 | 682.6042
1 | 6500 | 707 | 0.03 | 15 | 15 | 7 | 1.7783e-12 | 5spot_SharedNeighbor | Water | Porous | Wet | R600a | MinimizeLCOE_Brownfield | IgnoreSilica | 12.94 | 7.8355 | 0.79739 | 4 | 13397.6437 | 25705.9918 | 273.1291 | 524.0514 | 192.1734 | 0 | 85.2223 | 2029409.4212 | 182845.0698 | 1728570.5384 | 803519.6868 | 0 | 232809.734 | 0 | 1941090.2356 | 5050318.6206 | 3446946.2322 | 15415509.5386 | 961560.8286 | 26355312.1702 | 26355312.1702 | 1478867.319 | 11423845.938 | 0 | 42732382.5375 | 81990407.9647 | 1778.2794 | 3.1895 | 13397.6437 | 25705.9918 | 273.1291 | 524.0514
1 | 6500 | 707 | 0.03 | 15 | 15 | 7 | 2.3714e-12 | 5spot_SharedNeighbor | Water | Porous | Wet | R600a | MinimizeLCOE_Brownfield | IgnoreSilica | 16.9742 | 10.5032 | 1.0731 | 4 | 10858.7009 | 20004.2926 | 221.3693 | 407.8146 | 194.3422 | 0 | 95.4111 | 2495973.2519 | 224472.2401 | 2185204.667 | 1050416.6386 | 0 | 273575.2628 | 0 | 2429560.4035 | 6321217.7986 | 4314361.0356 | 19294781.2982 | 961560.8286 | 26355312.1702 | 26355312.1702 | 1478867.319 | 11423845.938 | 0 | 46611654.297 | 85869679.7242 | 2371.3737 | 4.2926 | 10858.7009 | 20004.2926 | 221.3693 | 407.8146
1 | 6500 | 707 | 0.03 | 15 | 15 | 7 | 3.1623e-12 | 5spot_SharedNeighbor | Water | Porous | Wet | R600a | MinimizeLCOE_Brownfield | IgnoreSilica | 22.3138 | 14.0372 | 1.4385 | 4 | 8943.6926 | 15766.4742 | 182.3293 | 321.4209 | 196.0298 | 0 | 94.296 | 3064217.4455 | 275000.433 | 2755869.6758 | 1377213.7589 | 0 | 323248.0436 | 0 | 3040264.2491 | 7910143.9323 | 5398835.771 | 24144793.3091 | 961560.8286 | 26355312.1702 | 26355312.1702 | 1478867.319 | 11423845.938 | 0 | 51461666.308 | 90719691.7352 | 3162.2777 | 5.754 | 8943.6926 | 15766.4742 | 182.3293 | 321.4209
1 | 6500 | 707 | 0.03 | 15 | 15 | 7 | 4.217e-12 | 5spot_SharedNeighbor | Water | Porous | Wet | R600a | MinimizeLCOE_Brownfield | IgnoreSilica | 29.3495 | 18.6962 | 1.9203 | 4 | 7486.5328 | 12597.4336 | 152.6231 | 256.8157 | 197.3305 | 0 | 114.4609 | 3753790.8078 | 336096.7142 | 3466066.0532 | 1807748.0169 | 0 | 383300.6661 | 0 | 3801330.8807 | 9890283.1913 | 6750321.5031 | 30188937.8331 | 961560.8286 | 26355312.1702 | 26355312.1702 | 1478867.319 | 11423845.938 | 0 | 57505810.832 | 96763836.2592 | 4216.965 | 7.6812 | 7486.5328 | 12597.4336 | 152.6231 | 256.8157
1 | 6500 | 707 | 0.03 | 15 | 15 | 7 | 5.6234e-12 | 5spot_SharedNeighbor | Water | Porous | Wet | R600a | MinimizeLCOE_Brownfield | IgnoreSilica | 38.5795 | 24.8103 | 2.5526 | 4 | 6367.7947 | 10212.6921 | 129.8161 | 208.1995 | 198.3264 | 0 | 109.4773 | 4587837.501 | 409712.4384 | 4346498.7329 | 2372511.0222 | 0 | 455836.5256 | 0 | 4747234.5258 | 12351330.4445 | 8430036.8228 | 37700998.0132 | 961560.8286 | 26355312.1702 | 26355312.1702 | 1478867.319 | 11423845.938 | 0 | 65017871.0121 | 104275896.4393 | 5623.4133 | 10.2104 | 6367.7947 | 10212.6921 | 129.8161 | 208.1995
1 | 6500 | 707 | 0.03 | 15 | 15 | 7 | 7.4989e-12 | 5spot_SharedNeighbor | Water | Porous | Wet | R600a | MinimizeLCOE_Brownfield | IgnoreSilica | 50.5279 | 32.7208 | 3.3708 | 4 | 5506.2196 | 8417.8201 | 112.2517 | 171.6086 | 199.0611 | 0 | 130.4914 | 5584064.939 | 497293.5327 | 5423658.2251 | 3103507.4452 | 0 | 542065.3201 | 0 | 5908729.8902 | 15373303.1271 | 10492595.274 | 46925217.7533 | 961560.8286 | 26355312.1702 | 26355312.1702 | 1478867.319 | 11423845.938 | 0 | 74242090.7521 | 113500116.1794 | 7498.9421 | 13.4833 | 5506.2196 | 8417.8201 | 112.2517 | 171.6086
1 | 6500 | 707 | 0.03 | 15 | 15 | 7 | 1e-11 | 5spot_SharedNeighbor | Water | Porous | Wet | R600a | MinimizeLCOE_Brownfield | IgnoreSilica | 65.7025 | 42.7208 | 4.4046 | 4 | 4844.4011 | 7072.6579 | 98.7597 | 144.1857 | 199.4934 | 0 | 139.3134 | 6749752.0609 | 599354.6569 | 6713437.7923 | 4031102.1568 | 0 | 643303.6788 | 0 | 7307410.6348 | 19012383.5158 | 12976342.415 | 58033086.9114 | 961560.8286 | 26355312.1702 | 26355312.1702 | 1478867.319 | 11423845.938 | 0 | 85349959.9103 | 124607985.3375 | 10000 | 17.6183 | 4844.4011 | 7072.6579 | 98.7597 | 144.1857
1 | 6500 | 707 | 0.03 | 15 | 15 | 7 | 1.3335e-11 | 5spot_SharedNeighbor | Water | Porous | Wet | R600a | MinimizeLCOE_Brownfield | IgnoreSilica | 84.3795 | 54.8506 | 5.6554 | 4 | 4343.9372 | 6079.3704 | 88.557 | 123.9362 | 199.4658 | 0 | 131.1171 | 8063866.1003 | 713943.0704 | 8199340.278 | 5169932.7523 | 0 | 760086.5749 | 0 | 8933795.8226 | 23243904.157 | 15864442.2016 | 70949310.9572 | 961560.8286 | 26355312.1702 | 26355312.1702 | 1478867.319 | 11423845.938 | 0 | 98266183.956 | 137524209.3833 | 13335.2143 | 22.6215 | 4343.9372 | 6079.3704 | 88.557 | 123.9362
1 | 6500 | 707 | 0.03 | 15 | 15 | 7 | 1.7783e-11 | 5spot_SharedNeighbor | Water | Porous | Wet | R600a | MinimizeLCOE_Brownfield | IgnoreSilica | 106.2775 | 68.6528 | 7.0715 | 4 | 3976.7714 | 5364.6717 | 81.0719 | 109.3661 | 198.7989 | 0 | 111.5895 | 9462266.0274 | 835405.6209 | 9812064.8044 | 6498396.9678 | 0 | 890334.5621 | 0 | 10724402.5132 | 27902695.462 | 19044162.9959 | 85169728.9537 | 961560.8286 | 26355312.1702 | 26355312.1702 | 1478867.319 | 11423845.938 | 0 | 112486601.9525 | 151744627.3798 | 17782.7941 | 28.2859 | 3976.7714 | 5364.6717 | 81.0719 | 109.3661
1 | 6500 | 707 | 0.03 | 15 | 15 | 7 | 2.3714e-11 | 5spot_SharedNeighbor | Water | Porous | Wet | R600a | MinimizeLCOE_Brownfield | IgnoreSilica | 130.4574 | 83.183 | 8.5493 | 4 | 3717.9902 | 4865.9859 | 75.7963 | 99.1997 | 197.4298 | 0 | 140.9427 | 10850603.5797 | 955566.1486 | 11440931.7376 | 7953716.2672 | 0 | 1030088.7016 | 0 | 12570053.5096 | 32704700.7594 | 22321630.2827 | 99827290.9865 | 961560.8286 | 26355312.1702 | 26355312.1702 | 1478867.319 | 11423845.938 | 0 | 127144163.9853 | 166402189.4126 | 23713.7371 | 34.197 | 3717.9902 | 4865.9859 | 75.7963 | 99.1997
1 | 6500 | 707 | 0.03 | 15 | 15 | 7 | 3.1623e-11 | 5spot_SharedNeighbor | Water | Porous | Wet | R600a | MinimizeLCOE_Brownfield | IgnoreSilica | 155.3736 | 97.4126 | 9.983 | 4 | 3538.776 | 4521.9021 | 72.1427 | 92.1851 | 195.6818 | 0 | 165.3611 | 12145003.8406 | 1067251.9836 | 12981522.7698 | 9440494.4745 | 0 | 1170247.2227 | 0 | 14353762.9136 | 37345546.7395 | 25489103.024 | 113992932.9683 | 961560.8286 | 26355312.1702 | 26355312.1702 | 1478867.319 | 11423845.938 | 0 | 141309805.9672 | 180567831.3944 | 31622.7766 | 39.9318 | 3538.776 | 4521.9021 | 72.1427 | 92.1851
1 | 6500 | 707 | 0.03 | 15 | 15 | 7 | 4.217e-11 | 5spot_SharedNeighbor | Water | Porous | Wet | R600a | MinimizeLCOE_Brownfield | IgnoreSilica | 166.3498 | 103.4386 | 10.7643 | 4 | 3409.8751 | 4321.6437 | 69.5149 | 88.1026 | 194.839 | 0 | 142.723 | 12676805.1066 | 1113048.7573 | 13620078.2707 | 10091274.2126 | 0 | 1082052.2481 | 0 | 15047470.8522 | 39150432.4967 | 26720974.6399 | 119502136.5842 | 961560.8286 | 26355312.1702 | 26355312.1702 | 1478867.319 | 11423845.938 | 0 | 146819009.583 | 186077035.0102 | 42169.6503 | 43.057 | 3409.8751 | 4321.6437 | 69.5149 | 88.1026
1 | 6500 | 707 | 0.03 | 15 | 15 | 7 | 5.6234e-11 | 5spot_SharedNeighbor | Water | Porous | Wet | R600a | MinimizeLCOE_Brownfield | IgnoreSilica | 174.6434 | 107.8746 | 11.3814 | 4 | 3311.3126 | 4173.6392 | 67.5056 | 85.0853 | 194.164 | 0 | 220.5948 | 13062724.4493 | 1146251.8132 | 14085398.6251 | 10580506.1987 | 0 | 977516.0845 | 0 | 15542434.8966 | 40438227.4092 | 27599921.1293 | 123432980.6058 | 961560.8286 | 26355312.1702 | 26355312.1702 | 1478867.319 | 11423845.938 | 0 | 150749853.6047 | 190007879.0319 | 56234.1325 | 45.5257 | 3311.3126 | 4173.6392 | 67.5056 | 85.0853
1 | 6500 | 707 | 0.03 | 15 | 15 | 7 | 7.4989e-11 | 5spot_SharedNeighbor | Water | Porous | Wet | R600a | MinimizeLCOE_Brownfield | IgnoreSilica | 181.2009 | 111.3097 | 11.8764 | 4 | 3236.1578 | 4062.5468 | 65.9735 | 82.8205 | 193.6083 | 0 | 216.6877 | 13358497.9048 | 1171681.9151 | 14443093.3317 | 10966119.1775 | 0 | 876905.3401 | 0 | 15918356.091 | 41416297.2449 | 28267473.8894 | 126418424.8944 | 961560.8286 | 26355312.1702 | 26355312.1702 | 1478867.319 | 11423845.938 | 0 | 153735297.8933 | 192993323.3205 | 74989.4209 | 47.5055 | 3236.1578 | 4062.5468 | 65.9735 | 82.8205
1 | 6500 | 707 | 0.03 | 15 | 15 | 7 | 1e-10 | 5spot_SharedNeighbor | Water | Porous | Wet | R600a | MinimizeLCOE_Brownfield | IgnoreSilica | 186.2575 | 113.914 | 12.2643 | 4 | 3178.9764 | 3979.2267 | 64.8077 | 81.1219 | 193.1671 | 0 | 266.4052 | 13581024.516 | 1190804.757 | 14712804.2498 | 11262844.2927 | 0 | 784400.9779 | 0 | 16197432.7294 | 42142397.4116 | 28763052.1731 | 128634761.1075 | 961560.8286 | 26355312.1702 | 26355312.1702 | 1478867.319 | 11423845.938 | 0 | 155951634.1064 | 195209659.5336 | 100000 | 49.0572 | 3178.9764 | 3979.2267 | 64.8077 | 81.1219
1 | 6500 | 707 | 0.03 | 15 | 15 | 7 | 1.3335e-10 | 5spot_SharedNeighbor | Water | Porous | Wet | R600a | MinimizeLCOE_Brownfield | IgnoreSilica | 190.1085 | 115.8704 | 12.5641 | 4 | 3135.5414 | 3916.6962 | 63.9223 | 79.8472 | 192.8236 | 0 | 317.6996 | 13747243.9611 | 1205083.5238 | 14914598.1749 | 11488308.9364 | 0 | 702714.2908 | 0 | 16402600.0659 | 42676200.7357 | 29127383.9103 | 130264133.5989 | 961560.8286 | 26355312.1702 | 26355312.1702 | 1478867.319 | 11423845.938 | 0 | 157581006.5978 | 196839032.025 | 133352.1432 | 50.2564 | 3135.5414 | 3916.6962 | 63.9223 | 79.8472
1 | 6500 | 707 | 0.03 | 15 | 15 | 7 | 1.7783e-10 | 5spot_SharedNeighbor | Water | Porous | Wet | R600a | MinimizeLCOE_Brownfield | IgnoreSilica | 192.9466 | 117.2967 | 12.7905 | 4 | 3102.5904 | 3869.9171 | 63.2505 | 78.8935 | 192.5662 | 0 | 298.7175 | 13867937.3718 | 1215448.6442 | 15061297.0508 | 11654149.2936 | 0 | 631694.3081 | 0 | 16547905.4007 | 43054255.4105 | 29385413.9941 | 131418101.4738 | 961560.8286 | 26355312.1702 | 26355312.1702 | 1478867.319 | 11423845.938 | 0 | 158734974.4726 | 197992999.8998 | 177827.941 | 51.1621 | 3102.5904 | 3869.9171 | 63.2505 | 78.8935
1 | 6500 | 707 | 0.03 | 15 | 15 | 7 | 2.3714e-10 | 5spot_SharedNeighbor | Water | Porous | Wet | R600a | MinimizeLCOE_Brownfield | IgnoreSilica | 195.0077 | 118.3244 | 12.9596 | 4 | 3077.6243 | 3834.9404 | 62.7415 | 78.1804 | 192.3771 | 0 | 282.76 | 13954638.7406 | 1222893.0836 | 15166769.5739 | 11774499.3695 | 0 | 571314.8667 | 0 | 16649145.0974 | 43317660.3341 | 29565193.267 | 132222114.3328 | 961560.8286 | 26355312.1702 | 26355312.1702 | 1478867.319 | 11423845.938 | 0 | 159538987.3316 | 198797012.7588 | 237137.3706 | 51.8384 | 3077.6243 | 3834.9404 | 62.7415 | 78.1804
1 | 6500 | 707 | 0.03 | 15 | 15 | 7 | 3.1623e-10 | 5spot_SharedNeighbor | Water | Porous | Wet | R600a | MinimizeLCOE_Brownfield | IgnoreSilica | 196.5003 | 119.0642 | 13.0853 | 4 | 3058.7274 | 3808.7673 | 62.3563 | 77.6469 | 192.2388 | 0 | 364.3585 | 14016922.0072 | 1228240.1659 | 15242583.4791 | 11861606.7588 | 0 | 521118.823 | 0 | 16719483.7813 | 43500667.1612 | 29690099.1868 | 132780721.3633 | 961560.8286 | 26355312.1702 | 26355312.1702 | 1478867.319 | 11423845.938 | 0 | 160097594.3622 | 199355619.7894 | 316227.766 | 52.3412 | 3058.7274 | 3808.7673 | 62.3563 | 77.6469
1 | 6500 | 707 | 0.03 | 15 | 15 | 7 | 4.217e-10 | 5spot_SharedNeighbor | Water | Porous | Wet | R600a | MinimizeLCOE_Brownfield | IgnoreSilica | 197.5286 | 119.5715 | 13.1763 | 4 | 3044.4381 | 3789.2962 | 62.065 | 77.2499 | 192.1427 | 0 | 350.6373 | 14059570.7545 | 1231901.2464 | 15294519.5254 | 11921595.2521 | 0 | 479328.6162 | 0 | 16764897.0039 | 43618823.0509 | 29770743.0094 | 133141378.4588 | 961560.8286 | 26355312.1702 | 26355312.1702 | 1478867.319 | 11423845.938 | 0 | 160458251.4577 | 199716276.8849 | 421696.5034 | 52.7054 | 3044.4381 | 3789.2962 | 62.065 | 77.2499
1 | 6500 | 707 | 0.03 | 15 | 15 | 7 | 5.6234e-10 | 5spot_SharedNeighbor | Water | Porous | Wet | R600a | MinimizeLCOE_Brownfield | IgnoreSilica | 198.2519 | 119.9272 | 13.2429 | 4 | 3033.6431 | 3774.7574 | 61.8449 | 76.9535 | 192.0748 | 0 | 347.5862 | 14089438.0239 | 1234464.9583 | 15330901.4465 | 11963776.4897 | 0 | 445421.5332 | 0 | 16794960.9562 | 43697043.2878 | 29824129.9283 | 133380136.624 | 961560.8286 | 26355312.1702 | 26355312.1702 | 1478867.319 | 11423845.938 | 0 | 160697009.6229 | 199955035.0501 | 562341.3252 | 52.9716 | 3033.6431 | 3774.7574 | 61.8449 | 76.9535
1 | 6500 | 707 | 0.03 | 15 | 15 | 7 | 7.4989e-10 | 5spot_SharedNeighbor | Water | Porous | Wet | R600a | MinimizeLCOE_Brownfield | IgnoreSilica | 198.7271 | 120.1601 | 13.2901 | 4 | 3025.4955 | 3763.9777 | 61.6788 | 76.7338 | 192.0298 | 0 | 336.3607 | 14108990.9517 | 1236143.2428 | 15354724.0157 | 11991485.0851 | 0 | 417737.0407 | 0 | 16812541.331 | 43742783.817 | 29855348.7794 | 133519754.2634 | 961560.8286 | 26355312.1702 | 26355312.1702 | 1478867.319 | 11423845.938 | 0 | 160836627.2623 | 200094652.6895 | 749894.2093 | 53.1604 | 3025.4955 | 3763.9777 | 61.6788 | 76.7338
1 | 6500 | 707 | 0.03 | 15 | 15 | 7 | 1e-09 | 5spot_SharedNeighbor | Water | Porous | Wet | R600a | MinimizeLCOE_Brownfield | IgnoreSilica | 199.1 | 120.3427 | 13.3263 | 4 | 3019.3514 | 3755.8267 | 61.5536 | 76.5676 | 191.9945 | 0 | 346.7775 | 14124305.3736 | 1237457.6815 | 15373385.1689 | 12013214.5433 | 0 | 396473.5529 | 0 | 16826486.1649 | 43779065.4141 | 29880111.7149 | 133630499.6141 | 961560.8286 | 26355312.1702 | 26355312.1702 | 1478867.319 | 11423845.938 | 0 | 160947372.6129 | 200205398.0401 | 1000000 | 53.3053 | 3019.3514 | 3755.8267 | 61.5536 | 76.5676
1 | 6500 | 707 | 0.03 | 15 | 15 | 7 | 1.3335e-09 | 5spot_SharedNeighbor | Water | Porous | Wet | R600a | MinimizeLCOE_Brownfield | IgnoreSilica | 199.3191 | 120.4496 | 13.3509 | 4 | 3014.7216 | 3749.8416 | 61.4592 | 76.4456 | 191.9735 | 0 | 347.2759 | 14133266.0336 | 1238226.7588 | 15384305.1112 | 12025951.8392 | 0 | 379060.8475 | 0 | 16832716.1302 | 43795274.506 | 29891174.7533 | 133679975.9799 | 961560.8286 | 26355312.1702 | 26355312.1702 | 1478867.319 | 11423845.938 | 0 | 160996848.9787 | 200254874.406 | 1333521.4322 | 53.4036 | 3014.7216 | 3749.8416 | 61.4592 | 76.4456
1 | 6500 | 707 | 0.03 | 15 | 15 | 7 | 1.7783e-09 | 5spot_SharedNeighbor | Water | Porous | Wet | R600a | MinimizeLCOE_Brownfield | IgnoreSilica | 199.4434 | 120.51 | 13.3676 | 4 | 3011.236 | 3745.4375 | 61.3881 | 76.3558 | 191.9615 | 0 | 354.9763 | 14138328.0996 | 1238661.2211 | 15390474.3653 | 12033172.9648 | 0 | 365034.8816 | 0 | 16834611.8976 | 43800206.9038 | 29894541.2161 | 133695031.5499 | 961560.8286 | 26355312.1702 | 26355312.1702 | 1478867.319 | 11423845.938 | 0 | 161011904.5487 | 200269929.9759 | 1778279.41 | 53.4704 | 3011.236 | 3745.4375 | 61.3881 | 76.3558
1 | 6500 | 707 | 0.03 | 15 | 15 | 7 | 2.3714e-09 | 5spot_SharedNeighbor | Water | Porous | Wet | R600a | MinimizeLCOE_Brownfield | IgnoreSilica | 199.5313 | 120.5527 | 13.3799 | 4 | 3008.6137 | 3742.1397 | 61.3347 | 76.2886 | 191.9529 | 0 | 352.5802 | 14141907.0936 | 1238968.3932 | 15394836.3178 | 12038284.3698 | 0 | 354236.1809 | 0 | 16835610.6186 | 43802805.371 | 29896314.7234 | 133702963.0683 | 961560.8286 | 26355312.1702 | 26355312.1702 | 1478867.319 | 11423845.938 | 0 | 161019836.0672 | 200277861.4944 | 2371373.7057 | 53.5196 | 3008.6137 | 3742.1397 | 61.3347 | 76.2886
1 | 6500 | 707 | 0.03 | 15 | 15 | 7 | 3.1623e-09 | 5spot_SharedNeighbor | Water | Porous | Wet | R600a | MinimizeLCOE_Brownfield | IgnoreSilica | 199.5897 | 120.5809 | 13.3888 | 4 | 3006.6422 | 3739.6804 | 61.2945 | 76.2384 | 191.9472 | 0 | 338.1829 | 14144275.2274 | 1239171.6405 | 15397722.5853 | 12041673.0108 | 0 | 345893.4289 | 0 | 16835806.9982 | 43803316.3105 | 29896663.4501 | 133704522.6518 | 961560.8286 | 26355312.1702 | 26355312.1702 | 1478867.319 | 11423845.938 | 0 | 161021395.6506 | 200279421.0779 | 3162277.6602 | 53.5552 | 3006.6422 | 3739.6804 | 61.2945 | 76.2384
1 | 6500 | 707 | 0.03 | 15 | 15 | 7 | 4.217e-09 | 5spot_SharedNeighbor | Water | Porous | Wet | R600a | MinimizeLCOE_Brownfield | IgnoreSilica | 199.6091 | 120.5901 | 13.3944 | 4 | 3005.1606 | 3737.8916 | 61.2643 | 76.202 | 191.9451 | 0 | 343.019 | 14145048.3408 | 1239237.9935 | 15398664.8632 | 12042799.1267 | 0 | 339156.9603 | 0 | 16834313.8409 | 43799431.4215 | 29894011.9335 | 133692664.4803 | 961560.8286 | 26355312.1702 | 26355312.1702 | 1478867.319 | 11423845.938 | 0 | 161009537.4792 | 200267562.9064 | 4216965.0343 | 53.5777 | 3005.1606 | 3737.8916 | 61.2643 | 76.202
1 | 6500 | 707 | 0.03 | 15 | 15 | 7 | 5.6234e-09 | 5spot_SharedNeighbor | Water | Porous | Wet | R600a | MinimizeLCOE_Brownfield | IgnoreSilica | 199.6286 | 120.5994 | 13.3988 | 4 | 3004.0478 | 3736.5369 | 61.2416 | 76.1744 | 191.9431 | 0 | 346.5505 | 14145828.625 | 1239304.9618 | 15399615.8869 | 12043926.7722 | 0 | 334143.9475 | 0 | 16833499.8754 | 43797313.6503 | 29892566.5111 | 133686200.2303 | 961560.8286 | 26355312.1702 | 26355312.1702 | 1478867.319 | 11423845.938 | 0 | 161003073.2292 | 200261098.6564 | 5623413.2519 | 53.5954 | 3004.0478 | 3736.5369 | 61.2416 | 76.1744
1 | 6500 | 707 | 0.03 | 15 | 15 | 7 | 7.4989e-09 | 5spot_SharedNeighbor | Water | Porous | Wet | R600a | MinimizeLCOE_Brownfield | IgnoreSilica | 199.648 | 120.6088 | 13.4024 | 4 | 3003.2123 | 3735.5083 | 61.2245 | 76.1534 | 191.9412 | 0 | 348.8335 | 14146614.2734 | 1239372.3904 | 15400573.4547 | 12045055.5639 | 0 | 330442.4558 | 0 | 16833202.6738 | 43796540.3927 | 29892038.7469 | 133683839.9516 | 961560.8286 | 26355312.1702 | 26355312.1702 | 1478867.319 | 11423845.938 | 0 | 161000712.9504 | 200258738.3776 | 7498942.0933 | 53.6095 | 3003.2123 | 3735.5083 | 61.2245 | 76.1534
1 | 6500 | 707 | 0.03 | 15 | 15 | 7 | 1e-08 | 5spot_SharedNeighbor | Water | Porous | Wet | R600a | MinimizeLCOE_Brownfield | IgnoreSilica | 199.648 | 120.6087 | 13.4044 | 4 | 3002.585 | 3734.7714 | 61.2118 | 76.1384 | 191.941 | 0 | 349.0178 | 14146602.028 | 1239371.3394 | 15400558.5296 | 12045052.9682 | 0 | 327404.0552 | 0 | 16832005.6789 | 43793426.0575 | 29889913.1491 | 133674333.8058 | 961560.8286 | 26355312.1702 | 26355312.1702 | 1478867.319 | 11423845.938 | 0 | 160991206.8047 | 200249232.2319 | 10000000 | 53.6175 | 3002.585 | 3734.7714 | 61.2118 | 76.1384
1 | 6600 | 707 | 0.03 | 15 | 15 | 7 | 1e-13 | 5spot_SharedNeighbor | Water | Porous | Wet | R600a | MinimizeLCOE_Brownfield | IgnoreSilica | 0.95719 | 0.19917 | 0.0068943 | 4 | 1051388.0468 | 2504759.36 | 21433.9674 | 51062.9075 | 114.6943 | 0 | 49.8329 | 126841.0069 | 8580.7047 | 94225.9563 | 60325.7986 | 0 | 62081.5466 | 0 | 137301.4551 | 357230.2217 | 243816.9667 | 1090403.6565 | 961560.8286 | 26942342.5866 | 26942342.5866 | 1478867.319 | 11658658.1045 | 0 | 28994307.0717 | 69074175.0818 | 100 | 0.027577 | 1051388.0468 | 2504759.36 | 21433.9674 | 51062.9075
1 | 6600 | 707 | 0.03 | 15 | 15 | 7 | 1.3335e-13 | 5spot_SharedNeighbor | Water | Porous | Wet | R600a | MinimizeLCOE_Brownfield | IgnoreSilica | 1.235 | 0.31718 | 0.018077 | 4 | 406622.5218 | 960923.4869 | 8289.5501 | 19589.725 | 128.6406 | 0 | 46.8215 | 188943.7777 | 13950.8835 | 135397.9902 | 76481.1371 | 0 | 68806.8592 | 0 | 188596.4526 | 490689.2832 | 334905.5185 | 1497771.9021 | 961560.8286 | 26942342.5866 | 26942342.5866 | 1478867.319 | 11658658.1045 | 0 | 29401675.3173 | 69481543.3274 | 133.3521 | 0.072307 | 406622.5218 | 960923.4869 | 8289.5501 | 19589.725
1 | 6600 | 707 | 0.03 | 15 | 15 | 7 | 1.7783e-13 | 5spot_SharedNeighbor | Water | Porous | Wet | R600a | MinimizeLCOE_Brownfield | IgnoreSilica | 1.6125 | 0.49774 | 0.037232 | 4 | 201264.1572 | 470385.234 | 4103.0421 | 9589.4392 | 142.0454 | 0 | 264.2617 | 275954.954 | 22329.1036 | 192388.9367 | 100073.2 | 0 | 77625.8665 | 0 | 260665.1037 | 678197.1301 | 462883.4769 | 2070117.7715 | 961560.8286 | 26942342.5866 | 26942342.5866 | 1478867.319 | 11658658.1045 | 0 | 29974021.1867 | 70053889.1968 | 177.8279 | 0.14893 | 201264.1572 | 470385.234 | 4103.0421 | 9589.4392
1 | 6600 | 707 | 0.03 | 15 | 15 | 7 | 2.3714e-13 | 5spot_SharedNeighbor | Water | Porous | Wet | R600a | MinimizeLCOE_Brownfield | IgnoreSilica | 2.0987 | 0.75301 | 0.067521 | 4 | 113776.7297 | 262175.4104 | 2319.4925 | 5344.8004 | 153.7257 | 0 | 346.8275 | 390166.1547 | 34877.6295 | 265621.1023 | 134127.3349 | 0 | 87366.1828 | 0 | 355741.7776 | 925567.1327 | 631718.5866 | 2825185.9011 | 961560.8286 | 26942342.5866 | 26942342.5866 | 1478867.319 | 11658658.1045 | 0 | 30729089.3164 | 70808957.3265 | 237.1374 | 0.27008 | 113776.7297 | 262175.4104 | 2319.4925 | 5344.8004
1 | 6600 | 707 | 0.03 | 15 | 15 | 7 | 3.1623e-13 | 5spot_SharedNeighbor | Water | Porous | Wet | R600a | MinimizeLCOE_Brownfield | IgnoreSilica | 2.7211 | 1.1558 | 0.10953 | 4 | 72357.6945 | 163839.0932 | 1475.1095 | 3340.0815 | 163.578 | 0 | 452.3202 | 529228.5977 | 47889.9662 | 373876.8418 | 176019.0784 | 0 | 99065.115 | 0 | 478171.0437 | 1244102.9693 | 849125.8403 | 3797479.4524 | 961560.8286 | 26942342.5866 | 26942342.5866 | 1478867.319 | 11658658.1045 | 0 | 31701382.8676 | 71781250.8778 | 316.2278 | 0.43812 | 72357.6945 | 163839.0932 | 1475.1095 | 3340.0815
1 | 6600 | 707 | 0.03 | 15 | 15 | 7 | 4.217e-13 | 5spot_SharedNeighbor | Water | Porous | Wet | R600a | MinimizeLCOE_Brownfield | IgnoreSilica | 3.5184 | 1.6824 | 0.16374 | 4 | 50142.5391 | 111337.0043 | 1022.2235 | 2269.7554 | 171.7404 | 0 | 592.6952 | 688163.956 | 62284.9653 | 504862.1234 | 226284.2847 | 0 | 112528.4946 | 0 | 621708.2914 | 1617557.4442 | 1104016.1932 | 4937405.7528 | 961560.8286 | 26942342.5866 | 26942342.5866 | 1478867.319 | 11658658.1045 | 0 | 32841309.1681 | 72921177.1782 | 421.6965 | 0.65496 | 50142.5391 | 111337.0043 | 1022.2235 | 2269.7554
1 | 6600 | 707 | 0.03 | 15 | 15 | 7 | 5.6234e-13 | 5spot_SharedNeighbor | Water | Porous | Wet | R600a | MinimizeLCOE_Brownfield | IgnoreSilica | 4.5842 | 2.3924 | 0.23662 | 4 | 36197.0063 | 78543.6234 | 737.9249 | 1601.218 | 178.6315 | 0 | 64.2994 | 880753.2607 | 79693.4358 | 669119.1283 | 292559.9939 | 0 | 129864.0578 | 0 | 800276.0519 | 2082154.1277 | 1421112.9762 | 6355533.0323 | 961560.8286 | 26942342.5866 | 26942342.5866 | 1478867.319 | 11658658.1045 | 0 | 34259436.4475 | 74339304.4576 | 562.3413 | 0.94647 | 36197.0063 | 78543.6234 | 737.9249 | 1601.218
1 | 6600 | 707 | 0.03 | 15 | 15 | 7 | 7.4989e-13 | 5spot_SharedNeighbor | Water | Porous | Wet | R600a | MinimizeLCOE_Brownfield | IgnoreSilica | 5.9265 | 3.2917 | 0.32976 | 4 | 27233.7643 | 57619.2948 | 555.1971 | 1174.6473 | 184.0182 | 0 | 82.6259 | 1101904.5555 | 99639.0738 | 863711.5712 | 375465.69 | 0 | 148232.3077 | 0 | 1009691.7473 | 2627010.8102 | 1792988.8576 | 8018644.6133 | 961560.8286 | 26942342.5866 | 26942342.5866 | 1478867.319 | 11658658.1045 | 0 | 35922548.0285 | 76002416.0387 | 749.8942 | 1.319 | 27233.7643 | 57619.2948 | 555.1971 | 1174.6473
1 | 6600 | 707 | 0.03 | 15 | 15 | 7 | 1e-12 | 5spot_SharedNeighbor | Water | Porous | Wet | R600a | MinimizeLCOE_Brownfield | IgnoreSilica | 7.7099 | 4.4853 | 0.45314 | 4 | 20958.7995 | 43070.8889 | 427.2735 | 878.0583 | 188.2917 | 0 | 105.2013 | 1369717.1615 | 123734.0892 | 1106281.1679 | 485178.5443 | 0 | 171373.1987 | 0 | 1269950.823 | 3304151.5388 | 2255151.3187 | 10085537.8421 | 961560.8286 | 26942342.5866 | 26942342.5866 | 1478867.319 | 11658658.1045 | 0 | 37989441.2573 | 78069309.2674 | 1000 | 1.8126 | 20958.7995 | 43070.8889 | 427.2735 | 878.0583
1 | 6600 | 707 | 0.03 | 15 | 15 | 7 | 1.3335e-12 | 5spot_SharedNeighbor | Water | Porous | Wet | R600a | MinimizeLCOE_Brownfield | IgnoreSilica | 10.048 | 6.0733 | 0.61806 | 4 | 16405.7134 | 32617.5668 | 334.4527 | 664.9532 | 191.9932 | 0 | 97.8712 | 1695655.2048 | 152979.4841 | 1409849.4835 | 629134.4093 | 0 | 198335.5069 | 0 | 1593522.0945 | 4146017.6136 | 2829742.2135 | 12655236.0102 | 961560.8286 | 26942342.5866 | 26942342.5866 | 1478867.319 | 11658658.1045 | 0 | 40559139.4254 | 80639007.4355 | 1333.5214 | 2.4723 | 16405.7134 | 32617.5668 | 334.4527 | 664.9532
1 | 6600 | 707 | 0.03 | 15 | 15 | 7 | 1.7783e-12 | 5spot_SharedNeighbor | Water | Porous | Wet | R600a | MinimizeLCOE_Brownfield | IgnoreSilica | 13.1421 | 8.168 | 0.83545 | 4 | 13091.5125 | 25085.0257 | 266.8882 | 511.3922 | 194.7897 | 0 | 111.0458 | 2089808.6474 | 188241.6905 | 1786999.0343 | 819341.8344 | 0 | 231513.3416 | 0 | 1995202.7738 | 5191108.3451 | 3543038.1121 | 15845253.7792 | 961560.8286 | 26942342.5866 | 26942342.5866 | 1478867.319 | 11658658.1045 | 0 | 43749157.1944 | 83829025.2045 | 1778.2794 | 3.3418 | 13091.5125 | 25085.0257 | 266.8882 | 511.3922
1 | 6600 | 707 | 0.03 | 15 | 15 | 7 | 2.3714e-12 | 5spot_SharedNeighbor | Water | Porous | Wet | R600a | MinimizeLCOE_Brownfield | IgnoreSilica | 17.23 | 10.9392 | 1.1232 | 4 | 10622.0806 | 19542.638 | 216.5455 | 398.4031 | 196.9812 | 0 | 106.1686 | 2568761.7497 | 230954.5935 | 2257471.9553 | 1070614.5504 | 0 | 271696.0416 | 0 | 2495804.5673 | 6493571.5242 | 4431995.9948 | 19820870.9768 | 961560.8286 | 26942342.5866 | 26942342.5866 | 1478867.319 | 11658658.1045 | 0 | 47724774.392 | 87804642.4021 | 2371.3737 | 4.493 | 10622.0806 | 19542.638 | 216.5455 | 398.4031
1 | 6600 | 707 | 0.03 | 15 | 15 | 7 | 3.1623e-12 | 5spot_SharedNeighbor | Water | Porous | Wet | R600a | MinimizeLCOE_Brownfield | IgnoreSilica | 22.6576 | 14.6215 | 1.5055 | 4 | 8753.0589 | 15408.6128 | 178.4429 | 314.1254 | 198.692 | 0 | 99.8756 | 3153948.0097 | 282963.6029 | 2847258.5338 | 1404112.4283 | 0 | 321128.8748 | 0 | 3123670.4653 | 8127149.7978 | 5546946.7332 | 24807178.4459 | 961560.8286 | 26942342.5866 | 26942342.5866 | 1478867.319 | 11658658.1045 | 0 | 52711081.8611 | 92790949.8712 | 3162.2777 | 6.022 | 8753.0589 | 15408.6128 | 178.4429 | 314.1254
1 | 6600 | 707 | 0.03 | 15 | 15 | 7 | 4.217e-12 | 5spot_SharedNeighbor | Water | Porous | Wet | R600a | MinimizeLCOE_Brownfield | IgnoreSilica | 29.7905 | 19.4637 | 2.0085 | 4 | 7332.2816 | 12320.9663 | 149.4785 | 251.1796 | 200.007 | 0 | 118.1558 | 3862363.1515 | 345696.2232 | 3579434.3252 | 1842459.2466 | 0 | 380459.4334 | 0 | 3904060.8281 | 10157565.4418 | 6932747.1312 | 31004785.781 | 961560.8286 | 26942342.5866 | 26942342.5866 | 1478867.319 | 11658658.1045 | 0 | 58908689.1962 | 98988557.2064 | 4216.965 | 8.0342 | 7332.2816 | 12320.9663 | 149.4785 | 251.1796
1 | 6600 | 707 | 0.03 | 15 | 15 | 7 | 5.6234e-12 | 5spot_SharedNeighbor | Water | Porous | Wet | R600a | MinimizeLCOE_Brownfield | IgnoreSilica | 39.1326 | 25.8079 | 2.6677 | 4 | 6241.1763 | 9997.1703 | 127.2348 | 203.8058 | 201.0129 | 0 | 113.7225 | 4717994.3551 | 421175.3857 | 4485753.1104 | 2416576.1686 | 0 | 451865.2732 | 0 | 4872412.0743 | 12677016.7481 | 8652324.4172 | 38695117.5327 | 961560.8286 | 26942342.5866 | 26942342.5866 | 1478867.319 | 11658658.1045 | 0 | 66599020.9479 | 106678888.958 | 5623.4133 | 10.6709 | 6241.1763 | 9997.1703 | 127.2348 | 203.8058
1 | 6600 | 707 | 0.03 | 15 | 15 | 7 | 7.4989e-12 | 5spot_SharedNeighbor | Water | Porous | Wet | R600a | MinimizeLCOE_Brownfield | IgnoreSilica | 51.2273 | 34.0157 | 3.5206 | 4 | 5399.8502 | 8245.9467 | 110.0832 | 168.1048 | 201.7529 | 0 | 123.4618 | 5740209.7514 | 510989.4967 | 5594703.4447 | 3159633.9885 | 0 | 536924.2813 | 0 | 6061559.7754 | 15770935.1387 | 10763987.2925 | 48138943.1692 | 961560.8286 | 26942342.5866 | 26942342.5866 | 1478867.319 | 11658658.1045 | 0 | 76042846.5844 | 116122714.5945 | 7498.9421 | 14.0824 | 5399.8502 | 8245.9467 | 110.0832 | 168.1048
1 | 6600 | 707 | 0.03 | 15 | 15 | 7 | 1e-11 | 5spot_SharedNeighbor | Water | Porous | Wet | R600a | MinimizeLCOE_Brownfield | IgnoreSilica | 66.5916 | 44.391 | 4.5977 | 4 | 4753.2511 | 6932.5763 | 96.9015 | 141.3299 | 202.1784 | 0 | 127.3865 | 6936448.8021 | 615662.9776 | 6922607.6331 | 4102827.6689 | 0 | 637191.1034 | 0 | 7493747.8922 | 19497194.8364 | 13307236.1032 | 59512917.0169 | 961560.8286 | 26942342.5866 | 26942342.5866 | 1478867.319 | 11658658.1045 | 0 | 87416820.4321 | 127496688.4422 | 10000 | 18.391 | 4753.2511 | 6932.5763 | 96.9015 | 141.3299
1 | 6600 | 707 | 0.03 | 15 | 15 | 7 | 1.3335e-11 | 5spot_SharedNeighbor | Water | Porous | Wet | R600a | MinimizeLCOE_Brownfield | IgnoreSilica | 85.4273 | 56.9182 | 5.8954 | 4 | 4265.3469 | 5964.977 | 86.9549 | 121.6041 | 202.1228 | 0 | 135.1224 | 8279193.7723 | 732676.4058 | 8445677.2341 | 5256057.8255 | 0 | 752176.6846 | 0 | 9151654.9497 | 23810728.9165 | 16251311.7471 | 72679477.5355 | 961560.8286 | 26942342.5866 | 26942342.5866 | 1478867.319 | 11658658.1045 | 0 | 100583380.9507 | 140663248.9608 | 13335.2143 | 23.5815 | 4265.3469 | 5964.977 | 86.9549 | 121.6041
1 | 6600 | 707 | 0.03 | 15 | 15 | 7 | 1.7783e-11 | 5spot_SharedNeighbor | Water | Porous | Wet | R600a | MinimizeLCOE_Brownfield | IgnoreSilica | 107.4541 | 71.1242 | 7.3594 | 4 | 3907.7802 | 5269.2967 | 79.6654 | 107.4217 | 201.4071 | 0 | 147.12 | 9703861.4694 | 856344.9322 | 10093636.3089 | 6597625.8963 | 0 | 880559.5691 | 0 | 10971490.9886 | 28545568.99 | 19482937.3885 | 87132025.5429 | 961560.8286 | 26942342.5866 | 26942342.5866 | 1478867.319 | 11658658.1045 | 0 | 115035928.9581 | 155115796.9683 | 17782.7941 | 29.4377 | 3907.7802 | 5269.2967 | 79.6654 | 107.4217
1 | 6600 | 707 | 0.03 | 15 | 15 | 7 | 2.3714e-11 | 5spot_SharedNeighbor | Water | Porous | Wet | R600a | MinimizeLCOE_Brownfield | IgnoreSilica | 131.6948 | 86.0175 | 8.8808 | 4 | 3656.1096 | 4784.3792 | 74.5347 | 97.536 | 199.975 | 0 | 139.5247 | 11113134.6973 | 978244.1129 | 11751764.8701 | 8062176.9528 | 0 | 1018425.8144 | 0 | 12840261.1145 | 33407725.5202 | 22801459.1276 | 101973192.2097 | 961560.8286 | 26942342.5866 | 26942342.5866 | 1478867.319 | 11658658.1045 | 0 | 129877095.625 | 169956963.6351 | 23713.7371 | 35.5233 | 3656.1096 | 4784.3792 | 74.5347 | 97.536
1 | 6600 | 707 | 0.03 | 15 | 15 | 7 | 3.1623e-11 | 5spot_SharedNeighbor | Water | Porous | Wet | R600a | MinimizeLCOE_Brownfield | IgnoreSilica | 156.5721 | 100.5529 | 10.3525 | 4 | 3481.5381 | 4449.4135 | 70.9759 | 90.7073 | 198.1818 | 0 | 156.5681 | 12423267.3667 | 1091221.2594 | 13315254.3071 | 9552837.3632 | 0 | 1156200.1449 | 0 | 14640124.3721 | 38090600.5137 | 25997617.5342 | 116267122.8611 | 961560.8286 | 26942342.5866 | 26942342.5866 | 1478867.319 | 11658658.1045 | 0 | 144171026.2763 | 184250894.2865 | 31622.7766 | 41.4102 | 3481.5381 | 4449.4135 | 70.9759 | 90.7073
1 | 6600 | 707 | 0.03 | 15 | 15 | 7 | 4.217e-11 | 5spot_SharedNeighbor | Water | Porous | Wet | R600a | MinimizeLCOE_Brownfield | IgnoreSilica | 168.8124 | 107.414 | 11.2032 | 4 | 3357.7534 | 4252.1339 | 68.4523 | 86.6855 | 197.2111 | 0 | 165.8464 | 13022865.5711 | 1142823.6853 | 14037265.3736 | 10281408.932 | 0 | 1088465.1117 | 0 | 15433403.1828 | 40154549.2553 | 27406304.9602 | 122567086.0721 | 961560.8286 | 26942342.5866 | 26942342.5866 | 1478867.319 | 11658658.1045 | 0 | 150470989.4873 | 190550857.4974 | 42169.6503 | 44.813 | 3357.7534 | 4252.1339 | 68.4523 | 86.6855
1 | 6600 | 707 | 0.03 | 15 | 15 | 7 | 5.6234e-11 | 5spot_SharedNeighbor | Water | Porous | Wet | R600a | MinimizeLCOE_Brownfield | IgnoreSilica | 177.0406 | 111.8981 | 11.8281 | 4 | 3263.3114 | 4110.4409 | 66.527 | 83.7969 | 196.5158 | 0 | 217.8779 | 13408899.35 | 1176013.8857 | 14504137.2631 | 10768765.0635 | 0 | 982143.9206 | 0 | 15927584.1983 | 41440306.8872 | 28283860.9637 | 126491711.532 | 961560.8286 | 26942342.5866 | 26942342.5866 | 1478867.319 | 11658658.1045 | 0 | 154395614.9472 | 194475482.9574 | 56234.1325 | 47.3126 | 3263.3114 | 4110.4409 | 66.527 | 83.7969
1 | 6600 | 707 | 0.03 | 15 | 15 | 7 | 7.4989e-11 | 5spot_SharedNeighbor | Water | Porous | Wet | R600a | MinimizeLCOE_Brownfield | IgnoreSilica | 183.5346 | 115.3637 | 12.3281 | 4 | 3191.3088 | 4004.0844 | 65.0591 | 81.6287 | 195.9453 | 0 | 229.2654 | 13704272.0617 | 1201392.5367 | 14862402.5882 | 11152238.0652 | 0 | 880281.3972 | 0 | 16302228.7931 | 42415055.2727 | 28949146.7659 | 129467017.4807 | 961560.8286 | 26942342.5866 | 26942342.5866 | 1478867.319 | 11658658.1045 | 0 | 157370920.8959 | 197450788.906 | 74989.4209 | 49.3123 | 3191.3088 | 4004.0844 | 65.0591 | 81.6287
1 | 6600 | 707 | 0.03 | 15 | 15 | 7 | 1e-10 | 5spot_SharedNeighbor | Water | Porous | Wet | R600a | MinimizeLCOE_Brownfield | IgnoreSilica | 188.5233 | 117.9802 | 12.7186 | 4 | 3136.5268 | 3924.3484 | 63.9423 | 80.0032 | 195.4942 | 0 | 260.8514 | 13925621.2176 | 1220401.6868 | 15131461.323 | 11445894.8119 | 0 | 786762.0801 | 0 | 16578955.0366 | 43135040.1939 | 29440551.2688 | 131664687.6187 | 961560.8286 | 26942342.5866 | 26942342.5866 | 1478867.319 | 11658658.1045 | 0 | 159568591.0339 | 199648459.044 | 100000 | 50.8743 | 3136.5268 | 3924.3484 | 63.9423 | 80.0032
1 | 6600 | 707 | 0.03 | 15 | 15 | 7 | 1.3335e-10 | 5spot_SharedNeighbor | Water | Porous | Wet | R600a | MinimizeLCOE_Brownfield | IgnoreSilica | 192.3035 | 119.9364 | 13.0193 | 4 | 3094.9195 | 3864.5407 | 63.0941 | 78.7839 | 195.1451 | 0 | 263.1564 | 14090216.7924 | 1234531.8035 | 15331850.1975 | 11668136.7025 | 0 | 704173.9724 | 0 | 16781274.6926 | 43661434.4373 | 29799826.1562 | 133271444.7543 | 961560.8286 | 26942342.5866 | 26942342.5866 | 1478867.319 | 11658658.1045 | 0 | 161175348.1695 | 201255216.1796 | 133352.1432 | 52.0774 | 3094.9195 | 3864.5407 | 63.0941 | 78.7839
1 | 6600 | 707 | 0.03 | 15 | 15 | 7 | 1.7783e-10 | 5spot_SharedNeighbor | Water | Porous | Wet | R600a | MinimizeLCOE_Brownfield | IgnoreSilica | 195.1586 | 121.3979 | 13.2493 | 4 | 3063.355 | 3819.6171 | 62.4506 | 77.8681 | 194.8772 | 0 | 295.7556 | 14212685.3067 | 1245042.6143 | 15481124.0864 | 11835553.2706 | 0 | 633640.766 | 0 | 16929137.9571 | 44046144.3208 | 30062398.5567 | 134445726.8787 | 961560.8286 | 26942342.5866 | 26942342.5866 | 1478867.319 | 11658658.1045 | 0 | 162349630.2939 | 202429498.304 | 177827.941 | 52.9973 | 3063.355 | 3819.6171 | 62.4506 | 77.8681
1 | 6600 | 707 | 0.03 | 15 | 15 | 7 | 2.3714e-10 | 5spot_SharedNeighbor | Water | Porous | Wet | R600a | MinimizeLCOE_Brownfield | IgnoreSilica | 197.1996 | 122.4334 | 13.4194 | 4 | 3039.4343 | 3786.1101 | 61.963 | 77.185 | 194.6833 | 0 | 355.0293 | 14299215.3581 | 1252467.5896 | 15586681.7761 | 11954894.7272 | 0 | 573186.8527 | 0 | 17029914.0584 | 44308343.0643 | 30241354.5868 | 135246058.0131 | 961560.8286 | 26942342.5866 | 26942342.5866 | 1478867.319 | 11658658.1045 | 0 | 163149961.4283 | 203229829.4384 | 237137.3706 | 53.6777 | 3039.4343 | 3786.1101 | 61.963 | 77.185
1 | 6600 | 707 | 0.03 | 15 | 15 | 7 | 3.1623e-10 | 5spot_SharedNeighbor | Water | Porous | Wet | R600a | MinimizeLCOE_Brownfield | IgnoreSilica | 198.654 | 123.1669 | 13.5448 | 4 | 3021.328 | 3761.0912 | 61.5939 | 76.6749 | 194.5439 | 0 | 347.108 | 14360380.4811 | 1257715.3383 | 15661340.7394 | 12039883.4213 | 0 | 522615.462 | 0 | 17098354.8225 | 44486411.8932 | 30362890.2215 | 135789592.3794 | 961560.8286 | 26942342.5866 | 26942342.5866 | 1478867.319 | 11658658.1045 | 0 | 163693495.7946 | 203773363.8047 | 316227.766 | 54.1793 | 3021.328 | 3761.0912 | 61.5939 | 76.6749
1 | 6600 | 707 | 0.03 | 15 | 15 | 7 | 4.217e-10 | 5spot_SharedNeighbor | Water | Porous | Wet | R600a | MinimizeLCOE_Brownfield | IgnoreSilica | 199.6823 | 123.6832 | 13.6368 | 4 | 3007.6365 | 3742.4119 | 61.3147 | 76.2941 | 194.4446 | 0 | 334.9646 | 14403372.4392 | 1261403.5433 | 15713838.9443 | 12099950.812 | 0 | 481005.4464 | 0 | 17144232.7622 | 44605776.8816 | 30444359.2787 | 136153940.1077 | 961560.8286 | 26942342.5866 | 26942342.5866 | 1478867.319 | 11658658.1045 | 0 | 164057843.5229 | 204137711.533 | 421696.5034 | 54.5471 | 3007.6365 | 3742.4119 | 61.3147 | 76.2941
1 | 6600 | 707 | 0.03 | 15 | 15 | 7 | 5.6234e-10 | 5spot_SharedNeighbor | Water | Porous | Wet | R600a | MinimizeLCOE_Brownfield | IgnoreSilica | 200.3667 | 124.0256 | 13.7023 | 4 | 2997.293 | 3728.5574 | 61.1039 | 76.0117 | 194.3779 | 0 | 320.1791 | 14431849.9759 | 1263846.4221 | 15748623.1557 | 12139912.5155 | 0 | 446628.0571 | 0 | 17172035.4492 | 44678113.7701 | 30493730.6915 | 136374740.0371 | 961560.8286 | 26942342.5866 | 26942342.5866 | 1478867.319 | 11658658.1045 | 0 | 164278643.4523 | 204358511.4624 | 562341.3252 | 54.809 | 2997.293 | 3728.5574 | 61.1039 | 76.0117
1 | 6600 | 707 | 0.03 | 15 | 15 | 7 | 7.4989e-10 | 5spot_SharedNeighbor | Water | Porous | Wet | R600a | MinimizeLCOE_Brownfield | IgnoreSilica | 200.8466 | 124.265 | 13.7501 | 4 | 2989.4861 | 3718.2076 | 60.9447 | 75.8007 | 194.331 | 0 | 331.4918 | 14451754.7641 | 1265553.8325 | 15772940.719 | 12167926.613 | 0 | 419129.0204 | 0 | 17190148.9301 | 44725241.3318 | 30525896.2208 | 136518591.4317 | 961560.8286 | 26942342.5866 | 26942342.5866 | 1478867.319 | 11658658.1045 | 0 | 164422494.8469 | 204502362.857 | 749894.2093 | 55.0003 | 2989.4861 | 3718.2076 | 60.9447 | 75.8007
1 | 6600 | 707 | 0.03 | 15 | 15 | 7 | 1e-09 | 5spot_SharedNeighbor | Water | Porous | Wet | R600a | MinimizeLCOE_Brownfield | IgnoreSilica | 201.1561 | 124.419 | 13.7838 | 4 | 2983.5989 | 3710.5378 | 60.8247 | 75.6443 | 194.3005 | 0 | 330.4121 | 14464550.7538 | 1266651.4255 | 15788575.5153 | 12185987.5655 | 0 | 396922.2309 | 0 | 17200048.1215 | 44750996.9971 | 30543474.9916 | 136597207.6012 | 961560.8286 | 26942342.5866 | 26942342.5866 | 1478867.319 | 11658658.1045 | 0 | 164501111.0164 | 204580979.0266 | 1000000 | 55.1351 | 2983.5989 | 3710.5378 | 60.8247 | 75.6443
1 | 6600 | 707 | 0.03 | 15 | 15 | 7 | 1.3335e-09 | 5spot_SharedNeighbor | Water | Porous | Wet | R600a | MinimizeLCOE_Brownfield | IgnoreSilica | 201.3607 | 124.5206 | 13.8079 | 4 | 2979.1631 | 3704.8324 | 60.7343 | 75.528 | 194.2802 | 0 | 325.675 | 14472991.355 | 1267375.4153 | 15798889.5349 | 12197927.9774 | 0 | 379326.6228 | 0 | 17205439.2531 | 44765023.6157 | 30553048.447 | 136640022.2213 | 961560.8286 | 26942342.5866 | 26942342.5866 | 1478867.319 | 11658658.1045 | 0 | 164543925.6365 | 204623793.6466 | 1333521.4322 | 55.2316 | 2979.1631 | 3704.8324 | 60.7343 | 75.528
1 | 6600 | 707 | 0.03 | 15 | 15 | 7 | 1.7783e-09 | 5spot_SharedNeighbor | Water | Porous | Wet | R600a | MinimizeLCOE_Brownfield | IgnoreSilica | 201.4922 | 124.5857 | 13.825 | 4 | 2975.8236 | 3700.5937 | 60.6662 | 75.4416 | 194.267 | 0 | 330.1097 | 14478400.1531 | 1267839.3474 | 15805499.1925 | 12205597.5533 | 0 | 365456.8557 | 0 | 17207889.3097 | 44771398.1605 | 30557399.2048 | 136659479.7769 | 961560.8286 | 26942342.5866 | 26942342.5866 | 1478867.319 | 11658658.1045 | 0 | 164563383.1921 | 204643251.2022 | 1778279.41 | 55.3001 | 2975.8236 | 3700.5937 | 60.6662 | 75.4416
1 | 6600 | 707 | 0.03 | 15 | 15 | 7 | 2.3714e-09 | 5spot_SharedNeighbor | Water | Porous | Wet | R600a | MinimizeLCOE_Brownfield | IgnoreSilica | 201.5628 | 124.6204 | 13.8366 | 4 | 2973.3111 | 3697.4733 | 60.615 | 75.378 | 194.2598 | 0 | 349.0023 | 14481285.4824 | 1268086.8306 | 15809025.2364 | 12209709.3457 | 0 | 354391.5384 | 0 | 17207774.389 | 44771099.1604 | 30557195.1311 | 136658567.1139 | 961560.8286 | 26942342.5866 | 26942342.5866 | 1478867.319 | 11658658.1045 | 0 | 164562470.5291 | 204642338.5393 | 2371373.7057 | 55.3465 | 2973.3111 | 3697.4733 | 60.615 | 75.378
1 | 6600 | 707 | 0.03 | 15 | 15 | 7 | 3.1623e-09 | 5spot_SharedNeighbor | Water | Porous | Wet | R600a | MinimizeLCOE_Brownfield | IgnoreSilica | 201.6165 | 124.6469 | 13.8454 | 4 | 2971.4221 | 3695.1269 | 60.5765 | 75.3302 | 194.2543 | 0 | 340.6661 | 14483481.8744 | 1268275.2207 | 15811709.4115 | 12212839.5116 | 0 | 345988.3168 | 0 | 17207694.7907 | 44770892.0618 | 30557053.782 | 136657934.9696 | 961560.8286 | 26942342.5866 | 26942342.5866 | 1478867.319 | 11658658.1045 | 0 | 164561838.3848 | 204641706.3949 | 3162277.6602 | 55.3815 | 2971.4221 | 3695.1269 | 60.5765 | 75.3302
1 | 6600 | 707 | 0.03 | 15 | 15 | 7 | 4.217e-09 | 5spot_SharedNeighbor | Water | Porous | Wet | R600a | MinimizeLCOE_Brownfield | IgnoreSilica | 201.6554 | 124.666 | 13.8519 | 4 | 2970.0025 | 3693.3679 | 60.5475 | 75.2943 | 194.2504 | 0 | 344.7312 | 14485070.9532 | 1268411.5196 | 15813651.4277 | 12215105.9308 | 0 | 339592.919 | 0 | 17207514.7726 | 44770423.6917 | 30556734.1098 | 136656505.3243 | 961560.8286 | 26942342.5866 | 26942342.5866 | 1478867.319 | 11658658.1045 | 0 | 164560408.7395 | 204640276.7496 | 4216965.0343 | 55.4075 | 2970.0025 | 3693.3679 | 60.5475 | 75.2943
1 | 6600 | 707 | 0.03 | 15 | 15 | 7 | 5.6234e-09 | 5spot_SharedNeighbor | Water | Porous | Wet | R600a | MinimizeLCOE_Brownfield | IgnoreSilica | 201.6749 | 124.6755 | 13.8563 | 4 | 2968.9362 | 3692.0699 | 60.5258 | 75.2678 | 194.2483 | 0 | 348.9978 | 14485857.7622 | 1268479.0058 | 15814612.9975 | 12216237.5412 | 0 | 334588.9958 | 0 | 17206712.758 | 44768337.0142 | 30555309.9095 | 136650135.9843 | 961560.8286 | 26942342.5866 | 26942342.5866 | 1478867.319 | 11658658.1045 | 0 | 164554039.3995 | 204633907.4096 | 5623413.2519 | 55.4253 | 2968.9362 | 3692.0699 | 60.5258 | 75.2678
1 | 6600 | 707 | 0.03 | 15 | 15 | 7 | 7.4989e-09 | 5spot_SharedNeighbor | Water | Porous | Wet | R600a | MinimizeLCOE_Brownfield | IgnoreSilica | 201.6702 | 124.673 | 13.8588 | 4 | 2968.1356 | 3691.1405 | 60.5095 | 75.2489 | 194.2486 | 0 | 325.6975 | 14485647.858 | 1268461.0019 | 15814356.4702 | 12215963.4021 | 0 | 330480.8494 | 0 | 17204814.7368 | 44763398.7524 | 30551939.4444 | 136635062.5152 | 961560.8286 | 26942342.5866 | 26942342.5866 | 1478867.319 | 11658658.1045 | 0 | 164538965.9304 | 204618833.9405 | 7498942.0933 | 55.4351 | 2968.1356 | 3691.1405 | 60.5095 | 75.2489
1 | 6600 | 707 | 0.03 | 15 | 15 | 7 | 1e-08 | 5spot_SharedNeighbor | Water | Porous | Wet | R600a | MinimizeLCOE_Brownfield | IgnoreSilica | 201.6897 | 124.6826 | 13.8617 | 4 | 2967.5346 | 3690.3894 | 60.4972 | 75.2336 | 194.2466 | 0 | 329.9111 | 14486444.5992 | 1268529.34 | 15815330.1827 | 12217097.0914 | 0 | 327780.1965 | 0 | 17204920.7498 | 44763674.5764 | 30552127.6999 | 136635904.4358 | 961560.8286 | 26942342.5866 | 26942342.5866 | 1478867.319 | 11658658.1045 | 0 | 164539807.851 | 204619675.8611 | 10000000 | 55.4466 | 2967.5346 | 3690.3894 | 60.4972 | 75.2336
1 | 6700 | 707 | 0.03 | 15 | 15 | 7 | 1e-13 | 5spot_SharedNeighbor | Water | Porous | Wet | R600a | MinimizeLCOE_Brownfield | IgnoreSilica | 0.97664 | 0.20904 | 0.0079009 | 4 | 937313.8369 | 2231788.6783 | 19108.4104 | 45498.0309 | 116.491 | 0 | 55.1642 | 132520.7225 | 9062.7838 | 97817.1921 | 61585.432 | 0 | 62428.9818 | 0 | 141731.8938 | 368757.3145 | 251684.4443 | 1125588.7649 | 961560.8286 | 27535233.0938 | 27535233.0938 | 1478867.319 | 11895814.3074 | 0 | 29622382.6873 | 70532297.4075 | 100 | 0.031603 | 937313.8369 | 2231788.6783 | 19108.4104 | 45498.0309
1 | 6700 | 707 | 0.03 | 15 | 15 | 7 | 1.3335e-13 | 5spot_SharedNeighbor | Water | Porous | Wet | R600a | MinimizeLCOE_Brownfield | IgnoreSilica | 1.2739 | 0.33939 | 0.020424 | 4 | 368066.5595 | 868821.4242 | 7503.5347 | 17712.0999 | 131.2064 | 0 | 54.4377 | 200647.2093 | 15065.6052 | 142677.4768 | 79313.9854 | 0 | 70149.5241 | 0 | 198062.9823 | 515319.2517 | 351715.978 | 1572952.0129 | 961560.8286 | 27535233.0938 | 27535233.0938 | 1478867.319 | 11895814.3074 | 0 | 30069745.9353 | 70979660.6556 | 133.3521 | 0.081696 | 368066.5595 | 868821.4242 | 7503.5347 | 17712.0999
1 | 6700 | 707 | 0.03 | 15 | 15 | 7 | 1.7783e-13 | 5spot_SharedNeighbor | Water | Porous | Wet | R600a | MinimizeLCOE_Brownfield | IgnoreSilica | 1.6514 | 0.52574 | 0.040882 | 4 | 187451.8342 | 437622.7839 | 3821.4592 | 8921.5324 | 144.3735 | 0 | 265.2483 | 289946.7122 | 23880.7281 | 200666.5409 | 103571.5494 | 0 | 78293.1351 | 0 | 271579.8796 | 706595.138 | 482265.7008 | 2156799.384 | 961560.8286 | 27535233.0938 | 27535233.0938 | 1478867.319 | 11895814.3074 | 0 | 30653593.3064 | 71563508.0267 | 177.8279 | 0.16353 | 187451.8342 | 437622.7839 | 3821.4592 | 8921.5324
1 | 6700 | 707 | 0.03 | 15 | 15 | 7 | 2.3714e-13 | 5spot_SharedNeighbor | Water | Porous | Wet | R600a | MinimizeLCOE_Brownfield | IgnoreSilica | 2.1376 | 0.7978 | 0.07306 | 4 | 107571.2683 | 247559.132 | 2192.9858 | 5046.8278 | 155.9349 | 0 | 346.2262 | 407942.7984 | 36775.2575 | 278004.3904 | 138949.8855 | 0 | 87467.5968 | 0 | 370164.5721 | 963092.2855 | 657330.2744 | 2939727.0606 | 961560.8286 | 27535233.0938 | 27535233.0938 | 1478867.319 | 11895814.3074 | 0 | 31436520.9831 | 72346435.7033 | 237.1374 | 0.29224 | 107571.2683 | 247559.132 | 2192.9858 | 5046.8278
1 | 6700 | 707 | 0.03 | 15 | 15 | 7 | 3.1623e-13 | 5spot_SharedNeighbor | Water | Porous | Wet | R600a | MinimizeLCOE_Brownfield | IgnoreSilica | 2.7794 | 1.2252 | 0.11713 | 4 | 69242.1762 | 156561.953 | 1411.5954 | 3191.7272 | 166.0011 | 0 | 453.7127 | 551255.9428 | 49886.5677 | 391743.5145 | 180745.4227 | 0 | 99638.7926 | 0 | 496575.3937 | 1291987.3128 | 881807.8887 | 3943640.8354 | 961560.8286 | 27535233.0938 | 27535233.0938 | 1478867.319 | 11895814.3074 | 0 | 32440434.7578 | 73350349.478 | 316.2278 | 0.46851 | 69242.1762 | 156561.953 | 1411.5954 | 3191.7272
1 | 6700 | 707 | 0.03 | 15 | 15 | 7 | 4.217e-13 | 5spot_SharedNeighbor | Water | Porous | Wet | R600a | MinimizeLCOE_Brownfield | IgnoreSilica | 3.5962 | 1.7774 | 0.17413 | 4 | 48263.7358 | 106998.527 | 983.9215 | 2181.3097 | 174.255 | 0 | 595.5825 | 715164.8281 | 64727.8834 | 527555.1308 | 232297.0765 | 0 | 113277.2036 | 0 | 644678.6277 | 1677321.5475 | 1144806.4217 | 5119828.7193 | 961560.8286 | 27535233.0938 | 27535233.0938 | 1478867.319 | 11895814.3074 | 0 | 33616622.6417 | 74526537.3619 | 421.6965 | 0.69652 | 48263.7358 | 106998.527 | 983.9215 | 2181.3097
1 | 6700 | 707 | 0.03 | 15 | 15 | 7 | 5.6234e-13 | 5spot_SharedNeighbor | Water | Porous | Wet | R600a | MinimizeLCOE_Brownfield | IgnoreSilica | 4.6574 | 2.5012 | 0.24904 | 4 | 35173.8425 | 76241.9637 | 717.0664 | 1554.2956 | 181.0562 | 0 | 83.3923 | 908665.9167 | 82213.4453 | 693354.3014 | 298436.6078 | 0 | 129377.8204 | 0 | 823698.7557 | 2143095.1986 | 1462706.5092 | 6541548.5551 | 961560.8286 | 27535233.0938 | 27535233.0938 | 1478867.319 | 11895814.3074 | 0 | 35038342.4775 | 75948257.1978 | 562.3413 | 0.99615 | 35173.8425 | 76241.9637 | 717.0664 | 1554.2956
1 | 6700 | 707 | 0.03 | 15 | 15 | 7 | 7.4989e-13 | 5spot_SharedNeighbor | Water | Porous | Wet | R600a | MinimizeLCOE_Brownfield | IgnoreSilica | 6.0385 | 3.4486 | 0.34734 | 4 | 26463.5582 | 55908.7774 | 539.4954 | 1139.7761 | 186.5601 | 0 | 84.5927 | 1138554.4375 | 102940.1512 | 896491.1728 | 383965.88 | 0 | 148326.8886 | 0 | 1041408.6268 | 2709531.6245 | 1849311.0091 | 8270529.7905 | 961560.8286 | 27535233.0938 | 27535233.0938 | 1478867.319 | 11895814.3074 | 0 | 36767323.7129 | 77677238.4331 | 749.8942 | 1.3894 | 26463.5582 | 55908.7774 | 539.4954 | 1139.7761
1 | 6700 | 707 | 0.03 | 15 | 15 | 7 | 1e-12 | 5spot_SharedNeighbor | Water | Porous | Wet | R600a | MinimizeLCOE_Brownfield | IgnoreSilica | 7.8368 | 4.6805 | 0.47538 | 4 | 20441.5507 | 41955.7265 | 416.7287 | 855.3242 | 190.8191 | 0 | 88.5521 | 1411414.6577 | 127480.1462 | 1144640.642 | 494998.4594 | 0 | 170719.9993 | 0 | 1306209.0228 | 3398487.9369 | 2319537.8489 | 10373488.713 | 961560.8286 | 27535233.0938 | 27535233.0938 | 1478867.319 | 11895814.3074 | 0 | 38870282.6354 | 79780197.3557 | 1000 | 1.9015 | 20441.5507 | 41955.7265 | 416.7287 | 855.3242
1 | 6700 | 707 | 0.03 | 15 | 15 | 7 | 1.3335e-12 | 5spot_SharedNeighbor | Water | Porous | Wet | R600a | MinimizeLCOE_Brownfield | IgnoreSilica | 10.2138 | 6.3352 | 0.64794 | 4 | 16016.7127 | 31801.2445 | 326.5224 | 648.3114 | 194.5847 | 0 | 91.2948 | 1746875.5732 | 157567.9928 | 1458280.6214 | 641915.2113 | 0 | 197432.1116 | 0 | 1638807.889 | 4263841.9615 | 2910159.7519 | 13014881.1126 | 961560.8286 | 27535233.0938 | 27535233.0938 | 1478867.319 | 11895814.3074 | 0 | 41511675.0351 | 82421589.7553 | 1333.5214 | 2.5918 | 16016.7127 | 31801.2445 | 326.5224 | 648.3114
1 | 6700 | 707 | 0.03 | 15 | 15 | 7 | 1.7783e-12 | 5spot_SharedNeighbor | Water | Porous | Wet | R600a | MinimizeLCOE_Brownfield | IgnoreSilica | 13.3468 | 8.5081 | 0.87451 | 4 | 12800.4251 | 24495.5277 | 260.954 | 499.3745 | 197.4035 | 0 | 108.4038 | 2150873.8941 | 193695.3987 | 1846289.2229 | 835302.9661 | 0 | 229972.8218 | 0 | 2049892.3784 | 5333399.4778 | 3640154.734 | 16279580.8939 | 961560.8286 | 27535233.0938 | 27535233.0938 | 1478867.319 | 11895814.3074 | 0 | 44776374.8163 | 85686289.5365 | 1778.2794 | 3.498 | 12800.4251 | 24495.5277 | 260.954 | 499.3745
1 | 6700 | 707 | 0.03 | 15 | 15 | 7 | 2.3714e-12 | 5spot_SharedNeighbor | Water | Porous | Wet | R600a | MinimizeLCOE_Brownfield | IgnoreSilica | 17.5079 | 11.3979 | 1.1758 | 4 | 10390.661 | 19089.2444 | 211.8277 | 389.1601 | 199.6248 | 0 | 96.7512 | 2644449.6466 | 237691.9344 | 2332889.5706 | 1092064.2687 | 0 | 270039.4528 | 0 | 2565082.6005 | 6673818.7557 | 4555018.434 | 20371054.6633 | 961560.8286 | 27535233.0938 | 27535233.0938 | 1478867.319 | 11895814.3074 | 0 | 48867848.5857 | 89777763.3059 | 2371.3737 | 4.7031 | 10390.661 | 19089.2444 | 211.8277 | 389.1601
1 | 6700 | 707 | 0.03 | 15 | 15 | 7 | 3.1623e-12 | 5spot_SharedNeighbor | Water | Porous | Wet | R600a | MinimizeLCOE_Brownfield | IgnoreSilica | 22.9984 | 15.2145 | 1.5739 | 4 | 8572.3993 | 15070.7292 | 174.76 | 307.2372 | 201.3486 | 0 | 103.2042 | 3243970.7468 | 290948.6452 | 2939268.1148 | 1430882.8873 | 0 | 318447.8183 | 0 | 3207172.1029 | 8344403.9302 | 5695227.1427 | 25470321.3881 | 961560.8286 | 27535233.0938 | 27535233.0938 | 1478867.319 | 11895814.3074 | 0 | 53967115.3106 | 94877030.0308 | 3162.2777 | 6.2955 | 8572.3993 | 15070.7292 | 174.76 | 307.2372
1 | 6700 | 707 | 0.03 | 15 | 15 | 7 | 4.217e-12 | 5spot_SharedNeighbor | Water | Porous | Wet | R600a | MinimizeLCOE_Brownfield | IgnoreSilica | 30.2332 | 20.2466 | 2.0989 | 4 | 7185.233 | 12058.0742 | 146.4807 | 245.8202 | 202.6788 | 0 | 107.3864 | 3971849.4341 | 355371.3383 | 3694151.4729 | 1877367.1742 | 0 | 377072.2453 | 0 | 4007566.5492 | 10426866.0962 | 7116550.3613 | 31826794.6715 | 961560.8286 | 27535233.0938 | 27535233.0938 | 1478867.319 | 11895814.3074 | 0 | 60323588.594 | 101233503.3142 | 4216.965 | 8.3955 | 7185.233 | 12058.0742 | 146.4807 | 245.8202
1 | 6700 | 707 | 0.03 | 15 | 15 | 7 | 5.6234e-12 | 5spot_SharedNeighbor | Water | Porous | Wet | R600a | MinimizeLCOE_Brownfield | IgnoreSilica | 39.7005 | 26.8335 | 2.7863 | 4 | 6119.5936 | 9790.2361 | 124.7562 | 199.5872 | 203.6953 | 0 | 101.3753 | 4850328.0925 | 432823.5019 | 4627812.6571 | 2461622.5381 | 0 | 447507.1988 | 0 | 4999836.6555 | 13008549.37 | 8878602.244 | 39707082.2579 | 961560.8286 | 27535233.0938 | 27535233.0938 | 1478867.319 | 11895814.3074 | 0 | 68203876.1803 | 109113790.9005 | 5623.4133 | 11.1452 | 6119.5936 | 9790.2361 | 124.7562 | 199.5872
1 | 6700 | 707 | 0.03 | 15 | 15 | 7 | 7.4989e-12 | 5spot_SharedNeighbor | Water | Porous | Wet | R600a | MinimizeLCOE_Brownfield | IgnoreSilica | 51.9654 | 35.3606 | 3.676 | 4 | 5297.0388 | 8079.2574 | 107.9873 | 164.7066 | 204.4408 | 0 | 98.9293 | 5900602.5563 | 525049.7944 | 5770981.2681 | 3218411.0832 | 0 | 531726.4871 | 0 | 6219240.7637 | 16181188.7255 | 11043993.7953 | 49391194.4735 | 961560.8286 | 27535233.0938 | 27535233.0938 | 1478867.319 | 11895814.3074 | 0 | 77887988.396 | 118797903.1162 | 7498.9421 | 14.7041 | 5297.0388 | 8079.2574 | 107.9873 | 164.7066
1 | 6700 | 707 | 0.03 | 15 | 15 | 7 | 1e-11 | 5spot_SharedNeighbor | Water | Porous | Wet | R600a | MinimizeLCOE_Brownfield | IgnoreSilica | 67.4884 | 46.0957 | 4.7955 | 4 | 4666.0385 | 6798.7644 | 95.1235 | 138.602 | 204.8568 | 0 | 114.5089 | 7124944.2605 | 632118.4511 | 7134468.677 | 4175367.3031 | 0 | 630255.3912 | 0 | 7681890.0923 | 19986702.2478 | 13641334.9698 | 61007081.3928 | 961560.8286 | 27535233.0938 | 27535233.0938 | 1478867.319 | 11895814.3074 | 0 | 89503875.3152 | 130413790.0354 | 10000 | 19.182 | 4666.0385 | 6798.7644 | 95.1235 | 138.602
1 | 6700 | 707 | 0.03 | 15 | 15 | 7 | 1.3335e-11 | 5spot_SharedNeighbor | Water | Porous | Wet | R600a | MinimizeLCOE_Brownfield | IgnoreSilica | 86.4795 | 59.0218 | 6.1404 | 4 | 4190.2084 | 5855.8184 | 85.4231 | 119.3788 | 204.7717 | 0 | 131.9791 | 8496009.7405 | 751527.7236 | 8694475.6261 | 5342805.7334 | 0 | 743273.0744 | 0 | 9370955.8402 | 24381304.8489 | 16640741.5451 | 74421094.1323 | 961560.8286 | 27535233.0938 | 27535233.0938 | 1478867.319 | 11895814.3074 | 0 | 102917888.0548 | 143827802.775 | 13335.2143 | 24.5615 | 4190.2084 | 5855.8184 | 85.4231 | 119.3788
1 | 6700 | 707 | 0.03 | 15 | 15 | 7 | 1.7783e-11 | 5spot_SharedNeighbor | Water | Porous | Wet | R600a | MinimizeLCOE_Brownfield | IgnoreSilica | 108.6527 | 73.6444 | 7.6536 | 4 | 3841.7489 | 5178.0477 | 78.3192 | 105.5615 | 204.005 | 0 | 128.969 | 9947798.2722 | 877474.3665 | 10378763.1816 | 6698474.6819 | 0 | 870025.6872 | 0 | 11221289.1139 | 29195492.4714 | 19926523.5191 | 89115841.2938 | 961560.8286 | 27535233.0938 | 27535233.0938 | 1478867.319 | 11895814.3074 | 0 | 117612635.2162 | 158522549.9364 | 17782.7941 | 30.6143 | 3841.7489 | 5178.0477 | 78.3192 | 105.5615
1 | 6700 | 707 | 0.03 | 15 | 15 | 7 | 2.3714e-11 | 5spot_SharedNeighbor | Water | Porous | Wet | R600a | MinimizeLCOE_Brownfield | IgnoreSilica | 132.94 | 88.8891 | 9.2176 | 4 | 3596.9908 | 4706.5447 | 73.3295 | 95.9493 | 202.5093 | 0 | 132.2888 | 11376622.8201 | 1000991.3182 | 12064582.9522 | 8171013.5574 | 0 | 1005738.22 | 0 | 13111390.0585 | 34113147.4162 | 23282924.0666 | 104126410.4091 | 961560.8286 | 27535233.0938 | 27535233.0938 | 1478867.319 | 11895814.3074 | 0 | 132623204.3316 | 173533119.0518 | 23713.7371 | 36.8706 | 3596.9908 | 4706.5447 | 73.3295 | 95.9493
1 | 6700 | 707 | 0.03 | 15 | 15 | 7 | 3.1623e-11 | 5spot_SharedNeighbor | Water | Porous | Wet | R600a | MinimizeLCOE_Brownfield | IgnoreSilica | 157.8025 | 103.7395 | 10.728 | 4 | 3426.8836 | 4380.2312 | 69.8617 | 89.2969 | 200.6699 | 0 | 168.848 | 12703130.8973 | 1115314.5458 | 13651769.5545 | 9666414.8001 | 0 | 1141522.9184 | 0 | 14928479.5592 | 38840841.5608 | 26509672.4648 | 118557146.3007 | 961560.8286 | 27535233.0938 | 27535233.0938 | 1478867.319 | 11895814.3074 | 0 | 147053940.2231 | 187963854.9434 | 31622.7766 | 42.9119 | 3426.8836 | 4380.2312 | 69.8617 | 89.2969
1 | 6700 | 707 | 0.03 | 15 | 15 | 7 | 4.217e-11 | 5spot_SharedNeighbor | Water | Porous | Wet | R600a | MinimizeLCOE_Brownfield | IgnoreSilica | 171.2996 | 111.4561 | 11.6503 | 4 | 3307.8281 | 4185.7003 | 67.4345 | 85.3312 | 199.5646 | 0 | 175.015 | 13371041.4301 | 1172760.0622 | 14458283.0251 | 10472403.8977 | 0 | 1094363.0491 | 0 | 15821852.0711 | 41165213.5808 | 28096104.1295 | 125652021.2457 | 961560.8286 | 27535233.0938 | 27535233.0938 | 1478867.319 | 11895814.3074 | 0 | 154148815.1681 | 195058729.8883 | 42169.6503 | 46.6012 | 3307.8281 | 4185.7003 | 67.4345 | 85.3312
1 | 6700 | 707 | 0.03 | 15 | 15 | 7 | 5.6234e-11 | 5spot_SharedNeighbor | Water | Porous | Wet | R600a | MinimizeLCOE_Brownfield | IgnoreSilica | 179.4307 | 115.9665 | 12.2809 | 4 | 3217.3368 | 4050.135 | 65.5898 | 82.5675 | 198.8521 | 0 | 206.5349 | 13755390.1 | 1205783.1866 | 14924494.9369 | 10955775.8262 | 0 | 985894.0678 | 0 | 16312661.8658 | 42442199.9878 | 28967673.5917 | 129549873.5629 | 961560.8286 | 27535233.0938 | 27535233.0938 | 1478867.319 | 11895814.3074 | 0 | 158046667.4853 | 198956582.2055 | 56234.1325 | 49.1234 | 3217.3368 | 4050.135 | 65.5898 | 82.5675
1 | 6700 | 707 | 0.03 | 15 | 15 | 7 | 7.4989e-11 | 5spot_SharedNeighbor | Water | Porous | Wet | R600a | MinimizeLCOE_Brownfield | IgnoreSilica | 185.8413 | 119.4484 | 12.7843 | 4 | 3148.3619 | 3948.3632 | 64.1836 | 80.4927 | 198.2688 | 0 | 251.1247 | 14049225.6181 | 1231013.2194 | 15281919.9565 | 11335669.1861 | 0 | 882635.9025 | 0 | 16684380.9142 | 43409336.7017 | 29627764.2716 | 132501945.7702 | 961560.8286 | 27535233.0938 | 27535233.0938 | 1478867.319 | 11895814.3074 | 0 | 160998739.6926 | 201908654.4128 | 74989.4209 | 51.1373 | 3148.3619 | 3948.3632 | 64.1836 | 80.4927
1 | 6700 | 707 | 0.03 | 15 | 15 | 7 | 1e-10 | 5spot_SharedNeighbor | Water | Porous | Wet | R600a | MinimizeLCOE_Brownfield | IgnoreSilica | 190.8083 | 122.1001 | 13.1791 | 4 | 3095.8941 | 3871.9347 | 63.114 | 78.9346 | 197.8039 | 0 | 243.1067 | 14271382.7507 | 1250079.4566 | 15552720.9347 | 11629252.0225 | 0 | 788960.4278 | 0 | 16962034.281 | 44131733.8074 | 30120815.14 | 134706978.8206 | 961560.8286 | 27535233.0938 | 27535233.0938 | 1478867.319 | 11895814.3074 | 0 | 163203772.7431 | 204113687.4633 | 100000 | 52.7162 | 3095.8941 | 3871.9347 | 63.114 | 78.9346
1 | 6700 | 707 | 0.03 | 15 | 15 | 7 | 1.3335e-10 | 5spot_SharedNeighbor | Water | Porous | Wet | R600a | MinimizeLCOE_Brownfield | IgnoreSilica | 194.5324 | 124.0606 | 13.481 | 4 | 3056.0401 | 3814.7014 | 62.3015 | 77.7678 | 197.448 | 0 | 281.1051 | 14434764.5661 | 1264096.4362 | 15752183.6554 | 11848768.5019 | 0 | 705808.1914 | 0 | 17162192.3269 | 44652503.9849 | 30476251.4869 | 136296569.1496 | 961560.8286 | 27535233.0938 | 27535233.0938 | 1478867.319 | 11895814.3074 | 0 | 164793363.072 | 205703277.7923 | 133352.1432 | 53.9238 | 3056.0401 | 3814.7014 | 62.3015 | 77.7678
1 | 6700 | 707 | 0.03 | 15 | 15 | 7 | 1.7783e-10 | 5spot_SharedNeighbor | Water | Porous | Wet | R600a | MinimizeLCOE_Brownfield | IgnoreSilica | 197.2922 | 125.4985 | 13.7094 | 4 | 3025.8113 | 3771.8315 | 61.6853 | 76.8939 | 197.1802 | 0 | 320.7124 | 14554126.7871 | 1274334.215 | 15898068.0477 | 12011298.9441 | 0 | 634153.5597 | 0 | 17305072.8059 | 45024249.6823 | 30729975.564 | 137431279.6057 | 961560.8286 | 27535233.0938 | 27535233.0938 | 1478867.319 | 11895814.3074 | 0 | 165928073.5282 | 206837988.2484 | 177827.941 | 54.8375 | 3025.8113 | 3771.8315 | 61.6853 | 76.8939
1 | 6700 | 707 | 0.03 | 15 | 15 | 7 | 2.3714e-10 | 5spot_SharedNeighbor | Water | Porous | Wet | R600a | MinimizeLCOE_Brownfield | IgnoreSilica | 199.3534 | 126.5637 | 13.8823 | 4 | 3002.9075 | 3739.6356 | 61.2183 | 76.2375 | 196.9778 | 0 | 317.4128 | 14642311.569 | 1281896.4633 | 16005934.8061 | 12132560.9659 | 0 | 574332.1278 | 0 | 17408444.0135 | 45293200.3603 | 30913539.9281 | 138252220.234 | 961560.8286 | 27535233.0938 | 27535233.0938 | 1478867.319 | 11895814.3074 | 0 | 166749014.1564 | 207658928.8766 | 237137.3706 | 55.5292 | 3002.9075 | 3739.6356 | 61.2183 | 76.2375
1 | 6700 | 707 | 0.03 | 15 | 15 | 7 | 3.1623e-10 | 5spot_SharedNeighbor | Water | Porous | Wet | R600a | MinimizeLCOE_Brownfield | IgnoreSilica | 200.7929 | 127.3024 | 14.0083 | 4 | 2985.5672 | 3715.67 | 60.8648 | 75.749 | 196.8351 | 0 | 331.7559 | 14703339.5467 | 1287129.1885 | 16080626.8645 | 12216970.9371 | 0 | 523815.6044 | 0 | 17476634.035 | 45470616.8086 | 31034630.2996 | 138793763.2844 | 961560.8286 | 27535233.0938 | 27535233.0938 | 1478867.319 | 11895814.3074 | 0 | 167290557.2068 | 208200471.9271 | 316227.766 | 56.0331 | 2985.5672 | 3715.67 | 60.8648 | 75.749
1 | 6700 | 707 | 0.03 | 15 | 15 | 7 | 4.217e-10 | 5spot_SharedNeighbor | Water | Porous | Wet | R600a | MinimizeLCOE_Brownfield | IgnoreSilica | 201.7823 | 127.8078 | 14.0993 | 4 | 2972.4548 | 3697.8425 | 60.5975 | 75.3855 | 196.7362 | 0 | 314.9553 | 14745031.278 | 1290703.6354 | 16131673.5684 | 12274962.3737 | 0 | 481829.4408 | 0 | 17520438.1155 | 45584586.0405 | 31112416.6422 | 139141641.0945 | 961560.8286 | 27535233.0938 | 27535233.0938 | 1478867.319 | 11895814.3074 | 0 | 167638435.0169 | 208548349.7372 | 421696.5034 | 56.3973 | 2972.4548 | 3697.8425 | 60.5975 | 75.3855
1 | 6700 | 707 | 0.03 | 15 | 15 | 7 | 5.6234e-10 | 5spot_SharedNeighbor | Water | Porous | Wet | R600a | MinimizeLCOE_Brownfield | IgnoreSilica | 202.4861 | 128.1661 | 14.1662 | 4 | 2962.5486 | 3684.5104 | 60.3956 | 75.1137 | 196.6655 | 0 | 307.4266 | 14774564.6656 | 1293235.5234 | 16167843.7053 | 12316202.588 | 0 | 447955.0316 | 0 | 17549922.5905 | 45661298.5962 | 31164774.5378 | 139375797.2385 | 961560.8286 | 27535233.0938 | 27535233.0938 | 1478867.319 | 11895814.3074 | 0 | 167872591.1609 | 208782505.8811 | 562341.3252 | 56.6649 | 2962.5486 | 3684.5104 | 60.3956 | 75.1137
1 | 6700 | 707 | 0.03 | 15 | 15 | 7 | 7.4989e-10 | 5spot_SharedNeighbor | Water | Porous | Wet | R600a | MinimizeLCOE_Brownfield | IgnoreSilica | 202.9466 | 128.3997 | 14.2135 | 4 | 2955.0716 | 3674.6301 | 60.2431 | 74.9123 | 196.6189 | 0 | 314.4436 | 14793811.975 | 1294885.5173 | 16191420.6931 | 12343172.626 | 0 | 420295.418 | 0 | 17566998.6295 | 45705726.947 | 31195097.8001 | 139511409.6061 | 961560.8286 | 27535233.0938 | 27535233.0938 | 1478867.319 | 11895814.3074 | 0 | 168008203.5285 | 208918118.2487 | 749894.2093 | 56.8542 | 2955.0716 | 3674.6301 | 60.2431 | 74.9123
1 | 6700 | 707 | 0.03 | 15 | 15 | 7 | 1e-09 | 5spot_SharedNeighbor | Water | Porous | Wet | R600a | MinimizeLCOE_Brownfield | IgnoreSilica | 203.2561 | 128.5564 | 14.2475 | 4 | 2949.4332 | 3667.2768 | 60.1282 | 74.7624 | 196.5874 | 0 | 313.7708 | 14806712.3697 | 1295991.3842 | 16207224.9784 | 12361295.8383 | 0 | 398207.1824 | 0 | 17577078.3837 | 45731952.3998 | 31212997.2105 | 139591459.7471 | 961560.8286 | 27535233.0938 | 27535233.0938 | 1478867.319 | 11895814.3074 | 0 | 168088253.6696 | 208998168.3898 | 1000000 | 56.99 | 2949.4332 | 3667.2768 | 60.1282 | 74.7624
1 | 6700 | 707 | 0.03 | 15 | 15 | 7 | 1.3335e-09 | 5spot_SharedNeighbor | Water | Porous | Wet | R600a | MinimizeLCOE_Brownfield | IgnoreSilica | 203.4601 | 128.6595 | 14.2717 | 4 | 2945.185 | 3661.8093 | 60.0416 | 74.6509 | 196.5665 | 0 | 394.5896 | 14815193.7201 | 1296718.4213 | 16217616.34 | 12373238.9014 | 0 | 380692.4234 | 0 | 17582549.3244 | 45746186.6653 | 31222712.3892 | 139634908.185 | 961560.8286 | 27535233.0938 | 27535233.0938 | 1478867.319 | 11895814.3074 | 0 | 168131702.1075 | 209041616.8277 | 1333521.4322 | 57.087 | 2945.185 | 3661.8093 | 60.0416 | 74.6509
1 | 6700 | 707 | 0.03 | 15 | 15 | 7 | 1.7783e-09 | 5spot_SharedNeighbor | Water | Porous | Wet | R600a | MinimizeLCOE_Brownfield | IgnoreSilica | 203.5797 | 128.7196 | 14.2884 | 4 | 2941.9866 | 3657.774 | 59.9764 | 74.5687 | 196.554 | 0 | 221.6942 | 14820147.3386 | 1297143.0496 | 16223685.8323 | 12380239.1977 | 0 | 366691.5726 | 0 | 17584283.7264 | 45750699.2235 | 31225792.3029 | 139648682.2435 | 961560.8286 | 27535233.0938 | 27535233.0938 | 1478867.319 | 11895814.3074 | 0 | 168145476.166 | 209055390.8862 | 1778279.41 | 57.1537 | 2941.9866 | 3657.774 | 59.9764 | 74.5687
1 | 6700 | 707 | 0.03 | 15 | 15 | 7 | 2.3714e-09 | 5spot_SharedNeighbor | Water | Porous | Wet | R600a | MinimizeLCOE_Brownfield | IgnoreSilica | 203.6575 | 128.7587 | 14.3004 | 4 | 2939.5803 | 3654.7681 | 59.9273 | 74.5074 | 196.5459 | 0 | 230.3692 | 14823359.1029 | 1297418.3626 | 16227621.2157 | 12384789.1191 | 0 | 355798.6275 | 0 | 17584704.7069 | 45751794.5283 | 31226539.8709 | 139652025.5339 | 961560.8286 | 27535233.0938 | 27535233.0938 | 1478867.319 | 11895814.3074 | 0 | 168148819.4564 | 209058734.1766 | 2371373.7057 | 57.2016 | 2939.5803 | 3654.7681 | 59.9273 | 74.5074
1 | 6700 | 707 | 0.03 | 15 | 15 | 7 | 3.1623e-09 | 5spot_SharedNeighbor | Water | Porous | Wet | R600a | MinimizeLCOE_Brownfield | IgnoreSilica | 203.6964 | 128.778 | 14.3085 | 4 | 2937.7711 | 3652.5538 | 59.8904 | 74.4623 | 196.5417 | 0 | 250.299 | 14824950.3171 | 1297554.7613 | 16229570.9706 | 12387061.1211 | 0 | 347180.1274 | 0 | 17583663.746 | 45749086.1616 | 31224691.355 | 139643758.56 | 961560.8286 | 27535233.0938 | 27535233.0938 | 1478867.319 | 11895814.3074 | 0 | 168140552.4825 | 209050467.2027 | 3162277.6602 | 57.2341 | 2937.7711 | 3652.5538 | 59.8904 | 74.4623
1 | 6700 | 707 | 0.03 | 15 | 15 | 7 | 4.217e-09 | 5spot_SharedNeighbor | Water | Porous | Wet | R600a | MinimizeLCOE_Brownfield | IgnoreSilica | 203.7307 | 128.7951 | 14.3148 | 4 | 2936.4115 | 3650.8791 | 59.8627 | 74.4281 | 196.538 | 0 | 252.9661 | 14826357.4172 | 1297675.3773 | 16231295.1456 | 12389063.7681 | 0 | 340733.8114 | 0 | 17583198.9526 | 45747876.8647 | 31223865.9851 | 139640067.3221 | 961560.8286 | 27535233.0938 | 27535233.0938 | 1478867.319 | 11895814.3074 | 0 | 168136861.2445 | 209046775.9647 | 4216965.0343 | 57.2593 | 2936.4115 | 3650.8791 | 59.8627 | 74.4281
1 | 6700 | 707 | 0.03 | 15 | 15 | 7 | 5.6234e-09 | 5spot_SharedNeighbor | Water | Porous | Wet | R600a | MinimizeLCOE_Brownfield | IgnoreSilica | 203.7501 | 128.8048 | 14.3193 | 4 | 2935.3903 | 3649.636 | 59.8419 | 74.4028 | 196.5358 | 0 | 280.9707 | 14827150.0959 | 1297743.3253 | 16232266.4542 | 12390199.1976 | 0 | 335750.2199 | 0 | 17582412.6242 | 45745830.9995 | 31222469.64 | 139633822.5567 | 961560.8286 | 27535233.0938 | 27535233.0938 | 1478867.319 | 11895814.3074 | 0 | 168130616.4791 | 209040531.1994 | 5623413.2519 | 57.2771 | 2935.3903 | 3649.636 | 59.8419 | 74.4028
1 | 6700 | 707 | 0.03 | 15 | 15 | 7 | 7.4989e-09 | 5spot_SharedNeighbor | Water | Porous | Wet | R600a | MinimizeLCOE_Brownfield | IgnoreSilica | 203.7501 | 128.8045 | 14.3219 | 4 | 2934.6235 | 3648.736 | 59.8263 | 74.3844 | 196.5357 | 0 | 311.2589 | 14827132.0978 | 1297741.7825 | 16232244.4002 | 12390195.5037 | 0 | 331734.769 | 0 | 17580828.9357 | 45741710.5669 | 31219657.3601 | 139621245.4159 | 961560.8286 | 27535233.0938 | 27535233.0938 | 1478867.319 | 11895814.3074 | 0 | 168118039.3383 | 209027954.0585 | 7498942.0933 | 57.2878 | 2934.6235 | 3648.736 | 59.8263 | 74.3844
1 | 6700 | 707 | 0.03 | 15 | 15 | 7 | 1e-08 | 5spot_SharedNeighbor | Water | Porous | Wet | R600a | MinimizeLCOE_Brownfield | IgnoreSilica | 203.7649 | 128.8119 | 14.3246 | 4 | 2934.0479 | 3648.0269 | 59.8145 | 74.37 | 196.5341 | 0 | 368.3951 | 14827740.7718 | 1297793.9577 | 16232990.2425 | 12391061.5697 | 0 | 328966.9605 | 0 | 17580635.8658 | 45741208.2386 | 31219314.5107 | 139619712.1173 | 961560.8286 | 27535233.0938 | 27535233.0938 | 1478867.319 | 11895814.3074 | 0 | 168116506.0397 | 209026420.7599 | 10000000 | 57.2985 | 2934.0479 | 3648.0269 | 59.8145 | 74.37
1 | 6800 | 707 | 0.03 | 15 | 15 | 7 | 1e-13 | 5spot_SharedNeighbor | Water | Porous | Wet | R600a | MinimizeLCOE_Brownfield | IgnoreSilica | 0.99609 | 0.21923 | 0.0089732 | 4 | 842990.9812 | 2006130.2529 | 17185.5114 | 40897.6787 | 118.2864 | 0 | 57.8392 | 138367.704 | 9567.1131 | 101485.5464 | 62895.1983 | 0 | 62741.3701 | 0 | 146272.2034 | 380570.2688 | 259747.0284 | 1161646.4325 | 961560.8286 | 28133983.6919 | 28133983.6919 | 1478867.319 | 12135314.5466 | 0 | 30257190.953 | 72005356.5105 | 100 | 0.035893 | 842990.9812 | 2006130.2529 | 17185.5114 | 40897.6787
1 | 6800 | 707 | 0.03 | 15 | 15 | 7 | 1.3335e-13 | 5spot_SharedNeighbor | Water | Porous | Wet | R600a | MinimizeLCOE_Brownfield | IgnoreSilica | 1.2934 | 0.35303 | 0.022232 | 4 | 345354.6691 | 814820.5899 | 7040.5221 | 16611.2199 | 132.9501 | 0 | 58.1733 | 207986.569 | 15793.4669 | 147073.488 | 80863.3108 | 0 | 69967.2103 | 0 | 203456.7776 | 529352.8005 | 361294.1634 | 1615787.7865 | 961560.8286 | 28133983.6919 | 28133983.6919 | 1478867.319 | 12135314.5466 | 0 | 30711332.307 | 72459497.8646 | 133.3521 | 0.088927 | 345354.6691 | 814820.5899 | 7040.5221 | 16611.2199
1 | 6800 | 707 | 0.03 | 15 | 15 | 7 | 1.7783e-13 | 5spot_SharedNeighbor | Water | Porous | Wet | R600a | MinimizeLCOE_Brownfield | IgnoreSilica | 1.6903 | 0.55474 | 0.044771 | 4 | 175009.7332 | 408128.6073 | 3567.8101 | 8320.2537 | 146.6954 | 0 | 272.5633 | 304434.866 | 25541.849 | 209121.9592 | 107203.5532 | 0 | 78897.5466 | 0 | 282827.9119 | 735860.2107 | 502239.7142 | 2246127.6108 | 961560.8286 | 28133983.6919 | 28133983.6919 | 1478867.319 | 12135314.5466 | 0 | 31341672.1313 | 73089837.6888 | 177.8279 | 0.17909 | 175009.7332 | 408128.6073 | 3567.8101 | 8320.2537
1 | 6800 | 707 | 0.03 | 15 | 15 | 7 | 2.3714e-13 | 5spot_SharedNeighbor | Water | Porous | Wet | R600a | MinimizeLCOE_Brownfield | IgnoreSilica | 2.196 | 0.85751 | 0.079568 | 4 | 101106.242 | 232277.3644 | 2061.1875 | 4735.2883 | 158.5154 | 0 | 225.2245 | 429672.8311 | 38859.9731 | 294458.0165 | 143945.2012 | 0 | 88718.765 | 0 | 388305.3669 | 1010290.9122 | 689544.307 | 3083795.3729 | 961560.8286 | 28133983.6919 | 28133983.6919 | 1478867.319 | 12135314.5466 | 0 | 32179339.8934 | 73927505.451 | 237.1374 | 0.31827 | 101106.242 | 232277.3644 | 2061.1875 | 4735.2883
1 | 6800 | 707 | 0.03 | 15 | 15 | 7 | 3.1623e-13 | 5spot_SharedNeighbor | Water | Porous | Wet | R600a | MinimizeLCOE_Brownfield | IgnoreSilica | 2.8377 | 1.2959 | 0.1249 | 4 | 66424.6227 | 149988.904 | 1354.1558 | 3057.7267 | 168.4202 | 0 | 315.3853 | 573305.8201 | 51884.7132 | 409726.5943 | 185415.1231 | 0 | 100115.0908 | 0 | 514974.4632 | 1339857.9175 | 914480.56 | 4089760.2823 | 961560.8286 | 28133983.6919 | 28133983.6919 | 1478867.319 | 12135314.5466 | 0 | 33185304.8029 | 74933470.3604 | 316.2278 | 0.49959 | 66424.6227 | 149988.904 | 1354.1558 | 3057.7267
1 | 6800 | 707 | 0.03 | 15 | 15 | 7 | 4.217e-13 | 5spot_SharedNeighbor | Water | Porous | Wet | R600a | MinimizeLCOE_Brownfield | IgnoreSilica | 3.674 | 1.8743 | 0.18477 | 4 | 46541.7647 | 103028.5147 | 948.8168 | 2100.3756 | 176.7647 | 0 | 495.0577 | 742244.4636 | 67177.178 | 550430.5583 | 238246.1885 | 0 | 113899.6887 | 0 | 667679.2501 | 1737164.4488 | 1185650.4315 | 5302492.2075 | 961560.8286 | 28133983.6919 | 28133983.6919 | 1478867.319 | 12135314.5466 | 0 | 34398036.728 | 76146202.2855 | 421.6965 | 0.73908 | 46541.7647 | 103028.5147 | 948.8168 | 2100.3756
1 | 6800 | 707 | 0.03 | 15 | 15 | 7 | 5.6234e-13 | 5spot_SharedNeighbor | Water | Porous | Wet | R600a | MinimizeLCOE_Brownfield | IgnoreSilica | 4.7622 | 2.6338 | 0.26358 | 4 | 34020.2654 | 73618.2494 | 693.5491 | 1500.8076 | 183.6374 | 0 | 77.1886 | 942198.2364 | 85239.8105 | 722599.4809 | 306198.5752 | 0 | 130226.9869 | 0 | 852720.6051 | 2218604.0974 | 1514242.8842 | 6772030.6766 | 961560.8286 | 28133983.6919 | 28133983.6919 | 1478867.319 | 12135314.5466 | 0 | 35867575.1971 | 77615740.7547 | 562.3413 | 1.0543 | 34020.2654 | 73618.2494 | 693.5491 | 1500.8076
1 | 6800 | 707 | 0.03 | 15 | 15 | 7 | 7.4989e-13 | 5spot_SharedNeighbor | Water | Porous | Wet | R600a | MinimizeLCOE_Brownfield | IgnoreSilica | 6.1506 | 3.6086 | 0.36535 | 4 | 25742.2696 | 54309.8694 | 524.791 | 1107.1801 | 189.0976 | 0 | 83.2438 | 1175428.4694 | 106260.2062 | 929611.0511 | 392491.6675 | 0 | 148238.7568 | 0 | 1073291.7589 | 2792484.9941 | 1905928.3883 | 8523735.2922 | 961560.8286 | 28133983.6919 | 28133983.6919 | 1478867.319 | 12135314.5466 | 0 | 37619279.8127 | 79367445.3703 | 749.8942 | 1.4614 | 25742.2696 | 54309.8694 | 524.791 | 1107.1801
1 | 6800 | 707 | 0.03 | 15 | 15 | 7 | 1e-12 | 5spot_SharedNeighbor | Water | Porous | Wet | R600a | MinimizeLCOE_Brownfield | IgnoreSilica | 7.9754 | 4.8871 | 0.49879 | 4 | 19934.2689 | 40859.0826 | 406.387 | 832.9677 | 193.3607 | 0 | 75.3221 | 1454989.4249 | 131393.35 | 1184883.9803 | 505470.8015 | 0 | 170295.144 | 0 | 1344342.7533 | 3497704.0814 | 2387254.9062 | 10676334.4416 | 961560.8286 | 28133983.6919 | 28133983.6919 | 1478867.319 | 12135314.5466 | 0 | 39771878.9622 | 81520044.5197 | 1000 | 1.9952 | 19934.2689 | 40859.0826 | 406.387 | 832.9677
1 | 6800 | 707 | 0.03 | 15 | 15 | 7 | 1.3335e-12 | 5spot_SharedNeighbor | Water | Porous | Wet | R600a | MinimizeLCOE_Brownfield | IgnoreSilica | 10.3944 | 6.6125 | 0.67943 | 4 | 15634.0922 | 30995.549 | 318.7221 | 631.8862 | 197.1893 | 0 | 78.7417 | 1800444.7897 | 162364.8877 | 1509127.0583 | 655636.0096 | 0 | 196764.1386 | 0 | 1686491.3847 | 4387904.636 | 2994835.0765 | 13393567.9811 | 961560.8286 | 28133983.6919 | 28133983.6919 | 1478867.319 | 12135314.5466 | 0 | 42489112.5016 | 84237278.0591 | 1333.5214 | 2.7177 | 15634.0922 | 30995.549 | 318.7221 | 631.8862
1 | 6800 | 707 | 0.03 | 15 | 15 | 7 | 1.7783e-12 | 5spot_SharedNeighbor | Water | Porous | Wet | R600a | MinimizeLCOE_Brownfield | IgnoreSilica | 13.5636 | 8.863 | 0.91521 | 4 | 12517.6106 | 23921.6488 | 255.1884 | 487.6752 | 200.0215 | 0 | 110.3428 | 2213848.937 | 199317.1646 | 1907656.5488 | 852007.3072 | 0 | 228475.5872 | 0 | 2106509.1625 | 5480704.7363 | 3740693.5997 | 16729213.0433 | 961560.8286 | 28133983.6919 | 28133983.6919 | 1478867.319 | 12135314.5466 | 0 | 45824757.5638 | 87572923.1213 | 1778.2794 | 3.6608 | 12517.6106 | 23921.6488 | 255.1884 | 487.6752
1 | 6800 | 707 | 0.03 | 15 | 15 | 7 | 2.3714e-12 | 5spot_SharedNeighbor | Water | Porous | Wet | R600a | MinimizeLCOE_Brownfield | IgnoreSilica | 17.7831 | 11.8636 | 1.2294 | 4 | 10171.4734 | 18661.294 | 207.3592 | 380.4357 | 202.2626 | 0 | 111.3957 | 2720401.345 | 244449.5125 | 2408841.1368 | 1113441.5268 | 0 | 267897.469 | 0 | 2634462.0861 | 6854329.9456 | 4678221.0303 | 20922044.0521 | 961560.8286 | 28133983.6919 | 28133983.6919 | 1478867.319 | 12135314.5466 | 0 | 50017588.5727 | 91765754.1302 | 2371.3737 | 4.9174 | 10171.4734 | 18661.294 | 207.3592 | 380.4357
1 | 6800 | 707 | 0.03 | 15 | 15 | 7 | 3.1623e-12 | 5spot_SharedNeighbor | Water | Porous | Wet | R600a | MinimizeLCOE_Brownfield | IgnoreSilica | 23.3468 | 15.824 | 1.6443 | 4 | 8398.9661 | 14746.5191 | 171.2243 | 300.6277 | 204.0023 | 0 | 112.6654 | 3335453.9055 | 299059.144 | 3033093.3096 | 1458232.5743 | 0 | 315466.8076 | 0 | 3292109.239 | 8565392.9354 | 5846056.6796 | 26144864.595 | 961560.8286 | 28133983.6919 | 28133983.6919 | 1478867.319 | 12135314.5466 | 0 | 55240409.1155 | 96988574.673 | 3162.2777 | 6.577 | 8398.9661 | 14746.5191 | 171.2243 | 300.6277
1 | 6800 | 707 | 0.03 | 15 | 15 | 7 | 4.217e-12 | 5spot_SharedNeighbor | Water | Porous | Wet | R600a | MinimizeLCOE_Brownfield | IgnoreSilica | 30.6937 | 21.0566 | 2.1924 | 4 | 7043.1725 | 11803.753 | 143.5846 | 240.6355 | 205.348 | 0 | 113.9302 | 4083868.8526 | 365265.004 | 3811922.236 | 1913485.6022 | 0 | 373491.6234 | 0 | 4113732.9941 | 10703089.4079 | 7305078.4474 | 32669934.1676 | 961560.8286 | 28133983.6919 | 28133983.6919 | 1478867.319 | 12135314.5466 | 0 | 61765478.6881 | 103513644.2457 | 4216.965 | 8.7696 | 7043.1725 | 11803.753 | 143.5846 | 240.6355
1 | 6800 | 707 | 0.03 | 15 | 15 | 7 | 5.6234e-12 | 5spot_SharedNeighbor | Water | Porous | Wet | R600a | MinimizeLCOE_Brownfield | IgnoreSilica | 40.2138 | 27.8824 | 2.908 | 4 | 6005.8344 | 9594.9203 | 122.4371 | 195.6054 | 206.3681 | 0 | 106.5998 | 4984171.245 | 444597.8955 | 4771968.4282 | 2518222.6608 | 0 | 442436.6294 | 0 | 5132944.775 | 13354869.3927 | 9114972.7757 | 40764183.8023 | 961560.8286 | 28133983.6919 | 28133983.6919 | 1478867.319 | 12135314.5466 | 0 | 69859728.3228 | 111607893.8804 | 5623.4133 | 11.632 | 6005.8344 | 9594.9203 | 122.4371 | 195.6054
1 | 6800 | 707 | 0.03 | 15 | 15 | 7 | 7.4989e-12 | 5spot_SharedNeighbor | Water | Porous | Wet | R600a | MinimizeLCOE_Brownfield | IgnoreSilica | 52.7011 | 36.7341 | 3.8353 | 4 | 5198.7992 | 7920.1307 | 105.9846 | 161.4626 | 207.1228 | 0 | 123.4182 | 6062611.763 | 539243.4538 | 5949616.4088 | 3279102.0469 | 0 | 525740.5515 | 0 | 6378962.5474 | 16596752.0431 | 11327624.2986 | 50659653.113 | 961560.8286 | 28133983.6919 | 28133983.6919 | 1478867.319 | 12135314.5466 | 0 | 79755197.6335 | 121503363.1911 | 7498.9421 | 15.3411 | 5198.7992 | 7920.1307 | 105.9846 | 161.4626
1 | 6800 | 707 | 0.03 | 15 | 15 | 7 | 1e-11 | 5spot_SharedNeighbor | Water | Porous | Wet | R600a | MinimizeLCOE_Brownfield | IgnoreSilica | 68.3775 | 47.8315 | 4.9976 | 4 | 4582.7815 | 6671.1835 | 93.4262 | 136.0011 | 207.5283 | 0 | 97.5433 | 7314863.8695 | 648688.3299 | 7348600.3157 | 4250008.3979 | 0 | 622325.4047 | 0 | 7871949.6639 | 20481198.2664 | 13978838.6634 | 62516472.9113 | 961560.8286 | 28133983.6919 | 28133983.6919 | 1478867.319 | 12135314.5466 | 0 | 91612017.4318 | 133360182.9893 | 10000 | 19.9905 | 4582.7815 | 6671.1835 | 93.4262 | 136.0011
1 | 6800 | 707 | 0.03 | 15 | 15 | 7 | 1.3335e-11 | 5spot_SharedNeighbor | Water | Porous | Wet | R600a | MinimizeLCOE_Brownfield | IgnoreSilica | 87.5662 | 61.1916 | 6.3931 | 4 | 4118.0272 | 5750.577 | 83.9516 | 117.2333 | 207.4117 | 0 | 137.2005 | 8717372.261 | 770762.6861 | 8949257.8903 | 5434938.0093 | 0 | 734039.3944 | 0 | 9596484.394 | 24968083.8836 | 17041230.2934 | 76212168.8121 | 961560.8286 | 28133983.6919 | 28133983.6919 | 1478867.319 | 12135314.5466 | 0 | 105307713.3326 | 147055878.8902 | 13335.2143 | 25.5724 | 4118.0272 | 5750.577 | 83.9516 | 117.2333
1 | 6800 | 707 | 0.03 | 15 | 15 | 7 | 1.7783e-11 | 5spot_SharedNeighbor | Water | Porous | Wet | R600a | MinimizeLCOE_Brownfield | IgnoreSilica | 109.771 | 76.2287 | 7.9562 | 4 | 3779.8224 | 5091.6323 | 77.0568 | 103.7998 | 206.596 | 0 | 142.5513 | 10195500.2388 | 898917.0286 | 10669121.3064 | 6822629.0254 | 0 | 858230.5419 | 0 | 11483315.275 | 29877230.7937 | 20391823.9324 | 91196768.1421 | 961560.8286 | 28133983.6919 | 28133983.6919 | 1478867.319 | 12135314.5466 | 0 | 120292312.6626 | 162040478.2201 | 17782.7941 | 31.8249 | 3779.8224 | 5091.6323 | 77.0568 | 103.7998
1 | 6800 | 707 | 0.03 | 15 | 15 | 7 | 2.3714e-11 | 5spot_SharedNeighbor | Water | Porous | Wet | R600a | MinimizeLCOE_Brownfield | IgnoreSilica | 134.2358 | 91.8272 | 9.5622 | 4 | 3540.3169 | 4631.8038 | 72.1741 | 94.4256 | 205.0292 | 0 | 139.0289 | 11643744.9497 | 1024038.7811 | 12382567.5573 | 8283343.036 | 0 | 992732.6577 | 0 | 13387306.5229 | 34831025.4584 | 23772890.5813 | 106317649.5443 | 961560.8286 | 28133983.6919 | 28133983.6919 | 1478867.319 | 12135314.5466 | 0 | 135413194.0648 | 177161359.6224 | 23713.7371 | 38.2489 | 3540.3169 | 4631.8038 | 72.1741 | 94.4256
1 | 6800 | 707 | 0.03 | 15 | 15 | 7 | 3.1623e-11 | 5spot_SharedNeighbor | Water | Porous | Wet | R600a | MinimizeLCOE_Brownfield | IgnoreSilica | 159.0742 | 106.9825 | 11.1102 | 4 | 3374.5849 | 4313.994 | 68.7955 | 87.9466 | 203.1448 | 0 | 87.944 | 12985477.3781 | 1139607.8072 | 13992130.9977 | 9782616.551 | 0 | 1126347.5064 | 0 | 15220210.2937 | 39599865.0899 | 27027721.6197 | 120873977.2438 | 961560.8286 | 28133983.6919 | 28133983.6919 | 1478867.319 | 12135314.5466 | 0 | 149969521.7643 | 191717687.3218 | 31622.7766 | 44.4409 | 3374.5849 | 4313.994 | 68.7955 | 87.9466
1 | 6800 | 707 | 0.03 | 15 | 15 | 7 | 4.217e-11 | 5spot_SharedNeighbor | Water | Porous | Wet | R600a | MinimizeLCOE_Brownfield | IgnoreSilica | 173.7823 | 115.5521 | 12.1046 | 4 | 3259.9323 | 4122.1678 | 66.4581 | 84.036 | 201.9017 | 0 | 103.303 | 13720257.4915 | 1202765.609 | 14881817.0293 | 10663595.6519 | 0 | 1099214.4335 | 0 | 16211383.584 | 42178694.6734 | 28787825.8001 | 128745554.2728 | 961560.8286 | 28133983.6919 | 28133983.6919 | 1478867.319 | 12135314.5466 | 0 | 157841098.7933 | 199589264.3508 | 42169.6503 | 48.4185 | 3259.9323 | 4122.1678 | 66.4581 | 84.036
1 | 6800 | 707 | 0.03 | 15 | 15 | 7 | 5.6234e-11 | 5spot_SharedNeighbor | Water | Porous | Wet | R600a | MinimizeLCOE_Brownfield | IgnoreSilica | 181.8324 | 120.0934 | 12.7408 | 4 | 3173.2419 | 3992.4227 | 64.6908 | 81.3909 | 201.1709 | 0 | 128.113 | 14103387.1646 | 1235662.2597 | 15347896.183 | 11143682.0077 | 0 | 989035.9391 | 0 | 16699668.7861 | 43449112.6084 | 29654912.1452 | 132623357.0938 | 961560.8286 | 28133983.6919 | 28133983.6919 | 1478867.319 | 12135314.5466 | 0 | 161718901.6143 | 203467067.1719 | 56234.1325 | 50.9633 | 3173.2419 | 3992.4227 | 64.6908 | 81.3909
1 | 6800 | 707 | 0.03 | 15 | 15 | 7 | 7.4989e-11 | 5spot_SharedNeighbor | Water | Porous | Wet | R600a | MinimizeLCOE_Brownfield | IgnoreSilica | 188.2191 | 123.6198 | 13.2498 | 4 | 3107.1774 | 3894.8908 | 63.344 | 79.4026 | 200.5695 | 0 | 177.9144 | 14398095.0493 | 1260950.8208 | 15707393.6743 | 11523102.334 | 0 | 885468.5371 | 0 | 17072254.062 | 44418503.0686 | 30316541.0533 | 135582308.5993 | 961560.8286 | 28133983.6919 | 28133983.6919 | 1478867.319 | 12135314.5466 | 0 | 164677853.1198 | 206426018.6774 | 74989.4209 | 52.9992 | 3107.1774 | 3894.8908 | 63.344 | 79.4026
1 | 6800 | 707 | 0.03 | 15 | 15 | 7 | 1e-10 | 5spot_SharedNeighbor | Water | Porous | Wet | R600a | MinimizeLCOE_Brownfield | IgnoreSilica | 193.0936 | 126.2651 | 13.6451 | 4 | 3056.9286 | 3821.8222 | 62.3196 | 77.913 | 200.0976 | 0 | 172.1375 | 14617609.0797 | 1279778.2331 | 15975711.5046 | 11812001.2303 | 0 | 790662.1137 | 0 | 17345547.243 | 45129555.8652 | 30801849.1976 | 137752714.4672 | 961560.8286 | 28133983.6919 | 28133983.6919 | 1478867.319 | 12135314.5466 | 0 | 166848258.9877 | 208596424.5452 | 100000 | 54.5804 | 3056.9286 | 3821.8222 | 62.3196 | 77.913
1 | 6800 | 707 | 0.03 | 15 | 15 | 7 | 1.3335e-10 | 5spot_SharedNeighbor | Water | Porous | Wet | R600a | MinimizeLCOE_Brownfield | IgnoreSilica | 196.7936 | 128.2451 | 13.9492 | 4 | 3018.7666 | 3766.9838 | 61.5416 | 76.7951 | 199.7321 | 0 | 208.0947 | 14781072.9611 | 1293793.4596 | 16175815.6507 | 12030689.3507 | 0 | 707565.0527 | 0 | 17545685.2252 | 45650273.841 | 31157249.9158 | 139342145.4569 | 961560.8286 | 28133983.6919 | 28133983.6919 | 1478867.319 | 12135314.5466 | 0 | 168437689.9774 | 210185855.5349 | 133352.1432 | 55.7969 | 3018.7666 | 3766.9838 | 61.5416 | 76.7951
1 | 6800 | 707 | 0.03 | 15 | 15 | 7 | 1.7783e-10 | 5spot_SharedNeighbor | Water | Porous | Wet | R600a | MinimizeLCOE_Brownfield | IgnoreSilica | 199.5313 | 129.6946 | 14.1789 | 4 | 2989.8204 | 3725.915 | 60.9515 | 75.9578 | 199.4575 | 0 | 301.6816 | 14900291.8958 | 1304012.5871 | 16321916.0512 | 12192261.2807 | 0 | 636018.2975 | 0 | 17688255.0438 | 46021211.264 | 31410422.329 | 140474388.7492 | 961560.8286 | 28133983.6919 | 28133983.6919 | 1478867.319 | 12135314.5466 | 0 | 169569933.2697 | 211318098.8272 | 177827.941 | 56.7158 | 2989.8204 | 3725.915 | 60.9515 | 75.9578
1 | 6800 | 707 | 0.03 | 15 | 15 | 7 | 2.3714e-10 | 5spot_SharedNeighbor | Water | Porous | Wet | R600a | MinimizeLCOE_Brownfield | IgnoreSilica | 201.5117 | 130.7347 | 14.3498 | 4 | 2967.8899 | 3695.2189 | 60.5045 | 75.332 | 199.2565 | 0 | 303.9374 | 14985606.5717 | 1311324.2046 | 16426548.9819 | 12309052.6155 | 0 | 575367.1912 | 0 | 17787080.8303 | 46278335.6886 | 31585915.0322 | 141259231.116 | 961560.8286 | 28133983.6919 | 28133983.6919 | 1478867.319 | 12135314.5466 | 0 | 170354775.6365 | 212102941.1941 | 237137.3706 | 57.3993 | 2967.8899 | 3695.2189 | 60.5045 | 75.332
1 | 6800 | 707 | 0.03 | 15 | 15 | 7 | 3.1623e-10 | 5spot_SharedNeighbor | Water | Porous | Wet | R600a | MinimizeLCOE_Brownfield | IgnoreSilica | 202.9077 | 131.4634 | 14.475 | 4 | 2951.2912 | 3672.3313 | 60.1661 | 74.8654 | 199.1135 | 0 | 299.9715 | 15045265.9782 | 1316436.4656 | 16499757.5652 | 12391338.2839 | 0 | 524531.5371 | 0 | 17853158.6337 | 46450256.5785 | 31703254.5721 | 141783999.6143 | 961560.8286 | 28133983.6919 | 28133983.6919 | 1478867.319 | 12135314.5466 | 0 | 170879544.1348 | 212627709.6923 | 316227.766 | 57.8999 | 2951.2912 | 3672.3313 | 60.1661 | 74.8654
1 | 6800 | 707 | 0.03 | 15 | 15 | 7 | 4.217e-10 | 5spot_SharedNeighbor | Water | Porous | Wet | R600a | MinimizeLCOE_Brownfield | IgnoreSilica | 203.9017 | 131.98 | 14.567 | 4 | 2938.7399 | 3655.2244 | 59.9102 | 74.5167 | 199.011 | 0 | 306.611 | 15087502.5243 | 1320055.4233 | 16551606.3188 | 12449910.7676 | 0 | 482924.6837 | 0 | 17897879.8899 | 46566612.1135 | 31782669.6157 | 142139161.3367 | 961560.8286 | 28133983.6919 | 28133983.6919 | 1478867.319 | 12135314.5466 | 0 | 171234705.8572 | 212982871.4147 | 421696.5034 | 58.2681 | 2938.7399 | 3655.2244 | 59.9102 | 74.5167
1 | 6800 | 707 | 0.03 | 15 | 15 | 7 | 5.6234e-10 | 5spot_SharedNeighbor | Water | Porous | Wet | R600a | MinimizeLCOE_Brownfield | IgnoreSilica | 204.6197 | 132.3517 | 14.6351 | 4 | 2929.2569 | 3642.4091 | 59.7169 | 74.2554 | 198.9365 | 0 | 365.9757 | 15117866.0442 | 1322656.8976 | 16588890.152 | 12492139.0095 | 0 | 449536.5718 | 0 | 17928724.5833 | 46646863.6786 | 31837442.9579 | 142384119.8949 | 961560.8286 | 28133983.6919 | 28133983.6919 | 1478867.319 | 12135314.5466 | 0 | 171479664.4155 | 213227829.973 | 562341.3252 | 58.5403 | 2929.2569 | 3642.4091 | 59.7169 | 74.2554
1 | 6800 | 707 | 0.03 | 15 | 15 | 7 | 7.4989e-10 | 5spot_SharedNeighbor | Water | Porous | Wet | R600a | MinimizeLCOE_Brownfield | IgnoreSilica | 205.0756 | 132.5869 | 14.6825 | 4 | 2922.0994 | 3632.9484 | 59.5709 | 74.0626 | 198.8889 | 0 | 371.48 | 15137059.9132 | 1324301.3112 | 16612462.9803 | 12518929.7329 | 0 | 422006.6958 | 0 | 17945756.647 | 46691177.6147 | 31867688.1298 | 142519383.0248 | 961560.8286 | 28133983.6919 | 28133983.6919 | 1478867.319 | 12135314.5466 | 0 | 171614927.5454 | 213363093.1029 | 749894.2093 | 58.73 | 2922.0994 | 3632.9484 | 59.5709 | 74.0626
1 | 6800 | 707 | 0.03 | 15 | 15 | 7 | 1e-09 | 5spot_SharedNeighbor | Water | Porous | Wet | R600a | MinimizeLCOE_Brownfield | IgnoreSilica | 205.3702 | 132.7384 | 14.716 | 4 | 2916.7021 | 3625.934 | 59.4609 | 73.9196 | 198.8578 | 0 | 367.0821 | 15149427.3087 | 1325360.8449 | 16627653.714 | 12536243.5854 | 0 | 399834.2238 | 0 | 17955022.674 | 46715285.9161 | 31884142.5408 | 142592970.8076 | 961560.8286 | 28133983.6919 | 28133983.6919 | 1478867.319 | 12135314.5466 | 0 | 171688515.3282 | 213436680.8857 | 1000000 | 58.8639 | 2916.7021 | 3625.934 | 59.4609 | 73.9196
1 | 6800 | 707 | 0.03 | 15 | 15 | 7 | 1.3335e-09 | 5spot_SharedNeighbor | Water | Porous | Wet | R600a | MinimizeLCOE_Brownfield | IgnoreSilica | 205.5749 | 132.8435 | 14.7404 | 4 | 2912.6356 | 3620.6937 | 59.378 | 73.8127 | 198.8361 | 0 | 362.781 | 15157999.204 | 1326095.1988 | 16638183.3024 | 12548266.5233 | 0 | 382456.6357 | 0 | 17960670.337 | 46729979.9769 | 31894171.5393 | 142637822.7174 | 961560.8286 | 28133983.6919 | 28133983.6919 | 1478867.319 | 12135314.5466 | 0 | 171733367.2379 | 213481532.7955 | 1333521.4322 | 58.9615 | 2912.6356 | 3620.6937 | 59.378 | 73.8127
1 | 6800 | 707 | 0.03 | 15 | 15 | 7 | 1.7783e-09 | 5spot_SharedNeighbor | Water | Porous | Wet | R600a | MinimizeLCOE_Brownfield | IgnoreSilica | 205.7038 | 132.9095 | 14.7576 | 4 | 2909.5741 | 3616.8079 | 59.3156 | 73.7335 | 198.8224 | 0 | 391.3067 | 15163380.9651 | 1326556.2485 | 16644794.5224 | 12555835.8981 | 0 | 368709.9812 | 0 | 17963118.27 | 46736348.9962 | 31898518.5258 | 142657263.4073 | 961560.8286 | 28133983.6919 | 28133983.6919 | 1478867.319 | 12135314.5466 | 0 | 171752807.9278 | 213500973.4853 | 1778279.41 | 59.0302 | 2909.5741 | 3616.8079 | 59.3156 | 73.7335
1 | 6800 | 707 | 0.03 | 15 | 15 | 7 | 2.3714e-09 | 5spot_SharedNeighbor | Water | Porous | Wet | R600a | MinimizeLCOE_Brownfield | IgnoreSilica | 205.7723 | 132.9443 | 14.7691 | 4 | 2907.2709 | 3613.9497 | 59.2687 | 73.6753 | 198.8149 | 0 | 228.6464 | 15166223.4244 | 1326799.7571 | 16648286.4466 | 12559856.5163 | 0 | 357732.9804 | 0 | 17962970.6587 | 46735964.942 | 31898256.4009 | 142656091.1264 | 961560.8286 | 28133983.6919 | 28133983.6919 | 1478867.319 | 12135314.5466 | 0 | 171751635.6469 | 213499801.2045 | 2371373.7057 | 59.0766 | 2907.2709 | 3613.9497 | 59.2687 | 73.6753
1 | 6800 | 707 | 0.03 | 15 | 15 | 7 | 3.1623e-09 | 5spot_SharedNeighbor | Water | Porous | Wet | R600a | MinimizeLCOE_Brownfield | IgnoreSilica | 205.8307 | 132.9741 | 14.7782 | 4 | 2905.5393 | 3611.7868 | 59.2333 | 73.6312 | 198.8085 | 0 | 232.3665 | 15168648.6318 | 1327007.5196 | 16651265.8408 | 12563280.6218 | 0 | 349506.8018 | 0 | 17963286.6721 | 46736787.1441 | 31898817.5708 | 142658600.8027 | 961560.8286 | 28133983.6919 | 28133983.6919 | 1478867.319 | 12135314.5466 | 0 | 171754145.3232 | 213502310.8807 | 3162277.6602 | 59.1127 | 2905.5393 | 3611.7868 | 59.2333 | 73.6312
1 | 6800 | 707 | 0.03 | 15 | 15 | 7 | 4.217e-09 | 5spot_SharedNeighbor | Water | Porous | Wet | R600a | MinimizeLCOE_Brownfield | IgnoreSilica | 205.8501 | 132.9838 | 14.7838 | 4 | 2904.238 | 3610.2162 | 59.2068 | 73.5991 | 198.8062 | 0 | 246.618 | 15169438.2133 | 1327075.1612 | 16652235.8622 | 12564418.2291 | 0 | 342847.7613 | 0 | 17961845.9385 | 46733038.6509 | 31896259.1471 | 142647158.9636 | 961560.8286 | 28133983.6919 | 28133983.6919 | 1478867.319 | 12135314.5466 | 0 | 171742703.4841 | 213490869.0417 | 4216965.0343 | 59.1352 | 2904.238 | 3610.2162 | 59.2068 | 73.5991
1 | 6800 | 707 | 0.03 | 15 | 15 | 7 | 5.6234e-09 | 5spot_SharedNeighbor | Water | Porous | Wet | R600a | MinimizeLCOE_Brownfield | IgnoreSilica | 205.8696 | 132.9935 | 14.7883 | 4 | 2903.2606 | 3609.0262 | 59.1869 | 73.5749 | 198.804 | 0 | 294.2082 | 15170236.1077 | 1327143.5148 | 16653216.102 | 12565557.515 | 0 | 337897.2468 | 0 | 17961079.6896 | 46731045.0284 | 31894898.4588 | 142641073.663 | 961560.8286 | 28133983.6919 | 28133983.6919 | 1478867.319 | 12135314.5466 | 0 | 171736618.1835 | 213484783.7411 | 5623413.2519 | 59.153 | 2903.2606 | 3609.0262 | 59.1869 | 73.5749
1 | 6800 | 707 | 0.03 | 15 | 15 | 7 | 7.4989e-09 | 5spot_SharedNeighbor | Water | Porous | Wet | R600a | MinimizeLCOE_Brownfield | IgnoreSilica | 205.8696 | 132.9933 | 14.7909 | 4 | 2902.5267 | 3608.1653 | 59.1719 | 73.5573 | 198.8038 | 0 | 308.5294 | 15170217.2022 | 1327141.8952 | 16653192.8759 | 12565553.7197 | 0 | 333905.0278 | 0 | 17959504.1811 | 46726945.8784 | 31892100.7047 | 142628561.485 | 961560.8286 | 28133983.6919 | 28133983.6919 | 1478867.319 | 12135314.5466 | 0 | 171724106.0055 | 213472271.5631 | 7498942.0933 | 59.1637 | 2902.5267 | 3608.1653 | 59.1719 | 73.5573
1 | 6800 | 707 | 0.03 | 15 | 15 | 7 | 1e-08 | 5spot_SharedNeighbor | Water | Porous | Wet | R600a | MinimizeLCOE_Brownfield | IgnoreSilica | 205.887 | 133.0022 | 14.7937 | 4 | 2901.9758 | 3607.4806 | 59.1607 | 73.5434 | 198.8019 | 0 | 370.4746 | 15170940.1959 | 1327203.8322 | 16654081.1026 | 12566575.8481 | 0 | 331202.889 | 0 | 17959501.5084 | 46726938.9247 | 31892095.9587 | 142628540.2596 | 961560.8286 | 28133983.6919 | 28133983.6919 | 1478867.319 | 12135314.5466 | 0 | 171724084.7801 | 213472250.3376 | 10000000 | 59.1749 | 2901.9758 | 3607.4806 | 59.1607 | 73.5434
1 | 6900 | 707 | 0.03 | 15 | 15 | 7 | 1e-13 | 5spot_SharedNeighbor | Water | Porous | Wet | R600a | MinimizeLCOE_Brownfield | IgnoreSilica | 1.0155 | 0.22976 | 0.010111 | 4 | 764003.6457 | 1817202.1783 | 15575.2477 | 37046.1244 | 120.0807 | 0 | 58.813 | 144375.2575 | 10092.9385 | 105237.0948 | 64240.4039 | 0 | 63018.3163 | 0 | 150915.9643 | 392652.382 | 267993.3189 | 1198525.6763 | 961560.8286 | 28738594.3808 | 28738594.3808 | 1478867.319 | 12377158.8222 | 0 | 30898680.8858 | 73493301.4078 | 100 | 0.040443 | 764003.6457 | 1817202.1783 | 15575.2477 | 37046.1244
1 | 6900 | 707 | 0.03 | 15 | 15 | 7 | 1.3335e-13 | 5spot_SharedNeighbor | Water | Porous | Wet | R600a | MinimizeLCOE_Brownfield | IgnoreSilica | 1.325 | 0.37326 | 0.024626 | 4 | 318592.9996 | 751013.2889 | 6494.9492 | 15310.4217 | 135.2007 | 0 | 40.8791 | 218638.8322 | 16857.4957 | 153537.0577 | 83419.2753 | 0 | 70659.34 | 0 | 211813.6804 | 551095.7473 | 376134.1714 | 1682155.6001 | 961560.8286 | 28738594.3808 | 28738594.3808 | 1478867.319 | 12377158.8222 | 0 | 31382310.8095 | 73976931.3316 | 133.3521 | 0.098503 | 318592.9996 | 751013.2889 | 6494.9492 | 15310.4217
1 | 6900 | 707 | 0.03 | 15 | 15 | 7 | 1.7783e-13 | 5spot_SharedNeighbor | Water | Porous | Wet | R600a | MinimizeLCOE_Brownfield | IgnoreSilica | 1.7292 | 0.58499 | 0.048951 | 4 | 163629.2609 | 381164.1393 | 3335.8038 | 7770.5465 | 149.0117 | 0 | 204.9292 | 319580.1068 | 27344.9699 | 217817.4037 | 111139.9052 | 0 | 79440.1458 | 0 | 294575.7872 | 766425.7725 | 523101.3382 | 2339425.4293 | 961560.8286 | 28738594.3808 | 28738594.3808 | 1478867.319 | 12377158.8222 | 0 | 32039580.6388 | 74634201.1609 | 177.8279 | 0.19581 | 163629.2609 | 381164.1393 | 3335.8038 | 7770.5465
1 | 6900 | 707 | 0.03 | 15 | 15 | 7 | 2.3714e-13 | 5spot_SharedNeighbor | Water | Porous | Wet | R600a | MinimizeLCOE_Brownfield | IgnoreSilica | 2.2349 | 0.90628 | 0.085053 | 4 | 96683.7871 | 221884.6789 | 1971.0298 | 4523.4193 | 160.7192 | 0 | 276.0854 | 446581.3856 | 40394.3095 | 307782.2733 | 147345.8412 | 0 | 88698.2426 | 0 | 402012.8004 | 1045954.8424 | 713885.6722 | 3192655.3672 | 961560.8286 | 28738594.3808 | 28738594.3808 | 1478867.319 | 12377158.8222 | 0 | 32892810.5767 | 75487431.0987 | 237.1374 | 0.34021 | 96683.7871 | 221884.6789 | 1971.0298 | 4523.4193
1 | 6900 | 707 | 0.03 | 15 | 15 | 7 | 3.1623e-13 | 5spot_SharedNeighbor | Water | Porous | Wet | R600a | MinimizeLCOE_Brownfield | IgnoreSilica | 2.8961 | 1.3679 | 0.13285 | 4 | 63860.9433 | 144015.2893 | 1301.8917 | 2935.9465 | 170.8355 | 0 | 443.3135 | 595401.6752 | 53886.5228 | 427842.152 | 190049.9836 | 0 | 100492.2782 | 0 | 533392.3186 | 1387777.3992 | 947186.5909 | 4236028.9206 | 961560.8286 | 28738594.3808 | 28738594.3808 | 1478867.319 | 12377158.8222 | 0 | 33936184.13 | 76530804.6521 | 316.2278 | 0.53141 | 63860.9433 | 144015.2893 | 1301.8917 | 2935.9465
1 | 6900 | 707 | 0.03 | 15 | 15 | 7 | 4.217e-13 | 5spot_SharedNeighbor | Water | Porous | Wet | R600a | MinimizeLCOE_Brownfield | IgnoreSilica | 3.7559 | 1.9759 | 0.19595 | 4 | 44898.6277 | 99242.1865 | 915.3193 | 2023.1862 | 179.302 | 0 | 48.3543 | 770220.8043 | 69706.7936 | 574181.5364 | 244406.0457 | 0 | 114508.5645 | 0 | 691479.2604 | 1799087.1936 | 1227913.9772 | 5491504.1756 | 961560.8286 | 28738594.3808 | 28738594.3808 | 1478867.319 | 12377158.8222 | 0 | 35191659.3851 | 77786279.9071 | 421.6965 | 0.7838 | 44898.6277 | 99242.1865 | 915.3193 | 2023.1862
1 | 6900 | 707 | 0.03 | 15 | 15 | 7 | 5.6234e-13 | 5spot_SharedNeighbor | Water | Porous | Wet | R600a | MinimizeLCOE_Brownfield | IgnoreSilica | 4.8502 | 2.7571 | 0.27746 | 4 | 33049.4698 | 71428.3062 | 673.7581 | 1456.1626 | 186.1299 | 0 | 67.6269 | 972941.5186 | 88013.5113 | 749533.7842 | 312892.3849 | 0 | 130126.8758 | 0 | 878868.1492 | 2286634.6435 | 1560675.1298 | 6979685.9974 | 961560.8286 | 28738594.3808 | 28738594.3808 | 1478867.319 | 12377158.8222 | 0 | 36679841.2068 | 79274461.7289 | 562.3413 | 1.1098 | 33049.4698 | 71428.3062 | 673.7581 | 1456.1626
1 | 6900 | 707 | 0.03 | 15 | 15 | 7 | 7.4989e-13 | 5spot_SharedNeighbor | Water | Porous | Wet | R600a | MinimizeLCOE_Brownfield | IgnoreSilica | 6.258 | 3.7681 | 0.38347 | 4 | 25081.0283 | 52849.9803 | 511.3107 | 1077.4183 | 191.6165 | 0 | 67.5867 | 1211725.45 | 109527.1336 | 962345.6101 | 400659.4121 | 0 | 147759.7771 | 0 | 1104486.7793 | 2873648.0384 | 1961323.8337 | 8771476.0342 | 961560.8286 | 28738594.3808 | 28738594.3808 | 1478867.319 | 12377158.8222 | 0 | 38471631.2437 | 81066251.7657 | 749.8942 | 1.5339 | 25081.0283 | 52849.9803 | 511.3107 | 1077.4183
1 | 6900 | 707 | 0.03 | 15 | 15 | 7 | 1e-12 | 5spot_SharedNeighbor | Water | Porous | Wet | R600a | MinimizeLCOE_Brownfield | IgnoreSilica | 8.0996 | 5.0875 | 0.52186 | 4 | 19480.1261 | 39885.3624 | 397.1287 | 813.1171 | 195.8714 | 0 | 80.1617 | 1496745.8043 | 135141.8323 | 1223594.3077 | 515115.5804 | 0 | 169105.1972 | 0 | 1380484.0616 | 3591736.352 | 2451433.863 | 10963356.9986 | 961560.8286 | 28738594.3808 | 28738594.3808 | 1478867.319 | 12377158.8222 | 0 | 40663512.208 | 83258132.7301 | 1000 | 2.0874 | 19480.1261 | 39885.3624 | 397.1287 | 813.1171
1 | 6900 | 707 | 0.03 | 15 | 15 | 7 | 1.3335e-12 | 5spot_SharedNeighbor | Water | Porous | Wet | R600a | MinimizeLCOE_Brownfield | IgnoreSilica | 10.5622 | 6.8858 | 0.71085 | 4 | 15284.3081 | 30264.5014 | 311.5913 | 616.9828 | 199.7747 | 0 | 98.1997 | 1852616.4962 | 167034.677 | 1558832.8495 | 668534.3641 | 0 | 195363.8298 | 0 | 1732529.0645 | 4507685.2352 | 3076587.7967 | 13759184.313 | 961560.8286 | 28738594.3808 | 28738594.3808 | 1478867.319 | 12377158.8222 | 0 | 43459339.5224 | 86053960.0445 | 1333.5214 | 2.8434 | 15284.3081 | 30264.5014 | 311.5913 | 616.9828
1 | 6900 | 707 | 0.03 | 15 | 15 | 7 | 1.7783e-12 | 5spot_SharedNeighbor | Water | Porous | Wet | R600a | MinimizeLCOE_Brownfield | IgnoreSilica | 13.805 | 9.2426 | 0.95844 | 4 | 12235.6554 | 23346.0363 | 249.4404 | 475.9405 | 202.6518 | 0 | 92.0692 | 2280393.0357 | 205254.8236 | 1972741.1252 | 870282.4754 | 0 | 227381.8577 | 0 | 2166860.7939 | 5637727.3014 | 3847864.7269 | 17208506.1397 | 961560.8286 | 28738594.3808 | 28738594.3808 | 1478867.319 | 12377158.8222 | 0 | 46908661.3492 | 89503281.8712 | 1778.2794 | 3.8338 | 12235.6554 | 23346.0363 | 249.4404 | 475.9405
1 | 6900 | 707 | 0.03 | 15 | 15 | 7 | 2.3714e-12 | 5spot_SharedNeighbor | Water | Porous | Wet | R600a | MinimizeLCOE_Brownfield | IgnoreSilica | 18.0802 | 12.3544 | 1.2856 | 4 | 9956.023 | 18238.7638 | 202.967 | 371.8219 | 204.9046 | 0 | 84.5307 | 2799505.0694 | 251484.1408 | 2488225.8077 | 1136296.2628 | 0 | 265943.3844 | 0 | 2707167.3194 | 7043494.0487 | 4807329.4176 | 21499445.4507 | 961560.8286 | 28738594.3808 | 28738594.3808 | 1478867.319 | 12377158.8222 | 0 | 51199600.6602 | 93794221.1822 | 2371.3737 | 5.1426 | 9956.023 | 18238.7638 | 202.967 | 371.8219
1 | 6900 | 707 | 0.03 | 15 | 15 | 7 | 3.1623e-12 | 5spot_SharedNeighbor | Water | Porous | Wet | R600a | MinimizeLCOE_Brownfield | IgnoreSilica | 23.7022 | 16.4657 | 1.7182 | 4 | 8230.2085 | 14427.8548 | 167.7839 | 294.1313 | 206.6527 | 0 | 95.69 | 3430695.6177 | 307498.5696 | 3131110.2408 | 1491439.857 | 0 | 312641.0381 | 0 | 3382620.2761 | 8800884.0876 | 6006784.2298 | 26863673.9168 | 961560.8286 | 28738594.3808 | 28738594.3808 | 1478867.319 | 12377158.8222 | 0 | 56563829.1263 | 99158449.6483 | 3162.2777 | 6.8727 | 8230.2085 | 14427.8548 | 167.7839 | 294.1313
1 | 6900 | 707 | 0.03 | 15 | 15 | 7 | 4.217e-12 | 5spot_SharedNeighbor | Water | Porous | Wet | R600a | MinimizeLCOE_Brownfield | IgnoreSilica | 31.1541 | 21.8858 | 2.2884 | 4 | 6907.1927 | 11560.466 | 140.8125 | 235.6757 | 208.0121 | 0 | 119.1947 | 4197277.3993 | 375276.0067 | 3931554.4971 | 1950982.2974 | 0 | 369384.7633 | 0 | 4221545.2359 | 10983594.7458 | 7496529.1043 | 33526144.0498 | 961560.8286 | 28738594.3808 | 28738594.3808 | 1478867.319 | 12377158.8222 | 0 | 63226299.2593 | 105820919.7813 | 4216.965 | 9.1537 | 6907.1927 | 11560.466 | 140.8125 | 235.6757
1 | 6900 | 707 | 0.03 | 15 | 15 | 7 | 5.6234e-12 | 5spot_SharedNeighbor | Water | Porous | Wet | R600a | MinimizeLCOE_Brownfield | IgnoreSilica | 40.8789 | 28.9784 | 3.0348 | 4 | 5889.8092 | 9398.6753 | 120.0717 | 191.6047 | 209.0478 | 0 | 104.0445 | 5122507.2099 | 456760.7115 | 4921453.3939 | 2556547.9591 | 0 | 437612.4961 | 0 | 5263003.8905 | 13693256.5325 | 9345928.9517 | 41797071.1452 | 961560.8286 | 28738594.3808 | 28738594.3808 | 1478867.319 | 12377158.8222 | 0 | 71497226.3547 | 114091846.8768 | 5623.4133 | 12.1391 | 5889.8092 | 9398.6753 | 120.0717 | 191.6047
1 | 6900 | 707 | 0.03 | 15 | 15 | 7 | 7.4989e-12 | 5spot_SharedNeighbor | Water | Porous | Wet | R600a | MinimizeLCOE_Brownfield | IgnoreSilica | 53.4588 | 38.1443 | 3.9991 | 4 | 5103.9657 | 7766.7141 | 104.0512 | 158.335 | 209.7997 | 0 | 121.6311 | 6227174.3031 | 553652.4108 | 6131649.5447 | 3339792.1897 | 0 | 519158.9931 | 0 | 6540856.7021 | 17017967.4248 | 11615112.4517 | 51945364.02 | 961560.8286 | 28738594.3808 | 28738594.3808 | 1478867.319 | 12377158.8222 | 0 | 81645519.2294 | 124240139.7515 | 7498.9421 | 15.9965 | 5103.9657 | 7766.7141 | 104.0512 | 158.335
1 | 6900 | 707 | 0.03 | 15 | 15 | 7 | 1e-11 | 5spot_SharedNeighbor | Water | Porous | Wet | R600a | MinimizeLCOE_Brownfield | IgnoreSilica | 69.33 | 49.6375 | 5.2076 | 4 | 4501.7489 | 6546.5738 | 91.7742 | 133.4608 | 210.1934 | 0 | 120.7793 | 7510406.0638 | 665738.5679 | 7569756.708 | 4326855.1661 | 0 | 614375.6411 | 0 | 8067981.5373 | 20991232.9895 | 14326947.8421 | 64073294.5159 | 961560.8286 | 28738594.3808 | 28738594.3808 | 1478867.319 | 12377158.8222 | 0 | 93773449.7253 | 136368070.2474 | 10000 | 20.8304 | 4501.7489 | 6546.5738 | 91.7742 | 133.4608
1 | 6900 | 707 | 0.03 | 15 | 15 | 7 | 1.3335e-11 | 5spot_SharedNeighbor | Water | Porous | Wet | R600a | MinimizeLCOE_Brownfield | IgnoreSilica | 88.6721 | 63.4033 | 6.6514 | 4 | 4048.5115 | 5649.4746 | 82.5344 | 115.1722 | 210.0428 | 0 | 122.8425 | 8940729.5014 | 790159.2759 | 9207102.5196 | 5525989.7191 | 0 | 723822.8136 | 0 | 9823243.4935 | 25558064.5459 | 17443904.2183 | 78013016.0873 | 961560.8286 | 28738594.3808 | 28738594.3808 | 1478867.319 | 12377158.8222 | 0 | 107713171.2968 | 150307791.8188 | 13335.2143 | 26.6056 | 4048.5115 | 5649.4746 | 82.5344 | 115.1722
1 | 6900 | 707 | 0.03 | 15 | 15 | 7 | 1.7783e-11 | 5spot_SharedNeighbor | Water | Porous | Wet | R600a | MinimizeLCOE_Brownfield | IgnoreSilica | 111.1152 | 78.8503 | 8.2627 | 4 | 3717.697 | 5006.4649 | 75.7903 | 102.0636 | 209.1681 | 0 | 147.9282 | 10444360.2562 | 920447.1005 | 10961660.3282 | 6909006.2236 | 0 | 846709.7645 | 0 | 11732051.6324 | 30524391.7729 | 20833524.5986 | 93172151.6769 | 961560.8286 | 28738594.3808 | 28738594.3808 | 1478867.319 | 12377158.8222 | 0 | 122872306.8863 | 165466927.4084 | 17782.7941 | 33.0507 | 3717.697 | 5006.4649 | 75.7903 | 102.0636
1 | 6900 | 707 | 0.03 | 15 | 15 | 7 | 2.3714e-11 | 5spot_SharedNeighbor | Water | Porous | Wet | R600a | MinimizeLCOE_Brownfield | IgnoreSilica | 135.5199 | 94.8077 | 9.9128 | 4 | 3486.1557 | 4560.3873 | 71.07 | 92.9697 | 207.5387 | 0 | 145.6902 | 11912271.1901 | 1047193.9783 | 12703069.8395 | 8399749.966 | 0 | 978522.9605 | 0 | 13665915.0944 | 35555907.8111 | 24267637.6819 | 108530268.5218 | 961560.8286 | 28738594.3808 | 28738594.3808 | 1478867.319 | 12377158.8222 | 0 | 138230423.7313 | 180825044.2533 | 23713.7371 | 39.6512 | 3486.1557 | 4560.3873 | 71.07 | 92.9697
1 | 6900 | 707 | 0.03 | 15 | 15 | 7 | 3.1623e-11 | 5spot_SharedNeighbor | Water | Porous | Wet | R600a | MinimizeLCOE_Brownfield | IgnoreSilica | 160.3453 | 110.2574 | 11.4974 | 4 | 3324.4451 | 4250.6215 | 67.7733 | 86.6547 | 205.6096 | 0 | 152.2144 | 13268160.863 | 1163916.4469 | 14333747.0427 | 9898300.3144 | 0 | 1109902.4231 | 0 | 15511870.5651 | 40358705.2883 | 27545645.6477 | 123190248.5913 | 961560.8286 | 28738594.3808 | 28738594.3808 | 1478867.319 | 12377158.8222 | 0 | 152890403.8007 | 195485024.3228 | 31622.7766 | 45.9898 | 3324.4451 | 4250.6215 | 67.7733 | 86.6547
1 | 6900 | 707 | 0.03 | 15 | 15 | 7 | 4.217e-11 | 5spot_SharedNeighbor | Water | Porous | Wet | R600a | MinimizeLCOE_Brownfield | IgnoreSilica | 176.287 | 119.7185 | 12.5676 | 4 | 3213.905 | 4061.2141 | 65.5198 | 82.7933 | 204.2198 | 0 | 178.1568 | 14071914.8975 | 1232960.8458 | 15309555.1087 | 10856759.7958 | 0 | 1103409.4993 | 0 | 16604094.0574 | 43200446.7694 | 29485192.6005 | 131864333.5745 | 961560.8286 | 28738594.3808 | 28738594.3808 | 1478867.319 | 12377158.8222 | 0 | 161564488.784 | 204159109.306 | 42169.6503 | 50.2705 | 3213.905 | 4061.2141 | 65.5198 | 82.7933
1 | 6900 | 707 | 0.03 | 15 | 15 | 7 | 5.6234e-11 | 5spot_SharedNeighbor | Water | Porous | Wet | R600a | MinimizeLCOE_Brownfield | IgnoreSilica | 184.2808 | 124.2995 | 13.2098 | 4 | 3130.8743 | 3936.9925 | 63.8271 | 80.2609 | 203.4686 | 0 | 203.7119 | 14454625.1123 | 1265800.0427 | 15776447.7208 | 11334594.1384 | 0 | 992086.8216 | 0 | 17091185.9959 | 44467760.0771 | 30350159.9737 | 135732659.8824 | 961560.8286 | 28738594.3808 | 28738594.3808 | 1478867.319 | 12377158.8222 | 0 | 165432815.0919 | 208027435.6139 | 56234.1325 | 52.8392 | 3130.8743 | 3936.9925 | 63.8271 | 80.2609
1 | 6900 | 707 | 0.03 | 15 | 15 | 7 | 7.4989e-11 | 5spot_SharedNeighbor | Water | Porous | Wet | R600a | MinimizeLCOE_Brownfield | IgnoreSilica | 190.5749 | 127.8302 | 13.7207 | 4 | 3067.6193 | 3843.7188 | 62.5376 | 78.3594 | 202.8555 | 0 | 242.7921 | 14746885.1698 | 1290862.5729 | 16133943.8255 | 11709662.8108 | 0 | 887273.4463 | 0 | 17459764.8519 | 45426726.6543 | 31004674.3675 | 138659793.699 | 961560.8286 | 28738594.3808 | 28738594.3808 | 1478867.319 | 12377158.8222 | 0 | 168359948.9085 | 210954569.4305 | 74989.4209 | 54.8829 | 3067.6193 | 3843.7188 | 62.5376 | 78.3594
1 | 6900 | 707 | 0.03 | 15 | 15 | 7 | 1e-10 | 5spot_SharedNeighbor | Water | Porous | Wet | R600a | MinimizeLCOE_Brownfield | IgnoreSilica | 195.4151 | 130.4974 | 14.1187 | 4 | 3019.5102 | 3773.7358 | 61.5568 | 76.9327 | 202.3713 | 0 | 231.5195 | 14966158.7403 | 1309657.5885 | 16402691.514 | 11996990.9599 | 0 | 792393.0889 | 0 | 17732477.8377 | 46136269.9024 | 31488952.214 | 140825591.8457 | 961560.8286 | 28738594.3808 | 28738594.3808 | 1478867.319 | 12377158.8222 | 0 | 170525747.0552 | 213120367.5772 | 100000 | 56.4746 | 3019.5102 | 3773.7358 | 61.5568 | 76.9327
1 | 6900 | 707 | 0.03 | 15 | 15 | 7 | 1.3335e-10 | 5spot_SharedNeighbor | Water | Porous | Wet | R600a | MinimizeLCOE_Brownfield | IgnoreSilica | 199.0614 | 132.4795 | 14.4234 | 4 | 2982.9815 | 3721.2729 | 60.8121 | 75.8632 | 201.9992 | 0 | 270.9803 | 15128296.4671 | 1323550.5195 | 16601699.7889 | 12213175.3456 | 0 | 709013.7428 | 0 | 17930536.9869 | 46651579.1812 | 31840661.3852 | 142398513.4173 | 961560.8286 | 28738594.3808 | 28738594.3808 | 1478867.319 | 12377158.8222 | 0 | 172098668.6268 | 214693289.1488 | 133352.1432 | 57.6935 | 2982.9815 | 3721.2729 | 60.8121 | 75.8632
1 | 6900 | 707 | 0.03 | 15 | 15 | 7 | 1.7783e-10 | 5spot_SharedNeighbor | Water | Porous | Wet | R600a | MinimizeLCOE_Brownfield | IgnoreSilica | 201.7675 | 133.9347 | 14.6537 | 4 | 2955.2775 | 3681.9625 | 60.2473 | 75.0618 | 201.7189 | 0 | 323.7651 | 15246898.8698 | 1333710.5811 | 16747426.0643 | 12373335.1278 | 0 | 637536.1609 | 0 | 18072173.6535 | 47020088.7338 | 32092176.727 | 143523345.9182 | 961560.8286 | 28738594.3808 | 28738594.3808 | 1478867.319 | 12377158.8222 | 0 | 173223501.1276 | 215818121.6497 | 177827.941 | 58.615 | 2955.2775 | 3681.9625 | 60.2473 | 75.0618
1 | 6900 | 707 | 0.03 | 15 | 15 | 7 | 2.3714e-10 | 5spot_SharedNeighbor | Water | Porous | Wet | R600a | MinimizeLCOE_Brownfield | IgnoreSilica | 203.7165 | 134.9743 | 14.8246 | 4 | 2934.2894 | 3652.5986 | 59.8195 | 74.4632 | 201.5147 | 0 | 318.0408 | 15331409.7659 | 1340948.9162 | 16851342.723 | 12488608.9914 | 0 | 576912.5662 | 0 | 18169796.9555 | 47274084.5404 | 32265534.0841 | 144298638.5428 | 961560.8286 | 28738594.3808 | 28738594.3808 | 1478867.319 | 12377158.8222 | 0 | 173998793.7522 | 216593414.2743 | 237137.3706 | 59.2984 | 2934.2894 | 3652.5986 | 59.8195 | 74.4632
1 | 6900 | 707 | 0.03 | 15 | 15 | 7 | 3.1623e-10 | 5spot_SharedNeighbor | Water | Porous | Wet | R600a | MinimizeLCOE_Brownfield | IgnoreSilica | 205.1191 | 135.7179 | 14.951 | 4 | 2918.4049 | 3630.6403 | 59.4956 | 74.0155 | 201.3664 | 0 | 231.586 | 15391747.225 | 1346116.1539 | 16925574.8746 | 12571520.9505 | 0 | 526637.9326 | 0 | 18237022.8833 | 47448992.6146 | 32384912.4388 | 144832525.0734 | 961560.8286 | 28738594.3808 | 28738594.3808 | 1478867.319 | 12377158.8222 | 0 | 174532680.2828 | 217127300.8049 | 316227.766 | 59.8041 | 2918.4049 | 3630.6403 | 59.4956 | 74.0155
1 | 6900 | 707 | 0.03 | 15 | 15 | 7 | 4.217e-10 | 5spot_SharedNeighbor | Water | Porous | Wet | R600a | MinimizeLCOE_Brownfield | IgnoreSilica | 206.0935 | 136.2321 | 15.0428 | 4 | 2906.3944 | 3614.2846 | 59.2508 | 73.6821 | 201.2626 | 0 | 235.1592 | 15433414.88 | 1349684.2141 | 16976857.1365 | 12629101.4174 | 0 | 485107.2015 | 0 | 18280924.2913 | 47563215.0727 | 32462871.6135 | 145181175.827 | 961560.8286 | 28738594.3808 | 28738594.3808 | 1478867.319 | 12377158.8222 | 0 | 174881331.0364 | 217475951.5585 | 421696.5034 | 60.1712 | 2906.3944 | 3614.2846 | 59.2508 | 73.6821
1 | 6900 | 707 | 0.03 | 15 | 15 | 7 | 5.6234e-10 | 5spot_SharedNeighbor | Water | Porous | Wet | R600a | MinimizeLCOE_Brownfield | IgnoreSilica | 206.7586 | 136.5818 | 15.1089 | 4 | 2897.3216 | 3602.1164 | 59.0658 | 73.434 | 201.1913 | 0 | 279.8428 | 15461725.4423 | 1352108.3413 | 17011709.1726 | 12668391.0479 | 0 | 451179.3149 | 0 | 18308594.1944 | 47635206.4847 | 32512007.2314 | 145400921.2294 | 961560.8286 | 28738594.3808 | 28738594.3808 | 1478867.319 | 12377158.8222 | 0 | 175101076.4389 | 217695696.9609 | 562341.3252 | 60.4355 | 2897.3216 | 3602.1164 | 59.0658 | 73.434
1 | 6900 | 707 | 0.03 | 15 | 15 | 7 | 7.4989e-10 | 5spot_SharedNeighbor | Water | Porous | Wet | R600a | MinimizeLCOE_Brownfield | IgnoreSilica | 207.2191 | 136.8232 | 15.1568 | 4 | 2890.4743 | 3593.0411 | 58.9262 | 73.249 | 201.1416 | 0 | 293.1655 | 15481258.1827 | 1353780.7876 | 17035759.3865 | 12695583.745 | 0 | 423980.2865 | 0 | 18326241.3315 | 47681120.7155 | 32543344.6374 | 145541069.0727 | 961560.8286 | 28738594.3808 | 28738594.3808 | 1478867.319 | 12377158.8222 | 0 | 175241224.2821 | 217835844.8042 | 749894.2093 | 60.6272 | 2890.4743 | 3593.0411 | 58.9262 | 73.249
1 | 6900 | 707 | 0.03 | 15 | 15 | 7 | 1e-09 | 5spot_SharedNeighbor | Water | Porous | Wet | R600a | MinimizeLCOE_Brownfield | IgnoreSilica | 207.5091 | 136.9748 | 15.1902 | 4 | 2885.3112 | 3586.332 | 58.821 | 73.1122 | 201.11 | 0 | 347.9505 | 15493517.1156 | 1354830.402 | 17050855.2842 | 12712706.8527 | 0 | 401932.7404 | 0 | 18335398.534 | 47704945.8781 | 32559605.8004 | 145613792.6074 | 961560.8286 | 28738594.3808 | 28738594.3808 | 1478867.319 | 12377158.8222 | 0 | 175313947.8169 | 217908568.339 | 1000000 | 60.7608 | 2885.3112 | 3586.332 | 58.821 | 73.1122
1 | 6900 | 707 | 0.03 | 15 | 15 | 7 | 1.3335e-09 | 5spot_SharedNeighbor | Water | Porous | Wet | R600a | MinimizeLCOE_Brownfield | IgnoreSilica | 207.7092 | 137.0791 | 15.2145 | 4 | 2881.4213 | 3581.3232 | 58.7417 | 73.0101 | 201.0881 | 0 | 293.2829 | 15501953.0691 | 1355552.6787 | 17061244.2735 | 12724513.8073 | 0 | 384637.5798 | 0 | 18340881.5493 | 47719211.5591 | 32569342.4208 | 145657336.9376 | 961560.8286 | 28738594.3808 | 28738594.3808 | 1478867.319 | 12377158.8222 | 0 | 175357492.147 | 217952112.6691 | 1333521.4322 | 60.858 | 2881.4213 | 3581.3232 | 58.7417 | 73.0101
1 | 6900 | 707 | 0.03 | 15 | 15 | 7 | 1.7783e-09 | 5spot_SharedNeighbor | Water | Porous | Wet | R600a | MinimizeLCOE_Brownfield | IgnoreSilica | 207.8381 | 137.1462 | 15.2317 | 4 | 2878.4929 | 3577.6027 | 58.682 | 72.9343 | 201.0739 | 0 | 354.466 | 15507373.198 | 1356016.7384 | 17067919.5723 | 12732119.6644 | 0 | 371015.9119 | 0 | 18343433.5832 | 47725851.4278 | 32573874.2676 | 145677604.3636 | 961560.8286 | 28738594.3808 | 28738594.3808 | 1478867.319 | 12377158.8222 | 0 | 175377759.5731 | 217972380.0952 | 1778279.41 | 60.9269 | 2878.4929 | 3577.6027 | 58.682 | 72.9343
1 | 6900 | 707 | 0.03 | 15 | 15 | 7 | 2.3714e-09 | 5spot_SharedNeighbor | Water | Porous | Wet | R600a | MinimizeLCOE_Brownfield | IgnoreSilica | 207.9159 | 137.1865 | 15.2438 | 4 | 2876.2899 | 3574.8473 | 58.6371 | 72.8781 | 201.0652 | 0 | 381.7313 | 15510630.329 | 1356295.6048 | 17071931.1027 | 12736707.2811 | 0 | 360294.6986 | 0 | 18343985.0163 | 47727286.1438 | 32574853.4908 | 145681983.6672 | 961560.8286 | 28738594.3808 | 28738594.3808 | 1478867.319 | 12377158.8222 | 0 | 175382138.8766 | 217976759.3987 | 2371373.7057 | 60.9751 | 2876.2899 | 3574.8473 | 58.6371 | 72.8781
1 | 6900 | 707 | 0.03 | 15 | 15 | 7 | 3.1623e-09 | 5spot_SharedNeighbor | Water | Porous | Wet | R600a | MinimizeLCOE_Brownfield | IgnoreSilica | 207.9649 | 137.2118 | 15.2524 | 4 | 2874.6337 | 3572.7971 | 58.6033 | 72.8363 | 201.0596 | 0 | 379.3746 | 15512677.3209 | 1356470.8617 | 17074452.2568 | 12739600.3883 | 0 | 351983.1929 | 0 | 18343721.768 | 47726601.2257 | 32574386.0201 | 145679893.0345 | 961560.8286 | 28738594.3808 | 28738594.3808 | 1478867.319 | 12377158.8222 | 0 | 175380048.244 | 217974668.766 | 3162277.6602 | 61.0095 | 2874.6337 | 3572.7971 | 58.6033 | 72.8363
1 | 6900 | 707 | 0.03 | 15 | 15 | 7 | 4.217e-09 | 5spot_SharedNeighbor | Water | Porous | Wet | R600a | MinimizeLCOE_Brownfield | IgnoreSilica | 207.989 | 137.2241 | 15.2582 | 4 | 2873.3891 | 3571.2849 | 58.5779 | 72.8055 | 201.0568 | 0 | 377.9431 | 15513669.1337 | 1356555.7773 | 17075673.8252 | 12741017.3288 | 0 | 345460.7931 | 0 | 18342626.9747 | 47723752.798 | 32572441.9097 | 145671198.5405 | 961560.8286 | 28738594.3808 | 28738594.3808 | 1478867.319 | 12377158.8222 | 0 | 175371353.75 | 217965974.272 | 4216965.0343 | 61.0329 | 2873.3891 | 3571.2849 | 58.5779 | 72.8055
1 | 6900 | 707 | 0.03 | 15 | 15 | 7 | 5.6234e-09 | 5spot_SharedNeighbor | Water | Porous | Wet | R600a | MinimizeLCOE_Brownfield | IgnoreSilica | 208.0085 | 137.234 | 15.2627 | 4 | 2872.4544 | 3570.1465 | 58.5589 | 72.7823 | 201.0545 | 0 | 357.6735 | 15514472.149 | 1356624.5287 | 17076662.8672 | 12742162.1575 | 0 | 340553.8778 | 0 | 18341885.4762 | 47721823.5711 | 32571125.1727 | 145665309.8001 | 961560.8286 | 28738594.3808 | 28738594.3808 | 1478867.319 | 12377158.8222 | 0 | 175365465.0096 | 217960085.5316 | 5623413.2519 | 61.0507 | 2872.4544 | 3570.1465 | 58.5589 | 72.7823
1 | 6900 | 707 | 0.03 | 15 | 15 | 7 | 7.4989e-09 | 5spot_SharedNeighbor | Water | Porous | Wet | R600a | MinimizeLCOE_Brownfield | IgnoreSilica | 208.0233 | 137.2416 | 15.266 | 4 | 2871.7525 | 3569.2915 | 58.5446 | 72.7648 | 201.0528 | 0 | 349.435 | 15515084.2282 | 1356676.9326 | 17077416.7448 | 12743034.4629 | 0 | 336855.1037 | 0 | 18341336.3142 | 47720394.764 | 32570149.9825 | 145660948.5329 | 961560.8286 | 28738594.3808 | 28738594.3808 | 1478867.319 | 12377158.8222 | 0 | 175361103.7423 | 217955724.2644 | 7498942.0933 | 61.0641 | 2871.7525 | 3569.2915 | 58.5446 | 72.7648
1 | 6900 | 707 | 0.03 | 15 | 15 | 7 | 1e-08 | 5spot_SharedNeighbor | Water | Porous | Wet | R600a | MinimizeLCOE_Brownfield | IgnoreSilica | 208.0233 | 137.2414 | 15.268 | 4 | 2871.2257 | 3568.6739 | 58.5338 | 72.7522 | 201.0526 | 0 | 352.52 | 15515069.361 | 1356675.6598 | 17077398.4333 | 12743031.6511 | 0 | 333871.3075 | 0 | 18340158.101 | 47717329.295 | 32568057.7369 | 145651591.5457 | 961560.8286 | 28738594.3808 | 28738594.3808 | 1478867.319 | 12377158.8222 | 0 | 175351746.7551 | 217946367.2772 | 10000000 | 61.0721 | 2871.2257 | 3568.6739 | 58.5338 | 72.7522
1 | 7000 | 707 | 0.03 | 15 | 15 | 7 | 1e-13 | 5spot_SharedNeighbor | Water | Porous | Wet | R600a | MinimizeLCOE_Brownfield | IgnoreSilica | 1.0498 | 0.24708 | 0.011701 | 4 | 674572.1651 | 1602922.5535 | 13752.066 | 32677.7444 | 122.7157 | 0 | 48.6655 | 154001.6432 | 10941.3528 | 111334.9272 | 66417.0209 | 0 | 64489.8069 | 0 | 158802.0529 | 413170.3668 | 281997.2652 | 1261154.4358 | 961560.8286 | 29349065.1606 | 29349065.1606 | 1478867.319 | 12621347.1341 | 0 | 31571780.4251 | 75021060.0389 | 100 | 0.046803 | 674572.1651 | 1602922.5535 | 13752.066 | 32677.7444
1 | 7000 | 707 | 0.03 | 15 | 15 | 7 | 1.3335e-13 | 5spot_SharedNeighbor | Water | Porous | Wet | R600a | MinimizeLCOE_Brownfield | IgnoreSilica | 1.3639 | 0.39746 | 0.02741 | 4 | 292515.2568 | 688803.3065 | 5963.3192 | 14042.1871 | 137.7377 | 0 | 67.8047 | 231191.8075 | 18133.1411 | 161174.7334 | 86212.3376 | 0 | 71835.9021 | 0 | 221733.6895 | 576905.5761 | 393749.9099 | 1760937.0972 | 961560.8286 | 29349065.1606 | 29349065.1606 | 1478867.319 | 12621347.1341 | 0 | 32071563.0865 | 75520842.7002 | 133.3521 | 0.10964 | 292515.2568 | 688803.3065 | 5963.3192 | 14042.1871
1 | 7000 | 707 | 0.03 | 15 | 15 | 7 | 1.7783e-13 | 5spot_SharedNeighbor | Water | Porous | Wet | R600a | MinimizeLCOE_Brownfield | IgnoreSilica | 1.7681 | 0.61578 | 0.05332 | 4 | 153524.1646 | 357242.3501 | 3129.7978 | 7282.8685 | 151.3226 | 0 | 224.5598 | 335012.5653 | 29254.6872 | 226551.0632 | 114869.0736 | 0 | 79914.2616 | 0 | 306384.6439 | 797149.9952 | 544071.2515 | 2433207.5415 | 961560.8286 | 29349065.1606 | 29349065.1606 | 1478867.319 | 12621347.1341 | 0 | 32743833.5308 | 76193113.1446 | 177.8279 | 0.21328 | 153524.1646 | 357242.3501 | 3129.7978 | 7282.8685
1 | 7000 | 707 | 0.03 | 15 | 15 | 7 | 2.3714e-13 | 5spot_SharedNeighbor | Water | Porous | Wet | R600a | MinimizeLCOE_Brownfield | IgnoreSilica | 2.2932 | 0.96954 | 0.091791 | 4 | 91639.7966 | 209977.9439 | 1868.2012 | 4280.6844 | 163.2849 | 0 | 298.2546 | 468115.1955 | 42347.9603 | 324852.521 | 151973.7007 | 0 | 89804.1446 | 0 | 420066.4736 | 1092926.7968 | 745944.9962 | 3336031.7887 | 961560.8286 | 29349065.1606 | 29349065.1606 | 1478867.319 | 12621347.1341 | 0 | 33646657.778 | 77095937.3918 | 237.1374 | 0.36716 | 91639.7966 | 209977.9439 | 1868.2012 | 4280.6844
1 | 7000 | 707 | 0.03 | 15 | 15 | 7 | 3.1623e-13 | 5spot_SharedNeighbor | Water | Porous | Wet | R600a | MinimizeLCOE_Brownfield | IgnoreSilica | 2.9544 | 1.4412 | 0.14099 | 4 | 61517.811 | 138562.1547 | 1254.1238 | 2824.7769 | 173.2469 | 0 | 458.8416 | 617547.5029 | 55892.3535 | 446090.8031 | 194646.059 | 0 | 100767.4558 | 0 | 551828.228 | 1435743.8537 | 979924.6817 | 4382440.9378 | 961560.8286 | 29349065.1606 | 29349065.1606 | 1478867.319 | 12621347.1341 | 0 | 34693066.927 | 78142346.5408 | 316.2278 | 0.56395 | 61517.811 | 138562.1547 | 1254.1238 | 2824.7769
1 | 7000 | 707 | 0.03 | 15 | 15 | 7 | 4.217e-13 | 5spot_SharedNeighbor | Water | Porous | Wet | R600a | MinimizeLCOE_Brownfield | IgnoreSilica | 3.8265 | 2.0714 | 0.20664 | 4 | 43523.895 | 96090.3212 | 887.2935 | 1958.9312 | 181.7459 | 0 | 77.0777 | 796118.4948 | 72047.7525 | 596271.2742 | 249834.1702 | 0 | 114594.8124 | 0 | 713257.9366 | 1855750.8417 | 1266588.0813 | 5664463.3637 | 961560.8286 | 29349065.1606 | 29349065.1606 | 1478867.319 | 12621347.1341 | 0 | 35975089.353 | 79424368.9667 | 421.6965 | 0.82656 | 43523.895 | 96090.3212 | 887.2935 | 1958.9312
1 | 7000 | 707 | 0.03 | 15 | 15 | 7 | 5.6234e-13 | 5spot_SharedNeighbor | Water | Porous | Wet | R600a | MinimizeLCOE_Brownfield | IgnoreSilica | 4.9326 | 2.8786 | 0.29133 | 4 | 32172.6826 | 69458.4423 | 655.8837 | 1416.0043 | 188.5916 | 0 | 93.0224 | 1002866.6593 | 90712.5368 | 775859.6619 | 319246.2785 | 0 | 129613.7487 | 0 | 904136.5652 | 2352377.8788 | 1605546.2388 | 7180359.568 | 961560.8286 | 29349065.1606 | 29349065.1606 | 1478867.319 | 12621347.1341 | 0 | 37490985.5573 | 80940265.1711 | 562.3413 | 1.1653 | 32172.6826 | 69458.4423 | 655.8837 | 1416.0043
1 | 7000 | 707 | 0.03 | 15 | 15 | 7 | 7.4989e-13 | 5spot_SharedNeighbor | Water | Porous | Wet | R600a | MinimizeLCOE_Brownfield | IgnoreSilica | 6.3675 | 3.9321 | 0.40215 | 4 | 24452.2927 | 51463.1309 | 498.4931 | 1049.1455 | 194.1372 | 0 | 93.1458 | 1248567.079 | 112841.9098 | 995702.4836 | 408945.3484 | 0 | 147172.7736 | 0 | 1136159.5418 | 2956054.0694 | 2017567.6432 | 9023010.8487 | 961560.8286 | 29349065.1606 | 29349065.1606 | 1478867.319 | 12621347.1341 | 0 | 39333636.838 | 82782916.4517 | 749.8942 | 1.6086 | 24452.2927 | 51463.1309 | 498.4931 | 1049.1455
1 | 7000 | 707 | 0.03 | 15 | 15 | 7 | 1e-12 | 5spot_SharedNeighbor | Water | Porous | Wet | R600a | MinimizeLCOE_Brownfield | IgnoreSilica | 8.2506 | 5.3106 | 0.54711 | 4 | 19006.6662 | 38860.5994 | 387.4766 | 792.2259 | 198.4202 | 0 | 94.7704 | 1542683.6263 | 139264.1001 | 1266342.0206 | 526386.797 | 0 | 168697.904 | 0 | 1420916.0347 | 3696932.0524 | 2523232.0901 | 11284454.6252 | 961560.8286 | 29349065.1606 | 29349065.1606 | 1478867.319 | 12621347.1341 | 0 | 41595080.6144 | 85044360.2282 | 1000 | 2.1884 | 19006.6662 | 38860.5994 | 387.4766 | 792.2259
1 | 7000 | 707 | 0.03 | 15 | 15 | 7 | 1.3335e-12 | 5spot_SharedNeighbor | Water | Porous | Wet | R600a | MinimizeLCOE_Brownfield | IgnoreSilica | 10.7474 | 7.1774 | 0.74415 | 4 | 14935.8238 | 29532.6861 | 304.487 | 602.0638 | 202.3759 | 0 | 94.6507 | 1907600.3931 | 171954.1168 | 1611411.0352 | 682566.5236 | 0 | 194260.6541 | 0 | 1781439.1619 | 4634939.2759 | 3163441.2943 | 14147612.455 | 961560.8286 | 29349065.1606 | 29349065.1606 | 1478867.319 | 12621347.1341 | 0 | 44458238.4442 | 87907518.058 | 1333.5214 | 2.9766 | 14935.8238 | 29532.6861 | 304.487 | 602.0638
1 | 7000 | 707 | 0.03 | 15 | 15 | 7 | 1.7783e-12 | 5spot_SharedNeighbor | Water | Porous | Wet | R600a | MinimizeLCOE_Brownfield | IgnoreSilica | 14.0311 | 9.6187 | 1.0017 | 4 | 11975.31 | 22818.6717 | 244.1329 | 465.1895 | 205.267 | 0 | 99.3599 | 2345553.594 | 211066.3745 | 2036704.4686 | 887687.0385 | 0 | 225451.6314 | 0 | 2225520.6117 | 5790348.1147 | 3952031.568 | 17674363.4015 | 961560.8286 | 29349065.1606 | 29349065.1606 | 1478867.319 | 12621347.1341 | 0 | 47984989.3908 | 91434269.0046 | 1778.2794 | 4.007 | 11975.31 | 22818.6717 | 244.1329 | 465.1895
1 | 7000 | 707 | 0.03 | 15 | 15 | 7 | 2.3714e-12 | 5spot_SharedNeighbor | Water | Porous | Wet | R600a | MinimizeLCOE_Brownfield | IgnoreSilica | 18.358 | 12.8425 | 1.3422 | 4 | 9755.6698 | 17848.7162 | 198.8825 | 363.8702 | 207.5338 | 0 | 75.8915 | 2877293.7608 | 258398.5109 | 2566563.2194 | 1158667.4206 | 0 | 263068.7554 | 0 | 2778356.7502 | 7228714.3446 | 4933746.0754 | 22064808.8373 | 961560.8286 | 29349065.1606 | 29349065.1606 | 1478867.319 | 12621347.1341 | 0 | 52375434.8266 | 95824714.4404 | 2371.3737 | 5.3687 | 9755.6698 | 17848.7162 | 198.8825 | 363.8702
1 | 7000 | 707 | 0.03 | 15 | 15 | 7 | 3.1623e-12 | 5spot_SharedNeighbor | Water | Porous | Wet | R600a | MinimizeLCOE_Brownfield | IgnoreSilica | 24.1043 | 17.126 | 1.7943 | 4 | 8064.7192 | 14118.3794 | 164.4102 | 287.8223 | 209.3091 | 0 | 93.0238 | 3527579.4669 | 316079.1013 | 3231160.7633 | 1517956.8229 | 0 | 309543.7313 | 0 | 3471904.7554 | 9033183.9879 | 6165333.6851 | 27572742.3141 | 961560.8286 | 29349065.1606 | 29349065.1606 | 1478867.319 | 12621347.1341 | 0 | 57883368.3034 | 101332647.9172 | 3162.2777 | 7.1774 | 8064.7192 | 14118.3794 | 164.4102 | 287.8223
1 | 7000 | 707 | 0.03 | 15 | 15 | 7 | 4.217e-12 | 5spot_SharedNeighbor | Water | Porous | Wet | R600a | MinimizeLCOE_Brownfield | IgnoreSilica | 31.6365 | 22.7445 | 2.3879 | 4 | 6775.0766 | 11323.952 | 138.1191 | 230.8541 | 210.6739 | 0 | 86.9683 | 4313416.9447 | 385522.6129 | 4054475.235 | 1988991.0489 | 0 | 365033.1135 | 0 | 4331901.1925 | 11270718.3077 | 7692496.8351 | 34402555.2902 | 961560.8286 | 29349065.1606 | 29349065.1606 | 1478867.319 | 12621347.1341 | 0 | 64713181.2795 | 108162460.8933 | 4216.965 | 9.5517 | 6775.0766 | 11323.952 | 138.1191 | 230.8541
1 | 7000 | 707 | 0.03 | 15 | 15 | 7 | 5.6234e-12 | 5spot_SharedNeighbor | Water | Porous | Wet | R600a | MinimizeLCOE_Brownfield | IgnoreSilica | 41.5025 | 30.106 | 3.1656 | 4 | 5780.2231 | 9211.6167 | 117.8377 | 187.7913 | 211.7186 | 0 | 136.6436 | 5263273.5548 | 469130.2407 | 5074063.2609 | 2605953.9019 | 0 | 432166.5061 | 0 | 5399389.1111 | 14048102.9 | 9588118.8889 | 42880198.3643 | 961560.8286 | 29349065.1606 | 29349065.1606 | 1478867.319 | 12621347.1341 | 0 | 73190824.3536 | 116640103.9673 | 5623.4133 | 12.6623 | 5780.2231 | 9211.6167 | 117.8377 | 187.7913
1 | 7000 | 707 | 0.03 | 15 | 15 | 7 | 7.4989e-12 | 5spot_SharedNeighbor | Water | Porous | Wet | R600a | MinimizeLCOE_Brownfield | IgnoreSilica | 54.2358 | 39.596 | 4.1681 | 4 | 5012.3477 | 7618.429 | 102.1835 | 155.312 | 212.4714 | 0 | 110.7273 | 6394774.9248 | 568318.8537 | 6317631.8909 | 3402039.6115 | 0 | 512005.628 | 0 | 6705960.6545 | 17447534.0413 | 11908300.4941 | 53256566.0988 | 961560.8286 | 29349065.1606 | 29349065.1606 | 1478867.319 | 12621347.1341 | 0 | 83567192.088 | 127016471.7018 | 7498.9421 | 16.6723 | 5012.3477 | 7618.429 | 102.1835 | 155.312
1 | 7000 | 707 | 0.03 | 15 | 15 | 7 | 1e-11 | 5spot_SharedNeighbor | Water | Porous | Wet | R600a | MinimizeLCOE_Brownfield | IgnoreSilica | 70.2916 | 51.4837 | 5.4229 | 4 | 4423.7624 | 6426.8084 | 90.1844 | 131.0192 | 212.8514 | 0 | 136.0651 | 7708216.0084 | 682976.2327 | 7794168.2508 | 4404660.4117 | 0 | 605489.7122 | 0 | 8266249.1401 | 21507084.6218 | 14679027.1807 | 65647871.5584 | 961560.8286 | 29349065.1606 | 29349065.1606 | 1478867.319 | 12621347.1341 | 0 | 95958497.5476 | 139407777.1614 | 10000 | 21.6916 | 4423.7624 | 6426.8084 | 90.1844 | 131.0192
1 | 7000 | 707 | 0.03 | 15 | 15 | 7 | 1.3335e-11 | 5spot_SharedNeighbor | Water | Porous | Wet | R600a | MinimizeLCOE_Brownfield | IgnoreSilica | 89.8099 | 65.6753 | 6.9171 | 4 | 3981.4042 | 5551.77 | 81.1663 | 113.1803 | 212.6645 | 0 | 140.9895 | 9167893.3363 | 809874.6203 | 9470112.6798 | 5619391.3403 | 0 | 712946.3947 | 0 | 10054285.1648 | 26159187.5814 | 17854183.0419 | 79847874.1595 | 961560.8286 | 29349065.1606 | 29349065.1606 | 1478867.319 | 12621347.1341 | 0 | 110158500.1487 | 153607779.7625 | 13335.2143 | 27.6683 | 3981.4042 | 5551.77 | 81.1663 | 113.1803
1 | 7000 | 707 | 0.03 | 15 | 15 | 7 | 1.7783e-11 | 5spot_SharedNeighbor | Water | Porous | Wet | R600a | MinimizeLCOE_Brownfield | IgnoreSilica | 112.3916 | 81.5385 | 8.5779 | 4 | 3659.0606 | 4925.3755 | 74.5949 | 100.4104 | 211.7323 | 0 | 143.8191 | 10697133.0067 | 942302.7635 | 11259624.7865 | 7016118.8896 | 0 | 833858.9459 | 0 | 11992124.9729 | 31201049.2565 | 21295357.235 | 95237569.8567 | 961560.8286 | 29349065.1606 | 29349065.1606 | 1478867.319 | 12621347.1341 | 0 | 125548195.8459 | 168997475.4597 | 17782.7941 | 34.3116 | 3659.0606 | 4925.3755 | 74.5949 | 100.4104
1 | 7000 | 707 | 0.03 | 15 | 15 | 7 | 2.3714e-11 | 5spot_SharedNeighbor | Water | Porous | Wet | R600a | MinimizeLCOE_Brownfield | IgnoreSilica | 136.8474 | 97.8426 | 10.2702 | 4 | 3433.9113 | 4491.5661 | 70.0049 | 91.5666 | 210.0341 | 0 | 157.7552 | 12183255.5293 | 1070547.758 | 13027347.908 | 8515042.391 | 0 | 963590.2197 | 0 | 13946315.6843 | 36285452.628 | 24765567.0101 | 110757119.1284 | 961560.8286 | 29349065.1606 | 29349065.1606 | 1478867.319 | 12621347.1341 | 0 | 141067745.1177 | 184517024.7314 | 23713.7371 | 41.0808 | 3433.9113 | 4491.5661 | 70.0049 | 91.5666
1 | 7000 | 707 | 0.03 | 15 | 15 | 7 | 3.1623e-11 | 5spot_SharedNeighbor | Water | Porous | Wet | R600a | MinimizeLCOE_Brownfield | IgnoreSilica | 161.6365 | 113.599 | 11.8928 | 4 | 3276.4893 | 4189.8413 | 66.7957 | 85.4156 | 208.0614 | 0 | 131.1086 | 13554179.8242 | 1188498.29 | 14680240.5335 | 10022153.0796 | 0 | 1092784.4361 | 0 | 15809763.9037 | 41133762.649 | 28074638.2223 | 125556020.9384 | 961560.8286 | 29349065.1606 | 29349065.1606 | 1478867.319 | 12621347.1341 | 0 | 155866646.9277 | 199315926.5414 | 31622.7766 | 47.5712 | 3276.4893 | 4189.8413 | 66.7957 | 85.4156
1 | 7000 | 707 | 0.03 | 15 | 15 | 7 | 4.217e-11 | 5spot_SharedNeighbor | Water | Porous | Wet | R600a | MinimizeLCOE_Brownfield | IgnoreSilica | 176.7176 | 122.8111 | 12.9518 | 4 | 3170.2914 | 4008.9644 | 64.6307 | 81.7282 | 206.711 | 0 | 154.1601 | 14330725.5255 | 1255171.1226 | 15625138.9812 | 10959711.5645 | 0 | 1071827.2061 | 0 | 16864604.016 | 43878240.2437 | 29947800.574 | 133933219.2337 | 961560.8286 | 29349065.1606 | 29349065.1606 | 1478867.319 | 12621347.1341 | 0 | 164243845.223 | 207693124.8368 | 42169.6503 | 51.8072 | 3170.2914 | 4008.9644 | 64.6307 | 81.7282
1 | 7000 | 707 | 0.03 | 15 | 15 | 7 | 5.6234e-11 | 5spot_SharedNeighbor | Water | Porous | Wet | R600a | MinimizeLCOE_Brownfield | IgnoreSilica | 187.4823 | 128.9939 | 13.7208 | 4 | 3090.1054 | 3881.7738 | 62.996 | 79.1352 | 205.6762 | 0 | 171.7092 | 14842708.8311 | 1299076.992 | 16251332.5368 | 11570584.6543 | 0 | 1006520.4105 | 0 | 17538387.1356 | 45631285.709 | 31144290.1256 | 139284186.395 | 961560.8286 | 29349065.1606 | 29349065.1606 | 1478867.319 | 12621347.1341 | 0 | 169594812.3842 | 213044091.998 | 56234.1325 | 54.8832 | 3090.1054 | 3881.7738 | 62.996 | 79.1352
1 | 7000 | 707 | 0.03 | 15 | 15 | 7 | 7.4989e-11 | 5spot_SharedNeighbor | Water | Porous | Wet | R600a | MinimizeLCOE_Brownfield | IgnoreSilica | 192.9138 | 132.0818 | 14.1974 | 4 | 3029.5501 | 3794.6435 | 61.7615 | 77.3589 | 205.1264 | 0 | 210.6885 | 15095824.1933 | 1320768.418 | 16561823.7786 | 11895369.458 | 0 | 888061.196 | 0 | 17847120.3471 | 46434546.1955 | 31692531.9129 | 141736045.4995 | 961560.8286 | 29349065.1606 | 29349065.1606 | 1478867.319 | 12621347.1341 | 0 | 172046671.4888 | 215495951.1026 | 74989.4209 | 56.7895 | 3029.5501 | 3794.6435 | 61.7615 | 77.3589
1 | 7000 | 707 | 0.03 | 15 | 15 | 7 | 1e-10 | 5spot_SharedNeighbor | Water | Porous | Wet | R600a | MinimizeLCOE_Brownfield | IgnoreSilica | 197.7586 | 134.7922 | 14.5995 | 4 | 2983.5225 | 3727.5432 | 60.8231 | 75.991 | 204.6259 | 0 | 223.3454 | 15316620.5177 | 1339682.2979 | 16833152.8068 | 12183941.6503 | 0 | 793885.6682 | 0 | 18122240.3469 | 47150352.0001 | 32181084.0829 | 143920959.3709 | 961560.8286 | 29349065.1606 | 29349065.1606 | 1478867.319 | 12621347.1341 | 0 | 174231585.3601 | 217680864.9739 | 100000 | 58.3979 | 2983.5225 | 3727.5432 | 60.8231 | 75.991
1 | 7000 | 707 | 0.03 | 15 | 15 | 7 | 1.3335e-10 | 5spot_SharedNeighbor | Water | Porous | Wet | R600a | MinimizeLCOE_Brownfield | IgnoreSilica | 201.3466 | 136.7713 | 14.9042 | 4 | 2948.5732 | 3677.3842 | 60.1107 | 74.9685 | 204.2479 | 0 | 262.2809 | 15477061.5171 | 1353421.4624 | 17030591.8388 | 12397190.2797 | 0 | 710277.2647 | 0 | 18317731.5214 | 47658979.9354 | 32528233.1 | 145473486.9196 | 961560.8286 | 29349065.1606 | 29349065.1606 | 1478867.319 | 12621347.1341 | 0 | 175784112.9089 | 219233392.5226 | 133352.1432 | 59.6167 | 2948.5732 | 3677.3842 | 60.1107 | 74.9685
1 | 7000 | 707 | 0.03 | 15 | 15 | 7 | 1.7783e-10 | 5spot_SharedNeighbor | Water | Porous | Wet | R600a | MinimizeLCOE_Brownfield | IgnoreSilica | 204.0332 | 138.2377 | 15.1355 | 4 | 2922.0717 | 3639.7432 | 59.5704 | 74.2011 | 203.9607 | 0 | 310.3915 | 15595511.0289 | 1363562.3029 | 17176504.9959 | 12556693.4883 | 0 | 639170.8469 | 0 | 18459262.6385 | 48027214.8701 | 32779561.0094 | 146597481.181 | 961560.8286 | 29349065.1606 | 29349065.1606 | 1478867.319 | 12621347.1341 | 0 | 176908107.1702 | 220357386.784 | 177827.941 | 60.542 | 2922.0717 | 3639.7432 | 59.5704 | 74.2011
1 | 7000 | 707 | 0.03 | 15 | 15 | 7 | 2.3714e-10 | 5spot_SharedNeighbor | Water | Porous | Wet | R600a | MinimizeLCOE_Brownfield | IgnoreSilica | 205.9692 | 139.2852 | 15.307 | 4 | 2901.9941 | 3611.6265 | 59.1611 | 73.6279 | 203.7514 | 0 | 218.6633 | 15679912.4257 | 1370786.9217 | 17280552.2866 | 12671383.9875 | 0 | 578960.4037 | 0 | 18556822.4498 | 48281045.4866 | 32952805.6209 | 147372269.5824 | 961560.8286 | 29349065.1606 | 29349065.1606 | 1478867.319 | 12621347.1341 | 0 | 177682895.5717 | 221132175.1855 | 237137.3706 | 61.2279 | 2901.9941 | 3611.6265 | 59.1611 | 73.6279