## CO2
Time [year] | Depth [m] | Res Length [m] | Temp Gradient [C/m] | Temp Surface Air [C] | Temp Surface Rock [C] | dT Approach [C] | Transmissivity [m^3] | Config Number [-] | Fluid | Reservoir | Cooling Wet/Dry | orcFluid | Method | Silica? | mass flow [kg/s] | Reservoir Heat [MWth] | Electric Power I-P Pair [MWe] | N_IP_Multiplier | SpCC (Brownfield) [$/kWe] | SpCC (Greenfield) [$/kWe] | LCOE (Brownfield) [$/MWh] | LCOE (Greenfield) [$/MWh] | Temp Production [C] | dP Surface [Mpa] | SolveTime [s] | C_T_G_N | C_pump_orc_N | C_coolingTowers_N | C_heatExchanger_N | C_recuperator_N | C_pump_prod_N | C_pump_inj_N | C_plant_otherEquipment_N | C_plant_installation_N | C_plant_indirectContingency_N | C_surfacePlant_N | C_gatheringSystem_N | C_wells_production_N | C_wells_injection_N | C_wellfield_N | C_exploration_N | C_stimulation_N | CapitalCost_N (Brownfield) | CapitalCost_N (Greenfield) | Trans [mD-m] | Electric Power 5-spot [MW] | Sp CC (Brownfield) [$/kWe] | Sp CC (Greenfield) [$/kWe] | LCOE (Brownfield) [$/MWh] | LCOE (Greenfield) [$/MWh]
1 | 1000 | 707 | 0.035 | 15 | 15 | 7 | 1e-13 | 5spot_SharedNeighbor | CO2 | Porous | Wet | R245fa | MinimizeLCOE_Brownfield | IgnoreSilica | 0 | 0 | 0 | 4 | [6 empty] | 7.1649 | [19 empty] | 100 | 0
1 | 1000 | 707 | 0.035 | 15 | 15 | 7 | 1.3335e-13 | 5spot_SharedNeighbor | CO2 | Porous | Wet | R245fa | MinimizeLCOE_Brownfield | IgnoreSilica | 0 | 0 | 0 | 4 | [6 empty] | 7.1322 | [19 empty] | 133.3521 | 0
1 | 1000 | 707 | 0.035 | 15 | 15 | 7 | 1.7783e-13 | 5spot_SharedNeighbor | CO2 | Porous | Wet | R245fa | MinimizeLCOE_Brownfield | IgnoreSilica | 0 | 0 | 0 | 4 | [6 empty] | 7.8045 | [19 empty] | 177.8279 | 0
1 | 1000 | 707 | 0.035 | 15 | 15 | 7 | 2.3714e-13 | 5spot_SharedNeighbor | CO2 | Porous | Wet | R245fa | MinimizeLCOE_Brownfield | IgnoreSilica | 0 | 0 | 0 | 4 | [6 empty] | 7.7972 | [19 empty] | 237.1374 | 0
1 | 1000 | 707 | 0.035 | 15 | 15 | 7 | 3.1623e-13 | 5spot_SharedNeighbor | CO2 | Porous | Wet | R245fa | MinimizeLCOE_Brownfield | IgnoreSilica | 1.6 | 0.18062 | 8.5191e-05 | 4 | 13997433.1324 | 49831820.1235 | 285356.6073 | 1015889.0557 | 23.2898 | 0.13322 | 9.2855 | 6322.4179 | 0 | 6840.2181 | 0 | 0 | 0 | 0 | 5133.4281 | 13356.1268 | 9115.831 | 40768.0219 | 961560.8286 | 3767508.2258 | 3767508.2258 | 5798963.8404 | 2644637.3607 | 0 | 4769837.0763 | 16980946.5032 | 316.2278 | 0.00034077 | 13997433.1324 | 49831820.1235 | 285356.6073 | 1015889.0557
1 | 1000 | 707 | 0.035 | 15 | 15 | 7 | 4.217e-13 | 5spot_SharedNeighbor | CO2 | Porous | Wet | R245fa | MinimizeLCOE_Brownfield | IgnoreSilica | 1.6 | 0.18061 | 8.5214e-05 | 4 | 13993651.7539 | 49818298.4828 | 285279.5188 | 1015613.3988 | 23.29 | 0.13325 | 10.5133 | 6323.5544 | 0 | 6841.6469 | 0 | 0 | 0 | 0 | 5134.4285 | 13358.7298 | 9117.6076 | 40775.9672 | 961560.8286 | 3767508.2258 | 3767508.2258 | 5798963.8404 | 2644637.3607 | 0 | 4769845.0216 | 16980954.4485 | 421.6965 | 0.00034086 | 13993651.7539 | 49818298.4828 | 285279.5188 | 1015613.3988
1 | 1000 | 707 | 0.035 | 15 | 15 | 7 | 5.6234e-13 | 5spot_SharedNeighbor | CO2 | Porous | Wet | R245fa | MinimizeLCOE_Brownfield | IgnoreSilica | 1.6 | 0.1806 | 8.5232e-05 | 4 | 13990713.5245 | 49807791.82 | 285219.619 | 1015399.2063 | 23.2902 | 0.13328 | 10.9921 | 6324.4378 | 0 | 6842.7576 | 0 | 0 | 0 | 0 | 5135.2062 | 13360.7532 | 9118.9886 | 40782.1434 | 961560.8286 | 3767508.2258 | 3767508.2258 | 5798963.8404 | 2644637.3607 | 0 | 4769851.1978 | 16980960.6247 | 562.3413 | 0.00034093 | 13990713.5245 | 49807791.82 | 285219.619 | 1015399.2063
1 | 1000 | 707 | 0.035 | 15 | 15 | 7 | 7.4989e-13 | 5spot_SharedNeighbor | CO2 | Porous | Wet | R245fa | MinimizeLCOE_Brownfield | IgnoreSilica | 4.5064 | 0.523 | 0.00041877 | 4 | 2901839.9005 | 10191770.1544 | 59157.9314 | 207773.02 | 23.9196 | 0.22329 | 18.1766 | 18523.4753 | 0 | 23998.8278 | 0 | 0 | 0 | 0 | 16583.6982 | 43147.381 | 29448.9741 | 131702.3563 | 961560.8286 | 3767508.2258 | 3767508.2258 | 5798963.8404 | 2644637.3607 | 0 | 4860771.4108 | 17071880.8377 | 749.8942 | 0.0016751 | 2901839.9005 | 10191770.1544 | 59157.9314 | 207773.02
1 | 1000 | 707 | 0.035 | 15 | 15 | 7 | 1e-12 | 5spot_SharedNeighbor | CO2 | Porous | Wet | R245fa | MinimizeLCOE_Brownfield | IgnoreSilica | 5.9996 | 0.69895 | 0.00056024 | 4 | 2183449.2504 | 7632497.9986 | 44512.5663 | 155598.7954 | 23.9281 | 0.22443 | 19.3082 | 22621.1598 | 0 | 30315.1066 | 0 | 0 | 0 | 0 | 20645.1439 | 53714.4296 | 36661.2019 | 163957.0419 | 961560.8286 | 3767508.2258 | 3767508.2258 | 5798963.8404 | 2644637.3607 | 0 | 4893026.0963 | 17104135.5232 | 1000 | 0.002241 | 2183449.2504 | 7632497.9986 | 44512.5663 | 155598.7954
1 | 1000 | 707 | 0.035 | 15 | 15 | 7 | 1.3335e-12 | 5spot_SharedNeighbor | CO2 | Porous | Wet | R245fa | MinimizeLCOE_Brownfield | IgnoreSilica | 8.005 | 0.93545 | 0.00074779 | 4 | 1649175.9738 | 5731581.7414 | 33620.6829 | 116846.0463 | 23.9303 | 0.22466 | 17.7746 | 27593.7744 | 0 | 38229.8026 | 0 | 0 | 0 | 0 | 25671.195 | 66791.1836 | 45586.3552 | 203872.3109 | 961560.8286 | 3767508.2258 | 3767508.2258 | 5798963.8404 | 2644637.3607 | 0 | 4932941.3653 | 17144050.7922 | 1333.5214 | 0.0029912 | 1649175.9738 | 5731581.7414 | 33620.6829 | 116846.0463
1 | 1000 | 707 | 0.035 | 15 | 15 | 7 | 1.7783e-12 | 5spot_SharedNeighbor | CO2 | Porous | Wet | R245fa | MinimizeLCOE_Brownfield | IgnoreSilica | 10.6548 | 1.2478 | 0.00098958 | 4 | 1258388.6382 | 4343296.8456 | 25653.9545 | 88543.9809 | 23.924 | 0.22366 | 23.1864 | 33480.1971 | 0 | 47901.1042 | 0 | 0 | 0 | 0 | 31738.7075 | 82577.6064 | 56360.9132 | 252058.5284 | 961560.8286 | 3767508.2258 | 3767508.2258 | 5798963.8404 | 2644637.3607 | 0 | 4981127.5828 | 17192237.0097 | 1778.2794 | 0.0039583 | 1258388.6382 | 4343296.8456 | 25653.9545 | 88543.9809
1 | 1000 | 707 | 0.035 | 15 | 15 | 7 | 2.3714e-12 | 5spot_SharedNeighbor | CO2 | Porous | Wet | R245fa | MinimizeLCOE_Brownfield | IgnoreSilica | 14.2164 | 1.6675 | 0.0013001 | 4 | 969023.7175 | 3317117.0475 | 19754.8592 | 67623.9177 | 23.905 | 0.22079 | 19.6859 | 40452.5053 | 0 | 59725.5724 | 0 | 0 | 0 | 0 | 39069.4503 | 101650.6955 | 69378.6884 | 310276.912 | 961560.8286 | 3767508.2258 | 3767508.2258 | 5798963.8404 | 2644637.3607 | 0 | 5039345.9664 | 17250455.3933 | 2371.3737 | 0.0052004 | 969023.7175 | 3317117.0475 | 19754.8592 | 67623.9177
1 | 1000 | 707 | 0.035 | 15 | 15 | 7 | 3.1623e-12 | 5spot_SharedNeighbor | CO2 | Porous | Wet | R245fa | MinimizeLCOE_Brownfield | IgnoreSilica | 18.9279 | 2.2232 | 0.0016764 | 4 | 761477.7237 | 2582460.0326 | 15523.7534 | 52646.9408 | 23.8651 | 0.21484 | 23.4817 | 48309.0791 | 0 | 73487.2621 | 0 | 0 | 0 | 0 | 47500.5731 | 123586.7474 | 84350.4946 | 377234.1563 | 961560.8286 | 3767508.2258 | 3767508.2258 | 5798963.8404 | 2644637.3607 | 0 | 5106303.2107 | 17317412.6376 | 3162.2777 | 0.0067058 | 761477.7237 | 2582460.0326 | 15523.7534 | 52646.9408
1 | 1000 | 707 | 0.035 | 15 | 15 | 7 | 4.217e-12 | 5spot_SharedNeighbor | CO2 | Porous | Wet | R245fa | MinimizeLCOE_Brownfield | IgnoreSilica | 25.2226 | 2.9653 | 0.002101 | 4 | 616295.1208 | 2069338.9475 | 12564.0096 | 42186.2734 | 23.7906 | 0.2038 | 23.4669 | 56679.1589 | 0 | 88662.5864 | 0 | 0 | 0 | 0 | 56683.2807 | 147478.269 | 100656.949 | 450160.244 | 961560.8286 | 3767508.2258 | 3767508.2258 | 5798963.8404 | 2644637.3607 | 0 | 5179229.2984 | 17390338.7254 | 4216.965 | 0.0084038 | 616295.1208 | 2069338.9475 | 12564.0096 | 42186.2734
1 | 1000 | 707 | 0.035 | 15 | 15 | 7 | 5.6234e-12 | 5spot_SharedNeighbor | CO2 | Porous | Wet | R245fa | MinimizeLCOE_Brownfield | IgnoreSilica | 33.5396 | 3.9453 | 0.0018981 | 4 | 679276.0917 | 2287649.3756 | 13847.9619 | 46636.8268 | 23.3812 | 0.14444 | 24.5745 | 53788.611 | 0 | 84443.0141 | 0 | 0 | 0 | 0 | 53910.3338 | 140263.6299 | 95732.8095 | 428138.3982 | 961560.8286 | 3767508.2258 | 3767508.2258 | 5798963.8404 | 2644637.3607 | 0 | 5157207.4526 | 17368316.8796 | 5623.4133 | 0.0075922 | 679276.0917 | 2287649.3756 | 13847.9619 | 46636.8268
1 | 1000 | 707 | 0.035 | 15 | 15 | 7 | 7.4989e-12 | 5spot_SharedNeighbor | CO2 | Porous | Wet | R245fa | MinimizeLCOE_Brownfield | IgnoreSilica | 37.3755 | 4.3984 | 0.0019263 | 4 | 670403.5369 | 2255176.6711 | 13667.0829 | 45974.8268 | 23.3032 | 0.13302 | 25.4611 | 54644.2522 | 0 | 86310.6658 | 0 | 0 | 0 | 0 | 54972.418 | 143026.9552 | 97618.8359 | 436573.1271 | 961560.8286 | 3767508.2258 | 3767508.2258 | 5798963.8404 | 2644637.3607 | 0 | 5165642.1815 | 17376751.6084 | 7498.9421 | 0.0077053 | 670403.5369 | 2255176.6711 | 13667.0829 | 45974.8268
1 | 1000 | 707 | 0.035 | 15 | 15 | 7 | 1e-11 | 5spot_SharedNeighbor | CO2 | Porous | Wet | R245fa | MinimizeLCOE_Brownfield | IgnoreSilica | 37.3561 | 4.3958 | 0.0019266 | 4 | 670323.2359 | 2254901.2426 | 13665.4458 | 45969.2118 | 23.3037 | 0.1331 | 24.3043 | 54646.9319 | 0 | 86313.5678 | 0 | 0 | 0 | 0 | 54974.5949 | 143032.619 | 97622.7015 | 436590.4151 | 961560.8286 | 3767508.2258 | 3767508.2258 | 5798963.8404 | 2644637.3607 | 0 | 5165659.4695 | 17376768.8964 | 10000 | 0.0077062 | 670323.2359 | 2254901.2426 | 13665.4458 | 45969.2118
1 | 1000 | 707 | 0.035 | 15 | 15 | 7 | 1.3335e-11 | 5spot_SharedNeighbor | CO2 | Porous | Wet | R245fa | MinimizeLCOE_Brownfield | IgnoreSilica | 37.3561 | 4.3955 | 0.0019267 | 4 | 670279.1833 | 2254746.5001 | 13664.5478 | 45966.0572 | 23.3038 | 0.13311 | 24.5748 | 54649.4231 | 0 | 86317.9751 | 0 | 0 | 0 | 0 | 54977.2853 | 143039.619 | 97627.4791 | 436611.7817 | 961560.8286 | 3767508.2258 | 3767508.2258 | 5798963.8404 | 2644637.3607 | 0 | 5165680.8361 | 17376790.263 | 13335.2143 | 0.0077068 | 670279.1833 | 2254746.5001 | 13664.5478 | 45966.0572
1 | 1000 | 707 | 0.035 | 15 | 15 | 7 | 1.7783e-11 | 5spot_SharedNeighbor | CO2 | Porous | Wet | R245fa | MinimizeLCOE_Brownfield | IgnoreSilica | 37.3413 | 4.3937 | 0.0019266 | 4 | 670304.6045 | 2254840.8568 | 13665.066 | 45967.9808 | 23.3041 | 0.13315 | 29.0077 | 54646.568 | 0 | 86311.523 | 0 | 0 | 0 | 0 | 54973.6555 | 143030.1749 | 97621.0334 | 436582.9547 | 961560.8286 | 3767508.2258 | 3767508.2258 | 5798963.8404 | 2644637.3607 | 0 | 5165652.0091 | 17376761.4361 | 17782.7941 | 0.0077064 | 670304.6045 | 2254840.8568 | 13665.066 | 45967.9808
1 | 1000 | 707 | 0.035 | 15 | 15 | 7 | 2.3714e-11 | 5spot_SharedNeighbor | CO2 | Porous | Wet | R245fa | MinimizeLCOE_Brownfield | IgnoreSilica | 37.3218 | 4.3913 | 0.0019264 | 4 | 670381.3308 | 2255117.0126 | 13666.6302 | 45973.6106 | 23.3044 | 0.13319 | 28.3597 | 54640.3695 | 0 | 86298.7189 | 0 | 0 | 0 | 0 | 54966.2444 | 143010.8929 | 97607.873 | 436524.0987 | 961560.8286 | 3767508.2258 | 3767508.2258 | 5798963.8404 | 2644637.3607 | 0 | 5165593.1531 | 17376702.5801 | 23713.7371 | 0.0077055 | 670381.3308 | 2255117.0126 | 13666.6302 | 45973.6106
1 | 1000 | 707 | 0.035 | 15 | 15 | 7 | 3.1623e-11 | 5spot_SharedNeighbor | CO2 | Porous | Wet | R245fa | MinimizeLCOE_Brownfield | IgnoreSilica | 37.3218 | 4.3914 | 0.0019261 | 4 | 670483.2759 | 2255475.1146 | 13668.7085 | 45980.911 | 23.3043 | 0.13317 | 39.1421 | 54634.6065 | 0 | 86288.524 | 0 | 0 | 0 | 0 | 54960.0209 | 142994.7005 | 97596.8214 | 436474.6733 | 961560.8286 | 3767508.2258 | 3767508.2258 | 5798963.8404 | 2644637.3607 | 0 | 5165543.7277 | 17376653.1546 | 31622.7766 | 0.0077042 | 670483.2759 | 2255475.1146 | 13668.7085 | 45980.911
1 | 1000 | 707 | 0.035 | 15 | 15 | 7 | 4.217e-11 | 5spot_SharedNeighbor | CO2 | Porous | Wet | R245fa | MinimizeLCOE_Brownfield | IgnoreSilica | 37.3024 | 4.3892 | 0.0019257 | 4 | 670590.2507 | 2255857.5262 | 13670.8893 | 45988.7069 | 23.3045 | 0.13322 | 28.1075 | 54626.7015 | 0 | 86272.7019 | 0 | 0 | 0 | 0 | 54950.7673 | 142970.6246 | 97580.3891 | 436401.1844 | 961560.8286 | 3767508.2258 | 3767508.2258 | 5798963.8404 | 2644637.3607 | 0 | 5165470.2388 | 17376579.6657 | 42169.6503 | 0.0077029 | 670590.2507 | 2255857.5262 | 13670.8893 | 45988.7069
1 | 1000 | 707 | 0.035 | 15 | 15 | 7 | 5.6234e-11 | 5spot_SharedNeighbor | CO2 | Porous | Wet | R245fa | MinimizeLCOE_Brownfield | IgnoreSilica | 37.2977 | 4.3887 | 0.0019254 | 4 | 670690.2802 | 2256210.4824 | 13672.9285 | 45995.9024 | 23.3045 | 0.13321 | 28.0409 | 54620.6074 | 0 | 86261.4841 | 0 | 0 | 0 | 0 | 54944.0157 | 142953.0582 | 97568.3996 | 436347.565 | 961560.8286 | 3767508.2258 | 3767508.2258 | 5798963.8404 | 2644637.3607 | 0 | 5165416.6194 | 17376526.0463 | 56234.1325 | 0.0077016 | 670690.2802 | 2256210.4824 | 13672.9285 | 45995.9024
1 | 1000 | 707 | 0.035 | 15 | 15 | 7 | 7.4989e-11 | 5spot_SharedNeighbor | CO2 | Porous | Wet | R245fa | MinimizeLCOE_Brownfield | IgnoreSilica | 37.2829 | 4.387 | 0.0019251 | 4 | 670777.5824 | 2256522.2105 | 13674.7083 | 46002.2574 | 23.3047 | 0.13324 | 27.6195 | 54614.26 | 0 | 86248.8561 | 0 | 0 | 0 | 0 | 54936.6153 | 142933.8039 | 97555.2582 | 436288.7934 | 961560.8286 | 3767508.2258 | 3767508.2258 | 5798963.8404 | 2644637.3607 | 0 | 5165357.8478 | 17376467.2748 | 74989.4209 | 0.0077006 | 670777.5824 | 2256522.2105 | 13674.7083 | 46002.2574
1 | 1000 | 707 | 0.035 | 15 | 15 | 7 | 1e-10 | 5spot_SharedNeighbor | CO2 | Porous | Wet | R245fa | MinimizeLCOE_Brownfield | IgnoreSilica | 37.2855 | 4.3874 | 0.0019249 | 4 | 670850.4725 | 2256777.3658 | 13676.1943 | 46007.4591 | 23.3045 | 0.13322 | 22.1404 | 54610.3924 | 0 | 86242.2605 | 0 | 0 | 0 | 0 | 54932.5347 | 142923.187 | 97548.0119 | 436256.3865 | 961560.8286 | 3767508.2258 | 3767508.2258 | 5798963.8404 | 2644637.3607 | 0 | 5165325.4409 | 17376434.8678 | 100000 | 0.0076997 | 670850.4725 | 2256777.3658 | 13676.1943 | 46007.4591
1 | 1000 | 707 | 0.035 | 15 | 15 | 7 | 1.3335e-10 | 5spot_SharedNeighbor | CO2 | Porous | Wet | R245fa | MinimizeLCOE_Brownfield | IgnoreSilica | 37.2855 | 4.3874 | 0.0019247 | 4 | 670909.5796 | 2256984.9936 | 13677.3993 | 46011.6919 | 23.3045 | 0.13321 | 21.9418 | 54607.0552 | 0 | 86236.3572 | 0 | 0 | 0 | 0 | 54928.9308 | 142913.8105 | 97541.6122 | 436227.7658 | 961560.8286 | 3767508.2258 | 3767508.2258 | 5798963.8404 | 2644637.3607 | 0 | 5165296.8202 | 17376406.2472 | 133352.1432 | 0.0076989 | 670909.5796 | 2256984.9936 | 13677.3993 | 46011.6919
1 | 1000 | 707 | 0.035 | 15 | 15 | 7 | 1.7783e-10 | 5spot_SharedNeighbor | CO2 | Porous | Wet | R245fa | MinimizeLCOE_Brownfield | IgnoreSilica | 37.2707 | 4.3857 | 0.0019246 | 4 | 670956.381 | 2257154.4545 | 13678.3534 | 46015.1466 | 23.3047 | 0.13324 | 25.7705 | 54602.9971 | 0 | 86227.7796 | 0 | 0 | 0 | 0 | 54924.0029 | 142900.9892 | 97532.8614 | 436188.6304 | 961560.8286 | 3767508.2258 | 3767508.2258 | 5798963.8404 | 2644637.3607 | 0 | 5165257.6848 | 17376367.1117 | 177827.941 | 0.0076984 | 670956.381 | 2257154.4545 | 13678.3534 | 46015.1466
1 | 1000 | 707 | 0.035 | 15 | 15 | 7 | 2.3714e-10 | 5spot_SharedNeighbor | CO2 | Porous | Wet | R245fa | MinimizeLCOE_Brownfield | IgnoreSilica | 37.2707 | 4.3858 | 0.0019245 | 4 | 670993.0135 | 2257283.1355 | 13679.1002 | 46017.7699 | 23.3047 | 0.13324 | 25.7449 | 54600.9294 | 0 | 86224.122 | 0 | 0 | 0 | 0 | 54921.77 | 142895.1796 | 97528.8963 | 436170.8972 | 961560.8286 | 3767508.2258 | 3767508.2258 | 5798963.8404 | 2644637.3607 | 0 | 5165239.9516 | 17376349.3786 | 237137.3706 | 0.0076979 | 670993.0135 | 2257283.1355 | 13679.1002 | 46017.7699
1 | 1000 | 707 | 0.035 | 15 | 15 | 7 | 3.1623e-10 | 5spot_SharedNeighbor | CO2 | Porous | Wet | R245fa | MinimizeLCOE_Brownfield | IgnoreSilica | 37.2707 | 4.3858 | 0.0019244 | 4 | 671021.3483 | 2257382.6685 | 13679.6778 | 46019.799 | 23.3046 | 0.13323 | 25.7512 | 54599.3301 | 0 | 86221.2931 | 0 | 0 | 0 | 0 | 54920.043 | 142890.6863 | 97525.8295 | 436157.1821 | 961560.8286 | 3767508.2258 | 3767508.2258 | 5798963.8404 | 2644637.3607 | 0 | 5165226.2365 | 17376335.6634 | 316227.766 | 0.0076976 | 671021.3483 | 2257382.6685 | 13679.6778 | 46019.799
1 | 1000 | 707 | 0.035 | 15 | 15 | 7 | 4.217e-10 | 5spot_SharedNeighbor | CO2 | Porous | Wet | R245fa | MinimizeLCOE_Brownfield | IgnoreSilica | 37.2707 | 4.3858 | 0.0019243 | 4 | 671043.0904 | 2257459.0434 | 13680.1211 | 46021.356 | 23.3046 | 0.13323 | 25.7722 | 54598.103 | 0 | 86219.1225 | 0 | 0 | 0 | 0 | 54918.718 | 142887.2387 | 97523.4765 | 436146.6587 | 961560.8286 | 3767508.2258 | 3767508.2258 | 5798963.8404 | 2644637.3607 | 0 | 5165215.7131 | 17376325.14 | 421696.5034 | 0.0076973 | 671043.0904 | 2257459.0434 | 13680.1211 | 46021.356
1 | 1000 | 707 | 0.035 | 15 | 15 | 7 | 5.6234e-10 | 5spot_SharedNeighbor | CO2 | Porous | Wet | R245fa | MinimizeLCOE_Brownfield | IgnoreSilica | 37.2707 | 4.3858 | 0.0019243 | 4 | 671059.676 | 2257517.3046 | 13680.4592 | 46022.5438 | 23.3046 | 0.13322 | 26.2773 | 54597.167 | 0 | 86217.4669 | 0 | 0 | 0 | 0 | 54917.7072 | 142884.6089 | 97521.6816 | 436138.6315 | 961560.8286 | 3767508.2258 | 3767508.2258 | 5798963.8404 | 2644637.3607 | 0 | 5165207.6859 | 17376317.1129 | 562341.3252 | 0.0076971 | 671059.676 | 2257517.3046 | 13680.4592 | 46022.5438
1 | 1000 | 707 | 0.035 | 15 | 15 | 7 | 7.4989e-10 | 5spot_SharedNeighbor | CO2 | Porous | Wet | R245fa | MinimizeLCOE_Brownfield | IgnoreSilica | 37.2707 | 4.3858 | 0.0019242 | 4 | 671072.2732 | 2257561.5552 | 13680.716 | 46023.4459 | 23.3046 | 0.13322 | 25.701 | 54596.4561 | 0 | 86216.2094 | 0 | 0 | 0 | 0 | 54916.9395 | 142882.6116 | 97520.3184 | 436132.535 | 961560.8286 | 3767508.2258 | 3767508.2258 | 5798963.8404 | 2644637.3607 | 0 | 5165201.5894 | 17376311.0163 | 749894.2093 | 0.0076969 | 671072.2732 | 2257561.5552 | 13680.716 | 46023.4459
1 | 1000 | 707 | 0.035 | 15 | 15 | 7 | 1e-09 | 5spot_SharedNeighbor | CO2 | Porous | Wet | R245fa | MinimizeLCOE_Brownfield | IgnoreSilica | 37.2707 | 4.3859 | 0.0019242 | 4 | 671081.8101 | 2257595.056 | 13680.9104 | 46024.1288 | 23.3045 | 0.13322 | 25.6281 | 54595.9179 | 0 | 86215.2574 | 0 | 0 | 0 | 0 | 54916.3584 | 142881.0996 | 97519.2864 | 436127.9196 | 961560.8286 | 3767508.2258 | 3767508.2258 | 5798963.8404 | 2644637.3607 | 0 | 5165196.974 | 17376306.4009 | 1000000 | 0.0076968 | 671081.8101 | 2257595.056 | 13680.9104 | 46024.1288
1 | 1000 | 707 | 0.035 | 15 | 15 | 7 | 1.3335e-09 | 5spot_SharedNeighbor | CO2 | Porous | Wet | R245fa | MinimizeLCOE_Brownfield | IgnoreSilica | 37.2512 | 4.3836 | 0.0019242 | 4 | 671089.0063 | 2257626.9753 | 13681.0571 | 46024.7796 | 23.305 | 0.13328 | 25.3825 | 54593.6539 | 0 | 86209.4167 | 0 | 0 | 0 | 0 | 54913.1975 | 142872.8757 | 97513.6734 | 436102.8173 | 961560.8286 | 3767508.2258 | 3767508.2258 | 5798963.8404 | 2644637.3607 | 0 | 5165171.8717 | 17376281.2987 | 1333521.4322 | 0.0076967 | 671089.0063 | 2257626.9753 | 13681.0571 | 46024.7796
1 | 1000 | 707 | 0.035 | 15 | 15 | 7 | 1.7783e-09 | 5spot_SharedNeighbor | CO2 | Porous | Wet | R245fa | MinimizeLCOE_Brownfield | IgnoreSilica | 37.2512 | 4.3836 | 0.0019242 | 4 | 671094.4249 | 2257646.0098 | 13681.1676 | 46025.1676 | 23.3049 | 0.13328 | 25.0688 | 54593.3482 | 0 | 86208.8758 | 0 | 0 | 0 | 0 | 54912.8674 | 142872.0167 | 97513.0871 | 436100.1952 | 961560.8286 | 3767508.2258 | 3767508.2258 | 5798963.8404 | 2644637.3607 | 0 | 5165169.2496 | 17376278.6765 | 1778279.41 | 0.0076966 | 671094.4249 | 2257646.0098 | 13681.1676 | 46025.1676
1 | 1000 | 707 | 0.035 | 15 | 15 | 7 | 2.3714e-09 | 5spot_SharedNeighbor | CO2 | Porous | Wet | R245fa | MinimizeLCOE_Brownfield | IgnoreSilica | 37.2512 | 4.3836 | 0.0019241 | 4 | 671098.5046 | 2257660.3407 | 13681.2507 | 46025.4598 | 23.3049 | 0.13328 | 24.9683 | 54593.1179 | 0 | 86208.4687 | 0 | 0 | 0 | 0 | 54912.6188 | 142871.3699 | 97512.6457 | 436098.221 | 961560.8286 | 3767508.2258 | 3767508.2258 | 5798963.8404 | 2644637.3607 | 0 | 5165167.2754 | 17376276.7023 | 2371373.7057 | 0.0076966 | 671098.5046 | 2257660.3407 | 13681.2507 | 46025.4598
1 | 1000 | 707 | 0.035 | 15 | 15 | 7 | 3.1623e-09 | 5spot_SharedNeighbor | CO2 | Porous | Wet | R245fa | MinimizeLCOE_Brownfield | IgnoreSilica | 37.2512 | 4.3836 | 0.0019241 | 4 | 671101.5731 | 2257671.1195 | 13681.3133 | 46025.6795 | 23.3049 | 0.13328 | 24.6212 | 54592.9448 | 0 | 86208.1624 | 0 | 0 | 0 | 0 | 54912.4318 | 142870.8835 | 97512.3137 | 436096.7361 | 961560.8286 | 3767508.2258 | 3767508.2258 | 5798963.8404 | 2644637.3607 | 0 | 5165165.7906 | 17376275.2175 | 3162277.6602 | 0.0076965 | 671101.5731 | 2257671.1195 | 13681.3133 | 46025.6795
1 | 1000 | 707 | 0.035 | 15 | 15 | 7 | 4.217e-09 | 5spot_SharedNeighbor | CO2 | Porous | Wet | R245fa | MinimizeLCOE_Brownfield | IgnoreSilica | 37.2512 | 4.3836 | 0.0019241 | 4 | 671103.8793 | 2257679.2206 | 13681.3603 | 46025.8446 | 23.3049 | 0.13328 | 24.8868 | 54592.8147 | 0 | 86207.9322 | 0 | 0 | 0 | 0 | 54912.2913 | 142870.5179 | 97512.0641 | 436095.6202 | 961560.8286 | 3767508.2258 | 3767508.2258 | 5798963.8404 | 2644637.3607 | 0 | 5165164.6746 | 17376274.1015 | 4216965.0343 | 0.0076965 | 671103.8793 | 2257679.2206 | 13681.3603 | 46025.8446
1 | 1000 | 707 | 0.035 | 15 | 15 | 7 | 5.6234e-09 | 5spot_SharedNeighbor | CO2 | Porous | Wet | R245fa | MinimizeLCOE_Brownfield | IgnoreSilica | 37.2512 | 4.3836 | 0.0019241 | 4 | 671105.6115 | 2257685.3057 | 13681.3956 | 46025.9687 | 23.3049 | 0.13328 | 23.845 | 54592.7169 | 0 | 86207.7593 | 0 | 0 | 0 | 0 | 54912.1857 | 142870.2432 | 97511.8767 | 436094.7819 | 961560.8286 | 3767508.2258 | 3767508.2258 | 5798963.8404 | 2644637.3607 | 0 | 5165163.8363 | 17376273.2633 | 5623413.2519 | 0.0076965 | 671105.6115 | 2257685.3057 | 13681.3956 | 46025.9687
1 | 1000 | 707 | 0.035 | 15 | 15 | 7 | 7.4989e-09 | 5spot_SharedNeighbor | CO2 | Porous | Wet | R245fa | MinimizeLCOE_Brownfield | IgnoreSilica | 37.2512 | 4.3836 | 0.0019241 | 4 | 671106.9122 | 2257689.8746 | 13681.4221 | 46026.0618 | 23.3049 | 0.13328 | 24.1806 | 54592.6435 | 0 | 86207.6295 | 0 | 0 | 0 | 0 | 54912.1065 | 142870.0371 | 97511.736 | 436094.1526 | 961560.8286 | 3767508.2258 | 3767508.2258 | 5798963.8404 | 2644637.3607 | 0 | 5165163.207 | 17376272.6339 | 7498942.0933 | 0.0076965 | 671106.9122 | 2257689.8746 | 13681.4221 | 46026.0618
1 | 1000 | 707 | 0.035 | 15 | 15 | 7 | 1e-08 | 5spot_SharedNeighbor | CO2 | Porous | Wet | R245fa | MinimizeLCOE_Brownfield | IgnoreSilica | 37.2512 | 4.3836 | 0.0019241 | 4 | 671107.8885 | 2257693.3041 | 13681.442 | 46026.1318 | 23.3049 | 0.13328 | 24.0121 | 54592.5884 | 0 | 86207.5321 | 0 | 0 | 0 | 0 | 54912.047 | 142869.8823 | 97511.6303 | 436093.6801 | 961560.8286 | 3767508.2258 | 3767508.2258 | 5798963.8404 | 2644637.3607 | 0 | 5165162.7345 | 17376272.1615 | 10000000 | 0.0076965 | 671107.8885 | 2257693.3041 | 13681.442 | 46026.1318
1 | 1100 | 707 | 0.035 | 15 | 15 | 7 | 1e-13 | 5spot_SharedNeighbor | CO2 | Porous | Wet | R245fa | MinimizeLCOE_Brownfield | IgnoreSilica | 0.57453 | 0.053382 | 4.1543e-05 | 4 | 30597276.5604 | 107681413.9897 | 623766.8686 | 2195231.2741 | 23.5565 | 0.1733 | 27.1106 | 3803.6301 | 0 | 3692.1606 | 0 | 0 | 0 | 0 | 2923.3584 | 7605.9788 | 5191.2368 | 23216.3646 | 961560.8286 | 4099666.5474 | 4099666.5474 | 5959114.5985 | 2750527.5283 | 0 | 5084443.7406 | 17893752.4148 | 100 | 0.00016617 | 30597276.5604 | 107681413.9897 | 623766.8686 | 2195231.2741
1 | 1100 | 707 | 0.035 | 15 | 15 | 7 | 1.3335e-13 | 5spot_SharedNeighbor | CO2 | Porous | Wet | R245fa | MinimizeLCOE_Brownfield | IgnoreSilica | 0.75975 | 0.073126 | 7.2422e-05 | 4 | 17592128.6846 | 61809793.8591 | 358639.3384 | 1260076.2518 | 23.9198 | 0.22508 | 14.7536 | 5538.792 | 0 | 5759.5762 | 0 | 0 | 0 | 0 | 4406.3636 | 11464.4543 | 7824.7256 | 34993.9117 | 961560.8286 | 4099666.5474 | 4099666.5474 | 5959114.5985 | 2750527.5283 | 0 | 5096221.2878 | 17905529.9619 | 133.3521 | 0.00028969 | 17592128.6846 | 61809793.8591 | 358639.3384 | 1260076.2518
1 | 1100 | 707 | 0.035 | 15 | 15 | 7 | 1.7783e-13 | 5spot_SharedNeighbor | CO2 | Porous | Wet | R245fa | MinimizeLCOE_Brownfield | IgnoreSilica | 1.0155 | 0.10041 | 0.00012006 | 4 | 10644301.2065 | 37316854.0569 | 216998.4776 | 760754.5447 | 24.2584 | 0.27377 | 18.7098 | 7775.4744 | 0 | 8569.4955 | 0 | 0 | 0 | 0 | 6374.5383 | 16585.2409 | 11319.7677 | 50624.5168 | 961560.8286 | 4099666.5474 | 4099666.5474 | 5959114.5985 | 2750527.5283 | 0 | 5111851.8928 | 17921160.567 | 177.8279 | 0.00048024 | 10644301.2065 | 37316854.0569 | 216998.4776 | 760754.5447
1 | 1100 | 707 | 0.035 | 15 | 15 | 7 | 2.3714e-13 | 5spot_SharedNeighbor | CO2 | Porous | Wet | R245fa | MinimizeLCOE_Brownfield | IgnoreSilica | 1.3639 | 0.1376 | 0.00019215 | 4 | 6677798.1168 | 23343692.4884 | 136135.947 | 475892.7461 | 24.5744 | 0.31958 | 19.8011 | 10653.0759 | 0 | 12363.7973 | 0 | 0 | 0 | 0 | 8976.5806 | 23355.2213 | 15940.4184 | 71289.0936 | 961560.8286 | 4099666.5474 | 4099666.5474 | 5959114.5985 | 2750527.5283 | 0 | 5132516.4696 | 17941825.1438 | 237.1374 | 0.00076859 | 6677798.1168 | 23343692.4884 | 136135.947 | 475892.7461
1 | 1100 | 707 | 0.035 | 15 | 15 | 7 | 3.1623e-13 | 5spot_SharedNeighbor | CO2 | Porous | Wet | R245fa | MinimizeLCOE_Brownfield | IgnoreSilica | 1.8264 | 0.18712 | 0.00026389 | 4 | 4881536.7956 | 17016719.5557 | 99516.7303 | 346908.845 | 24.6406 | 0.32901 | 72.288 | 13286.3662 | 0 | 16019.4033 | 0 | 0 | 0 | 231.8282 | 11519.6631 | 29971.8003 | 20456.3696 | 91485.4306 | 961560.8286 | 4099666.5474 | 4099666.5474 | 5959114.5985 | 2750527.5283 | 0 | 5152712.8066 | 17962021.4808 | 316.2278 | 0.0010556 | 4881536.7956 | 17016719.5557 | 99516.7303 | 346908.845
1 | 1100 | 707 | 0.035 | 15 | 15 | 7 | 4.217e-13 | 5spot_SharedNeighbor | CO2 | Porous | Wet | R245fa | MinimizeLCOE_Brownfield | IgnoreSilica | 2.4293 | 0.25151 | 0.0004055 | 4 | 3196496.7977 | 11093761.1064 | 65164.9108 | 226161.3256 | 24.9206 | 0.37004 | 98.2415 | 17637.5882 | 0 | 22226.296 | 0 | 0 | 0 | 0 | 15546.9148 | 40449.8833 | 27607.8765 | 123468.5589 | 961560.8286 | 4099666.5474 | 4099666.5474 | 5959114.5985 | 2750527.5283 | 0 | 5184695.9349 | 17994004.6091 | 421.6965 | 0.001622 | 3196496.7977 | 11093761.1064 | 65164.9108 | 226161.3256
1 | 1100 | 707 | 0.035 | 15 | 15 | 7 | 5.6234e-13 | 5spot_SharedNeighbor | CO2 | Porous | Wet | R245fa | MinimizeLCOE_Brownfield | IgnoreSilica | 3.2267 | 0.33683 | 0.00054706 | 4 | 2383530.376 | 8237248.4721 | 48591.4907 | 167927.4518 | 24.9564 | 0.37517 | 135.2052 | 21648.596 | 0 | 28233.126 | 0 | 0 | 0 | 0 | 19453.8716 | 50614.9834 | 34545.7662 | 154496.3433 | 961560.8286 | 4099666.5474 | 4099666.5474 | 5959114.5985 | 2750527.5283 | 0 | 5215723.7193 | 18025032.3935 | 562.3413 | 0.0021882 | 2383530.376 | 8237248.4721 | 48591.4907 | 167927.4518
1 | 1100 | 707 | 0.035 | 15 | 15 | 7 | 7.4989e-13 | 5spot_SharedNeighbor | CO2 | Porous | Wet | R245fa | MinimizeLCOE_Brownfield | IgnoreSilica | 4.3166 | 0.45337 | 0.00074029 | 4 | 1774669.336 | 6100429.5403 | 36179.0348 | 124365.5076 | 24.9832 | 0.379 | 19.7369 | 26638.7892 | 0 | 35955.0928 | 0 | 0 | 0 | 0 | 24411.614 | 63514.012 | 43349.6183 | 193869.1263 | 961560.8286 | 4099666.5474 | 4099666.5474 | 5959114.5985 | 2750527.5283 | 0 | 5255096.5023 | 18064405.1765 | 749.8942 | 0.0029612 | 1774669.336 | 6100429.5403 | 36179.0348 | 124365.5076
1 | 1100 | 707 | 0.035 | 15 | 15 | 7 | 1e-12 | 5spot_SharedNeighbor | CO2 | Porous | Wet | R245fa | MinimizeLCOE_Brownfield | IgnoreSilica | 5.7439 | 0.60609 | 0.0011016 | 4 | 1207441.7706 | 4114372.7799 | 24615.3337 | 83877.0542 | 25.234 | 0.41608 | 17.7695 | 34821.6565 | 0 | 48907.4854 | 0 | 0 | 0 | 0 | 32654.3653 | 84959.9603 | 57986.9187 | 259330.3862 | 961560.8286 | 4099666.5474 | 4099666.5474 | 5959114.5985 | 2750527.5283 | 0 | 5320557.7623 | 18129866.4364 | 1000 | 0.0044065 | 1207441.7706 | 4114372.7799 | 24615.3337 | 83877.0542
1 | 1100 | 707 | 0.035 | 15 | 15 | 7 | 1.3335e-12 | 5spot_SharedNeighbor | CO2 | Porous | Wet | R245fa | MinimizeLCOE_Brownfield | IgnoreSilica | 7.669 | 0.812 | 0.0014761 | 4 | 911978.3939 | 3081447.1947 | 18591.9131 | 62819.469 | 25.2437 | 0.41744 | 23.0977 | 42602.257 | 0 | 61817.5399 | 0 | 0 | 0 | 0 | 40723.7208 | 105954.7679 | 72316.3062 | 323414.5918 | 961560.8286 | 4099666.5474 | 4099666.5474 | 5959114.5985 | 2750527.5283 | 0 | 5384641.9679 | 18193950.642 | 1333.5214 | 0.0059044 | 911978.3939 | 3081447.1947 | 18591.9131 | 62819.469
1 | 1100 | 707 | 0.035 | 15 | 15 | 7 | 1.7783e-12 | 5spot_SharedNeighbor | CO2 | Porous | Wet | R245fa | MinimizeLCOE_Brownfield | IgnoreSilica | 10.2138 | 1.0844 | 0.0019641 | 4 | 695327.8266 | 2325769.8406 | 14175.1982 | 47413.964 | 25.243 | 0.41724 | 23.3046 | 51899.8951 | 0 | 77732.7688 | 0 | 0 | 0 | 0 | 50556.7389 | 131538.2641 | 89777.5681 | 401505.235 | 961560.8286 | 4099666.5474 | 4099666.5474 | 5959114.5985 | 2750527.5283 | 0 | 5462732.611 | 18272041.2852 | 1778.2794 | 0.0078563 | 695327.8266 | 2325769.8406 | 14175.1982 | 47413.964
1 | 1100 | 707 | 0.035 | 15 | 15 | 7 | 2.3714e-12 | 5spot_SharedNeighbor | CO2 | Porous | Wet | R245fa | MinimizeLCOE_Brownfield | IgnoreSilica | 13.622 | 1.4491 | 0.0026031 | 4 | 533852.6603 | 1764066.7741 | 10883.3086 | 35962.8873 | 25.2302 | 0.41521 | 28.7769 | 63094.1835 | 0 | 97494.892 | 0 | 0 | 0 | 0 | 62629.7395 | 162949.735 | 111216.5424 | 497385.0924 | 961560.8286 | 4099666.5474 | 4099666.5474 | 5959114.5985 | 2750527.5283 | 0 | 5558612.4684 | 18367921.1426 | 2371.3737 | 0.010412 | 533852.6603 | 1764066.7741 | 10883.3086 | 35962.8873
1 | 1100 | 707 | 0.035 | 15 | 15 | 7 | 3.1623e-12 | 5spot_SharedNeighbor | CO2 | Porous | Wet | R245fa | MinimizeLCOE_Brownfield | IgnoreSilica | 18.1385 | 1.9325 | 0.0034143 | 4 | 415406.7251 | 1353319.101 | 8468.628 | 27589.2404 | 25.1979 | 0.41026 | 21.095 | 76221.2379 | 0 | 121401.6762 | 0 | 0 | 0 | 0 | 77072.9365 | 200527.9709 | 136864.4606 | 612088.2821 | 961560.8286 | 4099666.5474 | 4099666.5474 | 5959114.5985 | 2750527.5283 | 0 | 5673315.6582 | 18482624.3324 | 3162.2777 | 0.013657 | 415406.7251 | 1353319.101 | 8468.628 | 27589.2404
1 | 1100 | 707 | 0.035 | 15 | 15 | 7 | 4.217e-12 | 5spot_SharedNeighbor | CO2 | Porous | Wet | R245fa | MinimizeLCOE_Brownfield | IgnoreSilica | 24.158 | 2.5761 | 0.004415 | 4 | 328865.1838 | 1054194.1805 | 6704.3616 | 21491.1743 | 25.1347 | 0.40063 | 17.6397 | 91291.2115 | 0 | 149738.8194 | 0 | 0 | 0 | 0 | 94001.712 | 244573.1724 | 166926.2156 | 746531.1309 | 961560.8286 | 4099666.5474 | 4099666.5474 | 5959114.5985 | 2750527.5283 | 0 | 5807758.5069 | 18617067.1811 | 4216.965 | 0.01766 | 328865.1838 | 1054194.1805 | 6704.3616 | 21491.1743
1 | 1100 | 707 | 0.035 | 15 | 15 | 7 | 5.6234e-12 | 5spot_SharedNeighbor | CO2 | Porous | Wet | R245fa | MinimizeLCOE_Brownfield | IgnoreSilica | 32.1239 | 3.4286 | 0.0049406 | 4 | 297915.8356 | 946084.76 | 6073.4173 | 19287.2175 | 24.7771 | 0.34734 | 23.4851 | 99728.3997 | 0 | 167048.1771 | 0 | 0 | 0 | 0 | 104042.8649 | 270698.1925 | 184757.0786 | 826274.7128 | 961560.8286 | 4099666.5474 | 4099666.5474 | 5959114.5985 | 2750527.5283 | 0 | 5887502.0889 | 18696810.7631 | 5623.4133 | 0.019762 | 297915.8356 | 946084.76 | 6073.4173 | 19287.2175
1 | 1100 | 707 | 0.035 | 15 | 15 | 7 | 7.4989e-12 | 5spot_SharedNeighbor | CO2 | Porous | Wet | R245fa | MinimizeLCOE_Brownfield | IgnoreSilica | 42.6576 | 4.5555 | 0.0058235 | 4 | 258004.1637 | 807902.1221 | 5259.7639 | 16470.1775 | 24.5611 | 0.31487 | 24.3173 | 112746.9921 | 0 | 193561.4333 | 0 | 0 | 0 | 0 | 119460.2859 | 310811.1592 | 212135.0027 | 948714.8731 | 961560.8286 | 4099666.5474 | 4099666.5474 | 5959114.5985 | 2750527.5283 | 0 | 6009942.2492 | 18819250.9234 | 7498.9421 | 0.023294 | 258004.1637 | 807902.1221 | 5259.7639 | 16470.1775
1 | 1100 | 707 | 0.035 | 15 | 15 | 7 | 1e-11 | 5spot_SharedNeighbor | CO2 | Porous | Wet | R245fa | MinimizeLCOE_Brownfield | IgnoreSilica | 40 | 4.272 | 0.0056502 | 4 | 264808.2394 | 831569.6044 | 5398.4741 | 16952.6712 | 24.621 | 0.32387 | 15.9381 | 110136.0842 | 0 | 188087.2521 | 0 | 0 | 0 | 0 | 116307.1012 | 302607.2194 | 206535.6452 | 923673.3022 | 961560.8286 | 4099666.5474 | 4099666.5474 | 5959114.5985 | 2750527.5283 | 0 | 5984900.6783 | 18794209.3524 | 10000 | 0.022601 | 264808.2394 | 831569.6044 | 5398.4741 | 16952.6712
1 | 1100 | 707 | 0.035 | 15 | 15 | 7 | 1.3335e-11 | 5spot_SharedNeighbor | CO2 | Porous | Wet | R245fa | MinimizeLCOE_Brownfield | IgnoreSilica | 40 | 4.2718 | 0.0056498 | 4 | 264823.953 | 831622.8867 | 5398.7945 | 16953.7574 | 24.6209 | 0.32385 | 16.9261 | 110131.4001 | 0 | 188078.5133 | 0 | 0 | 0 | 0 | 116301.8662 | 302593.5991 | 206526.3491 | 923631.7278 | 961560.8286 | 4099666.5474 | 4099666.5474 | 5959114.5985 | 2750527.5283 | 0 | 5984859.1038 | 18794167.778 | 13335.2143 | 0.022599 | 264823.953 | 831622.8867 | 5398.7945 | 16953.7574
1 | 1100 | 707 | 0.035 | 15 | 15 | 7 | 1.7783e-11 | 5spot_SharedNeighbor | CO2 | Porous | Wet | R245fa | MinimizeLCOE_Brownfield | IgnoreSilica | 40 | 4.2717 | 0.0056494 | 4 | 264843.3406 | 831688.6269 | 5399.1897 | 16955.0976 | 24.6207 | 0.32383 | 18.6907 | 110125.6214 | 0 | 188067.7325 | 0 | 0 | 0 | 0 | 116295.408 | 302576.7962 | 206514.8808 | 923580.439 | 961560.8286 | 4099666.5474 | 4099666.5474 | 5959114.5985 | 2750527.5283 | 0 | 5984807.815 | 18794116.4892 | 17782.7941 | 0.022598 | 264843.3406 | 831688.6269 | 5399.1897 | 16955.0976
1 | 1100 | 707 | 0.035 | 15 | 15 | 7 | 2.3714e-11 | 5spot_SharedNeighbor | CO2 | Porous | Wet | R245fa | MinimizeLCOE_Brownfield | IgnoreSilica | 40 | 4.2716 | 0.0056489 | 4 | 264865.5172 | 831763.8248 | 5399.6418 | 16956.6306 | 24.6205 | 0.3238 | 20.8972 | 110119.0123 | 0 | 188055.4025 | 0 | 0 | 0 | 0 | 116288.0218 | 302557.5788 | 206501.7645 | 923521.7799 | 961560.8286 | 4099666.5474 | 4099666.5474 | 5959114.5985 | 2750527.5283 | 0 | 5984749.156 | 18794057.8301 | 23713.7371 | 0.022595 | 264865.5172 | 831763.8248 | 5399.6418 | 16956.6306
1 | 1100 | 707 | 0.035 | 15 | 15 | 7 | 3.1623e-11 | 5spot_SharedNeighbor | CO2 | Porous | Wet | R245fa | MinimizeLCOE_Brownfield | IgnoreSilica | 40 | 4.2716 | 0.0056483 | 4 | 264888.0715 | 831840.3031 | 5400.1016 | 16958.1897 | 24.6204 | 0.32377 | 22.9271 | 110112.2917 | 0 | 188042.8646 | 0 | 0 | 0 | 0 | 116280.511 | 302538.0371 | 206488.4269 | 923462.1312 | 961560.8286 | 4099666.5474 | 4099666.5474 | 5959114.5985 | 2750527.5283 | 0 | 5984689.5073 | 18793998.1814 | 31622.7766 | 0.022593 | 264888.0715 | 831840.3031 | 5400.1016 | 16958.1897
1 | 1100 | 707 | 0.035 | 15 | 15 | 7 | 4.217e-11 | 5spot_SharedNeighbor | CO2 | Porous | Wet | R245fa | MinimizeLCOE_Brownfield | IgnoreSilica | 40 | 4.2716 | 0.0056478 | 4 | 264909.0833 | 831911.5516 | 5400.53 | 16959.6422 | 24.6202 | 0.32375 | 31.9076 | 110106.0316 | 0 | 188031.1857 | 0 | 0 | 0 | 0 | 116273.5148 | 302519.8345 | 206476.0032 | 923406.5699 | 961560.8286 | 4099666.5474 | 4099666.5474 | 5959114.5985 | 2750527.5283 | 0 | 5984633.9459 | 18793942.6201 | 42169.6503 | 0.022591 | 264909.0833 | 831911.5516 | 5400.53 | 16959.6422
1 | 1100 | 707 | 0.035 | 15 | 15 | 7 | 5.6234e-11 | 5spot_SharedNeighbor | CO2 | Porous | Wet | R245fa | MinimizeLCOE_Brownfield | IgnoreSilica | 40 | 4.2717 | 0.0056474 | 4 | 264927.4977 | 831973.9927 | 5400.9054 | 16960.9152 | 24.6201 | 0.32373 | 17.4393 | 110100.5461 | 0 | 188020.952 | 0 | 0 | 0 | 0 | 116267.3843 | 302503.8842 | 206465.1168 | 923357.8834 | 961560.8286 | 4099666.5474 | 4099666.5474 | 5959114.5985 | 2750527.5283 | 0 | 5984585.2594 | 18793893.9336 | 56234.1325 | 0.02259 | 264927.4977 | 831973.9927 | 5400.9054 | 16960.9152
1 | 1100 | 707 | 0.035 | 15 | 15 | 7 | 7.4989e-11 | 5spot_SharedNeighbor | CO2 | Porous | Wet | R245fa | MinimizeLCOE_Brownfield | IgnoreSilica | 40 | 4.2717 | 0.005647 | 4 | 264942.9605 | 832026.4251 | 5401.2206 | 16961.9841 | 24.6199 | 0.32371 | 17.5558 | 110095.9404 | 0 | 188012.3596 | 0 | 0 | 0 | 0 | 116262.237 | 302490.4921 | 206455.9764 | 923317.0056 | 961560.8286 | 4099666.5474 | 4099666.5474 | 5959114.5985 | 2750527.5283 | 0 | 5984544.3816 | 18793853.0558 | 74989.4209 | 0.022588 | 264942.9605 | 832026.4251 | 5401.2206 | 16961.9841
1 | 1100 | 707 | 0.035 | 15 | 15 | 7 | 1e-10 | 5spot_SharedNeighbor | CO2 | Porous | Wet | R245fa | MinimizeLCOE_Brownfield | IgnoreSilica | 40 | 4.2718 | 0.0056467 | 4 | 264955.5568 | 832069.1378 | 5401.4774 | 16962.8548 | 24.6198 | 0.3237 | 21.5414 | 110092.1889 | 0 | 188005.3608 | 0 | 0 | 0 | 0 | 116258.0444 | 302479.5836 | 206448.5312 | 923283.7088 | 961560.8286 | 4099666.5474 | 4099666.5474 | 5959114.5985 | 2750527.5283 | 0 | 5984511.0848 | 18793819.759 | 100000 | 0.022587 | 264955.5568 | 832069.1378 | 5401.4774 | 16962.8548
1 | 1100 | 707 | 0.035 | 15 | 15 | 7 | 1.3335e-10 | 5spot_SharedNeighbor | CO2 | Porous | Wet | R245fa | MinimizeLCOE_Brownfield | IgnoreSilica | 40 | 4.2718 | 0.0056465 | 4 | 264965.5966 | 832103.1817 | 5401.6821 | 16963.5489 | 24.6198 | 0.32368 | 25.4351 | 110089.1989 | 0 | 187999.7828 | 0 | 0 | 0 | 0 | 116254.7029 | 302470.8898 | 206442.5974 | 923257.1718 | 961560.8286 | 4099666.5474 | 4099666.5474 | 5959114.5985 | 2750527.5283 | 0 | 5984484.5478 | 18793793.222 | 133352.1432 | 0.022586 | 264965.5966 | 832103.1817 | 5401.6821 | 16963.5489
1 | 1100 | 707 | 0.035 | 15 | 15 | 7 | 1.7783e-10 | 5spot_SharedNeighbor | CO2 | Porous | Wet | R245fa | MinimizeLCOE_Brownfield | IgnoreSilica | 40 | 4.2718 | 0.0056463 | 4 | 264973.4729 | 832129.8895 | 5401.8426 | 16964.0933 | 24.6197 | 0.32368 | 24.6679 | 110086.8534 | 0 | 187995.4071 | 0 | 0 | 0 | 0 | 116252.0816 | 302464.0698 | 206437.9426 | 923236.3546 | 961560.8286 | 4099666.5474 | 4099666.5474 | 5959114.5985 | 2750527.5283 | 0 | 5984463.7306 | 18793772.4048 | 177827.941 | 0.022585 | 264973.4729 | 832129.8895 | 5401.8426 | 16964.0933
1 | 1100 | 707 | 0.035 | 15 | 15 | 7 | 2.3714e-10 | 5spot_SharedNeighbor | CO2 | Porous | Wet | R245fa | MinimizeLCOE_Brownfield | IgnoreSilica | 40 | 4.2718 | 0.0056461 | 4 | 264979.5805 | 832150.5999 | 5401.9672 | 16964.5155 | 24.6196 | 0.32367 | 24.7764 | 110085.0347 | 0 | 187992.0142 | 0 | 0 | 0 | 0 | 116250.0491 | 302458.7815 | 206434.3333 | 923220.2127 | 961560.8286 | 4099666.5474 | 4099666.5474 | 5959114.5985 | 2750527.5283 | 0 | 5984447.5888 | 18793756.2629 | 237137.3706 | 0.022585 | 264979.5805 | 832150.5999 | 5401.9672 | 16964.5155
1 | 1100 | 707 | 0.035 | 15 | 15 | 7 | 3.1623e-10 | 5spot_SharedNeighbor | CO2 | Porous | Wet | R245fa | MinimizeLCOE_Brownfield | IgnoreSilica | 40 | 4.2718 | 0.005646 | 4 | 264984.2763 | 832166.5228 | 5402.0629 | 16964.8402 | 24.6196 | 0.32366 | 23.6476 | 110083.6365 | 0 | 187989.4056 | 0 | 0 | 0 | 0 | 116248.4864 | 302454.7158 | 206431.5584 | 923207.8028 | 961560.8286 | 4099666.5474 | 4099666.5474 | 5959114.5985 | 2750527.5283 | 0 | 5984435.1788 | 18793743.853 | 316227.766 | 0.022584 | 264984.2763 | 832166.5228 | 5402.0629 | 16964.8402
1 | 1100 | 707 | 0.035 | 15 | 15 | 7 | 4.217e-10 | 5spot_SharedNeighbor | CO2 | Porous | Wet | R245fa | MinimizeLCOE_Brownfield | IgnoreSilica | 40 | 4.2719 | 0.0056459 | 4 | 264987.8637 | 832178.6875 | 5402.136 | 16965.0882 | 24.6196 | 0.32366 | 23.9952 | 110082.5683 | 0 | 187987.4128 | 0 | 0 | 0 | 0 | 116247.2926 | 302451.6099 | 206429.4385 | 923198.3221 | 961560.8286 | 4099666.5474 | 4099666.5474 | 5959114.5985 | 2750527.5283 | 0 | 5984425.6982 | 18793734.3724 | 421696.5034 | 0.022584 | 264987.8637 | 832178.6875 | 5402.136 | 16965.0882
1 | 1100 | 707 | 0.035 | 15 | 15 | 7 | 5.6234e-10 | 5spot_SharedNeighbor | CO2 | Porous | Wet | R245fa | MinimizeLCOE_Brownfield | IgnoreSilica | 40 | 4.2719 | 0.0056459 | 4 | 264990.5916 | 832187.9374 | 5402.1916 | 16965.2767 | 24.6196 | 0.32366 | 23.7557 | 110081.7561 | 0 | 187985.8976 | 0 | 0 | 0 | 0 | 116246.3849 | 302449.2482 | 206427.8266 | 923191.1133 | 961560.8286 | 4099666.5474 | 4099666.5474 | 5959114.5985 | 2750527.5283 | 0 | 5984418.4894 | 18793727.1636 | 562341.3252 | 0.022584 | 264990.5916 | 832187.9374 | 5402.1916 | 16965.2767
1 | 1100 | 707 | 0.035 | 15 | 15 | 7 | 7.4989e-10 | 5spot_SharedNeighbor | CO2 | Porous | Wet | R245fa | MinimizeLCOE_Brownfield | IgnoreSilica | 40 | 4.2719 | 0.0056458 | 4 | 264992.6586 | 832194.9463 | 5402.2338 | 16965.4196 | 24.6195 | 0.32365 | 23.5823 | 110081.1406 | 0 | 187984.7495 | 0 | 0 | 0 | 0 | 116245.6971 | 302447.4587 | 206426.6052 | 923185.6511 | 961560.8286 | 4099666.5474 | 4099666.5474 | 5959114.5985 | 2750527.5283 | 0 | 5984413.0272 | 18793721.7014 | 749894.2093 | 0.022583 | 264992.6586 | 832194.9463 | 5402.2338 | 16965.4196
1 | 1100 | 707 | 0.035 | 15 | 15 | 7 | 1e-09 | 5spot_SharedNeighbor | CO2 | Porous | Wet | R245fa | MinimizeLCOE_Brownfield | IgnoreSilica | 40 | 4.2719 | 0.0056458 | 4 | 264994.2206 | 832200.2432 | 5402.2656 | 16965.5276 | 24.6195 | 0.32365 | 23.6385 | 110080.6755 | 0 | 187983.8818 | 0 | 0 | 0 | 0 | 116245.1774 | 302446.1063 | 206425.6822 | 923181.5232 | 961560.8286 | 4099666.5474 | 4099666.5474 | 5959114.5985 | 2750527.5283 | 0 | 5984408.8992 | 18793717.5734 | 1000000 | 0.022583 | 264994.2206 | 832200.2432 | 5402.2656 | 16965.5276
1 | 1100 | 707 | 0.035 | 15 | 15 | 7 | 1.3335e-09 | 5spot_SharedNeighbor | CO2 | Porous | Wet | R245fa | MinimizeLCOE_Brownfield | IgnoreSilica | 40 | 4.2719 | 0.0056458 | 4 | 264995.3989 | 832204.2385 | 5402.2896 | 16965.609 | 24.6195 | 0.32365 | 23.1966 | 110080.3247 | 0 | 187983.2273 | 0 | 0 | 0 | 0 | 116244.7853 | 302445.0863 | 206424.986 | 923178.4096 | 961560.8286 | 4099666.5474 | 4099666.5474 | 5959114.5985 | 2750527.5283 | 0 | 5984405.7856 | 18793714.4598 | 1333521.4322 | 0.022583 | 264995.3989 | 832204.2385 | 5402.2896 | 16965.609
1 | 1100 | 707 | 0.035 | 15 | 15 | 7 | 1.7783e-09 | 5spot_SharedNeighbor | CO2 | Porous | Wet | R245fa | MinimizeLCOE_Brownfield | IgnoreSilica | 40 | 4.2719 | 0.0056457 | 4 | 264996.2863 | 832207.2477 | 5402.3077 | 16965.6704 | 24.6195 | 0.32365 | 22.9885 | 110080.0605 | 0 | 187982.7344 | 0 | 0 | 0 | 0 | 116244.49 | 302444.318 | 206424.4616 | 923176.0645 | 961560.8286 | 4099666.5474 | 4099666.5474 | 5959114.5985 | 2750527.5283 | 0 | 5984403.4406 | 18793712.1148 | 1778279.41 | 0.022583 | 264996.2863 | 832207.2477 | 5402.3077 | 16965.6704
1 | 1100 | 707 | 0.035 | 15 | 15 | 7 | 2.3714e-09 | 5spot_SharedNeighbor | CO2 | Porous | Wet | R245fa | MinimizeLCOE_Brownfield | IgnoreSilica | 40 | 4.2719 | 0.0056457 | 4 | 264996.9539 | 832209.5116 | 5402.3213 | 16965.7165 | 24.6195 | 0.32365 | 22.7857 | 110079.8617 | 0 | 187982.3635 | 0 | 0 | 0 | 0 | 116244.2679 | 302443.74 | 206424.0671 | 923174.3003 | 961560.8286 | 4099666.5474 | 4099666.5474 | 5959114.5985 | 2750527.5283 | 0 | 5984401.6763 | 18793710.3505 | 2371373.7057 | 0.022583 | 264996.9539 | 832209.5116 | 5402.3213 | 16965.7165
1 | 1100 | 707 | 0.035 | 15 | 15 | 7 | 3.1623e-09 | 5spot_SharedNeighbor | CO2 | Porous | Wet | R245fa | MinimizeLCOE_Brownfield | IgnoreSilica | 40 | 4.2719 | 0.0056457 | 4 | 264997.4558 | 832211.2135 | 5402.3316 | 16965.7512 | 24.6195 | 0.32365 | 22.705 | 110079.7123 | 0 | 187982.0848 | 0 | 0 | 0 | 0 | 116244.1009 | 302443.3055 | 206423.7706 | 923172.974 | 961560.8286 | 4099666.5474 | 4099666.5474 | 5959114.5985 | 2750527.5283 | 0 | 5984400.3501 | 18793709.0242 | 3162277.6602 | 0.022583 | 264997.4558 | 832211.2135 | 5402.3316 | 16965.7512
1 | 1100 | 707 | 0.035 | 15 | 15 | 7 | 4.217e-09 | 5spot_SharedNeighbor | CO2 | Porous | Wet | R245fa | MinimizeLCOE_Brownfield | IgnoreSilica | 40 | 4.2719 | 0.0056457 | 4 | 264997.8329 | 832212.492 | 5402.3393 | 16965.7773 | 24.6195 | 0.32365 | 22.9304 | 110079.6 | 0 | 187981.8753 | 0 | 0 | 0 | 0 | 116243.9754 | 302442.9791 | 206423.5478 | 923171.9776 | 961560.8286 | 4099666.5474 | 4099666.5474 | 5959114.5985 | 2750527.5283 | 0 | 5984399.3537 | 18793708.0279 | 4216965.0343 | 0.022583 | 264997.8329 | 832212.492 | 5402.3393 | 16965.7773
1 | 1100 | 707 | 0.035 | 15 | 15 | 7 | 5.6234e-09 | 5spot_SharedNeighbor | CO2 | Porous | Wet | R245fa | MinimizeLCOE_Brownfield | IgnoreSilica | 40 | 4.2719 | 0.0056457 | 4 | 264998.116 | 832213.4521 | 5402.345 | 16965.7969 | 24.6195 | 0.32365 | 22.9582 | 110079.5157 | 0 | 187981.7181 | 0 | 0 | 0 | 0 | 116243.8812 | 302442.734 | 206423.3805 | 923171.2295 | 961560.8286 | 4099666.5474 | 4099666.5474 | 5959114.5985 | 2750527.5283 | 0 | 5984398.6055 | 18793707.2797 | 5623413.2519 | 0.022583 | 264998.116 | 832213.4521 | 5402.345 | 16965.7969
1 | 1100 | 707 | 0.035 | 15 | 15 | 7 | 7.4989e-09 | 5spot_SharedNeighbor | CO2 | Porous | Wet | R245fa | MinimizeLCOE_Brownfield | IgnoreSilica | 40 | 4.2719 | 0.0056457 | 4 | 264998.3286 | 832214.1728 | 5402.3494 | 16965.8116 | 24.6195 | 0.32365 | 23.163 | 110079.4525 | 0 | 187981.6 | 0 | 0 | 0 | 0 | 116243.8105 | 302442.5499 | 206423.2549 | 923170.6678 | 961560.8286 | 4099666.5474 | 4099666.5474 | 5959114.5985 | 2750527.5283 | 0 | 5984398.0438 | 18793706.718 | 7498942.0933 | 0.022583 | 264998.3286 | 832214.1728 | 5402.3494 | 16965.8116
1 | 1100 | 707 | 0.035 | 15 | 15 | 7 | 1e-08 | 5spot_SharedNeighbor | CO2 | Porous | Wet | R245fa | MinimizeLCOE_Brownfield | IgnoreSilica | 40 | 4.2719 | 0.0056457 | 4 | 264998.4881 | 832214.7137 | 5402.3526 | 16965.8226 | 24.6195 | 0.32365 | 22.9368 | 110079.405 | 0 | 187981.5114 | 0 | 0 | 0 | 0 | 116243.7574 | 302442.4119 | 206423.1607 | 923170.2463 | 961560.8286 | 4099666.5474 | 4099666.5474 | 5959114.5985 | 2750527.5283 | 0 | 5984397.6223 | 18793706.2965 | 10000000 | 0.022583 | 264998.4881 | 832214.7137 | 5402.3526 | 16965.8226
1 | 1200 | 707 | 0.035 | 15 | 15 | 7 | 1e-13 | 5spot_SharedNeighbor | CO2 | Porous | Wet | R245fa | MinimizeLCOE_Brownfield | IgnoreSilica | 0.51156 | 0.041467 | 0.00013659 | 4 | 9978070.4381 | 34542698.5528 | 203416.4622 | 704199.6325 | 26.0453 | 0.54035 | 14.0489 | 8149.8266 | 0 | 8779.1282 | 0 | 0 | 0 | 0 | 6602.2924 | 17177.8104 | 11724.2086 | 52433.2661 | 961560.8286 | 4437684.9599 | 4437684.9599 | 6124832.4428 | 2858761.7322 | 0 | 5451679.0546 | 18872958.1896 | 100 | 0.00054637 | 9978070.4381 | 34542698.5528 | 203416.4622 | 704199.6325
1 | 1200 | 707 | 0.035 | 15 | 15 | 7 | 1.3335e-13 | 5spot_SharedNeighbor | CO2 | Porous | Wet | R245fa | MinimizeLCOE_Brownfield | IgnoreSilica | 0.72086 | 0.062674 | 0.00022401 | 4 | 6109570.0167 | 21088090.0407 | 124551.8486 | 429909.2392 | 26.5162 | 0.61084 | 23.4144 | 11353.3981 | 0 | 12907.8271 | 0 | 0 | 0 | 0 | 9461.8778 | 24617.8652 | 16802.1988 | 75143.167 | 961560.8286 | 4437684.9599 | 4437684.9599 | 6124832.4428 | 2858761.7322 | 0 | 5474388.9555 | 18895668.0905 | 133.3521 | 0.00089604 | 6109570.0167 | 21088090.0407 | 124551.8486 | 429909.2392
1 | 1200 | 707 | 0.035 | 15 | 15 | 7 | 1.7783e-13 | 5spot_SharedNeighbor | CO2 | Porous | Wet | R245fa | MinimizeLCOE_Brownfield | IgnoreSilica | 0.97664 | 0.088527 | 0.00033986 | 4 | 4046638.3814 | 13919399.2448 | 82496.1969 | 283765.781 | 26.8923 | 0.66782 | 17.6081 | 15024.1289 | 0 | 17861.8073 | 0 | 0 | 0 | 0 | 12825.5151 | 33369.3594 | 22775.2735 | 101856.0842 | 961560.8286 | 4437684.9599 | 4437684.9599 | 6124832.4428 | 2858761.7322 | 0 | 5501101.8727 | 18922381.0076 | 177.8279 | 0.0013594 | 4046638.3814 | 13919399.2448 | 82496.1969 | 283765.781
1 | 1200 | 707 | 0.035 | 15 | 15 | 7 | 2.3714e-13 | 5spot_SharedNeighbor | CO2 | Porous | Wet | R245fa | MinimizeLCOE_Brownfield | IgnoreSilica | 1.3009 | 0.12133 | 0.00046643 | 4 | 2963032.7579 | 10156702.8732 | 60405.4306 | 207058.126 | 26.9983 | 0.68377 | 17.0519 | 18642.6217 | 0 | 22976.3561 | 0 | 0 | 0 | 0 | 16231.4013 | 42230.7768 | 28823.3729 | 128904.5288 | 961560.8286 | 4437684.9599 | 4437684.9599 | 6124832.4428 | 2858761.7322 | 0 | 5528150.3174 | 18949429.4523 | 237.1374 | 0.0018657 | 2963032.7579 | 10156702.8732 | 60405.4306 | 207058.126
1 | 1200 | 707 | 0.035 | 15 | 15 | 7 | 3.1623e-13 | 5spot_SharedNeighbor | CO2 | Porous | Wet | R245fa | MinimizeLCOE_Brownfield | IgnoreSilica | 1.6 | 0.15151 | 0.00062399 | 4 | 2227068.2697 | 7604276.9366 | 45401.799 | 155023.4709 | 27.2951 | 0.72939 | 17.9845 | 22676.0279 | 0 | 28795.3217 | 0 | 0 | 0 | 0 | 20073.8263 | 52227.9784 | 35646.6684 | 159419.8226 | 961560.8286 | 4437684.9599 | 4437684.9599 | 6124832.4428 | 2858761.7322 | 0 | 5558665.6112 | 18979944.7461 | 316.2278 | 0.002496 | 2227068.2697 | 7604276.9366 | 45401.799 | 155023.4709
1 | 1200 | 707 | 0.035 | 15 | 15 | 7 | 4.217e-13 | 5spot_SharedNeighbor | CO2 | Porous | Wet | R245fa | MinimizeLCOE_Brownfield | IgnoreSilica | 1.6 | 0.1515 | 0.00062401 | 4 | 2227005.5456 | 7604059.757 | 45400.5203 | 155019.0434 | 27.2952 | 0.72941 | 19.037 | 22676.4451 | 0 | 28795.9089 | 0 | 0 | 0 | 0 | 20074.2181 | 52228.9976 | 35647.3641 | 159422.9337 | 961560.8286 | 4437684.9599 | 4437684.9599 | 6124832.4428 | 2858761.7322 | 0 | 5558668.7223 | 18979947.8572 | 421.6965 | 0.002496 | 2227005.5456 | 7604059.757 | 45400.5203 | 155019.0434
1 | 1200 | 707 | 0.035 | 15 | 15 | 7 | 5.6234e-13 | 5spot_SharedNeighbor | CO2 | Porous | Wet | R245fa | MinimizeLCOE_Brownfield | IgnoreSilica | 1.6 | 0.1515 | 0.00062402 | 4 | 2226944.2859 | 7603847.648 | 45399.2714 | 155014.7193 | 27.2953 | 0.72943 | 19.652 | 22676.8527 | 0 | 28796.4824 | 0 | 0 | 0 | 0 | 20074.6007 | 52229.9931 | 35648.0435 | 159425.9724 | 961560.8286 | 4437684.9599 | 4437684.9599 | 6124832.4428 | 2858761.7322 | 0 | 5558671.7609 | 18979950.8959 | 562.3413 | 0.0024961 | 2226944.2859 | 7603847.648 | 45399.2714 | 155014.7193
1 | 1200 | 707 | 0.035 | 15 | 15 | 7 | 7.4989e-13 | 5spot_SharedNeighbor | CO2 | Porous | Wet | R245fa | MinimizeLCOE_Brownfield | IgnoreSilica | 3.7754 | 0.37124 | 0.0015399 | 4 | 927490.7674 | 3106367.9649 | 18908.1538 | 63327.5126 | 27.4636 | 0.7551 | 19.7036 | 42151.4799 | 0 | 59177.0198 | 0 | 0 | 0 | 0 | 39518.1149 | 102818.0287 | 70175.4173 | 313840.0606 | 961560.8286 | 4437684.9599 | 4437684.9599 | 6124832.4428 | 2858761.7322 | 0 | 5713085.8491 | 19134364.9841 | 749.8942 | 0.0061597 | 927490.7674 | 3106367.9649 | 18908.1538 | 63327.5126
1 | 1200 | 707 | 0.035 | 15 | 15 | 7 | 1e-12 | 5spot_SharedNeighbor | CO2 | Porous | Wet | R245fa | MinimizeLCOE_Brownfield | IgnoreSilica | 3.7754 | 0.37124 | 0.00154 | 4 | 927466.6927 | 3106285.1257 | 18907.663 | 63325.8238 | 27.4637 | 0.75511 | 19.3873 | 42152.2131 | 0 | 59178.1557 | 0 | 0 | 0 | 0 | 39518.8439 | 102819.9253 | 70176.7117 | 313845.8497 | 961560.8286 | 4437684.9599 | 4437684.9599 | 6124832.4428 | 2858761.7322 | 0 | 5713091.6383 | 19134370.7732 | 1000 | 0.0061599 | 927466.6927 | 3106285.1257 | 18907.663 | 63325.8238
1 | 1200 | 707 | 0.035 | 15 | 15 | 7 | 1.3335e-12 | 5spot_SharedNeighbor | CO2 | Porous | Wet | R245fa | MinimizeLCOE_Brownfield | IgnoreSilica | 7.2884 | 0.72584 | 0.0031823 | 4 | 466653.9564 | 1521022.0945 | 9513.3721 | 31008.0927 | 27.7198 | 0.79486 | 25.4796 | 69417.4092 | 0 | 105218.9 | 0 | 0 | 0 | 0 | 68108.1606 | 177203.463 | 120945.0047 | 540892.9375 | 961560.8286 | 4437684.9599 | 4437684.9599 | 6124832.4428 | 2858761.7322 | 0 | 5940138.726 | 19361417.861 | 1333.5214 | 0.012729 | 466653.9564 | 1521022.0945 | 9513.3721 | 31008.0927
1 | 1200 | 707 | 0.035 | 15 | 15 | 7 | 1.7783e-12 | 5spot_SharedNeighbor | CO2 | Porous | Wet | R245fa | MinimizeLCOE_Brownfield | IgnoreSilica | 9.7191 | 0.97165 | 0.0042507 | 4 | 357166.68 | 1146519.7814 | 7281.3259 | 23373.3565 | 27.7271 | 0.79592 | 24.3485 | 84839.1538 | 0 | 132649.5927 | 0 | 0 | 0 | 0 | 84820.6111 | 220685.8311 | 150622.6143 | 673617.803 | 961560.8286 | 4437684.9599 | 4437684.9599 | 6124832.4428 | 2858761.7322 | 0 | 6072863.5915 | 19494142.7265 | 1778.2794 | 0.017003 | 357166.68 | 1146519.7814 | 7281.3259 | 23373.3565
1 | 1200 | 707 | 0.035 | 15 | 15 | 7 | 2.3714e-12 | 5spot_SharedNeighbor | CO2 | Porous | Wet | R245fa | MinimizeLCOE_Brownfield | IgnoreSilica | 12.94 | 1.2968 | 0.0056528 | 4 | 275784.4022 | 869351.9316 | 5622.2381 | 17722.915 | 27.7238 | 0.7953 | 20.8881 | 103416.9111 | 0 | 166684.5809 | 0 | 0 | 0 | 0 | 105339.5819 | 274071.9839 | 187059.7606 | 836572.8183 | 961560.8286 | 4437684.9599 | 4437684.9599 | 6124832.4428 | 2858761.7322 | 0 | 6235818.6068 | 19657097.7418 | 2371.3737 | 0.022611 | 275784.4022 | 869351.9316 | 5622.2381 | 17722.915
1 | 1200 | 707 | 0.035 | 15 | 15 | 7 | 3.1623e-12 | 5spot_SharedNeighbor | CO2 | Porous | Wet | R245fa | MinimizeLCOE_Brownfield | IgnoreSilica | 17.2495 | 1.732 | 0.0074874 | 4 | 214888.9832 | 663018.4179 | 4380.8026 | 13516.5272 | 27.7012 | 0.79162 | 24.4904 | 125786.1371 | 0 | 208892.4902 | 0 | 0 | 0 | 0 | 130524.6647 | 339598.4031 | 231782.8882 | 1036584.5833 | 961560.8286 | 4437684.9599 | 4437684.9599 | 6124832.4428 | 2858761.7322 | 0 | 6435830.3719 | 19857109.5068 | 3162.2777 | 0.02995 | 214888.9832 | 663018.4179 | 4380.8026 | 13516.5272
1 | 1200 | 707 | 0.035 | 15 | 15 | 7 | 4.217e-12 | 5spot_SharedNeighbor | CO2 | Porous | Wet | R245fa | MinimizeLCOE_Brownfield | IgnoreSilica | 19.2058 | 1.9296 | 0.0083017 | 4 | 196376.2169 | 600548.8989 | 4003.3948 | 12243.0016 | 27.6862 | 0.7892 | 21.7219 | 135190.6253 | 0 | 226994.3964 | 0 | 0 | 0 | 0 | 141252.1585 | 367509.1415 | 250832.5406 | 1121778.8622 | 961560.8286 | 4437684.9599 | 4437684.9599 | 6124832.4428 | 2858761.7322 | 0 | 6521024.6508 | 19942303.7857 | 4216.965 | 0.033207 | 196376.2169 | 600548.8989 | 4003.3948 | 12243.0016
1 | 1200 | 707 | 0.035 | 15 | 15 | 7 | 5.6234e-12 | 5spot_SharedNeighbor | CO2 | Porous | Wet | R245fa | MinimizeLCOE_Brownfield | IgnoreSilica | 19.2058 | 1.9295 | 0.0083019 | 4 | 196371.3303 | 600532.5937 | 4003.2952 | 12242.6692 | 27.6863 | 0.78922 | 21.251 | 135193.1219 | 0 | 226998.9908 | 0 | 0 | 0 | 0 | 141254.9239 | 367516.3367 | 250837.4515 | 1121800.8248 | 961560.8286 | 4437684.9599 | 4437684.9599 | 6124832.4428 | 2858761.7322 | 0 | 6521046.6134 | 19942325.7483 | 5623.4133 | 0.033208 | 196371.3303 | 600532.5937 | 4003.2952 | 12242.6692
1 | 1200 | 707 | 0.035 | 15 | 15 | 7 | 7.4989e-12 | 5spot_SharedNeighbor | CO2 | Porous | Wet | R245fa | MinimizeLCOE_Brownfield | IgnoreSilica | 19.1863 | 1.9275 | 0.0082941 | 4 | 196532.8415 | 601077.0842 | 4006.5878 | 12253.7694 | 27.6865 | 0.78926 | 20.3988 | 135103.5268 | 0 | 226825.4211 | 0 | 0 | 0 | 0 | 141152.2897 | 367249.3035 | 250655.1959 | 1120985.737 | 961560.8286 | 4437684.9599 | 4437684.9599 | 6124832.4428 | 2858761.7322 | 0 | 6520231.5256 | 19941510.6605 | 7498.9421 | 0.033176 | 196532.8415 | 601077.0842 | 4006.5878 | 12253.7694
1 | 1200 | 707 | 0.035 | 15 | 15 | 7 | 1e-11 | 5spot_SharedNeighbor | CO2 | Porous | Wet | R245fa | MinimizeLCOE_Brownfield | IgnoreSilica | 19.1863 | 1.9275 | 0.0082941 | 4 | 196531.3275 | 601072.0324 | 4006.5569 | 12253.6664 | 27.6866 | 0.78926 | 20.6828 | 135104.2991 | 0 | 226826.8423 | 0 | 0 | 0 | 0 | 141153.1452 | 367251.5292 | 250656.7149 | 1120992.5307 | 961560.8286 | 4437684.9599 | 4437684.9599 | 6124832.4428 | 2858761.7322 | 0 | 6520238.3192 | 19941517.4542 | 10000 | 0.033177 | 196531.3275 | 601072.0324 | 4006.5569 | 12253.6664
1 | 1200 | 707 | 0.035 | 15 | 15 | 7 | 1.3335e-11 | 5spot_SharedNeighbor | CO2 | Porous | Wet | R245fa | MinimizeLCOE_Brownfield | IgnoreSilica | 19.1863 | 1.9275 | 0.0082941 | 4 | 196531.4731 | 601072.518 | 4006.5599 | 12253.6763 | 27.6866 | 0.78926 | 20.8851 | 135104.2249 | 0 | 226826.7057 | 0 | 0 | 0 | 0 | 141153.0629 | 367251.3152 | 250656.5689 | 1120991.8776 | 961560.8286 | 4437684.9599 | 4437684.9599 | 6124832.4428 | 2858761.7322 | 0 | 6520237.6662 | 19941516.8011 | 13335.2143 | 0.033177 | 196531.4731 | 601072.518 | 4006.5599 | 12253.6763
1 | 1200 | 707 | 0.035 | 15 | 15 | 7 | 1.7783e-11 | 5spot_SharedNeighbor | CO2 | Porous | Wet | R245fa | MinimizeLCOE_Brownfield | IgnoreSilica | 19.1863 | 1.9275 | 0.0082941 | 4 | 196532.5759 | 601076.1979 | 4006.5824 | 12253.7513 | 27.6865 | 0.78926 | 20.3899 | 135103.6623 | 0 | 226825.6705 | 0 | 0 | 0 | 0 | 141152.4398 | 367249.694 | 250655.4624 | 1120986.9289 | 961560.8286 | 4437684.9599 | 4437684.9599 | 6124832.4428 | 2858761.7322 | 0 | 6520232.7175 | 19941511.8524 | 17782.7941 | 0.033176 | 196532.5759 | 601076.1979 | 4006.5824 | 12253.7513
1 | 1200 | 707 | 0.035 | 15 | 15 | 7 | 2.3714e-11 | 5spot_SharedNeighbor | CO2 | Porous | Wet | R245fa | MinimizeLCOE_Brownfield | IgnoreSilica | 19.2058 | 1.9295 | 0.0083021 | 4 | 196368.8932 | 600524.4618 | 4003.2455 | 12242.5034 | 27.6863 | 0.78923 | 21.3736 | 135194.367 | 0 | 227001.2823 | 0 | 0 | 0 | 0 | 141256.3032 | 367519.9254 | 250839.9008 | 1121811.7788 | 961560.8286 | 4437684.9599 | 4437684.9599 | 6124832.4428 | 2858761.7322 | 0 | 6521057.5673 | 19942336.7023 | 23713.7371 | 0.033208 | 196368.8932 | 600524.4618 | 4003.2455 | 12242.5034
1 | 1200 | 707 | 0.035 | 15 | 15 | 7 | 3.1623e-11 | 5spot_SharedNeighbor | CO2 | Porous | Wet | R245fa | MinimizeLCOE_Brownfield | IgnoreSilica | 19.2058 | 1.9295 | 0.008302 | 4 | 196370.4638 | 600529.7024 | 4003.2775 | 12242.6103 | 27.6863 | 0.78922 | 22.0204 | 135193.5646 | 0 | 226999.8055 | 0 | 0 | 0 | 0 | 141255.4143 | 367517.6127 | 250838.3224 | 1121804.7195 | 961560.8286 | 4437684.9599 | 4437684.9599 | 6124832.4428 | 2858761.7322 | 0 | 6521050.508 | 19942329.643 | 31622.7766 | 0.033208 | 196370.4638 | 600529.7024 | 4003.2775 | 12242.6103
1 | 1200 | 707 | 0.035 | 15 | 15 | 7 | 4.217e-11 | 5spot_SharedNeighbor | CO2 | Porous | Wet | R245fa | MinimizeLCOE_Brownfield | IgnoreSilica | 19.2058 | 1.9295 | 0.0083019 | 4 | 196371.9135 | 600534.5396 | 4003.3071 | 12242.7089 | 27.6863 | 0.78922 | 21.5335 | 135192.8239 | 0 | 226998.4425 | 0 | 0 | 0 | 0 | 141254.5939 | 367515.478 | 250836.8654 | 1121798.2037 | 961560.8286 | 4437684.9599 | 4437684.9599 | 6124832.4428 | 2858761.7322 | 0 | 6521043.9922 | 19942323.1272 | 42169.6503 | 0.033208 | 196371.9135 | 600534.5396 | 4003.3071 | 12242.7089
1 | 1200 | 707 | 0.035 | 15 | 15 | 7 | 5.6234e-11 | 5spot_SharedNeighbor | CO2 | Porous | Wet | R245fa | MinimizeLCOE_Brownfield | IgnoreSilica | 19.2058 | 1.9295 | 0.0083018 | 4 | 196373.1642 | 600538.713 | 4003.3326 | 12242.794 | 27.6862 | 0.78921 | 32.8139 | 135192.1849 | 0 | 226997.2665 | 0 | 0 | 0 | 0 | 141253.886 | 367513.6363 | 250835.6085 | 1121792.5822 | 961560.8286 | 4437684.9599 | 4437684.9599 | 6124832.4428 | 2858761.7322 | 0 | 6521038.3708 | 19942317.5057 | 56234.1325 | 0.033207 | 196373.1642 | 600538.713 | 4003.3326 | 12242.794
1 | 1200 | 707 | 0.035 | 15 | 15 | 7 | 7.4989e-11 | 5spot_SharedNeighbor | CO2 | Porous | Wet | R245fa | MinimizeLCOE_Brownfield | IgnoreSilica | 19.2058 | 1.9296 | 0.0083018 | 4 | 196374.1988 | 600542.165 | 4003.3537 | 12242.8643 | 27.6862 | 0.78921 | 22.1969 | 135191.6564 | 0 | 226996.2938 | 0 | 0 | 0 | 0 | 141253.3006 | 367512.113 | 250834.5688 | 1121787.9325 | 961560.8286 | 4437684.9599 | 4437684.9599 | 6124832.4428 | 2858761.7322 | 0 | 6521033.721 | 19942312.856 | 74989.4209 | 0.033207 | 196374.1988 | 600542.165 | 4003.3537 | 12242.8643
1 | 1200 | 707 | 0.035 | 15 | 15 | 7 | 1e-10 | 5spot_SharedNeighbor | CO2 | Porous | Wet | R245fa | MinimizeLCOE_Brownfield | IgnoreSilica | 19.2058 | 1.9296 | 0.0083018 | 4 | 196375.0309 | 600544.9416 | 4003.3706 | 12242.9209 | 27.6862 | 0.78921 | 21.648 | 135191.2312 | 0 | 226995.5114 | 0 | 0 | 0 | 0 | 141252.8296 | 367510.8878 | 250833.7325 | 1121784.1925 | 961560.8286 | 4437684.9599 | 4437684.9599 | 6124832.4428 | 2858761.7322 | 0 | 6521029.981 | 19942309.116 | 100000 | 0.033207 | 196375.0309 | 600544.9416 | 4003.3706 | 12242.9209
1 | 1200 | 707 | 0.035 | 15 | 15 | 7 | 1.3335e-10 | 5spot_SharedNeighbor | CO2 | Porous | Wet | R245fa | MinimizeLCOE_Brownfield | IgnoreSilica | 19.2058 | 1.9296 | 0.0083017 | 4 | 196375.6875 | 600547.1323 | 4003.384 | 12242.9656 | 27.6862 | 0.7892 | 21.4107 | 135190.8958 | 0 | 226994.8941 | 0 | 0 | 0 | 0 | 141252.4581 | 367509.921 | 250833.0727 | 1121781.2417 | 961560.8286 | 4437684.9599 | 4437684.9599 | 6124832.4428 | 2858761.7322 | 0 | 6521027.0303 | 19942306.1652 | 133352.1432 | 0.033207 | 196375.6875 | 600547.1323 | 4003.384 | 12242.9656
1 | 1200 | 707 | 0.035 | 15 | 15 | 7 | 1.7783e-10 | 5spot_SharedNeighbor | CO2 | Porous | Wet | R245fa | MinimizeLCOE_Brownfield | IgnoreSilica | 19.2058 | 1.9296 | 0.0083017 | 4 | 196376.1984 | 600548.8373 | 4003.3944 | 12243.0004 | 27.6862 | 0.7892 | 21.3992 | 135190.6347 | 0 | 226994.4137 | 0 | 0 | 0 | 0 | 141252.1689 | 367509.1687 | 250832.5592 | 1121778.9452 | 961560.8286 | 4437684.9599 | 4437684.9599 | 6124832.4428 | 2858761.7322 | 0 | 6521024.7337 | 19942303.8686 | 177827.941 | 0.033207 | 196376.1984 | 600548.8373 | 4003.3944 | 12243.0004
1 | 1200 | 707 | 0.035 | 15 | 15 | 7 | 2.3714e-10 | 5spot_SharedNeighbor | CO2 | Porous | Wet | R245fa | MinimizeLCOE_Brownfield | IgnoreSilica | 19.2058 | 1.9296 | 0.0083017 | 4 | 196376.5923 | 600550.1514 | 4003.4025 | 12243.0271 | 27.6862 | 0.7892 | 21.2983 | 135190.4335 | 0 | 226994.0434 | 0 | 0 | 0 | 0 | 141251.946 | 367508.5888 | 250832.1634 | 1121777.1751 | 961560.8286 | 4437684.9599 | 4437684.9599 | 6124832.4428 | 2858761.7322 | 0 | 6521022.9637 | 19942302.0986 | 237137.3706 | 0.033207 | 196376.5923 | 600550.1514 | 4003.4025 | 12243.0271
1 | 1200 | 707 | 0.035 | 15 | 15 | 7 | 3.1623e-10 | 5spot_SharedNeighbor | CO2 | Porous | Wet | R245fa | MinimizeLCOE_Brownfield | IgnoreSilica | 19.2252 | 1.9315 | 0.0083097 | 4 | 196212.0369 | 599995.5262 | 4000.0478 | 12231.7204 | 27.686 | 0.78917 | 22.2652 | 135281.7105 | 0 | 227170.7224 | 0 | 0 | 0 | 0 | 141356.4488 | 367780.4836 | 251017.7372 | 1122607.1025 | 961560.8286 | 4437684.9599 | 4437684.9599 | 6124832.4428 | 2858761.7322 | 0 | 6521852.8911 | 19943132.026 | 316227.766 | 0.033239 | 196212.0369 | 599995.5262 | 4000.0478 | 12231.7204
1 | 1200 | 707 | 0.035 | 15 | 15 | 7 | 4.217e-10 | 5spot_SharedNeighbor | CO2 | Porous | Wet | R245fa | MinimizeLCOE_Brownfield | IgnoreSilica | 19.2252 | 1.9315 | 0.0083097 | 4 | 196212.2663 | 599996.2917 | 4000.0524 | 12231.736 | 27.686 | 0.78917 | 23.2447 | 135281.5931 | 0 | 227170.5063 | 0 | 0 | 0 | 0 | 141356.3188 | 367780.1453 | 251017.5063 | 1122606.0698 | 961560.8286 | 4437684.9599 | 4437684.9599 | 6124832.4428 | 2858761.7322 | 0 | 6521851.8583 | 19943130.9933 | 421696.5034 | 0.033239 | 196212.2663 | 599996.2917 | 4000.0524 | 12231.736
1 | 1200 | 707 | 0.035 | 15 | 15 | 7 | 5.6234e-10 | 5spot_SharedNeighbor | CO2 | Porous | Wet | R245fa | MinimizeLCOE_Brownfield | IgnoreSilica | 19.2252 | 1.9315 | 0.0083097 | 4 | 196212.4403 | 599996.8722 | 4000.056 | 12231.7478 | 27.686 | 0.78917 | 22.6311 | 135281.5041 | 0 | 227170.3425 | 0 | 0 | 0 | 0 | 141356.2202 | 367779.8887 | 251017.3312 | 1122605.2866 | 961560.8286 | 4437684.9599 | 4437684.9599 | 6124832.4428 | 2858761.7322 | 0 | 6521851.0751 | 19943130.2101 | 562341.3252 | 0.033239 | 196212.4403 | 599996.8722 | 4000.056 | 12231.7478
1 | 1200 | 707 | 0.035 | 15 | 15 | 7 | 7.4989e-10 | 5spot_SharedNeighbor | CO2 | Porous | Wet | R245fa | MinimizeLCOE_Brownfield | IgnoreSilica | 19.2252 | 1.9316 | 0.0083097 | 4 | 196212.5719 | 599997.3111 | 4000.0587 | 12231.7567 | 27.686 | 0.78917 | 22.4585 | 135281.4368 | 0 | 227170.2186 | 0 | 0 | 0 | 0 | 141356.1456 | 367779.6947 | 251017.1987 | 1122604.6943 | 961560.8286 | 4437684.9599 | 4437684.9599 | 6124832.4428 | 2858761.7322 | 0 | 6521850.4829 | 19943129.6178 | 749894.2093 | 0.033239 | 196212.5719 | 599997.3111 | 4000.0587 | 12231.7567
1 | 1200 | 707 | 0.035 | 15 | 15 | 7 | 1e-09 | 5spot_SharedNeighbor | CO2 | Porous | Wet | R245fa | MinimizeLCOE_Brownfield | IgnoreSilica | 19.2252 | 1.9316 | 0.0083097 | 4 | 196212.6711 | 599997.6424 | 4000.0607 | 12231.7635 | 27.686 | 0.78917 | 22.7336 | 135281.386 | 0 | 227170.1251 | 0 | 0 | 0 | 0 | 141356.0893 | 367779.5483 | 251017.0988 | 1122604.2474 | 961560.8286 | 4437684.9599 | 4437684.9599 | 6124832.4428 | 2858761.7322 | 0 | 6521850.0359 | 19943129.1709 | 1000000 | 0.033239 | 196212.6711 | 599997.6424 | 4000.0607 | 12231.7635
1 | 1200 | 707 | 0.035 | 15 | 15 | 7 | 1.3335e-09 | 5spot_SharedNeighbor | CO2 | Porous | Wet | R245fa | MinimizeLCOE_Brownfield | IgnoreSilica | 19.2252 | 1.9316 | 0.0083097 | 4 | 196212.7459 | 599997.892 | 4000.0622 | 12231.7686 | 27.686 | 0.78917 | 22.285 | 135281.3477 | 0 | 227170.0546 | 0 | 0 | 0 | 0 | 141356.0469 | 367779.4379 | 251017.0235 | 1122603.9107 | 961560.8286 | 4437684.9599 | 4437684.9599 | 6124832.4428 | 2858761.7322 | 0 | 6521849.6992 | 19943128.8342 | 1333521.4322 | 0.033239 | 196212.7459 | 599997.892 | 4000.0622 | 12231.7686
1 | 1200 | 707 | 0.035 | 15 | 15 | 7 | 1.7783e-09 | 5spot_SharedNeighbor | CO2 | Porous | Wet | R245fa | MinimizeLCOE_Brownfield | IgnoreSilica | 19.2252 | 1.9316 | 0.0083097 | 4 | 196212.8022 | 599998.0798 | 4000.0634 | 12231.7724 | 27.686 | 0.78917 | 22.2228 | 135281.3189 | 0 | 227170.0016 | 0 | 0 | 0 | 0 | 141356.015 | 367779.3549 | 251016.9668 | 1122603.6573 | 961560.8286 | 4437684.9599 | 4437684.9599 | 6124832.4428 | 2858761.7322 | 0 | 6521849.4458 | 19943128.5808 | 1778279.41 | 0.033239 | 196212.8022 | 599998.0798 | 4000.0634 | 12231.7724
1 | 1200 | 707 | 0.035 | 15 | 15 | 7 | 2.3714e-09 | 5spot_SharedNeighbor | CO2 | Porous | Wet | R245fa | MinimizeLCOE_Brownfield | IgnoreSilica | 19.2252 | 1.9316 | 0.0083097 | 4 | 196212.8445 | 599998.221 | 4000.0642 | 12231.7753 | 27.686 | 0.78917 | 22.1253 | 135281.2972 | 0 | 227169.9618 | 0 | 0 | 0 | 0 | 141355.991 | 367779.2925 | 251016.9243 | 1122603.4668 | 961560.8286 | 4437684.9599 | 4437684.9599 | 6124832.4428 | 2858761.7322 | 0 | 6521849.2553 | 19943128.3903 | 2371373.7057 | 0.033239 | 196212.8445 | 599998.221 | 4000.0642 | 12231.7753
1 | 1200 | 707 | 0.035 | 15 | 15 | 7 | 3.1623e-09 | 5spot_SharedNeighbor | CO2 | Porous | Wet | R245fa | MinimizeLCOE_Brownfield | IgnoreSilica | 19.2252 | 1.9316 | 0.0083097 | 4 | 196212.8763 | 599998.3271 | 4000.0649 | 12231.7775 | 27.686 | 0.78917 | 22.4822 | 135281.281 | 0 | 227169.9318 | 0 | 0 | 0 | 0 | 141355.973 | 367779.2456 | 251016.8922 | 1122603.3236 | 961560.8286 | 4437684.9599 | 4437684.9599 | 6124832.4428 | 2858761.7322 | 0 | 6521849.1122 | 19943128.2471 | 3162277.6602 | 0.033239 | 196212.8763 | 599998.3271 | 4000.0649 | 12231.7775
1 | 1200 | 707 | 0.035 | 15 | 15 | 7 | 4.217e-09 | 5spot_SharedNeighbor | CO2 | Porous | Wet | R245fa | MinimizeLCOE_Brownfield | IgnoreSilica | 19.2252 | 1.9316 | 0.0083097 | 4 | 196212.9002 | 599998.4067 | 4000.0654 | 12231.7791 | 27.686 | 0.78917 | 22.1552 | 135281.2688 | 0 | 227169.9093 | 0 | 0 | 0 | 0 | 141355.9595 | 367779.2104 | 251016.8682 | 1122603.2161 | 961560.8286 | 4437684.9599 | 4437684.9599 | 6124832.4428 | 2858761.7322 | 0 | 6521849.0047 | 19943128.1396 | 4216965.0343 | 0.033239 | 196212.9002 | 599998.4067 | 4000.0654 | 12231.7791
1 | 1200 | 707 | 0.035 | 15 | 15 | 7 | 5.6234e-09 | 5spot_SharedNeighbor | CO2 | Porous | Wet | R245fa | MinimizeLCOE_Brownfield | IgnoreSilica | 19.2252 | 1.9316 | 0.0083097 | 4 | 196212.9182 | 599998.4666 | 4000.0657 | 12231.7803 | 27.686 | 0.78917 | 22.147 | 135281.2596 | 0 | 227169.8924 | 0 | 0 | 0 | 0 | 141355.9493 | 367779.184 | 251016.8502 | 1122603.1354 | 961560.8286 | 4437684.9599 | 4437684.9599 | 6124832.4428 | 2858761.7322 | 0 | 6521848.924 | 19943128.0589 | 5623413.2519 | 0.033239 | 196212.9182 | 599998.4666 | 4000.0657 | 12231.7803
1 | 1200 | 707 | 0.035 | 15 | 15 | 7 | 7.4989e-09 | 5spot_SharedNeighbor | CO2 | Porous | Wet | R245fa | MinimizeLCOE_Brownfield | IgnoreSilica | 19.2252 | 1.9316 | 0.0083097 | 4 | 196212.9316 | 599998.5114 | 4000.066 | 12231.7812 | 27.686 | 0.78917 | 22.4151 | 135281.2527 | 0 | 227169.8798 | 0 | 0 | 0 | 0 | 141355.9417 | 367779.1641 | 251016.8366 | 1122603.0749 | 961560.8286 | 4437684.9599 | 4437684.9599 | 6124832.4428 | 2858761.7322 | 0 | 6521848.8634 | 19943127.9984 | 7498942.0933 | 0.033239 | 196212.9316 | 599998.5114 | 4000.066 | 12231.7812
1 | 1200 | 707 | 0.035 | 15 | 15 | 7 | 1e-08 | 5spot_SharedNeighbor | CO2 | Porous | Wet | R245fa | MinimizeLCOE_Brownfield | IgnoreSilica | 19.2252 | 1.9316 | 0.0083097 | 4 | 196212.9417 | 599998.5451 | 4000.0662 | 12231.7819 | 27.686 | 0.78917 | 22.2721 | 135281.2475 | 0 | 227169.8703 | 0 | 0 | 0 | 0 | 141355.9359 | 367779.1492 | 251016.8265 | 1122603.0294 | 961560.8286 | 4437684.9599 | 4437684.9599 | 6124832.4428 | 2858761.7322 | 0 | 6521848.818 | 19943127.9529 | 10000000 | 0.033239 | 196212.9417 | 599998.5451 | 4000.0662 | 12231.7819
1 | 1300 | 707 | 0.035 | 15 | 15 | 7 | 1e-13 | 5spot_SharedNeighbor | CO2 | Porous | Wet | R245fa | MinimizeLCOE_Brownfield | IgnoreSilica | 0.35302 | 0.021751 | 0.0001585 | 4 | 9147395.9627 | 31303035.1865 | 186482.0395 | 638154.7128 | 27.7875 | 0.80831 | 10.8658 | 8804.8516 | 0 | 9426.5945 | 0 | 0 | 0 | 0 | 7110.264 | 18499.4483 | 12626.2536 | 56467.412 | 961560.8286 | 4781563.4633 | 4781563.4633 | 6296117.3735 | 2969339.9724 | 0 | 5799591.7039 | 19846612.5132 | 100 | 0.00063402 | 9147395.9627 | 31303035.1865 | 186482.0395 | 638154.7128
1 | 1300 | 707 | 0.035 | 15 | 15 | 7 | 1.3335e-13 | 5spot_SharedNeighbor | CO2 | Porous | Wet | R245fa | MinimizeLCOE_Brownfield | IgnoreSilica | 0.35302 | 0.021751 | 0.00015851 | 4 | 9147204.761 | 31302377.7134 | 186478.1416 | 638141.3093 | 27.7875 | 0.80833 | 10.6688 | 8804.9722 | 0 | 9426.7416 | 0 | 0 | 0 | 0 | 7110.3684 | 18499.72 | 12626.439 | 56468.2412 | 961560.8286 | 4781563.4633 | 4781563.4633 | 6296117.3735 | 2969339.9724 | 0 | 5799592.5331 | 19846613.3423 | 133.3521 | 0.00063403 | 9147204.761 | 31302377.7134 | 186478.1416 | 638141.3093
1 | 1300 | 707 | 0.035 | 15 | 15 | 7 | 1.7783e-13 | 5spot_SharedNeighbor | CO2 | Porous | Wet | R245fa | MinimizeLCOE_Brownfield | IgnoreSilica | 0.35302 | 0.02175 | 0.00015851 | 4 | 9147109.8509 | 31302051.3522 | 186476.2067 | 638134.656 | 27.7876 | 0.80833 | 21.7469 | 8805.0321 | 0 | 9426.8145 | 0 | 0 | 0 | 0 | 7110.4202 | 18499.8548 | 12626.5311 | 56468.6528 | 961560.8286 | 4781563.4633 | 4781563.4633 | 6296117.3735 | 2969339.9724 | 0 | 5799592.9447 | 19846613.7539 | 177.8279 | 0.00063404 | 9147109.8509 | 31302051.3522 | 186476.2067 | 638134.656
1 | 1300 | 707 | 0.035 | 15 | 15 | 7 | 2.3714e-13 | 5spot_SharedNeighbor | CO2 | Porous | Wet | R245fa | MinimizeLCOE_Brownfield | IgnoreSilica | 0.35302 | 0.02175 | 0.00015851 | 4 | 9147098.7417 | 31302013.1517 | 186475.9802 | 638133.8772 | 27.7876 | 0.80833 | 12.2494 | 8805.0391 | 0 | 9426.8231 | 0 | 0 | 0 | 0 | 7110.4263 | 18499.8706 | 12626.5418 | 56468.7009 | 961560.8286 | 4781563.4633 | 4781563.4633 | 6296117.3735 | 2969339.9724 | 0 | 5799592.9928 | 19846613.8021 | 237.1374 | 0.00063404 | 9147098.7417 | 31302013.1517 | 186475.9802 | 638133.8772
1 | 1300 | 707 | 0.035 | 15 | 15 | 7 | 3.1623e-13 | 5spot_SharedNeighbor | CO2 | Porous | Wet | R245fa | MinimizeLCOE_Brownfield | IgnoreSilica | 1.6 | 0.14494 | 0.00044435 | 4 | 3495489.8989 | 11398696.7458 | 71260.2896 | 232377.851 | 29.8792 | 1.1407 | 12.0611 | 49772.9984 | 0 | 101876.8241 | 0 | 0 | 0 | 0 | 59143.4308 | 153879.0749 | 105025.6305 | 469697.9586 | 961560.8286 | 4781563.4633 | 4781563.4633 | 6296117.3735 | 2969339.9724 | 0 | 6212822.2505 | 20259843.0598 | 316.2278 | 0.0017774 | 3495489.8989 | 11398696.7458 | 71260.2896 | 232377.851
1 | 1300 | 707 | 0.035 | 15 | 15 | 7 | 4.217e-13 | 5spot_SharedNeighbor | CO2 | Porous | Wet | R245fa | MinimizeLCOE_Brownfield | IgnoreSilica | 1.6 | 0.14493 | 0.0004444 | 4 | 3495086.2732 | 11397382.6247 | 71252.0611 | 232351.0609 | 29.8792 | 1.1407 | 13.9426 | 49773.1217 | 0 | 101876.1699 | 0 | 0 | 0 | 0 | 59143.2237 | 153878.5362 | 105025.2628 | 469696.3144 | 961560.8286 | 4781563.4633 | 4781563.4633 | 6296117.3735 | 2969339.9724 | 0 | 6212820.6063 | 20259841.4155 | 421.6965 | 0.0017776 | 3495086.2732 | 11397382.6247 | 71252.0611 | 232351.0609
1 | 1300 | 707 | 0.035 | 15 | 15 | 7 | 5.6234e-13 | 5spot_SharedNeighbor | CO2 | Porous | Wet | R245fa | MinimizeLCOE_Brownfield | IgnoreSilica | 1.6 | 0.14493 | 0.00044446 | 4 | 3494595.306 | 11395784.1384 | 71242.0521 | 232318.4736 | 29.8793 | 1.1407 | 13.8844 | 49773.2717 | 0 | 101875.3739 | 0 | 0 | 0 | 0 | 59142.9718 | 153877.8807 | 105024.8155 | 469694.3137 | 961560.8286 | 4781563.4633 | 4781563.4633 | 6296117.3735 | 2969339.9724 | 0 | 6212818.6056 | 20259839.4148 | 562.3413 | 0.0017778 | 3494595.306 | 11395784.1384 | 71242.0521 | 232318.4736
1 | 1300 | 707 | 0.035 | 15 | 15 | 7 | 7.4989e-13 | 5spot_SharedNeighbor | CO2 | Porous | Wet | R245fa | MinimizeLCOE_Brownfield | IgnoreSilica | 3.8802 | 0.36923 | 0.0030341 | 4 | 517010.1793 | 1674444.596 | 10539.9518 | 34135.8179 | 30.3031 | 1.2108 | 19.6755 | 67954.3584 | 0 | 103645.5577 | 0 | 0 | 0 | 0 | 66923.9673 | 174122.4349 | 118842.1397 | 531488.4581 | 961560.8286 | 4781563.4633 | 4781563.4633 | 6296117.3735 | 2969339.9724 | 0 | 6274612.7499 | 20321633.5592 | 749.8942 | 0.012136 | 517010.1793 | 1674444.596 | 10539.9518 | 34135.8179
1 | 1300 | 707 | 0.035 | 15 | 15 | 7 | 1e-12 | 5spot_SharedNeighbor | CO2 | Porous | Wet | R245fa | MinimizeLCOE_Brownfield | IgnoreSilica | 5.1689 | 0.49597 | 0.0040767 | 4 | 393095.6005 | 1254513.634 | 8013.7855 | 25574.9573 | 30.3487 | 1.2184 | 26.195 | 83557.4076 | 0 | 131804.1976 | 0 | 0 | 0 | 0 | 83991.026 | 218527.4208 | 149149.455 | 667029.5069 | 961560.8286 | 4781563.4633 | 4781563.4633 | 6296117.3735 | 2969339.9724 | 0 | 6410153.7988 | 20457174.608 | 1000 | 0.016307 | 393095.6005 | 1254513.634 | 8013.7855 | 25574.9573
1 | 1300 | 707 | 0.035 | 15 | 15 | 7 | 1.3335e-12 | 5spot_SharedNeighbor | CO2 | Porous | Wet | R245fa | MinimizeLCOE_Brownfield | IgnoreSilica | 6.8816 | 0.66439 | 0.0054596 | 4 | 301208.0177 | 944439.4207 | 6140.5329 | 19253.675 | 30.3804 | 1.2236 | 21.4953 | 102493.2106 | 0 | 167009.7064 | 0 | 0 | 0 | 0 | 105106.1376 | 273464.6098 | 186645.2153 | 834718.8797 | 961560.8286 | 4781563.4633 | 4781563.4633 | 6296117.3735 | 2969339.9724 | 0 | 6577843.1716 | 20624863.9809 | 1333.5214 | 0.021838 | 301208.0177 | 944439.4207 | 6140.5329 | 19253.675
1 | 1300 | 707 | 0.035 | 15 | 15 | 7 | 1.7783e-12 | 5spot_SharedNeighbor | CO2 | Porous | Wet | R245fa | MinimizeLCOE_Brownfield | IgnoreSilica | 7.505 | 0.72569 | 0.005962 | 4 | 278268.5963 | 867291.4173 | 5672.8817 | 17680.9086 | 30.3876 | 1.2248 | 74.8059 | 108999.0685 | 0 | 179329.7118 | 0 | 0 | 0 | 0 | 112448.2243 | 292567.2134 | 199683.1348 | 893027.3528 | 961560.8286 | 4781563.4633 | 4781563.4633 | 6296117.3735 | 2969339.9724 | 0 | 6636151.6447 | 20683172.454 | 1778.2794 | 0.023848 | 278268.5963 | 867291.4173 | 5672.8817 | 17680.9086
1 | 1300 | 707 | 0.035 | 15 | 15 | 7 | 2.3714e-12 | 5spot_SharedNeighbor | CO2 | Porous | Wet | R245fa | MinimizeLCOE_Brownfield | IgnoreSilica | 12.2406 | 1.1912 | 0.0062835 | 4 | 314423.7124 | 873306.5401 | 6409.9527 | 17803.5351 | 30.4121 | 1.2277 | 23.4137 | 207034.5477 | 0 | 490239.628 | 0 | 0 | 0 | 0 | 271936.9285 | 707524.1061 | 482899.7406 | 2159634.951 | 961560.8286 | 4781563.4633 | 4781563.4633 | 6296117.3735 | 2969339.9724 | 0 | 7902759.2429 | 21949780.0522 | 2371.3737 | 0.025134 | 314423.7124 | 873306.5401 | 6409.9527 | 17803.5351
1 | 1300 | 707 | 0.035 | 15 | 15 | 7 | 3.1623e-12 | 5spot_SharedNeighbor | CO2 | Porous | Wet | R245fa | MinimizeLCOE_Brownfield | IgnoreSilica | 16.3091 | 1.5913 | 0.008281 | 4 | 254882.6321 | 678955.0107 | 5196.1272 | 13841.4162 | 30.4046 | 1.2259 | 20.1988 | 253189.4619 | 0 | 618433.2124 | 0 | 0 | 0 | 0 | 339932.843 | 884435.5276 | 603645.4209 | 2699636.4659 | 961560.8286 | 4781563.4633 | 4781563.4633 | 6296117.3735 | 2969339.9724 | 0 | 8442760.7578 | 22489781.5671 | 3162.2777 | 0.033124 | 254882.6321 | 678955.0107 | 5196.1272 | 13841.4162
1 | 1300 | 707 | 0.035 | 15 | 15 | 7 | 4.217e-12 | 5spot_SharedNeighbor | CO2 | Porous | Wet | R245fa | MinimizeLCOE_Brownfield | IgnoreSilica | 21.7265 | 2.1244 | 0.010722 | 4 | 212522.2598 | 540052.1209 | 4332.5537 | 11009.693 | 30.3676 | 1.22 | 24.5431 | 308940.1772 | 0 | 779597.9249 | 0 | 0 | 0 | 0 | 424529.8598 | 1104539.6122 | 753870.9814 | 3371478.5556 | 961560.8286 | 4781563.4633 | 4781563.4633 | 6296117.3735 | 2969339.9724 | 0 | 9114602.8475 | 23161623.6567 | 4216.965 | 0.042888 | 212522.2598 | 540052.1209 | 4332.5537 | 11009.693
1 | 1300 | 707 | 0.035 | 15 | 15 | 7 | 5.6234e-12 | 5spot_SharedNeighbor | CO2 | Porous | Wet | R245fa | MinimizeLCOE_Brownfield | IgnoreSilica | 28.8986 | 2.8301 | 0.022514 | 4 | 90940.1803 | 246922.7639 | 1853.9386 | 5033.8545 | 30.2931 | 1.2082 | 25.8164 | 274353.0599 | 0 | 515539.9729 | 0 | 0 | 0 | 0 | 308058.2828 | 801504.4605 | 547043.2635 | 2446499.0397 | 961560.8286 | 4781563.4633 | 4781563.4633 | 6296117.3735 | 2969339.9724 | 0 | 8189623.3316 | 22236644.1408 | 5623.4133 | 0.090055 | 90940.1803 | 246922.7639 | 1853.9386 | 5033.8545
1 | 1300 | 707 | 0.035 | 15 | 15 | 7 | 7.4989e-12 | 5spot_SharedNeighbor | CO2 | Porous | Wet | R245fa | MinimizeLCOE_Brownfield | IgnoreSilica | 38.3534 | 3.7601 | 0.029092 | 4 | 74756.5011 | 195470.2732 | 1524.0124 | 3984.9259 | 30.1612 | 1.1856 | 16.0394 | 326872.1597 | 0 | 627527.1615 | 0 | 0 | 0 | 0 | 372215.7353 | 968428.9912 | 660972.6857 | 2956016.7334 | 961560.8286 | 4781563.4633 | 4781563.4633 | 6296117.3735 | 2969339.9724 | 0 | 8699141.0253 | 22746161.8346 | 7498.9421 | 0.11637 | 74756.5011 | 195470.2732 | 1524.0124 | 3984.9259
1 | 1300 | 707 | 0.035 | 15 | 15 | 7 | 1e-11 | 5spot_SharedNeighbor | CO2 | Porous | Wet | R245fa | MinimizeLCOE_Brownfield | IgnoreSilica | 42.6576 | 4.1826 | 0.031869 | 4 | 69839.8323 | 180032.4271 | 1423.7794 | 3670.2045 | 30.0875 | 1.173 | 25.0539 | 347766.3976 | 0 | 672443.1324 | 0 | 0 | 0 | 0 | 397881.7167 | 1035206.6101 | 706549.7828 | 3159847.6396 | 961560.8286 | 4781563.4633 | 4781563.4633 | 6296117.3735 | 2969339.9724 | 0 | 8902971.9315 | 22949992.7407 | 10000 | 0.12748 | 69839.8323 | 180032.4271 | 1423.7794 | 3670.2045
1 | 1300 | 707 | 0.035 | 15 | 15 | 7 | 1.3335e-11 | 5spot_SharedNeighbor | CO2 | Porous | Wet | R245fa | MinimizeLCOE_Brownfield | IgnoreSilica | 42.6279 | 4.1796 | 0.03185 | 4 | 69871.2869 | 180131.2385 | 1424.4207 | 3672.2189 | 30.0879 | 1.1731 | 29.0283 | 347620.6641 | 0 | 672126.6915 | 0 | 0 | 0 | 0 | 397701.4687 | 1034737.6417 | 706229.7022 | 3158416.1682 | 961560.8286 | 4781563.4633 | 4781563.4633 | 6296117.3735 | 2969339.9724 | 0 | 8901540.4601 | 22948561.2694 | 13335.2143 | 0.1274 | 69871.2869 | 180131.2385 | 1424.4207 | 3672.2189
1 | 1300 | 707 | 0.035 | 15 | 15 | 7 | 1.7783e-11 | 5spot_SharedNeighbor | CO2 | Porous | Wet | R245fa | MinimizeLCOE_Brownfield | IgnoreSilica | 42.6279 | 4.1795 | 0.031849 | 4 | 69872.5285 | 180135.5164 | 1424.446 | 3672.3062 | 30.0877 | 1.1731 | 28.2403 | 347612.5756 | 0 | 672106.7072 | 0 | 0 | 0 | 0 | 397690.5203 | 1034709.1563 | 706210.2603 | 3158329.2199 | 961560.8286 | 4781563.4633 | 4781563.4633 | 6296117.3735 | 2969339.9724 | 0 | 8901453.5118 | 22948474.321 | 17782.7941 | 0.1274 | 69872.5285 | 180135.5164 | 1424.446 | 3672.3062
1 | 1300 | 707 | 0.035 | 15 | 15 | 7 | 2.3714e-11 | 5spot_SharedNeighbor | CO2 | Porous | Wet | R245fa | MinimizeLCOE_Brownfield | IgnoreSilica | 42.6085 | 4.1776 | 0.031836 | 4 | 69893.6073 | 180201.862 | 1424.8757 | 3673.6587 | 30.088 | 1.1731 | 28.5008 | 347514.2177 | 0 | 671892.3375 | 0 | 0 | 0 | 0 | 397568.5565 | 1034391.8316 | 705993.6797 | 3157360.623 | 961560.8286 | 4781563.4633 | 4781563.4633 | 6296117.3735 | 2969339.9724 | 0 | 8900484.9149 | 22947505.7241 | 23713.7371 | 0.12734 | 69893.6073 | 180201.862 | 1424.8757 | 3673.6587
1 | 1300 | 707 | 0.035 | 15 | 15 | 7 | 3.1623e-11 | 5spot_SharedNeighbor | CO2 | Porous | Wet | R245fa | MinimizeLCOE_Brownfield | IgnoreSilica | 42.6085 | 4.1775 | 0.031835 | 4 | 69894.8905 | 180206.2838 | 1424.9019 | 3673.7488 | 30.0878 | 1.1731 | 27.9459 | 347505.8608 | 0 | 671871.688 | 0 | 0 | 0 | 0 | 397557.244 | 1034362.3987 | 705973.5911 | 3157270.7826 | 961560.8286 | 4781563.4633 | 4781563.4633 | 6296117.3735 | 2969339.9724 | 0 | 8900395.0745 | 22947415.8837 | 31622.7766 | 0.12734 | 69894.8905 | 180206.2838 | 1424.9019 | 3673.7488
1 | 1300 | 707 | 0.035 | 15 | 15 | 7 | 4.217e-11 | 5spot_SharedNeighbor | CO2 | Porous | Wet | R245fa | MinimizeLCOE_Brownfield | IgnoreSilica | 42.6085 | 4.1775 | 0.031834 | 4 | 69896.0788 | 180210.3786 | 1424.9261 | 3673.8323 | 30.0877 | 1.1731 | 27.9267 | 347498.1223 | 0 | 671852.5664 | 0 | 0 | 0 | 0 | 397546.7686 | 1034335.1438 | 705954.9891 | 3157187.5901 | 961560.8286 | 4781563.4633 | 4781563.4633 | 6296117.3735 | 2969339.9724 | 0 | 8900311.882 | 22947332.6912 | 42169.6503 | 0.12734 | 69896.0788 | 180210.3786 | 1424.9261 | 3673.8323
1 | 1300 | 707 | 0.035 | 15 | 15 | 7 | 5.6234e-11 | 5spot_SharedNeighbor | CO2 | Porous | Wet | R245fa | MinimizeLCOE_Brownfield | IgnoreSilica | 42.6085 | 4.1775 | 0.031833 | 4 | 69897.1195 | 180213.9648 | 1424.9473 | 3673.9054 | 30.0876 | 1.1731 | 28.431 | 347491.3452 | 0 | 671835.8206 | 0 | 0 | 0 | 0 | 397537.5947 | 1034311.2752 | 705938.6983 | 3157114.734 | 961560.8286 | 4781563.4633 | 4781563.4633 | 6296117.3735 | 2969339.9724 | 0 | 8900239.0259 | 22947259.8351 | 56234.1325 | 0.12733 | 69897.1195 | 180213.9648 | 1424.9473 | 3673.9054
1 | 1300 | 707 | 0.035 | 15 | 15 | 7 | 7.4989e-11 | 5spot_SharedNeighbor | CO2 | Porous | Wet | R245fa | MinimizeLCOE_Brownfield | IgnoreSilica | 42.6085 | 4.1775 | 0.031833 | 4 | 69897.9941 | 180216.9786 | 1424.9652 | 3673.9669 | 30.0875 | 1.173 | 27.956 | 347485.6502 | 0 | 671821.7488 | 0 | 0 | 0 | 0 | 397529.8856 | 1034291.2178 | 705925.0087 | 3157053.5113 | 961560.8286 | 4781563.4633 | 4781563.4633 | 6296117.3735 | 2969339.9724 | 0 | 8900177.8032 | 22947198.6124 | 74989.4209 | 0.12733 | 69897.9941 | 180216.9786 | 1424.9652 | 3673.9669
1 | 1300 | 707 | 0.035 | 15 | 15 | 7 | 1e-10 | 5spot_SharedNeighbor | CO2 | Porous | Wet | R245fa | MinimizeLCOE_Brownfield | IgnoreSilica | 42.6085 | 4.1775 | 0.031832 | 4 | 69898.7073 | 180219.4362 | 1424.9797 | 3674.017 | 30.0874 | 1.173 | 28.1784 | 347481.0063 | 0 | 671810.2742 | 0 | 0 | 0 | 0 | 397523.5994 | 1034274.8624 | 705913.8458 | 3157003.5882 | 961560.8286 | 4781563.4633 | 4781563.4633 | 6296117.3735 | 2969339.9724 | 0 | 8900127.8801 | 22947148.6893 | 100000 | 0.12733 | 69898.7073 | 180219.4362 | 1424.9797 | 3674.017
1 | 1300 | 707 | 0.035 | 15 | 15 | 7 | 1.3335e-10 | 5spot_SharedNeighbor | CO2 | Porous | Wet | R245fa | MinimizeLCOE_Brownfield | IgnoreSilica | 42.6085 | 4.1775 | 0.031832 | 4 | 69899.2763 | 180221.397 | 1424.9913 | 3674.0569 | 30.0873 | 1.173 | 28.0532 | 347477.3015 | 0 | 671801.1201 | 0 | 0 | 0 | 0 | 397518.5844 | 1034261.8144 | 705904.9403 | 3156963.7608 | 961560.8286 | 4781563.4633 | 4781563.4633 | 6296117.3735 | 2969339.9724 | 0 | 8900088.0527 | 22947108.862 | 133352.1432 | 0.12733 | 69899.2763 | 180221.397 | 1424.9913 | 3674.0569
1 | 1300 | 707 | 0.035 | 15 | 15 | 7 | 1.7783e-10 | 5spot_SharedNeighbor | CO2 | Porous | Wet | R245fa | MinimizeLCOE_Brownfield | IgnoreSilica | 42.6085 | 4.1775 | 0.031832 | 4 | 69899.723 | 180222.9364 | 1425.0004 | 3674.0883 | 30.0873 | 1.173 | 28.2852 | 347474.3929 | 0 | 671793.9333 | 0 | 0 | 0 | 0 | 397514.6472 | 1034251.5705 | 705897.9486 | 3156932.4925 | 961560.8286 | 4781563.4633 | 4781563.4633 | 6296117.3735 | 2969339.9724 | 0 | 8900056.7844 | 22947077.5936 | 177827.941 | 0.12733 | 69899.723 | 180222.9364 | 1425.0004 | 3674.0883
1 | 1300 | 707 | 0.035 | 15 | 15 | 7 | 2.3714e-10 | 5spot_SharedNeighbor | CO2 | Porous | Wet | R245fa | MinimizeLCOE_Brownfield | IgnoreSilica | 42.6085 | 4.1775 | 0.031831 | 4 | 69900.0697 | 180224.1309 | 1425.0075 | 3674.1127 | 30.0872 | 1.173 | 28.0524 | 347472.136 | 0 | 671788.357 | 0 | 0 | 0 | 0 | 397511.5923 | 1034243.6223 | 705892.5238 | 3156908.2313 | 961560.8286 | 4781563.4633 | 4781563.4633 | 6296117.3735 | 2969339.9724 | 0 | 8900032.5232 | 22947053.3325 | 237137.3706 | 0.12733 | 69900.0697 | 180224.1309 | 1425.0075 | 3674.1127
1 | 1300 | 707 | 0.035 | 15 | 15 | 7 | 3.1623e-10 | 5spot_SharedNeighbor | CO2 | Porous | Wet | R245fa | MinimizeLCOE_Brownfield | IgnoreSilica | 42.6085 | 4.1775 | 0.031831 | 4 | 69900.3363 | 180225.0497 | 1425.0129 | 3674.1314 | 30.0872 | 1.173 | 28.0009 | 347470.4001 | 0 | 671784.0678 | 0 | 0 | 0 | 0 | 397509.2425 | 1034237.5086 | 705888.3511 | 3156889.5701 | 961560.8286 | 4781563.4633 | 4781563.4633 | 6296117.3735 | 2969339.9724 | 0 | 8900013.862 | 22947034.6713 | 316227.766 | 0.12732 | 69900.3363 | 180225.0497 | 1425.0129 | 3674.1314
1 | 1300 | 707 | 0.035 | 15 | 15 | 7 | 4.217e-10 | 5spot_SharedNeighbor | CO2 | Porous | Wet | R245fa | MinimizeLCOE_Brownfield | IgnoreSilica | 42.6085 | 4.1775 | 0.031831 | 4 | 69900.5401 | 180225.7519 | 1425.0171 | 3674.1457 | 30.0872 | 1.173 | 27.6901 | 347469.0735 | 0 | 671780.7899 | 0 | 0 | 0 | 0 | 397507.4467 | 1034232.8363 | 705885.1622 | 3156875.3086 | 961560.8286 | 4781563.4633 | 4781563.4633 | 6296117.3735 | 2969339.9724 | 0 | 8899999.6005 | 22947020.4097 | 421696.5034 | 0.12732 | 69900.5401 | 180225.7519 | 1425.0171 | 3674.1457
1 | 1300 | 707 | 0.035 | 15 | 15 | 7 | 5.6234e-10 | 5spot_SharedNeighbor | CO2 | Porous | Wet | R245fa | MinimizeLCOE_Brownfield | IgnoreSilica | 42.6085 | 4.1775 | 0.031831 | 4 | 69900.6951 | 180226.286 | 1425.0202 | 3674.1566 | 30.0872 | 1.173 | 28.0774 | 347468.0644 | 0 | 671778.2968 | 0 | 0 | 0 | 0 | 397506.0809 | 1034229.2827 | 705882.7367 | 3156864.4614 | 961560.8286 | 4781563.4633 | 4781563.4633 | 6296117.3735 | 2969339.9724 | 0 | 8899988.7533 | 22947009.5626 | 562341.3252 | 0.12732 | 69900.6951 | 180226.286 | 1425.0202 | 3674.1566
1 | 1300 | 707 | 0.035 | 15 | 15 | 7 | 7.4989e-10 | 5spot_SharedNeighbor | CO2 | Porous | Wet | R245fa | MinimizeLCOE_Brownfield | IgnoreSilica | 42.6085 | 4.1775 | 0.031831 | 4 | 69900.8125 | 180226.6908 | 1425.0226 | 3674.1649 | 30.0871 | 1.173 | 28.4707 | 347467.2997 | 0 | 671776.4073 | 0 | 0 | 0 | 0 | 397505.0457 | 1034226.5895 | 705880.8985 | 3156856.2407 | 961560.8286 | 4781563.4633 | 4781563.4633 | 6296117.3735 | 2969339.9724 | 0 | 8899980.5326 | 22947001.3419 | 749894.2093 | 0.12732 | 69900.8125 | 180226.6908 | 1425.0226 | 3674.1649
1 | 1300 | 707 | 0.035 | 15 | 15 | 7 | 1e-09 | 5spot_SharedNeighbor | CO2 | Porous | Wet | R245fa | MinimizeLCOE_Brownfield | IgnoreSilica | 42.6085 | 4.1776 | 0.031831 | 4 | 69900.9013 | 180226.9967 | 1425.0244 | 3674.1711 | 30.0871 | 1.173 | 28.1417 | 347466.7217 | 0 | 671774.9791 | 0 | 0 | 0 | 0 | 397504.2633 | 1034224.5538 | 705879.5092 | 3156850.0271 | 961560.8286 | 4781563.4633 | 4781563.4633 | 6296117.3735 | 2969339.9724 | 0 | 8899974.319 | 22946995.1282 | 1000000 | 0.12732 | 69900.9013 | 180226.9967 | 1425.0244 | 3674.1711
1 | 1300 | 707 | 0.035 | 15 | 15 | 7 | 1.3335e-09 | 5spot_SharedNeighbor | CO2 | Porous | Wet | R245fa | MinimizeLCOE_Brownfield | IgnoreSilica | 42.6085 | 4.1776 | 0.031831 | 4 | 69900.9683 | 180227.2275 | 1425.0258 | 3674.1758 | 30.0871 | 1.173 | 28.0776 | 347466.2857 | 0 | 671773.9018 | 0 | 0 | 0 | 0 | 397503.6731 | 1034223.0182 | 705878.4611 | 3156845.3398 | 961560.8286 | 4781563.4633 | 4781563.4633 | 6296117.3735 | 2969339.9724 | 0 | 8899969.6317 | 22946990.4409 | 1333521.4322 | 0.12732 | 69900.9683 | 180227.2275 | 1425.0258 | 3674.1758
1 | 1300 | 707 | 0.035 | 15 | 15 | 7 | 1.7783e-09 | 5spot_SharedNeighbor | CO2 | Porous | Wet | R245fa | MinimizeLCOE_Brownfield | IgnoreSilica | 42.6085 | 4.1776 | 0.031831 | 4 | 69901.0188 | 180227.4014 | 1425.0268 | 3674.1794 | 30.0871 | 1.173 | 28.2023 | 347465.9572 | 0 | 671773.0903 | 0 | 0 | 0 | 0 | 397503.2285 | 1034221.8615 | 705877.6716 | 3156841.8091 | 961560.8286 | 4781563.4633 | 4781563.4633 | 6296117.3735 | 2969339.9724 | 0 | 8899966.101 | 22946986.9103 | 1778279.41 | 0.12732 | 69901.0188 | 180227.4014 | 1425.0268 | 3674.1794
1 | 1300 | 707 | 0.035 | 15 | 15 | 7 | 2.3714e-09 | 5spot_SharedNeighbor | CO2 | Porous | Wet | R245fa | MinimizeLCOE_Brownfield | IgnoreSilica | 42.6085 | 4.1776 | 0.031831 | 4 | 69901.0567 | 180227.5322 | 1425.0276 | 3674.182 | 30.0871 | 1.173 | 28 | 347465.7101 | 0 | 671772.4797 | 0 | 0 | 0 | 0 | 397502.894 | 1034220.9912 | 705877.0776 | 3156839.1527 | 961560.8286 | 4781563.4633 | 4781563.4633 | 6296117.3735 | 2969339.9724 | 0 | 8899963.4446 | 22946984.2539 | 2371373.7057 | 0.12732 | 69901.0567 | 180227.5322 | 1425.0276 | 3674.182
1 | 1300 | 707 | 0.035 | 15 | 15 | 7 | 3.1623e-09 | 5spot_SharedNeighbor | CO2 | Porous | Wet | R245fa | MinimizeLCOE_Brownfield | IgnoreSilica | 42.6085 | 4.1776 | 0.031831 | 4 | 69901.0853 | 180227.6305 | 1425.0282 | 3674.184 | 30.0871 | 1.173 | 28.2742 | 347465.5243 | 0 | 671772.0207 | 0 | 0 | 0 | 0 | 397502.6426 | 1034220.337 | 705876.6311 | 3156837.1557 | 961560.8286 | 4781563.4633 | 4781563.4633 | 6296117.3735 | 2969339.9724 | 0 | 8899961.4476 | 22946982.2569 | 3162277.6602 | 0.12732 | 69901.0853 | 180227.6305 | 1425.0282 | 3674.184
1 | 1300 | 707 | 0.035 | 15 | 15 | 7 | 4.217e-09 | 5spot_SharedNeighbor | CO2 | Porous | Wet | R245fa | MinimizeLCOE_Brownfield | IgnoreSilica | 42.6085 | 4.1776 | 0.031831 | 4 | 69901.1067 | 180227.7044 | 1425.0286 | 3674.1855 | 30.0871 | 1.173 | 28.4224 | 347465.3848 | 0 | 671771.6759 | 0 | 0 | 0 | 0 | 397502.4537 | 1034219.8455 | 705876.2956 | 3156835.6554 | 961560.8286 | 4781563.4633 | 4781563.4633 | 6296117.3735 | 2969339.9724 | 0 | 8899959.9473 | 22946980.7565 | 4216965.0343 | 0.12732 | 69901.1067 | 180227.7044 | 1425.0286 | 3674.1855
1 | 1300 | 707 | 0.035 | 15 | 15 | 7 | 5.6234e-09 | 5spot_SharedNeighbor | CO2 | Porous | Wet | R245fa | MinimizeLCOE_Brownfield | IgnoreSilica | 42.6085 | 4.1776 | 0.031831 | 4 | 69901.1228 | 180227.7598 | 1425.0289 | 3674.1867 | 30.0871 | 1.173 | 28.0613 | 347465.28 | 0 | 671771.4169 | 0 | 0 | 0 | 0 | 397502.3118 | 1034219.4763 | 705876.0437 | 3156834.5287 | 961560.8286 | 4781563.4633 | 4781563.4633 | 6296117.3735 | 2969339.9724 | 0 | 8899958.8206 | 22946979.6299 | 5623413.2519 | 0.12732 | 69901.1228 | 180227.7598 | 1425.0289 | 3674.1867
1 | 1300 | 707 | 0.035 | 15 | 15 | 7 | 7.4989e-09 | 5spot_SharedNeighbor | CO2 | Porous | Wet | R245fa | MinimizeLCOE_Brownfield | IgnoreSilica | 42.6085 | 4.1776 | 0.031831 | 4 | 69901.1349 | 180227.8015 | 1425.0292 | 3674.1875 | 30.0871 | 1.173 | 28.5032 | 347465.2013 | 0 | 671771.2225 | 0 | 0 | 0 | 0 | 397502.2053 | 1034219.1993 | 705875.8546 | 3156833.6829 | 961560.8286 | 4781563.4633 | 4781563.4633 | 6296117.3735 | 2969339.9724 | 0 | 8899957.9748 | 22946978.7841 | 7498942.0933 | 0.12732 | 69901.1349 | 180227.8015 | 1425.0292 | 3674.1875
1 | 1300 | 707 | 0.035 | 15 | 15 | 7 | 1e-08 | 5spot_SharedNeighbor | CO2 | Porous | Wet | R245fa | MinimizeLCOE_Brownfield | IgnoreSilica | 42.6085 | 4.1776 | 0.031831 | 4 | 69901.144 | 180227.8327 | 1425.0294 | 3674.1881 | 30.0871 | 1.173 | 28.6944 | 347465.1422 | 0 | 671771.0766 | 0 | 0 | 0 | 0 | 397502.1254 | 1034218.9913 | 705875.7126 | 3156833.0482 | 961560.8286 | 4781563.4633 | 4781563.4633 | 6296117.3735 | 2969339.9724 | 0 | 8899957.3401 | 22946978.1494 | 10000000 | 0.12732 | 69901.144 | 180227.8327 | 1425.0294 | 3674.1881
1 | 1400 | 707 | 0.035 | 15 | 15 | 7 | 1e-13 | 5spot_SharedNeighbor | CO2 | Porous | Wet | R245fa | MinimizeLCOE_Brownfield | IgnoreSilica | 0.441 | 0.027491 | 0.00034481 | 4 | 4492501.5658 | 15140824.1089 | 91585.721 | 308666.1789 | 30.2982 | 1.2102 | 11.407 | 15210.5274 | 0 | 18157.8134 | 0 | 0 | 0 | 0 | 13013.6529 | 33858.8554 | 23109.3645 | 103350.2135 | 961560.8286 | 5131302.0575 | 5131302.0575 | 6472969.3905 | 3082262.2491 | 0 | 6196213.0997 | 20882746.7967 | 100 | 0.0013792 | 4492501.5658 | 15140824.1089 | 91585.721 | 308666.1789
1 | 1400 | 707 | 0.035 | 15 | 15 | 7 | 1.3335e-13 | 5spot_SharedNeighbor | CO2 | Porous | Wet | R245fa | MinimizeLCOE_Brownfield | IgnoreSilica | 0.60417 | 0.043594 | 0.00041806 | 4 | 3765696.6336 | 12548328.4015 | 76768.8194 | 255814.6473 | 30.7846 | 1.2914 | 9.339 | 25352.4412 | 0 | 40585.9774 | 0 | 0 | 0 | 0 | 25715.9833 | 66907.7134 | 45665.8892 | 204228.0046 | 961560.8286 | 5131302.0575 | 5131302.0575 | 6472969.3905 | 3082262.2491 | 0 | 6297090.8907 | 20983624.5878 | 133.3521 | 0.0016722 | 3765696.6336 | 12548328.4015 | 76768.8194 | 255814.6473
1 | 1400 | 707 | 0.035 | 15 | 15 | 7 | 1.7783e-13 | 5spot_SharedNeighbor | CO2 | Porous | Wet | R245fa | MinimizeLCOE_Brownfield | IgnoreSilica | 0.86458 | 0.069182 | 0.00074156 | 4 | 2142832.586 | 7094056.5504 | 43684.5407 | 144621.9382 | 31.2768 | 1.37 | 16.1846 | 32919.7815 | 0 | 52090.8194 | 0 | 0 | 0 | 0 | 33154.1343 | 86260.2567 | 58874.3977 | 263299.3896 | 961560.8286 | 5131302.0575 | 5131302.0575 | 6472969.3905 | 3082262.2491 | 0 | 6356162.2757 | 21042695.9728 | 177.8279 | 0.0029662 | 2142832.586 | 7094056.5504 | 43684.5407 | 144621.9382
1 | 1400 | 707 | 0.035 | 15 | 15 | 7 | 2.3714e-13 | 5spot_SharedNeighbor | CO2 | Porous | Wet | R245fa | MinimizeLCOE_Brownfield | IgnoreSilica | 1.1424 | 0.096403 | 0.0010676 | 4 | 1505278.0102 | 4944306.4132 | 30687.1283 | 100796.3739 | 31.5868 | 1.4154 | 15.0719 | 41302.2539 | 0 | 67018.9243 | 0 | 0 | 0 | 0 | 42245.2595 | 109913.4996 | 75018.2219 | 335498.1593 | 961560.8286 | 5131302.0575 | 5131302.0575 | 6472969.3905 | 3082262.2491 | 0 | 6428361.0454 | 21114894.7424 | 237.1374 | 0.0042705 | 1505278.0102 | 4944306.4132 | 30687.1283 | 100796.3739
1 | 1400 | 707 | 0.035 | 15 | 15 | 7 | 3.1623e-13 | 5spot_SharedNeighbor | CO2 | Porous | Wet | R245fa | MinimizeLCOE_Brownfield | IgnoreSilica | 1.6 | 0.14034 | 0.0013499 | 4 | 1215146.2694 | 3935006.5048 | 24772.4003 | 80220.4301 | 31.8835 | 1.4563 | 13.8893 | 53759.7557 | 0 | 90041.0911 | 0 | 0 | 0 | 7497.4066 | 59006.3189 | 153522.3378 | 104782.1501 | 468609.0603 | 961560.8286 | 5131302.0575 | 5131302.0575 | 6472969.3905 | 3082262.2491 | 0 | 6561471.9464 | 21248005.6435 | 316.2278 | 0.0053997 | 1215146.2694 | 3935006.5048 | 24772.4003 | 80220.4301
1 | 1400 | 707 | 0.035 | 15 | 15 | 7 | 4.217e-13 | 5spot_SharedNeighbor | CO2 | Porous | Wet | R245fa | MinimizeLCOE_Brownfield | IgnoreSilica | 1.6 | 0.14118 | 0.0016118 | 4 | 1014104.242 | 3292034.8202 | 20673.8867 | 67112.5826 | 31.8836 | 1.4563 | 14.643 | 53759.8186 | 0 | 90040.3488 | 0 | 0 | 0 | 0 | 56082.0653 | 145914.0299 | 99589.3236 | 445385.5862 | 961560.8286 | 5131302.0575 | 5131302.0575 | 6472969.3905 | 3082262.2491 | 0 | 6538248.4723 | 21224782.1694 | 421.6965 | 0.0064473 | 1014104.242 | 3292034.8202 | 20673.8867 | 67112.5826
1 | 1400 | 707 | 0.035 | 15 | 15 | 7 | 5.6234e-13 | 5spot_SharedNeighbor | CO2 | Porous | Wet | R245fa | MinimizeLCOE_Brownfield | IgnoreSilica | 1.6 | 0.14118 | 0.0016119 | 4 | 1014074.3736 | 3291938.5979 | 20673.2777 | 67110.621 | 31.8837 | 1.4564 | 14.8704 | 53759.882 | 0 | 90039.6015 | 0 | 0 | 0 | 0 | 56081.7986 | 145913.3359 | 99588.85 | 445383.4679 | 961560.8286 | 5131302.0575 | 5131302.0575 | 6472969.3905 | 3082262.2491 | 0 | 6538246.354 | 21224780.0511 | 562.3413 | 0.0064475 | 1014074.3736 | 3291938.5979 | 20673.2777 | 67110.621
1 | 1400 | 707 | 0.035 | 15 | 15 | 7 | 7.4989e-13 | 5spot_SharedNeighbor | CO2 | Porous | Wet | R245fa | MinimizeLCOE_Brownfield | IgnoreSilica | 3.6439 | 0.34095 | 0.0040691 | 4 | 427544.9371 | 1329857.9514 | 8716.0818 | 27110.9531 | 32.3373 | 1.5142 | 18.4571 | 99313.7712 | 0 | 180317.61 | 0 | 0 | 0 | 0 | 109056.2386 | 283741.9624 | 193659.7197 | 866089.3019 | 961560.8286 | 5131302.0575 | 5131302.0575 | 6472969.3905 | 3082262.2491 | 0 | 6958952.188 | 21645485.8851 | 749.8942 | 0.016277 | 427544.9371 | 1329857.9514 | 8716.0818 | 27110.9531
1 | 1400 | 707 | 0.035 | 15 | 15 | 7 | 1e-12 | 5spot_SharedNeighbor | CO2 | Porous | Wet | R245fa | MinimizeLCOE_Brownfield | IgnoreSilica | 4.8742 | 0.4612 | 0.0055502 | 4 | 323525.393 | 985056.8802 | 6595.5027 | 20081.7169 | 32.4307 | 1.5254 | 21.1135 | 122610.7005 | 0 | 229204.9618 | 0 | 0 | 0 | 0 | 137208.1083 | 356987.3525 | 243651.2034 | 1089662.3265 | 961560.8286 | 5131302.0575 | 5131302.0575 | 6472969.3905 | 3082262.2491 | 0 | 7182525.2126 | 21869058.9097 | 1000 | 0.022201 | 323525.393 | 985056.8802 | 6595.5027 | 20081.7169
1 | 1400 | 707 | 0.035 | 15 | 15 | 7 | 1.3335e-12 | 5spot_SharedNeighbor | CO2 | Porous | Wet | R245fa | MinimizeLCOE_Brownfield | IgnoreSilica | 6.4944 | 0.61937 | 0.0075005 | 4 | 248553.6996 | 738070.6663 | 5067.1034 | 15046.5688 | 32.5 | 1.5335 | 17.5208 | 150649.0371 | 0 | 289827.7761 | 0 | 0 | 0 | 0 | 171785.9572 | 446951.8224 | 305053.8027 | 1364268.3954 | 961560.8286 | 5131302.0575 | 5131302.0575 | 6472969.3905 | 3082262.2491 | 0 | 7457131.2815 | 22143664.9786 | 1333.5214 | 0.030002 | 248553.6996 | 738070.6663 | 5067.1034 | 15046.5688
1 | 1400 | 707 | 0.035 | 15 | 15 | 7 | 1.7783e-12 | 5spot_SharedNeighbor | CO2 | Porous | Wet | R245fa | MinimizeLCOE_Brownfield | IgnoreSilica | 8.6669 | 0.83179 | 0.010087 | 4 | 193413.9327 | 557419.4219 | 3943.0046 | 11363.7489 | 32.546 | 1.5385 | 25.244 | 185036.9037 | 0 | 366621.9746 | 0 | 0 | 0 | 705.0929 | 215421.9488 | 560483.7215 | 382541.6567 | 1710811.2982 | 961560.8286 | 5131302.0575 | 5131302.0575 | 6472969.3905 | 3082262.2491 | 0 | 7803674.1843 | 22490207.8814 | 1778.2794 | 0.040347 | 193413.9327 | 557419.4219 | 3943.0046 | 11363.7489
1 | 1400 | 707 | 0.035 | 15 | 15 | 7 | 2.3714e-12 | 5spot_SharedNeighbor | CO2 | Porous | Wet | R245fa | MinimizeLCOE_Brownfield | IgnoreSilica | 11.5439 | 1.1127 | 0.013515 | 4 | 152182.3125 | 423845.5544 | 3102.4423 | 8640.6649 | 32.5751 | 1.5414 | 20.1705 | 226684.2634 | 0 | 462425.4535 | 0 | 0 | 0 | 0 | 268752.7896 | 699239.6298 | 477245.4153 | 2134347.5516 | 961560.8286 | 5131302.0575 | 5131302.0575 | 6472969.3905 | 3082262.2491 | 0 | 8227210.4377 | 22913744.1348 | 2371.3737 | 0.054062 | 152182.3125 | 423845.5544 | 3102.4423 | 8640.6649
1 | 1400 | 707 | 0.035 | 15 | 15 | 7 | 3.1623e-12 | 5spot_SharedNeighbor | CO2 | Porous | Wet | R245fa | MinimizeLCOE_Brownfield | IgnoreSilica | 15.3838 | 1.488 | 0.017995 | 4 | 121683.885 | 325725.2852 | 2480.6906 | 6640.3505 | 32.5799 | 1.5409 | 21.6903 | 277441.3559 | 0 | 583232.3455 | 0 | 0 | 0 | 0 | 335662.7435 | 873325.6048 | 596062.6703 | 2665724.7201 | 961560.8286 | 5131302.0575 | 5131302.0575 | 6472969.3905 | 3082262.2491 | 0 | 8758587.6062 | 23445121.3033 | 3162.2777 | 0.071978 | 121683.885 | 325725.2852 | 2480.6906 | 6640.3505
1 | 1400 | 707 | 0.035 | 15 | 15 | 7 | 4.217e-12 | 5spot_SharedNeighbor | CO2 | Porous | Wet | R245fa | MinimizeLCOE_Brownfield | IgnoreSilica | 20.487 | 1.9868 | 0.023774 | 4 | 99039.2739 | 253476.2374 | 2019.0496 | 5167.456 | 32.5568 | 1.5364 | 27.7262 | 338869.3552 | 0 | 734824.3647 | 0 | 0 | 0 | 0 | 418740.5508 | 1089477.0176 | 743590.451 | 3325501.7392 | 961560.8286 | 5131302.0575 | 5131302.0575 | 6472969.3905 | 3082262.2491 | 0 | 9418364.6253 | 24104898.3224 | 4216.965 | 0.095097 | 99039.2739 | 253476.2374 | 2019.0496 | 5167.456
1 | 1400 | 707 | 0.035 | 15 | 15 | 7 | 5.6234e-12 | 5spot_SharedNeighbor | CO2 | Porous | Wet | R245fa | MinimizeLCOE_Brownfield | IgnoreSilica | 27.228 | 2.6452 | 0.031032 | 4 | 82424.7443 | 200740.5094 | 1680.3399 | 4092.3668 | 32.495 | 1.5263 | 25.1437 | 412378.728 | 0 | 923811.2054 | 0 | 0 | 0 | 0 | 521114.074 | 1355831.9255 | 925383.1487 | 4138519.0816 | 961560.8286 | 5131302.0575 | 5131302.0575 | 6472969.3905 | 3082262.2491 | 0 | 10231381.9677 | 24917915.6648 | 5623.4133 | 0.12413 | 82424.7443 | 200740.5094 | 1680.3399 | 4092.3668
1 | 1400 | 707 | 0.035 | 15 | 15 | 7 | 7.4989e-12 | 5spot_SharedNeighbor | CO2 | Porous | Wet | R245fa | MinimizeLCOE_Brownfield | IgnoreSilica | 36.146 | 3.5166 | 0.039673 | 4 | 70789.6604 | 163336.6094 | 1443.143 | 3329.8377 | 32.3643 | 1.5058 | 17.9165 | 499471.0159 | 0 | 1160369.1529 | 0 | 0 | 0 | 0 | 647337.6658 | 1684239.8193 | 1149528.2843 | 5140945.9383 | 961560.8286 | 5131302.0575 | 5131302.0575 | 6472969.3905 | 3082262.2491 | 0 | 11233808.8245 | 25920342.5215 | 7498.9421 | 0.15869 | 70789.6604 | 163336.6094 | 1443.143 | 3329.8377
1 | 1400 | 707 | 0.035 | 15 | 15 | 7 | 1e-11 | 5spot_SharedNeighbor | CO2 | Porous | Wet | R245fa | MinimizeLCOE_Brownfield | IgnoreSilica | 47.7855 | 4.6532 | 0.048764 | 4 | 63811.6104 | 139105.2689 | 1300.886 | 2835.8491 | 32.1208 | 1.4686 | 16.3239 | 599040.4624 | 0 | 1452460.9769 | 0 | 0 | 0 | 0 | 800085.5613 | 2081658.5104 | 1420774.7072 | 6354020.2182 | 961560.8286 | 5131302.0575 | 5131302.0575 | 6472969.3905 | 3082262.2491 | 0 | 12446883.1043 | 27133416.8014 | 10000 | 0.19506 | 63811.6104 | 139105.2689 | 1300.886 | 2835.8491
1 | 1400 | 707 | 0.035 | 15 | 15 | 7 | 1.3335e-11 | 5spot_SharedNeighbor | CO2 | Porous | Wet | R245fa | MinimizeLCOE_Brownfield | IgnoreSilica | 57.4681 | 5.5973 | 0.053757 | 4 | 62264.9533 | 130565.8922 | 1269.3553 | 2661.7623 | 31.8501 | 1.4277 | 27.9042 | 670769.3667 | 0 | 1684792.3508 | 0 | 0 | 0 | 0 | 918669.0698 | 2390188.4747 | 1631352.7475 | 7295772.0095 | 961560.8286 | 5131302.0575 | 5131302.0575 | 6472969.3905 | 3082262.2491 | 0 | 13388634.8956 | 28075168.5927 | 13335.2143 | 0.21503 | 62264.9533 | 130565.8922 | 1269.3553 | 2661.7623
1 | 1400 | 707 | 0.035 | 15 | 15 | 7 | 1.7783e-11 | 5spot_SharedNeighbor | CO2 | Porous | Wet | R245fa | MinimizeLCOE_Brownfield | IgnoreSilica | 57.3755 | 5.5879 | 0.053699 | 4 | 62289.0759 | 130663.8042 | 1269.8471 | 2663.7584 | 31.8515 | 1.4279 | 29.1558 | 670050.7904 | 0 | 1682518.7718 | 0 | 0 | 0 | 0 | 917502.1293 | 2387152.3348 | 1629280.5195 | 7286504.5457 | 961560.8286 | 5131302.0575 | 5131302.0575 | 6472969.3905 | 3082262.2491 | 0 | 13379367.4319 | 28065901.1289 | 17782.7941 | 0.21479 | 62289.0759 | 130663.8042 | 1269.8471 | 2663.7584
1 | 1400 | 707 | 0.035 | 15 | 15 | 7 | 2.3714e-11 | 5spot_SharedNeighbor | CO2 | Porous | Wet | R245fa | MinimizeLCOE_Brownfield | IgnoreSilica | 57.3024 | 5.5804 | 0.053652 | 4 | 62308.983 | 130743.1332 | 1270.2529 | 2665.3756 | 31.8525 | 1.4281 | 30.7133 | 669479.9522 | 0 | 1680718.0997 | 0 | 0 | 0 | 0 | 916577.2402 | 2384745.9632 | 1627638.1215 | 7279159.3768 | 961560.8286 | 5131302.0575 | 5131302.0575 | 6472969.3905 | 3082262.2491 | 0 | 13372022.2629 | 28058555.96 | 23713.7371 | 0.21461 | 62308.983 | 130743.1332 | 1270.2529 | 2665.3756
1 | 1400 | 707 | 0.035 | 15 | 15 | 7 | 3.1623e-11 | 5spot_SharedNeighbor | CO2 | Porous | Wet | R245fa | MinimizeLCOE_Brownfield | IgnoreSilica | 57.2512 | 5.5752 | 0.053617 | 4 | 62325.8167 | 130804.9483 | 1270.5961 | 2666.6358 | 31.853 | 1.4282 | 26.5495 | 669073.2475 | 0 | 1679454.5112 | 0 | 0 | 0 | 0 | 915925.8259 | 2383051.1167 | 1626481.354 | 7273986.0552 | 961560.8286 | 5131302.0575 | 5131302.0575 | 6472969.3905 | 3082262.2491 | 0 | 13366848.9413 | 28053382.6384 | 31622.7766 | 0.21447 | 62325.8167 | 130804.9483 | 1270.5961 | 2666.6358
1 | 1400 | 707 | 0.035 | 15 | 15 | 7 | 4.217e-11 | 5spot_SharedNeighbor | CO2 | Porous | Wet | R245fa | MinimizeLCOE_Brownfield | IgnoreSilica | 57.1929 | 5.5693 | 0.053582 | 4 | 62339.9244 | 130864.163 | 1270.8837 | 2667.843 | 31.854 | 1.4283 | 24.4247 | 668626.9652 | 0 | 1678036.1509 | 0 | 0 | 0 | 0 | 915198.6153 | 2381159.0639 | 1625189.9891 | 7268210.7844 | 961560.8286 | 5131302.0575 | 5131302.0575 | 6472969.3905 | 3082262.2491 | 0 | 13361073.6705 | 28047607.3676 | 42169.6503 | 0.21433 | 62339.9244 | 130864.163 | 1270.8837 | 2667.843
1 | 1400 | 707 | 0.035 | 15 | 15 | 7 | 5.6234e-11 | 5spot_SharedNeighbor | CO2 | Porous | Wet | R245fa | MinimizeLCOE_Brownfield | IgnoreSilica | 57.1586 | 5.5659 | 0.053558 | 4 | 62351.5251 | 130906.1615 | 1271.1202 | 2668.6992 | 31.8544 | 1.4284 | 27.9384 | 668355.9144 | 0 | 1677196.8 | 0 | 0 | 0 | 0 | 914765.5586 | 2380032.3393 | 1624420.9764 | 7264771.5888 | 961560.8286 | 5131302.0575 | 5131302.0575 | 6472969.3905 | 3082262.2491 | 0 | 13357634.4749 | 28044168.172 | 56234.1325 | 0.21423 | 62351.5251 | 130906.1615 | 1271.1202 | 2668.6992
1 | 1400 | 707 | 0.035 | 15 | 15 | 7 | 7.4989e-11 | 5spot_SharedNeighbor | CO2 | Porous | Wet | R245fa | MinimizeLCOE_Brownfield | IgnoreSilica | 57.1346 | 5.5634 | 0.05354 | 4 | 62360.8832 | 130938.2725 | 1271.311 | 2669.3538 | 31.8546 | 1.4284 | 26.5967 | 668162.6493 | 0 | 1676606.2266 | 0 | 0 | 0 | 0 | 914459.8616 | 2379236.9784 | 1623878.1262 | 7262343.842 | 961560.8286 | 5131302.0575 | 5131302.0575 | 6472969.3905 | 3082262.2491 | 0 | 13355206.7282 | 28041740.4252 | 74989.4209 | 0.21416 | 62360.8832 | 130938.2725 | 1271.311 | 2669.3538
1 | 1400 | 707 | 0.035 | 15 | 15 | 7 | 1e-10 | 5spot_SharedNeighbor | CO2 | Porous | Wet | R245fa | MinimizeLCOE_Brownfield | IgnoreSilica | 57.1197 | 5.5619 | 0.053528 | 4 | 62368.3093 | 130961.6491 | 1271.4623 | 2669.8304 | 31.8546 | 1.4284 | 26.2829 | 668039.3863 | 0 | 1676240.1644 | 0 | 0 | 0 | 0 | 914269.0248 | 2378740.4601 | 1623539.2422 | 7260828.2777 | 961560.8286 | 5131302.0575 | 5131302.0575 | 6472969.3905 | 3082262.2491 | 0 | 13353691.1638 | 28040224.8609 | 100000 | 0.21411 | 62368.3093 | 130961.6491 | 1271.4623 | 2669.8304
1 | 1400 | 707 | 0.035 | 15 | 15 | 7 | 1.3335e-10 | 5spot_SharedNeighbor | CO2 | Porous | Wet | R245fa | MinimizeLCOE_Brownfield | IgnoreSilica | 57.1003 | 5.56 | 0.053515 | 4 | 62374.1226 | 130983.7356 | 1271.5809 | 2670.2806 | 31.8549 | 1.4285 | 24.785 | 667888.9533 | 0 | 1675769.7616 | 0 | 0 | 0 | 0 | 914026.8988 | 2378110.498 | 1623109.2802 | 7258905.392 | 961560.8286 | 5131302.0575 | 5131302.0575 | 6472969.3905 | 3082262.2491 | 0 | 13351768.2781 | 28038301.9752 | 133352.1432 | 0.21406 | 62374.1226 | 130983.7356 | 1271.5809 | 2670.2806
1 | 1400 | 707 | 0.035 | 15 | 15 | 7 | 1.7783e-10 | 5spot_SharedNeighbor | CO2 | Porous | Wet | R245fa | MinimizeLCOE_Brownfield | IgnoreSilica | 57.0855 | 5.5585 | 0.053505 | 4 | 62378.627 | 131000.7192 | 1271.6727 | 2670.6269 | 31.8551 | 1.4285 | 29.1555 | 667774.2891 | 0 | 1675411.7404 | 0 | 0 | 0 | 0 | 913842.5515 | 2377630.8641 | 1622781.9202 | 7257441.3653 | 961560.8286 | 5131302.0575 | 5131302.0575 | 6472969.3905 | 3082262.2491 | 0 | 13350304.2514 | 28036837.9485 | 177827.941 | 0.21402 | 62378.627 | 131000.7192 | 1271.6727 | 2670.6269
1 | 1400 | 707 | 0.035 | 15 | 15 | 7 | 2.3714e-10 | 5spot_SharedNeighbor | CO2 | Porous | Wet | R245fa | MinimizeLCOE_Brownfield | IgnoreSilica | 57.066 | 5.5566 | 0.053495 | 4 | 62382.0903 | 131017.6787 | 1271.7433 | 2670.9726 | 31.8555 | 1.4286 | 28.6677 | 667630.5737 | 0 | 1674947.1409 | 0 | 0 | 0 | 0 | 913605.3087 | 2377013.607 | 1622360.6295 | 7255557.2599 | 961560.8286 | 5131302.0575 | 5131302.0575 | 6472969.3905 | 3082262.2491 | 0 | 13348420.146 | 28034953.8431 | 237137.3706 | 0.21398 | 62382.0903 | 131017.6787 | 1271.7433 | 2670.9726
1 | 1400 | 707 | 0.035 | 15 | 15 | 7 | 3.1623e-10 | 5spot_SharedNeighbor | CO2 | Porous | Wet | R245fa | MinimizeLCOE_Brownfield | IgnoreSilica | 57.066 | 5.5566 | 0.053492 | 4 | 62384.7347 | 131023.4249 | 1271.7972 | 2671.0897 | 31.8553 | 1.4286 | 28.2377 | 667623.4715 | 0 | 1674942.1654 | 0 | 0 | 0 | 0 | 913600.5984 | 2377001.3517 | 1622352.2651 | 7255519.852 | 961560.8286 | 5131302.0575 | 5131302.0575 | 6472969.3905 | 3082262.2491 | 0 | 13348382.7382 | 28034916.4352 | 316227.766 | 0.21397 | 62384.7347 | 131023.4249 | 1271.7972 | 2671.0897
1 | 1400 | 707 | 0.035 | 15 | 15 | 7 | 4.217e-10 | 5spot_SharedNeighbor | CO2 | Porous | Wet | R245fa | MinimizeLCOE_Brownfield | IgnoreSilica | 57.064 | 5.5563 | 0.05349 | 4 | 62386.7467 | 131028.7787 | 1271.8382 | 2671.1989 | 31.8553 | 1.4286 | 28.3805 | 667604.0839 | 0 | 1674890.7215 | 0 | 0 | 0 | 0 | 913572.9741 | 2376929.479 | 1622303.2105 | 7255300.469 | 961560.8286 | 5131302.0575 | 5131302.0575 | 6472969.3905 | 3082262.2491 | 0 | 13348163.3551 | 28034697.0522 | 421696.5034 | 0.21396 | 62386.7467 | 131028.7787 | 1271.8382 | 2671.1989
1 | 1400 | 707 | 0.035 | 15 | 15 | 7 | 5.6234e-10 | 5spot_SharedNeighbor | CO2 | Porous | Wet | R245fa | MinimizeLCOE_Brownfield | IgnoreSilica | 57.0466 | 5.5546 | 0.053482 | 4 | 62388.2721 | 131040.5403 | 1271.8693 | 2671.4387 | 31.8557 | 1.4286 | 27.5475 | 667479.6932 | 0 | 1674477.8938 | 0 | 0 | 0 | 0 | 913363.4589 | 2376384.3635 | 1621931.1579 | 7253636.5673 | 961560.8286 | 5131302.0575 | 5131302.0575 | 6472969.3905 | 3082262.2491 | 0 | 13346499.4534 | 28033033.1505 | 562341.3252 | 0.21393 | 62388.2721 | 131040.5403 | 1271.8693 | 2671.4387
1 | 1400 | 707 | 0.035 | 15 | 15 | 7 | 7.4989e-10 | 5spot_SharedNeighbor | CO2 | Porous | Wet | R245fa | MinimizeLCOE_Brownfield | IgnoreSilica | 57.0466 | 5.5546 | 0.053481 | 4 | 62389.4236 | 131043.0399 | 1271.8928 | 2671.4896 | 31.8557 | 1.4286 | 27.7766 | 667476.64 | 0 | 1674475.8598 | 0 | 0 | 0 | 0 | 913361.4749 | 2376379.2016 | 1621927.6348 | 7253620.8112 | 961560.8286 | 5131302.0575 | 5131302.0575 | 6472969.3905 | 3082262.2491 | 0 | 13346483.6973 | 28033017.3944 | 749894.2093 | 0.21392 | 62389.4236 | 131043.0399 | 1271.8928 | 2671.4896
1 | 1400 | 707 | 0.035 | 15 | 15 | 7 | 1e-09 | 5spot_SharedNeighbor | CO2 | Porous | Wet | R245fa | MinimizeLCOE_Brownfield | IgnoreSilica | 57.0466 | 5.5546 | 0.05348 | 4 | 62390.2925 | 131044.9258 | 1271.9105 | 2671.5281 | 31.8556 | 1.4286 | 27.7594 | 667474.3415 | 0 | 1674474.3429 | 0 | 0 | 0 | 0 | 913359.9869 | 2376375.33 | 1621924.9923 | 7253608.9935 | 961560.8286 | 5131302.0575 | 5131302.0575 | 6472969.3905 | 3082262.2491 | 0 | 13346471.8796 | 28033005.5767 | 1000000 | 0.21392 | 62390.2925 | 131044.9258 | 1271.9105 | 2671.5281
1 | 1400 | 707 | 0.035 | 15 | 15 | 7 | 1.3335e-09 | 5spot_SharedNeighbor | CO2 | Porous | Wet | R245fa | MinimizeLCOE_Brownfield | IgnoreSilica | 57.0466 | 5.5546 | 0.053479 | 4 | 62390.9471 | 131046.3463 | 1271.9238 | 2671.557 | 31.8556 | 1.4286 | 27.4204 | 667472.6127 | 0 | 1674473.21 | 0 | 0 | 0 | 0 | 913358.8708 | 2376372.4263 | 1621923.0105 | 7253600.1303 | 961560.8286 | 5131302.0575 | 5131302.0575 | 6472969.3905 | 3082262.2491 | 0 | 13346463.0164 | 28032996.7135 | 1333521.4322 | 0.21392 | 62390.9471 | 131046.3463 | 1271.9238 | 2671.557
1 | 1400 | 707 | 0.035 | 15 | 15 | 7 | 1.7783e-09 | 5spot_SharedNeighbor | CO2 | Porous | Wet | R245fa | MinimizeLCOE_Brownfield | IgnoreSilica | 57.0466 | 5.5546 | 0.053479 | 4 | 62391.4397 | 131047.4153 | 1271.9339 | 2671.5788 | 31.8555 | 1.4286 | 27.6196 | 667471.3134 | 0 | 1674472.3632 | 0 | 0 | 0 | 0 | 913358.0339 | 2376370.2486 | 1621921.5242 | 7253593.4833 | 961560.8286 | 5131302.0575 | 5131302.0575 | 6472969.3905 | 3082262.2491 | 0 | 13346456.3694 | 28032990.0665 | 1778279.41 | 0.21391 | 62391.4397 | 131047.4153 | 1271.9339 | 2671.5788
1 | 1400 | 707 | 0.035 | 15 | 15 | 7 | 2.3714e-09 | 5spot_SharedNeighbor | CO2 | Porous | Wet | R245fa | MinimizeLCOE_Brownfield | IgnoreSilica | 57.0466 | 5.5546 | 0.053478 | 4 | 62391.8101 | 131048.2189 | 1271.9414 | 2671.5952 | 31.8555 | 1.4286 | 28.1614 | 667470.3375 | 0 | 1674471.7296 | 0 | 0 | 0 | 0 | 913357.4062 | 2376368.6155 | 1621920.4096 | 7253588.4983 | 961560.8286 | 5131302.0575 | 5131302.0575 | 6472969.3905 | 3082262.2491 | 0 | 13346451.3844 | 28032985.0815 | 2371373.7057 | 0.21391 | 62391.8101 | 131048.2189 | 1271.9414 | 2671.5952
1 | 1400 | 707 | 0.035 | 15 | 15 | 7 | 3.1623e-09 | 5spot_SharedNeighbor | CO2 | Porous | Wet | R245fa | MinimizeLCOE_Brownfield | IgnoreSilica | 57.042 | 5.5542 | 0.053476 | 4 | 62392.0884 | 131051.0692 | 1271.9471 | 2671.6533 | 31.8556 | 1.4286 | 28.2047 | 667437.6173 | 0 | 1674362.245 | 0 | 0 | 0 | 0 | 913301.9463 | 2376224.3203 | 1621821.9251 | 7253148.0541 | 961560.8286 | 5131302.0575 | 5131302.0575 | 6472969.3905 | 3082262.2491 | 0 | 13346010.9402 | 28032544.6373 | 3162277.6602 | 0.21391 | 62392.0884 | 131051.0692 | 1271.9471 | 2671.6533
1 | 1400 | 707 | 0.035 | 15 | 15 | 7 | 4.217e-09 | 5spot_SharedNeighbor | CO2 | Porous | Wet | R245fa | MinimizeLCOE_Brownfield | IgnoreSilica | 57.042 | 5.5542 | 0.053476 | 4 | 62392.2973 | 131051.5224 | 1271.9514 | 2671.6625 | 31.8556 | 1.4286 | 28.0512 | 667437.0676 | 0 | 1674361.8901 | 0 | 0 | 0 | 0 | 913301.5935 | 2376223.4024 | 1621821.2987 | 7253145.2524 | 961560.8286 | 5131302.0575 | 5131302.0575 | 6472969.3905 | 3082262.2491 | 0 | 13346008.1385 | 28032541.8356 | 4216965.0343 | 0.2139 | 62392.2973 | 131051.5224 | 1271.9514 | 2671.6625
1 | 1400 | 707 | 0.035 | 15 | 15 | 7 | 5.6234e-09 | 5spot_SharedNeighbor | CO2 | Porous | Wet | R245fa | MinimizeLCOE_Brownfield | IgnoreSilica | 57.042 | 5.5542 | 0.053476 | 4 | 62392.4542 | 131051.8627 | 1271.9546 | 2671.6695 | 31.8556 | 1.4286 | 28.1169 | 667436.6551 | 0 | 1674361.6243 | 0 | 0 | 0 | 0 | 913301.329 | 2376222.7141 | 1621820.8289 | 7253143.1513 | 961560.8286 | 5131302.0575 | 5131302.0575 | 6472969.3905 | 3082262.2491 | 0 | 13346006.0374 | 28032539.7345 | 5623413.2519 | 0.2139 | 62392.4542 | 131051.8627 | 1271.9546 | 2671.6695
1 | 1400 | 707 | 0.035 | 15 | 15 | 7 | 7.4989e-09 | 5spot_SharedNeighbor | CO2 | Porous | Wet | R245fa | MinimizeLCOE_Brownfield | IgnoreSilica | 57.042 | 5.5541 | 0.053476 | 4 | 62392.5719 | 131052.118 | 1271.957 | 2671.6747 | 31.8556 | 1.4286 | 28.1636 | 667436.3456 | 0 | 1674361.4251 | 0 | 0 | 0 | 0 | 913301.1306 | 2376222.1979 | 1621820.4765 | 7253141.5757 | 961560.8286 | 5131302.0575 | 5131302.0575 | 6472969.3905 | 3082262.2491 | 0 | 13346004.4618 | 28032538.1589 | 7498942.0933 | 0.2139 | 62392.5719 | 131052.118 | 1271.957 | 2671.6747
1 | 1400 | 707 | 0.035 | 15 | 15 | 7 | 1e-08 | 5spot_SharedNeighbor | CO2 | Porous | Wet | R245fa | MinimizeLCOE_Brownfield | IgnoreSilica | 57.042 | 5.5541 | 0.053476 | 4 | 62392.6602 | 131052.3096 | 1271.9588 | 2671.6786 | 31.8556 | 1.4286 | 28.6205 | 667436.1134 | 0 | 1674361.2758 | 0 | 0 | 0 | 0 | 913300.9818 | 2376221.8108 | 1621820.2123 | 7253140.3941 | 961560.8286 | 5131302.0575 | 5131302.0575 | 6472969.3905 | 3082262.2491 | 0 | 13346003.2802 | 28032536.9773 | 10000000 | 0.2139 | 62392.6602 | 131052.3096 | 1271.9588 | 2671.6786
1 | 1500 | 707 | 0.035 | 15 | 15 | 7 | 1e-13 | 5spot_SharedNeighbor | CO2 | Porous | Wet | R245fa | MinimizeLCOE_Brownfield | IgnoreSilica | 0.44303 | 0.025069 | 0.00045918 | 4 | 3587734.3811 | 11939398.0081 | 73140.8181 | 243400.7776 | 31.6923 | 1.4477 | 16.9809 | 19743.1171 | 0 | 25867.109 | 0 | 0 | 0 | 0 | 17787.9882 | 46280.6964 | 31587.5262 | 141266.4368 | 961560.8286 | 5486900.7426 | 5486900.7426 | 6655388.4938 | 3197528.562 | 0 | 6589728.008 | 21929545.8064 | 100 | 0.0018367 | 3587734.3811 | 11939398.0081 | 73140.8181 | 243400.7776
1 | 1500 | 707 | 0.035 | 15 | 15 | 7 | 1.3335e-13 | 5spot_SharedNeighbor | CO2 | Porous | Wet | R245fa | MinimizeLCOE_Brownfield | IgnoreSilica | 0.60417 | 0.040881 | 0.00072216 | 4 | 2300318.9186 | 7610748.5285 | 46895.1126 | 155155.4031 | 32.4149 | 1.5641 | 13.639 | 26550.6534 | 0 | 35800.112 | 0 | 0 | 0 | 1023.9818 | 24716.1514 | 64306.3561 | 43890.4094 | 196287.6641 | 961560.8286 | 5486900.7426 | 5486900.7426 | 6655388.4938 | 3197528.562 | 0 | 6644749.2353 | 21984567.0338 | 133.3521 | 0.0028886 | 2300318.9186 | 7610748.5285 | 46895.1126 | 155155.4031
1 | 1500 | 707 | 0.035 | 15 | 15 | 7 | 1.7783e-13 | 5spot_SharedNeighbor | CO2 | Porous | Wet | R245fa | MinimizeLCOE_Brownfield | IgnoreSilica | 0.81087 | 0.061243 | 0.0010873 | 4 | 1542204.3789 | 5069285.9583 | 31439.9222 | 103344.251 | 32.9801 | 1.6486 | 20.2868 | 34465.2136 | 0 | 47770.231 | 0 | 0 | 0 | 1329.3593 | 32590.2735 | 84793.2065 | 57873.1058 | 258821.3898 | 961560.8286 | 5486900.7426 | 5486900.7426 | 6655388.4938 | 3197528.562 | 0 | 6707282.961 | 22047100.7594 | 177.8279 | 0.0043492 | 1542204.3789 | 5069285.9583 | 31439.9222 | 103344.251
1 | 1500 | 707 | 0.035 | 15 | 15 | 7 | 2.3714e-13 | 5spot_SharedNeighbor | CO2 | Porous | Wet | R245fa | MinimizeLCOE_Brownfield | IgnoreSilica | 1.0692 | 0.086803 | 0.001586 | 4 | 1067915.6143 | 3485970.0886 | 21770.9043 | 71066.2154 | 33.4176 | 1.7098 | 16.6642 | 43472.6988 | 0 | 61863.8012 | 0 | 0 | 0 | 0 | 41081.235 | 106884.9466 | 72951.1723 | 326253.8541 | 961560.8286 | 5486900.7426 | 5486900.7426 | 6655388.4938 | 3197528.562 | 0 | 6774715.4253 | 22114533.2237 | 237.1374 | 0.0063439 | 1067915.6143 | 3485970.0886 | 21770.9043 | 71066.2154
1 | 1500 | 707 | 0.035 | 15 | 15 | 7 | 3.1623e-13 | 5spot_SharedNeighbor | CO2 | Porous | Wet | R245fa | MinimizeLCOE_Brownfield | IgnoreSilica | 1.4375 | 0.12304 | 0.0022755 | 4 | 754711.689 | 2440026.7785 | 15385.8186 | 49743.2463 | 33.7977 | 1.7599 | 57.1646 | 55150.916 | 0 | 80763.0375 | 0 | 0 | 0 | 0 | 53006.4419 | 137911.8886 | 94127.6978 | 420959.9818 | 961560.8286 | 5486900.7426 | 5486900.7426 | 6655388.4938 | 3197528.562 | 0 | 6869421.553 | 22209239.3514 | 316.2278 | 0.009102 | 754711.689 | 2440026.7785 | 15385.8186 | 49743.2463
1 | 1500 | 707 | 0.035 | 15 | 15 | 7 | 4.217e-13 | 5spot_SharedNeighbor | CO2 | Porous | Wet | R245fa | MinimizeLCOE_Brownfield | IgnoreSilica | 1.9237 | 0.17086 | 0.0031945 | 4 | 546681.9962 | 1747178.7134 | 11144.8519 | 35618.6013 | 34.0954 | 1.7972 | 78.7472 | 69159.803 | 0 | 104213.8326 | 0 | 0 | 0 | 0 | 67615.7179 | 175922.228 | 120070.5355 | 536982.117 | 961560.8286 | 5486900.7426 | 5486900.7426 | 6655388.4938 | 3197528.562 | 0 | 6985443.6882 | 22325261.4866 | 421.6965 | 0.012778 | 546681.9962 | 1747178.7134 | 11144.8519 | 35618.6013
1 | 1500 | 707 | 0.035 | 15 | 15 | 7 | 5.6234e-13 | 5spot_SharedNeighbor | CO2 | Porous | Wet | R245fa | MinimizeLCOE_Brownfield | IgnoreSilica | 2.5655 | 0.23396 | 0.0044139 | 4 | 403712.5112 | 1272544.5763 | 8230.2256 | 25942.5424 | 34.327 | 1.8249 | 106.2773 | 86001.1868 | 0 | 133340.1971 | 0 | 0 | 0 | 0 | 85543.1397 | 222565.7022 | 151905.665 | 679355.8908 | 961560.8286 | 5486900.7426 | 5486900.7426 | 6655388.4938 | 3197528.562 | 0 | 7127817.462 | 22467635.2604 | 562.3413 | 0.017656 | 403712.5112 | 1272544.5763 | 8230.2256 | 25942.5424
1 | 1500 | 707 | 0.035 | 15 | 15 | 7 | 7.4989e-13 | 5spot_SharedNeighbor | CO2 | Porous | Wet | R245fa | MinimizeLCOE_Brownfield | IgnoreSilica | 3.4346 | 0.31937 | 0.006055 | 4 | 301831.1028 | 935186.6461 | 6153.2353 | 19065.0447 | 34.5092 | 1.846 | 18.473 | 106794.057 | 0 | 170465.9594 | 0 | 0 | 0 | 1006.5938 | 108523.978 | 282357.1294 | 192714.5427 | 861862.2603 | 961560.8286 | 5486900.7426 | 5486900.7426 | 6655388.4938 | 3197528.562 | 0 | 7310323.8315 | 22650141.63 | 749.8942 | 0.02422 | 301831.1028 | 935186.6461 | 6153.2353 | 19065.0447
1 | 1500 | 707 | 0.035 | 15 | 15 | 7 | 1e-12 | 5spot_SharedNeighbor | CO2 | Porous | Wet | R245fa | MinimizeLCOE_Brownfield | IgnoreSilica | 4.577 | 0.43168 | 0.0082495 | 4 | 228100.1278 | 692971.7647 | 4650.1296 | 14127.1667 | 34.6468 | 1.8615 | 22.6871 | 131748.4009 | 0 | 216424.0456 | 0 | 0 | 0 | 0 | 135787.2541 | 353290.5814 | 241128.0812 | 1078378.3632 | 961560.8286 | 5486900.7426 | 5486900.7426 | 6655388.4938 | 3197528.562 | 0 | 7526839.9344 | 22866657.7329 | 1000 | 0.032998 | 228100.1278 | 692971.7647 | 4650.1296 | 14127.1667
1 | 1500 | 707 | 0.035 | 15 | 15 | 7 | 1.3335e-12 | 5spot_SharedNeighbor | CO2 | Porous | Wet | R245fa | MinimizeLCOE_Brownfield | IgnoreSilica | 6.1117 | 0.58251 | 0.01115 | 4 | 175033.0088 | 518978.8658 | 3568.2846 | 10580.0862 | 34.7499 | 1.8727 | 20.1516 | 162385.5661 | 0 | 274625.8416 | 0 | 0 | 0 | 1417.4692 | 170987.262 | 444873.7815 | 303635.4971 | 1357925.4177 | 961560.8286 | 5486900.7426 | 5486900.7426 | 6655388.4938 | 3197528.562 | 0 | 7806386.9889 | 23146204.7873 | 1333.5214 | 0.0446 | 175033.0088 | 518978.8658 | 3568.2846 | 10580.0862
1 | 1500 | 707 | 0.035 | 15 | 15 | 7 | 1.7783e-12 | 5spot_SharedNeighbor | CO2 | Porous | Wet | R245fa | MinimizeLCOE_Brownfield | IgnoreSilica | 8.1332 | 0.78127 | 0.01502 | 4 | 135488.5226 | 390808.0323 | 2762.1168 | 7967.1503 | 34.8244 | 1.8805 | 26.1369 | 199311.2378 | 0 | 346916.7143 | 0 | 0 | 0 | 0 | 213028.9013 | 554257.5031 | 378292.1347 | 1691806.4913 | 961560.8286 | 5486900.7426 | 5486900.7426 | 6655388.4938 | 3197528.562 | 0 | 8140268.0625 | 23480085.8609 | 1778.2794 | 0.060081 | 135488.5226 | 390808.0323 | 2762.1168 | 7967.1503
1 | 1500 | 707 | 0.035 | 15 | 15 | 7 | 2.3714e-12 | 5spot_SharedNeighbor | CO2 | Porous | Wet | R245fa | MinimizeLCOE_Brownfield | IgnoreSilica | 10.8569 | 1.0491 | 0.020174 | 4 | 106147.3171 | 296237.5783 | 2163.9566 | 6039.2037 | 34.8732 | 1.885 | 28.5252 | 244815.702 | 0 | 438811.4128 | 0 | 0 | 0 | 0 | 266614.5748 | 693676.4334 | 473448.4194 | 2117366.5423 | 961560.8286 | 5486900.7426 | 5486900.7426 | 6655388.4938 | 3197528.562 | 0 | 8565828.1136 | 23905645.912 | 2371.3737 | 0.080698 | 106147.3171 | 296237.5783 | 2163.9566 | 6039.2037
1 | 1500 | 707 | 0.035 | 15 | 15 | 7 | 3.1623e-12 | 5spot_SharedNeighbor | CO2 | Porous | Wet | R245fa | MinimizeLCOE_Brownfield | IgnoreSilica | 14.4527 | 1.4025 | 0.026928 | 4 | 84396.6411 | 226814.1636 | 1720.5397 | 4623.9135 | 34.8981 | 1.8865 | 22.5657 | 299748.7121 | 0 | 553238.0486 | 0 | 0 | 0 | 0 | 332664.8367 | 865525.6661 | 590739.0519 | 2641916.3153 | 961560.8286 | 5486900.7426 | 5486900.7426 | 6655388.4938 | 3197528.562 | 0 | 9090377.8866 | 24430195.685 | 3162.2777 | 0.10771 | 84396.6411 | 226814.1636 | 1720.5397 | 4623.9135
1 | 1500 | 707 | 0.035 | 15 | 15 | 7 | 4.217e-12 | 5spot_SharedNeighbor | CO2 | Porous | Wet | R245fa | MinimizeLCOE_Brownfield | IgnoreSilica | 19.2586 | 1.8749 | 0.035811 | 4 | 68030.5678 | 175118.1541 | 1386.8951 | 3570.0204 | 34.8935 | 1.8839 | 22.8502 | 366749.9997 | 0 | 697616.5098 | 0 | 0 | 0 | 0 | 415102.9387 | 1080012.6972 | 737130.8579 | 3296613.0033 | 961560.8286 | 5486900.7426 | 5486900.7426 | 6655388.4938 | 3197528.562 | 0 | 9745074.5745 | 25084892.3729 | 4216.965 | 0.14325 | 68030.5678 | 175118.1541 | 1386.8951 | 3570.0204
1 | 1500 | 707 | 0.035 | 15 | 15 | 7 | 5.6234e-12 | 5spot_SharedNeighbor | CO2 | Porous | Wet | R245fa | MinimizeLCOE_Brownfield | IgnoreSilica | 25.6124 | 2.4995 | 0.047221 | 4 | 55869.0172 | 137081.244 | 1138.9655 | 2794.5866 | 34.8487 | 1.8754 | 17.1407 | 447262.4725 | 0 | 877908.1902 | 0 | 0 | 0 | 0 | 516816.5585 | 1344650.6715 | 917751.7131 | 4104389.6057 | 961560.8286 | 5486900.7426 | 5486900.7426 | 6655388.4938 | 3197528.562 | 0 | 10552851.1769 | 25892668.9753 | 5623.4133 | 0.18889 | 55869.0172 | 137081.244 | 1138.9655 | 2794.5866
1 | 1500 | 707 | 0.035 | 15 | 15 | 7 | 7.4989e-12 | 5spot_SharedNeighbor | CO2 | Porous | Wet | R245fa | MinimizeLCOE_Brownfield | IgnoreSilica | 33.9922 | 3.3233 | 0.061492 | 4 | 46939.876 | 109304.476 | 956.9329 | 2228.3196 | 34.7424 | 1.8574 | 21.1608 | 543062.3602 | 0 | 1102698.1145 | 0 | 0 | 0 | 0 | 641846.5851 | 1669953.1537 | 1139777.3415 | 5097337.5551 | 961560.8286 | 5486900.7426 | 5486900.7426 | 6655388.4938 | 3197528.562 | 0 | 11545799.1263 | 26885616.9247 | 7498.9421 | 0.24597 | 46939.876 | 109304.476 | 956.9329 | 2228.3196
1 | 1500 | 707 | 0.035 | 15 | 15 | 7 | 1e-11 | 5spot_SharedNeighbor | CO2 | Porous | Wet | R245fa | MinimizeLCOE_Brownfield | IgnoreSilica | 44.9428 | 4.3996 | 0.078336 | 4 | 40694.0847 | 89648.9712 | 829.604 | 1827.6155 | 34.5352 | 1.8239 | 22.4489 | 654314.7064 | 0 | 1380671.066 | 0 | 0 | 0 | 0 | 793644.4512 | 2064900.0633 | 1409336.7226 | 6302867.0095 | 961560.8286 | 5486900.7426 | 5486900.7426 | 6655388.4938 | 3197528.562 | 0 | 12751328.5808 | 28091146.3792 | 10000 | 0.31335 | 40694.0847 | 89648.9712 | 829.604 | 1827.6155
1 | 1500 | 707 | 0.035 | 15 | 15 | 7 | 1.3335e-11 | 5spot_SharedNeighbor | CO2 | Porous | Wet | R245fa | MinimizeLCOE_Brownfield | IgnoreSilica | 59.0884 | 5.7869 | 0.095893 | 4 | 36987.3239 | 76979.5472 | 754.0366 | 1569.3322 | 34.153 | 1.7637 | 27.8101 | 777990.3804 | 0 | 1720599.6312 | 0 | 0 | 0 | 0 | 974450.1045 | 2535319.2848 | 1730407.5075 | 7738766.9085 | 961560.8286 | 5486900.7426 | 5486900.7426 | 6655388.4938 | 3197528.562 | 0 | 14187228.4797 | 29527046.2782 | 13335.2143 | 0.38357 | 36987.3239 | 76979.5472 | 754.0366 | 1569.3322
1 | 1500 | 707 | 0.035 | 15 | 15 | 7 | 1.7783e-11 | 5spot_SharedNeighbor | CO2 | Porous | Wet | R245fa | MinimizeLCOE_Brownfield | IgnoreSilica | 70.4501 | 6.8963 | 0.10534 | 4 | 36203.5778 | 72609.3228 | 738.0589 | 1480.2393 | 33.7437 | 1.7004 | 28.8005 | 861588.1438 | 0 | 1981631.2939 | 0 | 0 | 0 | 0 | 1108855.5807 | 2885014.7633 | 1969081.8571 | 8806171.6387 | 961560.8286 | 5486900.7426 | 5486900.7426 | 6655388.4938 | 3197528.562 | 0 | 15254633.2099 | 30594451.0084 | 17782.7941 | 0.42136 | 36203.5778 | 72609.3228 | 738.0589 | 1480.2393
1 | 1500 | 707 | 0.035 | 15 | 15 | 7 | 2.3714e-11 | 5spot_SharedNeighbor | CO2 | Porous | Wet | R245fa | MinimizeLCOE_Brownfield | IgnoreSilica | 70.325 | 6.8833 | 0.1052 | 4 | 36222.5638 | 72677.3723 | 738.446 | 1481.6265 | 33.7454 | 1.7008 | 32.3418 | 860557.8201 | 0 | 1978612.3378 | 0 | 0 | 0 | 0 | 1107276.3616 | 2880905.9593 | 1966277.5139 | 8793629.9928 | 961560.8286 | 5486900.7426 | 5486900.7426 | 6655388.4938 | 3197528.562 | 0 | 15242091.564 | 30581909.3624 | 23713.7371 | 0.42079 | 36222.5638 | 72677.3723 | 738.446 | 1481.6265
1 | 1500 | 707 | 0.035 | 15 | 15 | 7 | 3.1623e-11 | 5spot_SharedNeighbor | CO2 | Porous | Wet | R245fa | MinimizeLCOE_Brownfield | IgnoreSilica | 70.2324 | 6.8736 | 0.10509 | 4 | 36237.9586 | 72730.6913 | 738.7598 | 1482.7135 | 33.7464 | 1.701 | 32.8177 | 859782.0354 | 0 | 1976363.2631 | 0 | 0 | 0 | 0 | 1106096.6664 | 2877836.6344 | 1964182.6366 | 8784261.2359 | 961560.8286 | 5486900.7426 | 5486900.7426 | 6655388.4938 | 3197528.562 | 0 | 15232722.8071 | 30572540.6055 | 31622.7766 | 0.42035 | 36237.9586 | 72730.6913 | 738.7598 | 1482.7135
1 | 1500 | 707 | 0.035 | 15 | 15 | 7 | 4.217e-11 | 5spot_SharedNeighbor | CO2 | Porous | Wet | R245fa | MinimizeLCOE_Brownfield | IgnoreSilica | 70.1593 | 6.8659 | 0.105 | 4 | 36250.4251 | 72773.4607 | 739.0139 | 1483.5854 | 33.7471 | 1.7011 | 35.9252 | 859167.5682 | 0 | 1974587.7151 | 0 | 0 | 0 | 0 | 1105164.5605 | 2875411.486 | 1962527.423 | 8776858.7528 | 961560.8286 | 5486900.7426 | 5486900.7426 | 6655388.4938 | 3197528.562 | 0 | 15225320.324 | 30565138.1224 | 42169.6503 | 0.42 | 36250.4251 | 72773.4607 | 739.0139 | 1483.5854
1 | 1500 | 707 | 0.035 | 15 | 15 | 7 | 5.6234e-11 | 5spot_SharedNeighbor | CO2 | Porous | Wet | R245fa | MinimizeLCOE_Brownfield | IgnoreSilica | 70.1035 | 6.86 | 0.10493 | 4 | 36260.4174 | 72807.0889 | 739.2177 | 1484.271 | 33.7476 | 1.7013 | 25.9108 | 858695.9776 | 0 | 1973234.2685 | 0 | 0 | 0 | 0 | 1104452.796 | 2873559.6207 | 1961263.4869 | 8771206.1496 | 961560.8286 | 5486900.7426 | 5486900.7426 | 6655388.4938 | 3197528.562 | 0 | 15219667.7208 | 30559485.5192 | 56234.1325 | 0.41973 | 36260.4174 | 72807.0889 | 739.2177 | 1484.271
1 | 1500 | 707 | 0.035 | 15 | 15 | 7 | 7.4989e-11 | 5spot_SharedNeighbor | CO2 | Porous | Wet | R245fa | MinimizeLCOE_Brownfield | IgnoreSilica | 70.0498 | 6.8545 | 0.10487 | 4 | 36268.3289 | 72835.7842 | 739.3789 | 1484.856 | 33.7484 | 1.7014 | 28.3494 | 858258.8786 | 0 | 1971949.9761 | 0 | 0 | 0 | 0 | 1103781.4534 | 2871812.9249 | 1960071.3311 | 8765874.5642 | 961560.8286 | 5486900.7426 | 5486900.7426 | 6655388.4938 | 3197528.562 | 0 | 15214336.1354 | 30554153.9338 | 74989.4209 | 0.41949 | 36268.3289 | 72835.7842 | 739.3789 | 1484.856
1 | 1500 | 707 | 0.035 | 15 | 15 | 7 | 1e-10 | 5spot_SharedNeighbor | CO2 | Porous | Wet | R245fa | MinimizeLCOE_Brownfield | IgnoreSilica | 70.0233 | 6.8517 | 0.10484 | 4 | 36274.5222 | 72854.8465 | 739.5052 | 1485.2446 | 33.7484 | 1.7014 | 33.1752 | 858022.3126 | 0 | 1971296.965 | 0 | 0 | 0 | 0 | 1103434.5183 | 2870910.271 | 1959455.2512 | 8763119.318 | 961560.8286 | 5486900.7426 | 5486900.7426 | 6655388.4938 | 3197528.562 | 0 | 15211580.8892 | 30551398.6876 | 100000 | 0.41935 | 36274.5222 | 72854.8465 | 739.5052 | 1485.2446
1 | 1500 | 707 | 0.035 | 15 | 15 | 7 | 1.3335e-10 | 5spot_SharedNeighbor | CO2 | Porous | Wet | R245fa | MinimizeLCOE_Brownfield | IgnoreSilica | 69.989 | 6.8481 | 0.1048 | 4 | 36279.3234 | 72872.6084 | 739.6031 | 1485.6067 | 33.749 | 1.7015 | 36.5165 | 857746.6838 | 0 | 1970482.914 | 0 | 0 | 0 | 0 | 1103009.5431 | 2869804.5728 | 1958700.5895 | 8759744.3033 | 961560.8286 | 5486900.7426 | 5486900.7426 | 6655388.4938 | 3197528.562 | 0 | 15208205.8745 | 30548023.6729 | 133352.1432 | 0.4192 | 36279.3234 | 72872.6084 | 739.6031 | 1485.6067
1 | 1500 | 707 | 0.035 | 15 | 15 | 7 | 1.7783e-10 | 5spot_SharedNeighbor | CO2 | Porous | Wet | R245fa | MinimizeLCOE_Brownfield | IgnoreSilica | 69.965 | 6.8457 | 0.10477 | 4 | 36283.0173 | 72885.7713 | 739.6784 | 1485.875 | 33.7493 | 1.7016 | 35.4875 | 857550.2898 | 0 | 1969908.8713 | 0 | 0 | 0 | 0 | 1102709.0728 | 2869022.8108 | 1958167.0209 | 8757358.0657 | 961560.8286 | 5486900.7426 | 5486900.7426 | 6655388.4938 | 3197528.562 | 0 | 15205819.6369 | 30545637.4354 | 177827.941 | 0.41909 | 36283.0173 | 72885.7713 | 739.6784 | 1485.875
1 | 1500 | 707 | 0.035 | 15 | 15 | 7 | 2.3714e-10 | 5spot_SharedNeighbor | CO2 | Porous | Wet | R245fa | MinimizeLCOE_Brownfield | IgnoreSilica | 69.9501 | 6.8441 | 0.10475 | 4 | 36285.8418 | 72895.0488 | 739.736 | 1486.0642 | 33.7494 | 1.7016 | 34.4773 | 857424.5262 | 0 | 1969551.3686 | 0 | 0 | 0 | 0 | 1102520.599 | 2868532.4405 | 1957832.3331 | 8755861.2673 | 961560.8286 | 5486900.7426 | 5486900.7426 | 6655388.4938 | 3197528.562 | 0 | 15204322.8385 | 30544140.637 | 237137.3706 | 0.41902 | 36285.8418 | 72895.0488 | 739.736 | 1486.0642
1 | 1500 | 707 | 0.035 | 15 | 15 | 7 | 3.1623e-10 | 5spot_SharedNeighbor | CO2 | Porous | Wet | R245fa | MinimizeLCOE_Brownfield | IgnoreSilica | 69.9307 | 6.8422 | 0.10473 | 4 | 36287.9917 | 72903.8932 | 739.7798 | 1486.2445 | 33.7498 | 1.7017 | 33.4135 | 857273.7199 | 0 | 1969095.4553 | 0 | 0 | 0 | 0 | 1102283.9783 | 2867916.802 | 1957412.1472 | 8753982.1027 | 961560.8286 | 5486900.7426 | 5486900.7426 | 6655388.4938 | 3197528.562 | 0 | 15202443.6739 | 30542261.4724 | 316227.766 | 0.41894 | 36287.9917 | 72903.8932 | 739.7798 | 1486.2445
1 | 1500 | 707 | 0.035 | 15 | 15 | 7 | 4.217e-10 | 5spot_SharedNeighbor | CO2 | Porous | Wet | R245fa | MinimizeLCOE_Brownfield | IgnoreSilica | 69.9307 | 6.8421 | 0.10473 | 4 | 36289.6215 | 72907.3767 | 739.813 | 1486.3155 | 33.7496 | 1.7017 | 33.8386 | 857258.989 | 0 | 1969082.1517 | 0 | 0 | 0 | 0 | 1102273.0449 | 2867888.3555 | 1957392.7318 | 8753895.2729 | 961560.8286 | 5486900.7426 | 5486900.7426 | 6655388.4938 | 3197528.562 | 0 | 15202356.8441 | 30542174.6426 | 421696.5034 | 0.41892 | 36289.6215 | 72907.3767 | 739.813 | 1486.3155
1 | 1500 | 707 | 0.035 | 15 | 15 | 7 | 5.6234e-10 | 5spot_SharedNeighbor | CO2 | Porous | Wet | R245fa | MinimizeLCOE_Brownfield | IgnoreSilica | 69.9112 | 6.8402 | 0.10471 | 4 | 36290.8547 | 72914.2608 | 739.8382 | 1486.4558 | 33.7501 | 1.7018 | 32.4625 | 857116.5574 | 0 | 1968634.0172 | 0 | 0 | 0 | 0 | 1102042.7241 | 2867289.1081 | 1956983.7332 | 8752066.1401 | 961560.8286 | 5486900.7426 | 5486900.7426 | 6655388.4938 | 3197528.562 | 0 | 15200527.7113 | 30540345.5097 | 562341.3252 | 0.41885 | 36290.8547 | 72914.2608 | 739.8382 | 1486.4558
1 | 1500 | 707 | 0.035 | 15 | 15 | 7 | 7.4989e-10 | 5spot_SharedNeighbor | CO2 | Porous | Wet | R245fa | MinimizeLCOE_Brownfield | IgnoreSilica | 69.9159 | 6.8406 | 0.10471 | 4 | 36291.7844 | 72915.2352 | 739.8571 | 1486.4757 | 33.7498 | 1.7017 | 40.3796 | 857139.4531 | 0 | 1968730.8599 | 0 | 0 | 0 | 0 | 1102089.4221 | 2867410.6066 | 1957066.6584 | 8752437.0001 | 961560.8286 | 5486900.7426 | 5486900.7426 | 6655388.4938 | 3197528.562 | 0 | 15200898.5713 | 30540716.3697 | 749894.2093 | 0.41885 | 36291.7844 | 72915.2352 | 739.8571 | 1486.4757
1 | 1500 | 707 | 0.035 | 15 | 15 | 7 | 1e-09 | 5spot_SharedNeighbor | CO2 | Porous | Wet | R245fa | MinimizeLCOE_Brownfield | IgnoreSilica | 69.9159 | 6.8405 | 0.10471 | 4 | 36292.4855 | 72916.7327 | 739.8714 | 1486.5062 | 33.7497 | 1.7017 | 39.7331 | 857133.1506 | 0 | 1968725.2476 | 0 | 0 | 0 | 0 | 1102084.7753 | 2867398.5167 | 1957058.4068 | 8752400.097 | 961560.8286 | 5486900.7426 | 5486900.7426 | 6655388.4938 | 3197528.562 | 0 | 15200861.6682 | 30540679.4666 | 1000000 | 0.41884 | 36292.4855 | 72916.7327 | 739.8714 | 1486.5062
1 | 1500 | 707 | 0.035 | 15 | 15 | 7 | 1.3335e-09 | 5spot_SharedNeighbor | CO2 | Porous | Wet | R245fa | MinimizeLCOE_Brownfield | IgnoreSilica | 69.9159 | 6.8405 | 0.10471 | 4 | 36293.0133 | 72917.8598 | 739.8822 | 1486.5292 | 33.7496 | 1.7017 | 39.9312 | 857128.4109 | 0 | 1968721.0378 | 0 | 0 | 0 | 0 | 1102081.285 | 2867389.4356 | 1957052.2088 | 8752372.378 | 961560.8286 | 5486900.7426 | 5486900.7426 | 6655388.4938 | 3197528.562 | 0 | 15200833.9492 | 30540651.7477 | 1333521.4322 | 0.41884 | 36293.0133 | 72917.8598 | 739.8822 | 1486.5292
1 | 1500 | 707 | 0.035 | 15 | 15 | 7 | 1.7783e-09 | 5spot_SharedNeighbor | CO2 | Porous | Wet | R245fa | MinimizeLCOE_Brownfield | IgnoreSilica | 69.8964 | 6.8386 | 0.1047 | 4 | 36293.4101 | 72922.9574 | 739.8903 | 1486.6331 | 33.7503 | 1.7018 | 38.0421 | 856993.5418 | 0 | 1968279.7444 | 0 | 0 | 0 | 0 | 1101856.5816 | 2866804.8035 | 1956653.1853 | 8750587.8567 | 961560.8286 | 5486900.7426 | 5486900.7426 | 6655388.4938 | 3197528.562 | 0 | 15199049.4279 | 30538867.2263 | 1778279.41 | 0.41878 | 36293.4101 | 72922.9574 | 739.8903 | 1486.6331
1 | 1500 | 707 | 0.035 | 15 | 15 | 7 | 2.3714e-09 | 5spot_SharedNeighbor | CO2 | Porous | Wet | R245fa | MinimizeLCOE_Brownfield | IgnoreSilica | 69.8964 | 6.8386 | 0.10469 | 4 | 36293.708 | 72923.5934 | 739.8963 | 1486.6461 | 33.7503 | 1.7018 | 37.5667 | 856990.8705 | 0 | 1968277.3804 | 0 | 0 | 0 | 0 | 1101854.6178 | 2866799.6941 | 1956649.6981 | 8750572.2609 | 961560.8286 | 5486900.7426 | 5486900.7426 | 6655388.4938 | 3197528.562 | 0 | 15199033.8321 | 30538851.6305 | 2371373.7057 | 0.41878 | 36293.708 | 72923.5934 | 739.8963 | 1486.6461
1 | 1500 | 707 | 0.035 | 15 | 15 | 7 | 3.1623e-09 | 5spot_SharedNeighbor | CO2 | Porous | Wet | R245fa | MinimizeLCOE_Brownfield | IgnoreSilica | 69.8964 | 6.8386 | 0.10469 | 4 | 36293.9317 | 72924.0712 | 739.9009 | 1486.6558 | 33.7502 | 1.7018 | 37.766 | 856988.8648 | 0 | 1968275.6074 | 0 | 0 | 0 | 0 | 1101853.1442 | 2866795.86 | 1956647.0812 | 8750560.5576 | 961560.8286 | 5486900.7426 | 5486900.7426 | 6655388.4938 | 3197528.562 | 0 | 15199022.1288 | 30538839.9272 | 3162277.6602 | 0.41878 | 36293.9317 | 72924.0712 | 739.9009 | 1486.6558
1 | 1500 | 707 | 0.035 | 15 | 15 | 7 | 4.217e-09 | 5spot_SharedNeighbor | CO2 | Porous | Wet | R245fa | MinimizeLCOE_Brownfield | IgnoreSilica | 69.8964 | 6.8386 | 0.10469 | 4 | 36294.0997 | 72924.4298 | 739.9043 | 1486.6631 | 33.7502 | 1.7018 | 38.4731 | 856987.3594 | 0 | 1968274.2778 | 0 | 0 | 0 | 0 | 1101852.0385 | 2866792.9833 | 1956645.1178 | 8750551.7768 | 961560.8286 | 5486900.7426 | 5486900.7426 | 6655388.4938 | 3197528.562 | 0 | 15199013.348 | 30538831.1465 | 4216965.0343 | 0.41877 | 36294.0997 | 72924.4298 | 739.9043 | 1486.6631
1 | 1500 | 707 | 0.035 | 15 | 15 | 7 | 5.6234e-09 | 5spot_SharedNeighbor | CO2 | Porous | Wet | R245fa | MinimizeLCOE_Brownfield | IgnoreSilica | 69.8964 | 6.8386 | 0.10469 | 4 | 36294.2258 | 72924.699 | 739.9069 | 1486.6686 | 33.7502 | 1.7018 | 38.3752 | 856986.2298 | 0 | 1968273.2806 | 0 | 0 | 0 | 0 | 1101851.2091 | 2866790.8252 | 1956643.6449 | 8750545.1896 | 961560.8286 | 5486900.7426 | 5486900.7426 | 6655388.4938 | 3197528.562 | 0 | 15199006.7608 | 30538824.5593 | 5623413.2519 | 0.41877 | 36294.2258 | 72924.699 | 739.9069 | 1486.6686
1 | 1500 | 707 | 0.035 | 15 | 15 | 7 | 7.4989e-09 | 5spot_SharedNeighbor | CO2 | Porous | Wet | R245fa | MinimizeLCOE_Brownfield | IgnoreSilica | 69.8964 | 6.8386 | 0.10469 | 4 | 36294.3204 | 72924.901 | 739.9088 | 1486.6727 | 33.7502 | 1.7018 | 39.1224 | 856985.3822 | 0 | 1968272.5329 | 0 | 0 | 0 | 0 | 1101850.5869 | 2866789.2065 | 1956642.54 | 8750540.2485 | 961560.8286 | 5486900.7426 | 5486900.7426 | 6655388.4938 | 3197528.562 | 0 | 15199001.8197 | 30538819.6181 | 7498942.0933 | 0.41877 | 36294.3204 | 72924.901 | 739.9088 | 1486.6727
1 | 1500 | 707 | 0.035 | 15 | 15 | 7 | 1e-08 | 5spot_SharedNeighbor | CO2 | Porous | Wet | R245fa | MinimizeLCOE_Brownfield | IgnoreSilica | 69.8964 | 6.8386 | 0.10469 | 4 | 36294.3914 | 72925.0526 | 739.9103 | 1486.6758 | 33.7501 | 1.7018 | 38.5979 | 856984.7464 | 0 | 1968271.9721 | 0 | 0 | 0 | 0 | 1101850.1202 | 2866787.9923 | 1956641.7113 | 8750536.5423 | 961560.8286 | 5486900.7426 | 5486900.7426 | 6655388.4938 | 3197528.562 | 0 | 15198998.1135 | 30538815.912 | 10000000 | 0.41877 | 36294.3914 | 72925.0526 | 739.9103 | 1486.6758
1 | 1600 | 707 | 0.035 | 15 | 15 | 7 | 1e-13 | 5spot_SharedNeighbor | CO2 | Porous | Wet | R245fa | MinimizeLCOE_Brownfield | IgnoreSilica | 0.40413 | 0.018895 | 0.00055683 | 4 | 3115237.4105 | 10301780.7488 | 63508.3283 | 210015.7348 | 32.7977 | 1.6624 | 15.458 | 19352.0062 | 0 | 22224.0335 | 0 | 0 | 0 | 0 | 16214.6555 | 42187.2075 | 28793.636 | 128771.5386 | 961560.8286 | 5848359.5185 | 5848359.5185 | 6843374.6835 | 3315138.9113 | 0 | 6938691.8857 | 22945564.999 | 100 | 0.0022273 | 3115237.4105 | 10301780.7488 | 63508.3283 | 210015.7348
1 | 1600 | 707 | 0.035 | 15 | 15 | 7 | 1.3335e-13 | 5spot_SharedNeighbor | CO2 | Porous | Wet | R245fa | MinimizeLCOE_Brownfield | IgnoreSilica | 0.55046 | 0.033378 | 0.00089523 | 4 | 1951736.9489 | 6421759.1693 | 39788.7976 | 130916.2467 | 33.7547 | 1.8138 | 11.7037 | 26400.8256 | 0 | 31433.947 | 0 | 0 | 0 | 0 | 22555.5613 | 58684.9437 | 40053.6799 | 179128.9575 | 961560.8286 | 5848359.5185 | 5848359.5185 | 6843374.6835 | 3315138.9113 | 0 | 6989049.3047 | 22995922.418 | 133.3521 | 0.0035809 | 1951736.9489 | 6421759.1693 | 39788.7976 | 130916.2467
1 | 1600 | 707 | 0.035 | 15 | 15 | 7 | 1.7783e-13 | 5spot_SharedNeighbor | CO2 | Porous | Wet | R245fa | MinimizeLCOE_Brownfield | IgnoreSilica | 0.75252 | 0.053283 | 0.0013571 | 4 | 1300321.0987 | 4248955.3128 | 26508.8044 | 86620.7012 | 34.5736 | 1.9325 | 18.0787 | 35256.1505 | 0 | 43407.4676 | 0 | 0 | 0 | 1719.3222 | 31349.3467 | 81564.5696 | 55669.4947 | 248966.3513 | 961560.8286 | 5848359.5185 | 5848359.5185 | 6843374.6835 | 3315138.9113 | 0 | 7058886.6985 | 23065759.8118 | 177.8279 | 0.0054286 | 1300321.0987 | 4248955.3128 | 26508.8044 | 86620.7012
1 | 1600 | 707 | 0.035 | 15 | 15 | 7 | 2.3714e-13 | 5spot_SharedNeighbor | CO2 | Porous | Wet | R245fa | MinimizeLCOE_Brownfield | IgnoreSilica | 1.0109 | 0.078998 | 0.0020013 | 4 | 891430.3587 | 2890961.0183 | 18173.0136 | 58936.1507 | 35.21 | 2.018 | 14.7129 | 45530.1709 | 0 | 57792.3934 | 0 | 0 | 0 | 2016.121 | 41082.0872 | 106887.1639 | 72952.6857 | 326260.622 | 961560.8286 | 5848359.5185 | 5848359.5185 | 6843374.6835 | 3315138.9113 | 0 | 7136180.9692 | 23143054.0825 | 237.1374 | 0.0080053 | 891430.3587 | 2890961.0183 | 18173.0136 | 58936.1507
1 | 1600 | 707 | 0.035 | 15 | 15 | 7 | 3.1623e-13 | 5spot_SharedNeighbor | CO2 | Porous | Wet | R245fa | MinimizeLCOE_Brownfield | IgnoreSilica | 1.3402 | 0.11197 | 0.0028897 | 4 | 624655.1615 | 2009470.2226 | 12734.4404 | 40965.7685 | 35.7085 | 2.081 | 50.4522 | 57455.7154 | 0 | 75041.2053 | 0 | 0 | 0 | 0 | 51673.7991 | 134444.6254 | 91761.2194 | 410376.5646 | 961560.8286 | 5848359.5185 | 5848359.5185 | 6843374.6835 | 3315138.9113 | 0 | 7220296.9118 | 23227170.0251 | 316.2278 | 0.011559 | 624655.1615 | 2009470.2226 | 12734.4404 | 40965.7685
1 | 1600 | 707 | 0.035 | 15 | 15 | 7 | 4.217e-13 | 5spot_SharedNeighbor | CO2 | Porous | Wet | R245fa | MinimizeLCOE_Brownfield | IgnoreSilica | 1.807 | 0.15835 | 0.0040623 | 4 | 452063.2815 | 1437152.8652 | 9215.9215 | 29298.3051 | 36.1313 | 2.1314 | 72.0254 | 72825.1633 | 0 | 98041.6111 | 0 | 0 | 0 | 2101.2649 | 67457.5353 | 175510.6694 | 119789.6382 | 535725.8821 | 961560.8286 | 5848359.5185 | 5848359.5185 | 6843374.6835 | 3315138.9113 | 0 | 7345646.2292 | 23352519.3425 | 421.6965 | 0.016249 | 452063.2815 | 1437152.8652 | 9215.9215 | 29298.3051
1 | 1600 | 707 | 0.035 | 15 | 15 | 7 | 5.6234e-13 | 5spot_SharedNeighbor | CO2 | Porous | Wet | R245fa | MinimizeLCOE_Brownfield | IgnoreSilica | 2.4099 | 0.21847 | 0.0056539 | 4 | 331054.1181 | 1038839.404 | 6748.986 | 21178.1464 | 36.4547 | 2.1682 | 99.6592 | 90886.7355 | 0 | 125959.4381 | 0 | 0 | 0 | 1738.7696 | 85248.1279 | 221798.1419 | 151381.7894 | 677013.0024 | 961560.8286 | 5848359.5185 | 5848359.5185 | 6843374.6835 | 3315138.9113 | 0 | 7486933.3495 | 23493806.4628 | 562.3413 | 0.022615 | 331054.1181 | 1038839.404 | 6748.986 | 21178.1464
1 | 1600 | 707 | 0.035 | 15 | 15 | 7 | 7.4989e-13 | 5spot_SharedNeighbor | CO2 | Porous | Wet | R245fa | MinimizeLCOE_Brownfield | IgnoreSilica | 3.2151 | 0.29874 | 0.0077821 | 4 | 246169.213 | 760390.9554 | 5018.4924 | 15501.5981 | 36.7085 | 2.196 | 19.7128 | 112887.2694 | 0 | 161057.0228 | 0 | 0 | 0 | 1435.3122 | 107398.0457 | 279427.6845 | 190715.1364 | 852920.4709 | 961560.8286 | 5848359.5185 | 5848359.5185 | 6843374.6835 | 3315138.9113 | 0 | 7662840.8181 | 23669713.9314 | 749.8942 | 0.031128 | 246169.213 | 760390.9554 | 5018.4924 | 15501.5981
1 | 1600 | 707 | 0.035 | 15 | 15 | 7 | 1e-12 | 5spot_SharedNeighbor | CO2 | Porous | Wet | R245fa | MinimizeLCOE_Brownfield | IgnoreSilica | 4.2823 | 0.40512 | 0.010624 | 4 | 185341.4929 | 561995.4915 | 3778.437 | 11457.0383 | 36.9051 | 2.2169 | 18.8797 | 139521.6388 | 0 | 204860.7186 | 0 | 0 | 0 | 0 | 134309.1194 | 349444.778 | 238503.2414 | 1066639.4962 | 961560.8286 | 5848359.5185 | 5848359.5185 | 6843374.6835 | 3315138.9113 | 0 | 7876559.8433 | 23883432.9567 | 1000 | 0.042498 | 185341.4929 | 561995.4915 | 3778.437 | 11457.0383
1 | 1600 | 707 | 0.035 | 15 | 15 | 7 | 1.3335e-12 | 5spot_SharedNeighbor | CO2 | Porous | Wet | R245fa | MinimizeLCOE_Brownfield | IgnoreSilica | 5.7218 | 0.54864 | 0.014415 | 4 | 141391.8069 | 419007.9265 | 2882.4632 | 8542.0433 | 37.0531 | 2.2319 | 22.1543 | 172338.3189 | 0 | 260570.4271 | 0 | 0 | 0 | 536.7672 | 169043.7502 | 439817.1623 | 300184.2506 | 1342490.6763 | 961560.8286 | 5848359.5185 | 5848359.5185 | 6843374.6835 | 3315138.9113 | 0 | 8152411.0235 | 24159284.1368 | 1333.5214 | 0.057658 | 141391.8069 | 419007.9265 | 2882.4632 | 8542.0433
1 | 1600 | 707 | 0.035 | 15 | 15 | 7 | 1.7783e-12 | 5spot_SharedNeighbor | CO2 | Porous | Wet | R245fa | MinimizeLCOE_Brownfield | IgnoreSilica | 7.6339 | 0.73922 | 0.019455 | 4 | 109124.6325 | 314814.4792 | 2224.6532 | 6417.919 | 37.1641 | 2.2428 | 21.7141 | 212204.5686 | 0 | 330278.7938 | 0 | 0 | 0 | 644.8777 | 211820.0137 | 551112.2253 | 376145.418 | 1682205.897 | 961560.8286 | 5848359.5185 | 5848359.5185 | 6843374.6835 | 3315138.9113 | 0 | 8492126.2442 | 24498999.3575 | 1778.2794 | 0.07782 | 109124.6325 | 314814.4792 | 2224.6532 | 6417.919
1 | 1600 | 707 | 0.035 | 15 | 15 | 7 | 2.3714e-12 | 5spot_SharedNeighbor | CO2 | Porous | Wet | R245fa | MinimizeLCOE_Brownfield | IgnoreSilica | 10.1749 | 0.99243 | 0.02615 | 4 | 85188.5987 | 238217.4679 | 1736.6848 | 4856.3853 | 37.2431 | 2.2502 | 21.2102 | 260684.6113 | 0 | 417605.5989 | 0 | 0 | 0 | 0 | 264533.182 | 688261.0763 | 469752.3269 | 2100836.7955 | 961560.8286 | 5848359.5185 | 5848359.5185 | 6843374.6835 | 3315138.9113 | 0 | 8910757.1426 | 24917630.2559 | 2371.3737 | 0.1046 | 85188.5987 | 238217.4679 | 1736.6848 | 4856.3853
1 | 1600 | 707 | 0.035 | 15 | 15 | 7 | 3.1623e-12 | 5spot_SharedNeighbor | CO2 | Porous | Wet | R245fa | MinimizeLCOE_Brownfield | IgnoreSilica | 13.5707 | 1.331 | 0.035012 | 4 | 67395.3912 | 181690.6086 | 1373.9462 | 3704.0088 | 37.2893 | 2.2533 | 20.5229 | 319926.6882 | 0 | 527766.0853 | 0 | 0 | 0 | 1027.7619 | 331001.0088 | 861196.7273 | 587784.4622 | 2628702.7338 | 961560.8286 | 5848359.5185 | 5848359.5185 | 6843374.6835 | 3315138.9113 | 0 | 9438623.081 | 25445496.1943 | 3162.2777 | 0.14005 | 67395.3912 | 181690.6086 | 1373.9462 | 3704.0088
1 | 1600 | 707 | 0.035 | 15 | 15 | 7 | 4.217e-12 | 5spot_SharedNeighbor | CO2 | Porous | Wet | R245fa | MinimizeLCOE_Brownfield | IgnoreSilica | 18.0601 | 1.7783 | 0.046667 | 4 | 54013.0398 | 139762.8365 | 1101.1289 | 2849.2545 | 37.3068 | 2.2529 | 26.6318 | 391527.1451 | 0 | 665108.2223 | 0 | 0 | 0 | 0 | 412087.7933 | 1072167.9073 | 731776.6276 | 3272667.6954 | 961560.8286 | 5848359.5185 | 5848359.5185 | 6843374.6835 | 3315138.9113 | 0 | 10082588.0426 | 26089461.1559 | 4216.965 | 0.18667 | 54013.0398 | 139762.8365 | 1101.1289 | 2849.2545
1 | 1600 | 707 | 0.035 | 15 | 15 | 7 | 5.6234e-12 | 5spot_SharedNeighbor | CO2 | Porous | Wet | R245fa | MinimizeLCOE_Brownfield | IgnoreSilica | 24.0311 | 2.3737 | 0.061847 | 4 | 44004.064 | 108707.9122 | 897.0824 | 2216.1578 | 37.2808 | 2.2459 | 22.1419 | 478280.7104 | 0 | 837756.4841 | 0 | 0 | 0 | 0 | 513254.5059 | 1335382.9413 | 911426.2968 | 4076100.9385 | 961560.8286 | 5848359.5185 | 5848359.5185 | 6843374.6835 | 3315138.9113 | 0 | 10886021.2856 | 26892894.3989 | 5623.4133 | 0.24739 | 44004.064 | 108707.9122 | 897.0824 | 2216.1578
1 | 1600 | 707 | 0.035 | 15 | 15 | 7 | 7.4989e-12 | 5spot_SharedNeighbor | CO2 | Porous | Wet | R245fa | MinimizeLCOE_Brownfield | IgnoreSilica | 31.8922 | 3.1573 | 0.081207 | 4 | 36548.1613 | 85826.3881 | 745.0837 | 1749.687 | 37.1998 | 2.2305 | 22.1795 | 581843.0534 | 0 | 1052472.7087 | 0 | 0 | 0 | 0 | 637383.1472 | 1658340.2038 | 1131851.2646 | 5061890.3777 | 961560.8286 | 5848359.5185 | 5848359.5185 | 6843374.6835 | 3315138.9113 | 0 | 11871810.7248 | 27878683.8381 | 7498.9421 | 0.32483 | 36548.1613 | 85826.3881 | 745.0837 | 1749.687
1 | 1600 | 707 | 0.035 | 15 | 15 | 7 | 1e-11 | 5spot_SharedNeighbor | CO2 | Porous | Wet | R245fa | MinimizeLCOE_Brownfield | IgnoreSilica | 42.1869 | 4.1837 | 0.10505 | 4 | 31112.3566 | 69207.5212 | 634.2675 | 1410.8889 | 37.0264 | 2.2004 | 26.8293 | 703470.1492 | 0 | 1318614.1703 | 0 | 0 | 0 | 0 | 788612.8846 | 2051808.959 | 1400401.775 | 6262907.9381 | 961560.8286 | 5848359.5185 | 5848359.5185 | 6843374.6835 | 3315138.9113 | 0 | 13072828.2852 | 29079701.3985 | 10000 | 0.42018 | 31112.3566 | 69207.5212 | 634.2675 | 1410.8889
1 | 1600 | 707 | 0.035 | 15 | 15 | 7 | 1.3335e-11 | 5spot_SharedNeighbor | CO2 | Porous | Wet | R245fa | MinimizeLCOE_Brownfield | IgnoreSilica | 55.4421 | 5.5029 | 0.13233 | 4 | 27399.8022 | 57640.0397 | 558.582 | 1175.0702 | 36.7028 | 2.1466 | 20.0917 | 840966.6511 | 0 | 1642989.8281 | 0 | 0 | 0 | 0 | 968743.0269 | 2520470.6395 | 1720273.0019 | 7693443.1475 | 961560.8286 | 5848359.5185 | 5848359.5185 | 6843374.6835 | 3315138.9113 | 0 | 14503363.4947 | 30510236.608 | 13335.2143 | 0.52932 | 27399.8022 | 57640.0397 | 558.582 | 1175.0702
1 | 1600 | 707 | 0.035 | 15 | 15 | 7 | 1.7783e-11 | 5spot_SharedNeighbor | CO2 | Porous | Wet | R245fa | MinimizeLCOE_Brownfield | IgnoreSilica | 72.1675 | 7.1602 | 0.15899 | 4 | 25403.0615 | 50573.3038 | 517.8758 | 1031.0052 | 36.1199 | 2.0526 | 29.6172 | 986385.8604 | 0 | 2030807.4186 | 0 | 0 | 0 | 0 | 1176705.3788 | 3061546.0202 | 2089568.0673 | 9345012.7454 | 961560.8286 | 5848359.5185 | 5848359.5185 | 6843374.6835 | 3315138.9113 | 0 | 16154933.0925 | 32161806.2058 | 17782.7941 | 0.63594 | 25403.0615 | 50573.3038 | 517.8758 | 1031.0052
1 | 1600 | 707 | 0.035 | 15 | 15 | 7 | 2.3714e-11 | 5spot_SharedNeighbor | CO2 | Porous | Wet | R245fa | MinimizeLCOE_Brownfield | IgnoreSilica | 81.1144 | 8.0402 | 0.16861 | 4 | 25166.6341 | 48900.2641 | 513.0559 | 996.898 | 35.7226 | 1.9897 | 35.0384 | 1051254.5108 | 0 | 2230177.1089 | 0 | 0 | 0 | 0 | 1279758.3317 | 3329668.6645 | 2272567.2814 | 10163425.8972 | 961560.8286 | 5848359.5185 | 5848359.5185 | 6843374.6835 | 3315138.9113 | 0 | 16973346.2444 | 32980219.3577 | 23713.7371 | 0.67444 | 25166.6341 | 48900.2641 | 513.0559 | 996.898
1 | 1600 | 707 | 0.035 | 15 | 15 | 7 | 3.1623e-11 | 5spot_SharedNeighbor | CO2 | Porous | Wet | R245fa | MinimizeLCOE_Brownfield | IgnoreSilica | 81.0024 | 8.0279 | 0.16841 | 4 | 25179.4954 | 48941.6168 | 513.3181 | 997.7411 | 35.7233 | 1.99 | 35.1468 | 1050225.9344 | 0 | 2227432.1022 | 0 | 0 | 0 | 0 | 1278286.6343 | 3325839.6097 | 2269953.8728 | 10151738.1534 | 961560.8286 | 5848359.5185 | 5848359.5185 | 6843374.6835 | 3315138.9113 | 0 | 16961658.5005 | 32968531.6139 | 31622.7766 | 0.67363 | 25179.4954 | 48941.6168 | 513.3181 | 997.7411
1 | 1600 | 707 | 0.035 | 15 | 15 | 7 | 4.217e-11 | 5spot_SharedNeighbor | CO2 | Porous | Wet | R245fa | MinimizeLCOE_Brownfield | IgnoreSilica | 80.9124 | 8.0181 | 0.16825 | 4 | 25189.7804 | 48974.7554 | 513.5277 | 998.4166 | 35.7239 | 1.9902 | 30.0314 | 1049401.2807 | 0 | 2225229.5982 | 0 | 0 | 0 | 0 | 1277106.0428 | 3322767.9529 | 2267857.4039 | 10142362.2786 | 961560.8286 | 5848359.5185 | 5848359.5185 | 6843374.6835 | 3315138.9113 | 0 | 16952282.6257 | 32959155.739 | 42169.6503 | 0.67298 | 25189.7804 | 48974.7554 | 513.5277 | 998.4166
1 | 1600 | 707 | 0.035 | 15 | 15 | 7 | 5.6234e-11 | 5spot_SharedNeighbor | CO2 | Porous | Wet | R245fa | MinimizeLCOE_Brownfield | IgnoreSilica | 80.8346 | 8.0096 | 0.16811 | 4 | 25197.9435 | 49001.8502 | 513.6942 | 998.969 | 35.7247 | 1.9904 | 31.5585 | 1048704.9211 | 0 | 2223345.2321 | 0 | 0 | 0 | 0 | 1276099.5597 | 3320149.2904 | 2266070.113 | 10134369.1164 | 961560.8286 | 5848359.5185 | 5848359.5185 | 6843374.6835 | 3315138.9113 | 0 | 16944289.4635 | 32951162.5768 | 56234.1325 | 0.67245 | 25197.9435 | 49001.8502 | 513.6942 | 998.969
1 | 1600 | 707 | 0.035 | 15 | 15 | 7 | 7.4989e-11 | 5spot_SharedNeighbor | CO2 | Porous | Wet | R245fa | MinimizeLCOE_Brownfield | IgnoreSilica | 80.766 | 8.0023 | 0.168 | 4 | 25204.3597 | 49024.0662 | 513.825 | 999.4219 | 35.7257 | 1.9906 | 33.3119 | 1048108.6207 | 0 | 2221704.845 | 0 | 0 | 0 | 0 | 1275227.2516 | 3317879.7237 | 2264521.087 | 10127441.5281 | 961560.8286 | 5848359.5185 | 5848359.5185 | 6843374.6835 | 3315138.9113 | 0 | 16937361.8753 | 32944234.9886 | 74989.4209 | 0.672 | 25204.3597 | 49024.0662 | 513.825 | 999.4219
1 | 1600 | 707 | 0.035 | 15 | 15 | 7 | 1e-10 | 5spot_SharedNeighbor | CO2 | Porous | Wet | R245fa | MinimizeLCOE_Brownfield | IgnoreSilica | 80.7271 | 7.998 | 0.16793 | 4 | 25209.3553 | 49039.5463 | 513.9268 | 999.7375 | 35.7258 | 1.9907 | 31.931 | 1047742.9484 | 0 | 2220747.9229 | 0 | 0 | 0 | 0 | 1274711.4398 | 3316537.6871 | 2263605.1195 | 10123345.1178 | 961560.8286 | 5848359.5185 | 5848359.5185 | 6843374.6835 | 3315138.9113 | 0 | 16933265.4649 | 32940138.5782 | 100000 | 0.67171 | 25209.3553 | 49039.5463 | 513.9268 | 999.7375
1 | 1600 | 707 | 0.035 | 15 | 15 | 7 | 1.3335e-10 | 5spot_SharedNeighbor | CO2 | Porous | Wet | R245fa | MinimizeLCOE_Brownfield | IgnoreSilica | 80.6929 | 7.9943 | 0.16787 | 4 | 25213.213 | 49052.0263 | 514.0055 | 999.9919 | 35.726 | 1.9907 | 35.0995 | 1047432.4065 | 0 | 2219917.3992 | 0 | 0 | 0 | 0 | 1274266.4242 | 3315379.8479 | 2262814.8704 | 10119810.9483 | 961560.8286 | 5848359.5185 | 5848359.5185 | 6843374.6835 | 3315138.9113 | 0 | 16929731.2955 | 32936604.4088 | 133352.1432 | 0.67146 | 25213.213 | 49052.0263 | 514.0055 | 999.9919
1 | 1600 | 707 | 0.035 | 15 | 15 | 7 | 1.7783e-10 | 5spot_SharedNeighbor | CO2 | Porous | Wet | R245fa | MinimizeLCOE_Brownfield | IgnoreSilica | 80.654 | 7.9902 | 0.16781 | 4 | 25216.1725 | 49063.1791 | 514.0658 | 1000.2193 | 35.7268 | 1.9909 | 33.8454 | 1047109.1544 | 0 | 2219003.9748 | 0 | 0 | 0 | 0 | 1273784.1204 | 3314124.9922 | 2261958.4056 | 10115980.6474 | 961560.8286 | 5848359.5185 | 5848359.5185 | 6843374.6835 | 3315138.9113 | 0 | 16925900.9945 | 32932774.1078 | 177827.941 | 0.67123 | 25216.1725 | 49063.1791 | 514.0658 | 1000.2193
1 | 1600 | 707 | 0.035 | 15 | 15 | 7 | 2.3714e-10 | 5spot_SharedNeighbor | CO2 | Porous | Wet | R245fa | MinimizeLCOE_Brownfield | IgnoreSilica | 80.6345 | 7.9881 | 0.16777 | 4 | 25218.4303 | 49070.4038 | 514.1118 | 1000.3666 | 35.727 | 1.9909 | 32.7835 | 1046931.9017 | 0 | 2218532.4557 | 0 | 0 | 0 | 0 | 1273531.0994 | 3313466.6834 | 2261509.0964 | 10113971.2366 | 961560.8286 | 5848359.5185 | 5848359.5185 | 6843374.6835 | 3315138.9113 | 0 | 16923891.5838 | 32930764.6971 | 237137.3706 | 0.67109 | 25218.4303 | 49070.4038 | 514.1118 | 1000.3666
1 | 1600 | 707 | 0.035 | 15 | 15 | 7 | 3.1623e-10 | 5spot_SharedNeighbor | CO2 | Porous | Wet | R245fa | MinimizeLCOE_Brownfield | IgnoreSilica | 80.6345 | 7.988 | 0.16776 | 4 | 25220.146 | 49074.0382 | 514.1468 | 1000.4406 | 35.7264 | 1.9909 | 32.7388 | 1046897.281 | 0 | 2218499.2853 | 0 | 0 | 0 | 0 | 1273504.6609 | 3313397.8959 | 2261462.1474 | 10113761.2705 | 961560.8286 | 5848359.5185 | 5848359.5185 | 6843374.6835 | 3315138.9113 | 0 | 16923681.6177 | 32930554.731 | 316227.766 | 0.67104 | 25220.146 | 49074.0382 | 514.1468 | 1000.4406
1 | 1600 | 707 | 0.035 | 15 | 15 | 7 | 4.217e-10 | 5spot_SharedNeighbor | CO2 | Porous | Wet | R245fa | MinimizeLCOE_Brownfield | IgnoreSilica | 80.6151 | 7.986 | 0.16773 | 4 | 25221.4453 | 49079.2303 | 514.1733 | 1000.5465 | 35.7269 | 1.991 | 31.961 | 1046739.5587 | 0 | 2218046.881 | 0 | 0 | 0 | 0 | 1273266.7115 | 3312778.8003 | 2261039.602 | 10111871.5535 | 961560.8286 | 5848359.5185 | 5848359.5185 | 6843374.6835 | 3315138.9113 | 0 | 16921791.9007 | 32928665.014 | 421696.5034 | 0.67093 | 25221.4453 | 49079.2303 | 514.1733 | 1000.5465
1 | 1600 | 707 | 0.035 | 15 | 15 | 7 | 5.6234e-10 | 5spot_SharedNeighbor | CO2 | Porous | Wet | R245fa | MinimizeLCOE_Brownfield | IgnoreSilica | 80.5956 | 7.984 | 0.16771 | 4 | 25222.4274 | 49083.751 | 514.1933 | 1000.6387 | 35.7274 | 1.9911 | 30.8597 | 1046588.2607 | 0 | 2217600.6911 | 0 | 0 | 0 | 0 | 1273033.6912 | 3312172.5294 | 2260625.8097 | 10110020.9821 | 961560.8286 | 5848359.5185 | 5848359.5185 | 6843374.6835 | 3315138.9113 | 0 | 16919941.3292 | 32926814.4425 | 562341.3252 | 0.67083 | 25222.4274 | 49083.751 | 514.1933 | 1000.6387
1 | 1600 | 707 | 0.035 | 15 | 15 | 7 | 7.4989e-10 | 5spot_SharedNeighbor | CO2 | Porous | Wet | R245fa | MinimizeLCOE_Brownfield | IgnoreSilica | 80.6003 | 7.9844 | 0.16771 | 4 | 25223.1676 | 49084.7366 | 514.2084 | 1000.6587 | 35.727 | 1.991 | 36.2859 | 1046604.7194 | 0 | 2217688.3725 | 0 | 0 | 0 | 0 | 1273074.3058 | 3312278.2003 | 2260697.9322 | 10110343.5301 | 961560.8286 | 5848359.5185 | 5848359.5185 | 6843374.6835 | 3315138.9113 | 0 | 16920263.8772 | 32927136.9905 | 749894.2093 | 0.67082 | 25223.1676 | 49084.7366 | 514.2084 | 1000.6587
1 | 1600 | 707 | 0.035 | 15 | 15 | 7 | 1e-09 | 5spot_SharedNeighbor | CO2 | Porous | Wet | R245fa | MinimizeLCOE_Brownfield | IgnoreSilica | 80.6003 | 7.9843 | 0.1677 | 4 | 25223.7254 | 49085.9172 | 514.2198 | 1000.6828 | 35.7268 | 1.991 | 36.6997 | 1046593.5288 | 0 | 2217677.7895 | 0 | 0 | 0 | 0 | 1273065.8141 | 3312256.1067 | 2260682.8529 | 10110276.092 | 961560.8286 | 5848359.5185 | 5848359.5185 | 6843374.6835 | 3315138.9113 | 0 | 16920196.4392 | 32927069.5525 | 1000000 | 0.6708 | 25223.7254 | 49085.9172 | 514.2198 | 1000.6828
1 | 1600 | 707 | 0.035 | 15 | 15 | 7 | 1.3335e-09 | 5spot_SharedNeighbor | CO2 | Porous | Wet | R245fa | MinimizeLCOE_Brownfield | IgnoreSilica | 80.5808 | 7.9824 | 0.16768 | 4 | 25224.1451 | 49089.2471 | 514.2283 | 1000.7507 | 35.7275 | 1.9911 | 34.8146 | 1046453.5695 | 0 | 2217242.4414 | 0 | 0 | 0 | 0 | 1272841.4443 | 3311672.3423 | 2260284.4217 | 10108494.2192 | 961560.8286 | 5848359.5185 | 5848359.5185 | 6843374.6835 | 3315138.9113 | 0 | 16918414.5663 | 32925287.6796 | 1333521.4322 | 0.67072 | 25224.1451 | 49089.2471 | 514.2283 | 1000.7507
1 | 1600 | 707 | 0.035 | 15 | 15 | 7 | 1.7783e-09 | 5spot_SharedNeighbor | CO2 | Porous | Wet | R245fa | MinimizeLCOE_Brownfield | IgnoreSilica | 80.5808 | 7.9823 | 0.16768 | 4 | 25224.4603 | 49089.9142 | 514.2347 | 1000.7643 | 35.7274 | 1.9911 | 34.7118 | 1046447.2532 | 0 | 2217236.4848 | 0 | 0 | 0 | 0 | 1272836.6578 | 3311659.889 | 2260275.922 | 10108456.2069 | 961560.8286 | 5848359.5185 | 5848359.5185 | 6843374.6835 | 3315138.9113 | 0 | 16918376.5541 | 32925249.6674 | 1778279.41 | 0.67071 | 25224.4603 | 49089.9142 | 514.2347 | 1000.7643
1 | 1600 | 707 | 0.035 | 15 | 15 | 7 | 2.3714e-09 | 5spot_SharedNeighbor | CO2 | Porous | Wet | R245fa | MinimizeLCOE_Brownfield | IgnoreSilica | 80.5808 | 7.9823 | 0.16768 | 4 | 25224.6972 | 49090.4154 | 514.2396 | 1000.7745 | 35.7274 | 1.9911 | 34.7646 | 1046442.5092 | 0 | 2217232.0149 | 0 | 0 | 0 | 0 | 1272833.0644 | 3311650.5396 | 2260269.5409 | 10108427.6689 | 961560.8286 | 5848359.5185 | 5848359.5185 | 6843374.6835 | 3315138.9113 | 0 | 16918348.016 | 32925221.1293 | 2371373.7057 | 0.67071 | 25224.6972 | 49090.4154 | 514.2396 | 1000.7745
1 | 1600 | 707 | 0.035 | 15 | 15 | 7 | 3.1623e-09 | 5spot_SharedNeighbor | CO2 | Porous | Wet | R245fa | MinimizeLCOE_Brownfield | IgnoreSilica | 80.5808 | 7.9823 | 0.16768 | 4 | 25224.8751 | 49090.7918 | 514.2432 | 1000.7822 | 35.7273 | 1.9911 | 34.7528 | 1046438.9474 | 0 | 2217228.6612 | 0 | 0 | 0 | 0 | 1272830.3673 | 3311643.5224 | 2260264.7515 | 10108406.2498 | 961560.8286 | 5848359.5185 | 5848359.5185 | 6843374.6835 | 3315138.9113 | 0 | 16918326.597 | 32925199.7103 | 3162277.6602 | 0.6707 | 25224.8751 | 49090.7918 | 514.2432 | 1000.7822
1 | 1600 | 707 | 0.035 | 15 | 15 | 7 | 4.217e-09 | 5spot_SharedNeighbor | CO2 | Porous | Wet | R245fa | MinimizeLCOE_Brownfield | IgnoreSilica | 80.5808 | 7.9823 | 0.16767 | 4 | 25225.0086 | 49091.0744 | 514.2459 | 1000.788 | 35.7272 | 1.991 | 34.5054 | 1046436.2741 | 0 | 2217226.1452 | 0 | 0 | 0 | 0 | 1272828.3435 | 3311638.2569 | 2260261.1577 | 10108390.1774 | 961560.8286 | 5848359.5185 | 5848359.5185 | 6843374.6835 | 3315138.9113 | 0 | 16918310.5246 | 32925183.6379 | 4216965.0343 | 0.6707 | 25225.0086 | 49091.0744 | 514.2459 | 1000.788
1 | 1600 | 707 | 0.035 | 15 | 15 | 7 | 5.6234e-09 | 5spot_SharedNeighbor | CO2 | Porous | Wet | R245fa | MinimizeLCOE_Brownfield | IgnoreSilica | 80.5808 | 7.9823 | 0.16767 | 4 | 25225.1088 | 49091.2864 | 514.248 | 1000.7923 | 35.7272 | 1.991 | 34.6481 | 1046434.268 | 0 | 2217224.258 | 0 | 0 | 0 | 0 | 1272826.8252 | 3311634.3064 | 2260258.4614 | 10108378.1189 | 961560.8286 | 5848359.5185 | 5848359.5185 | 6843374.6835 | 3315138.9113 | 0 | 16918298.4661 | 32925171.5794 | 5623413.2519 | 0.67069 | 25225.1088 | 49091.2864 | 514.248 | 1000.7923
1 | 1600 | 707 | 0.035 | 15 | 15 | 7 | 7.4989e-09 | 5spot_SharedNeighbor | CO2 | Porous | Wet | R245fa | MinimizeLCOE_Brownfield | IgnoreSilica | 80.5808 | 7.9823 | 0.16767 | 4 | 25225.184 | 49091.4456 | 514.2495 | 1000.7955 | 35.7272 | 1.991 | 35.3288 | 1046432.7629 | 0 | 2217222.8425 | 0 | 0 | 0 | 0 | 1272825.6861 | 3311631.3428 | 2260256.4387 | 10108369.0731 | 961560.8286 | 5848359.5185 | 5848359.5185 | 6843374.6835 | 3315138.9113 | 0 | 16918289.4202 | 32925162.5335 | 7498942.0933 | 0.67069 | 25225.184 | 49091.4456 | 514.2495 | 1000.7955
1 | 1600 | 707 | 0.035 | 15 | 15 | 7 | 1e-08 | 5spot_SharedNeighbor | CO2 | Porous | Wet | R245fa | MinimizeLCOE_Brownfield | IgnoreSilica | 80.5808 | 7.9823 | 0.16767 | 4 | 25225.2405 | 49091.565 | 514.2506 | 1000.798 | 35.7272 | 1.991 | 34.7295 | 1046431.6339 | 0 | 2217221.7808 | 0 | 0 | 0 | 0 | 1272824.8317 | 3311629.1199 | 2260254.9215 | 10108362.2878 | 961560.8286 | 5848359.5185 | 5848359.5185 | 6843374.6835 | 3315138.9113 | 0 | 16918282.6349 | 32925155.7482 | 10000000 | 0.67069 | 25225.2405 | 49091.565 | 514.2506 | 1000.798
1 | 1700 | 707 | 0.035 | 15 | 15 | 7 | 1e-13 | 5spot_SharedNeighbor | CO2 | Porous | Wet | R245fa | MinimizeLCOE_Brownfield | IgnoreSilica | 0.38468 | 0.014402 | 0.00059459 | 4 | 3072793.7916 | 10089295.6504 | 62643.0577 | 205683.9386 | 33.7889 | 1.8955 | 13.8171 | 19572.7694 | 0 | 19923.1953 | 0 | 0 | 0 | 2780.5126 | 16487.8261 | 42897.9415 | 29278.7265 | 130940.9714 | 961560.8286 | 6215678.3853 | 6215678.3853 | 7036927.9594 | 3435093.2969 | 0 | 7308180.1854 | 23995879.8271 | 100 | 0.0023784 | 3072793.7916 | 10089295.6504 | 62643.0577 | 205683.9386
1 | 1700 | 707 | 0.035 | 15 | 15 | 7 | 1.3335e-13 | 5spot_SharedNeighbor | CO2 | Porous | Wet | R245fa | MinimizeLCOE_Brownfield | IgnoreSilica | 0.51619 | 0.027524 | 0.00098201 | 4 | 1872457.6216 | 6120791.4338 | 38172.5813 | 124780.6124 | 34.9647 | 2.072 | 14.7238 | 26607.1291 | 0 | 28319.4682 | 0 | 0 | 0 | 2505.592 | 22398.5538 | 58276.4425 | 39774.8695 | 177882.0552 | 961560.8286 | 6215678.3853 | 6215678.3853 | 7036927.9594 | 3435093.2969 | 0 | 7355121.2691 | 24042820.9109 | 133.3521 | 0.0039281 | 1872457.6216 | 6120791.4338 | 38172.5813 | 124780.6124
1 | 1700 | 707 | 0.035 | 15 | 15 | 7 | 1.7783e-13 | 5spot_SharedNeighbor | CO2 | Porous | Wet | R245fa | MinimizeLCOE_Brownfield | IgnoreSilica | 0.67936 | 0.044217 | 0.0015313 | 4 | 1208846.3515 | 3933237.177 | 24643.968 | 80184.3599 | 35.9069 | 2.2043 | 19.2018 | 34674.0204 | 0 | 38230.9975 | 0 | 0 | 0 | 483.3053 | 28621.4461 | 74467.1316 | 50825.3475 | 227302.2483 | 961560.8286 | 6215678.3853 | 6215678.3853 | 7036927.9594 | 3435093.2969 | 0 | 7404541.4623 | 24092241.104 | 177.8279 | 0.0061253 | 1208846.3515 | 3933237.177 | 24643.968 | 80184.3599
1 | 1700 | 707 | 0.035 | 15 | 15 | 7 | 2.3714e-13 | 5spot_SharedNeighbor | CO2 | Porous | Wet | R245fa | MinimizeLCOE_Brownfield | IgnoreSilica | 0.91829 | 0.06834 | 0.0022987 | 4 | 813386.5608 | 2628267.3464 | 16581.9852 | 53580.7849 | 36.7829 | 2.3183 | 14.1827 | 45491.6925 | 0 | 51946.9921 | 0 | 0 | 0 | 0 | 38001.087 | 98871.0332 | 67481.5118 | 301792.3165 | 961560.8286 | 6215678.3853 | 6215678.3853 | 7036927.9594 | 3435093.2969 | 0 | 7479031.5305 | 24166731.1722 | 237.1374 | 0.0091949 | 813386.5608 | 2628267.3464 | 16581.9852 | 53580.7849
1 | 1700 | 707 | 0.035 | 15 | 15 | 7 | 3.1623e-13 | 5spot_SharedNeighbor | CO2 | Porous | Wet | R245fa | MinimizeLCOE_Brownfield | IgnoreSilica | 1.243 | 0.10111 | 0.0033475 | 4 | 565945.9293 | 1812243.9146 | 11537.5733 | 36945.0434 | 37.5078 | 2.4064 | 46.3604 | 58851.0996 | 0 | 69451.6558 | 0 | 0 | 0 | 1060.9373 | 50451.8402 | 131265.339 | 89591.2911 | 400672.163 | 961560.8286 | 6215678.3853 | 6215678.3853 | 7036927.9594 | 3435093.2969 | 0 | 7577911.377 | 24265611.0187 | 316.2278 | 0.01339 | 565945.9293 | 1812243.9146 | 11537.5733 | 36945.0434
1 | 1700 | 707 | 0.035 | 15 | 15 | 7 | 4.217e-13 | 5spot_SharedNeighbor | CO2 | Porous | Wet | R245fa | MinimizeLCOE_Brownfield | IgnoreSilica | 1.6709 | 0.14445 | 0.0047663 | 4 | 403639.7572 | 1278938.294 | 8228.7424 | 26072.887 | 38.079 | 2.4716 | 67.129 | 74836.8306 | 0 | 91112.06 | 0 | 0 | 0 | 1365.1797 | 65252.4875 | 169773.5872 | 115873.9618 | 518214.1069 | 961560.8286 | 6215678.3853 | 6215678.3853 | 7036927.9594 | 3435093.2969 | 0 | 7695453.3208 | 24383152.9625 | 421.6965 | 0.019065 | 403639.7572 | 1278938.294 | 8228.7424 | 26072.887
1 | 1700 | 707 | 0.035 | 15 | 15 | 7 | 5.6234e-13 | 5spot_SharedNeighbor | CO2 | Porous | Wet | R245fa | MinimizeLCOE_Brownfield | IgnoreSilica | 2.2349 | 0.20169 | 0.0066747 | 4 | 293513.3598 | 918550.0049 | 5983.6668 | 18725.8843 | 38.5276 | 2.5203 | 89.3811 | 94009.7989 | 0 | 117947.9626 | 0 | 0 | 0 | 876.5319 | 83005.3745 | 215962.9576 | 147399.1562 | 659201.7817 | 961560.8286 | 6215678.3853 | 6215678.3853 | 7036927.9594 | 3435093.2969 | 0 | 7836440.9957 | 24524140.6374 | 562.3413 | 0.026699 | 293513.3598 | 918550.0049 | 5983.6668 | 18725.8843
1 | 1700 | 707 | 0.035 | 15 | 15 | 7 | 7.4989e-13 | 5spot_SharedNeighbor | CO2 | Porous | Wet | R245fa | MinimizeLCOE_Brownfield | IgnoreSilica | 2.9936 | 0.27866 | 0.0092321 | 4 | 217060.7854 | 668953.4831 | 4425.0777 | 13637.5216 | 38.8832 | 2.5572 | 18.1938 | 117504.5158 | 0 | 151896.0478 | 0 | 0 | 0 | 1316.8448 | 105579.7893 | 274696.9544 | 187486.3158 | 838480.4679 | 961560.8286 | 6215678.3853 | 6215678.3853 | 7036927.9594 | 3435093.2969 | 0 | 8015719.6819 | 24703419.3236 | 749.8942 | 0.036928 | 217060.7854 | 668953.4831 | 4425.0777 | 13637.5216
1 | 1700 | 707 | 0.035 | 15 | 15 | 7 | 1e-12 | 5spot_SharedNeighbor | CO2 | Porous | Wet | R245fa | MinimizeLCOE_Brownfield | IgnoreSilica | 4.0045 | 0.38126 | 0.012651 | 4 | 162785.2525 | 492562.5873 | 3318.5976 | 10041.5546 | 39.1584 | 2.5848 | 22.2315 | 146048.6862 | 0 | 194449.9914 | 0 | 0 | 0 | 1795.4269 | 133494.7008 | 347325.828 | 237057.0144 | 1060171.6478 | 961560.8286 | 6215678.3853 | 6215678.3853 | 7036927.9594 | 3435093.2969 | 0 | 8237410.8618 | 24925110.5035 | 1000 | 0.050603 | 162785.2525 | 492562.5873 | 3318.5976 | 10041.5546
1 | 1700 | 707 | 0.035 | 15 | 15 | 7 | 1.3335e-12 | 5spot_SharedNeighbor | CO2 | Porous | Wet | R245fa | MinimizeLCOE_Brownfield | IgnoreSilica | 5.3487 | 0.51774 | 0.017213 | 4 | 123604.1664 | 365974.8962 | 2519.8381 | 7460.8933 | 39.3685 | 2.6051 | 24.5823 | 180706.9314 | 0 | 247724.4859 | 0 | 0 | 0 | 1998.2476 | 167867.5693 | 436756.981 | 298095.614 | 1333149.8291 | 961560.8286 | 6215678.3853 | 6215678.3853 | 7036927.9594 | 3435093.2969 | 0 | 8510389.0431 | 25198088.6848 | 1333.5214 | 0.068852 | 123604.1664 | 365974.8962 | 2519.8381 | 7460.8933
1 | 1700 | 707 | 0.035 | 15 | 15 | 7 | 1.7783e-12 | 5spot_SharedNeighbor | CO2 | Porous | Wet | R245fa | MinimizeLCOE_Brownfield | IgnoreSilica | 7.1346 | 0.69912 | 0.023293 | 4 | 94944.6258 | 274053.933 | 1935.5746 | 5586.9601 | 39.5261 | 2.6198 | 22.573 | 222806.1239 | 0 | 314412.6495 | 0 | 0 | 0 | 1580.143 | 210131.5774 | 546719.2605 | 373147.1292 | 1668796.8835 | 961560.8286 | 6215678.3853 | 6215678.3853 | 7036927.9594 | 3435093.2969 | 0 | 8846036.0975 | 25533735.7392 | 1778.2794 | 0.09317 | 94944.6258 | 274053.933 | 1935.5746 | 5586.9601
1 | 1700 | 707 | 0.035 | 15 | 15 | 7 | 2.3714e-12 | 5spot_SharedNeighbor | CO2 | Porous | Wet | R245fa | MinimizeLCOE_Brownfield | IgnoreSilica | 9.5144 | 0.94089 | 0.031382 | 4 | 73782.6033 | 206720.5441 | 1504.1582 | 4214.2779 | 39.6399 | 2.6297 | 24.7523 | 274129.4287 | 0 | 398209.8025 | 0 | 0 | 0 | 738.0186 | 262500.1274 | 682971.4854 | 466142.0724 | 2084690.935 | 961560.8286 | 6215678.3853 | 6215678.3853 | 7036927.9594 | 3435093.2969 | 0 | 9261930.149 | 25949629.7907 | 2371.3737 | 0.12553 | 73782.6033 | 206720.5441 | 1504.1582 | 4214.2779
1 | 1700 | 707 | 0.035 | 15 | 15 | 7 | 3.1623e-12 | 5spot_SharedNeighbor | CO2 | Porous | Wet | R245fa | MinimizeLCOE_Brownfield | IgnoreSilica | 12.6815 | 1.2625 | 0.042101 | 4 | 58067.5672 | 157159.7435 | 1183.7859 | 3203.9139 | 39.7177 | 2.6356 | 19.0415 | 336641.5664 | 0 | 503353.3622 | 0 | 0 | 0 | 0 | 327598.0221 | 852342.854 | 581741.5118 | 2601677.3165 | 961560.8286 | 6215678.3853 | 6215678.3853 | 7036927.9594 | 3435093.2969 | 0 | 9778916.5305 | 26466616.1722 | 3162.2777 | 0.16841 | 58067.5672 | 157159.7435 | 1183.7859 | 3203.9139
1 | 1700 | 707 | 0.035 | 15 | 15 | 7 | 4.217e-12 | 5spot_SharedNeighbor | CO2 | Porous | Wet | R245fa | MinimizeLCOE_Brownfield | IgnoreSilica | 16.9003 | 1.6912 | 0.056262 | 4 | 46320.218 | 120472.5426 | 944.3003 | 2455.9957 | 39.7571 | 2.6365 | 26.9088 | 412772.3738 | 0 | 635559.7141 | 0 | 0 | 0 | 0 | 408849.5143 | 1063742.5696 | 726026.1615 | 3246950.3334 | 961560.8286 | 6215678.3853 | 6215678.3853 | 7036927.9594 | 3435093.2969 | 0 | 10424189.5474 | 27111889.1891 | 4216.965 | 0.22505 | 46320.218 | 120472.5426 | 944.3003 | 2455.9957
1 | 1700 | 707 | 0.035 | 15 | 15 | 7 | 5.6234e-12 | 5spot_SharedNeighbor | CO2 | Porous | Wet | R245fa | MinimizeLCOE_Brownfield | IgnoreSilica | 22.477 | 2.2575 | 0.074771 | 4 | 37513.053 | 93308.867 | 764.7543 | 1902.2275 | 39.7578 | 2.6323 | 24.0485 | 504677.1269 | 0 | 800465.6095 | 0 | 0 | 0 | 0 | 509005.6672 | 1324328.3346 | 903881.3006 | 4042358.0387 | 961560.8286 | 6215678.3853 | 6215678.3853 | 7036927.9594 | 3435093.2969 | 0 | 11219597.2527 | 27907296.8944 | 5623.4133 | 0.29909 | 37513.053 | 93308.867 | 764.7543 | 1902.2275
1 | 1700 | 707 | 0.035 | 15 | 15 | 7 | 7.4989e-12 | 5spot_SharedNeighbor | CO2 | Porous | Wet | R245fa | MinimizeLCOE_Brownfield | IgnoreSilica | 29.846 | 3.0062 | 0.098674 | 4 | 30908.8719 | 73188.771 | 630.1192 | 1492.0521 | 39.701 | 2.6191 | 20.1097 | 615096.0461 | 0 | 1006457.7998 | 0 | 0 | 0 | 0 | 632405.9999 | 1645390.6875 | 1123012.9536 | 5022363.4869 | 961560.8286 | 6215678.3853 | 6215678.3853 | 7036927.9594 | 3435093.2969 | 0 | 12199602.7009 | 28887302.3426 | 7498.9421 | 0.3947 | 30908.8719 | 73188.771 | 630.1192 | 1492.0521
1 | 1700 | 707 | 0.035 | 15 | 15 | 7 | 1e-11 | 5spot_SharedNeighbor | CO2 | Porous | Wet | R245fa | MinimizeLCOE_Brownfield | IgnoreSilica | 39.4903 | 3.9862 | 0.12871 | 4 | 26014.5523 | 58427.3565 | 530.3418 | 1191.1207 | 39.561 | 2.5924 | 23.5882 | 745532.4258 | 0 | 1261512.4141 | 0 | 0 | 0 | 0 | 782747.4876 | 2036548.399 | 1389986.1292 | 6216326.8557 | 961560.8286 | 6215678.3853 | 6215678.3853 | 7036927.9594 | 3435093.2969 | 0 | 13393566.0697 | 30081265.7114 | 10000 | 0.51485 | 26014.5523 | 58427.3565 | 530.3418 | 1191.1207
1 | 1700 | 707 | 0.035 | 15 | 15 | 7 | 1.3335e-11 | 5spot_SharedNeighbor | CO2 | Porous | Wet | R245fa | MinimizeLCOE_Brownfield | IgnoreSilica | 51.8922 | 5.2446 | 0.16458 | 4 | 22508.1351 | 47857.5267 | 458.8588 | 975.6404 | 39.2914 | 2.5448 | 23.2314 | 894768.4528 | 0 | 1571945.7451 | 0 | 0 | 0 | 0 | 962018.5372 | 2502974.8966 | 1708331.7979 | 7640039.4296 | 961560.8286 | 6215678.3853 | 6215678.3853 | 7036927.9594 | 3435093.2969 | 0 | 14817278.6436 | 31504978.2853 | 13335.2143 | 0.65831 | 22508.1351 | 47857.5267 | 458.8588 | 975.6404
1 | 1700 | 707 | 0.035 | 15 | 15 | 7 | 1.7783e-11 | 5spot_SharedNeighbor | CO2 | Porous | Wet | R245fa | MinimizeLCOE_Brownfield | IgnoreSilica | 67.5756 | 6.8315 | 0.20352 | 4 | 20236.4386 | 40735.4978 | 412.5472 | 830.4482 | 38.7941 | 2.4603 | 26.4738 | 1057333.3079 | 0 | 1944251.2039 | 0 | 0 | 0 | 0 | 1170617.9596 | 3045707.8041 | 2078758.1594 | 9296668.4349 | 961560.8286 | 6215678.3853 | 6215678.3853 | 7036927.9594 | 3435093.2969 | 0 | 16473907.6489 | 33161607.2906 | 17782.7941 | 0.81407 | 20236.4386 | 40735.4978 | 412.5472 | 830.4482
1 | 1700 | 707 | 0.035 | 15 | 15 | 7 | 2.3714e-11 | 5spot_SharedNeighbor | CO2 | Porous | Wet | R245fa | MinimizeLCOE_Brownfield | IgnoreSilica | 86.6796 | 8.7479 | 0.23782 | 4 | 19239.2874 | 36781.6586 | 392.2189 | 749.8439 | 37.9506 | 2.3216 | 21.5363 | 1217668.7869 | 0 | 2374126.9316 | 0 | 0 | 0 | 0 | 1400800.3302 | 3644595.1156 | 2487511.0553 | 11124702.2197 | 961560.8286 | 6215678.3853 | 6215678.3853 | 7036927.9594 | 3435093.2969 | 0 | 18301941.4336 | 34989641.0753 | 23713.7371 | 0.95128 | 19239.2874 | 36781.6586 | 392.2189 | 749.8439
1 | 1700 | 707 | 0.035 | 15 | 15 | 7 | 3.1623e-11 | 5spot_SharedNeighbor | CO2 | Porous | Wet | R245fa | MinimizeLCOE_Brownfield | IgnoreSilica | 90.2861 | 9.1062 | 0.24213 | 4 | 19228.4904 | 36458.5482 | 391.9988 | 743.2568 | 37.7545 | 2.29 | 31.3626 | 1242838.7227 | 0 | 2452689.3209 | 0 | 0 | 0 | 0 | 1441255.937 | 3749852.3058 | 2559351.2505 | 11445987.5368 | 961560.8286 | 6215678.3853 | 6215678.3853 | 7036927.9594 | 3435093.2969 | 0 | 18623226.7508 | 35310926.3925 | 31622.7766 | 0.96852 | 19228.4904 | 36458.5482 | 391.9988 | 743.2568
1 | 1700 | 707 | 0.035 | 15 | 15 | 7 | 4.217e-11 | 5spot_SharedNeighbor | CO2 | Porous | Wet | R245fa | MinimizeLCOE_Brownfield | IgnoreSilica | 90.1741 | 9.0935 | 0.24187 | 4 | 19236.9313 | 36485.5679 | 392.1709 | 743.8077 | 37.7554 | 2.2903 | 31.7907 | 1241752.3322 | 0 | 2449935.8487 | 0 | 0 | 0 | 0 | 1439758.3905 | 3745955.9971 | 2556691.9397 | 11434094.5083 | 961560.8286 | 6215678.3853 | 6215678.3853 | 7036927.9594 | 3435093.2969 | 0 | 18611333.7223 | 35299033.364 | 42169.6503 | 0.96748 | 19236.9313 | 36485.5679 | 392.1709 | 743.8077
1 | 1700 | 707 | 0.035 | 15 | 15 | 7 | 5.6234e-11 | 5spot_SharedNeighbor | CO2 | Porous | Wet | R245fa | MinimizeLCOE_Brownfield | IgnoreSilica | 90.1035 | 9.0853 | 0.24168 | 4 | 19243.5937 | 36505.4327 | 392.3067 | 744.2126 | 37.7551 | 2.2904 | 26.7849 | 1241018.6366 | 0 | 2448153.1911 | 0 | 0 | 0 | 0 | 1438777.0128 | 3743402.6536 | 2554949.2303 | 11426300.7244 | 961560.8286 | 6215678.3853 | 6215678.3853 | 7036927.9594 | 3435093.2969 | 0 | 18603539.9384 | 35291239.5801 | 56234.1325 | 0.96674 | 19243.5937 | 36505.4327 | 392.3067 | 744.2126
1 | 1700 | 707 | 0.035 | 15 | 15 | 7 | 7.4989e-11 | 5spot_SharedNeighbor | CO2 | Porous | Wet | R245fa | MinimizeLCOE_Brownfield | IgnoreSilica | 90.0233 | 9.0764 | 0.24151 | 4 | 19248.808 | 36523.0334 | 392.413 | 744.5714 | 37.7562 | 2.2907 | 33.9788 | 1240273.5433 | 0 | 2446217.7679 | 0 | 0 | 0 | 0 | 1437731.6114 | 3740682.7335 | 2553092.8289 | 11417998.485 | 961560.8286 | 6215678.3853 | 6215678.3853 | 7036927.9594 | 3435093.2969 | 0 | 18595237.699 | 35282937.3407 | 74989.4209 | 0.96605 | 19248.808 | 36523.0334 | 392.413 | 744.5714
1 | 1700 | 707 | 0.035 | 15 | 15 | 7 | 1e-10 | 5spot_SharedNeighbor | CO2 | Porous | Wet | R245fa | MinimizeLCOE_Brownfield | IgnoreSilica | 89.9696 | 9.0704 | 0.24139 | 4 | 19252.8552 | 36535.9899 | 392.4955 | 744.8356 | 37.7567 | 2.2909 | 36.2235 | 1239754.7248 | 0 | 2444903.3716 | 0 | 0 | 0 | 0 | 1437016.6576 | 3738822.5704 | 2551823.2294 | 11412320.5537 | 961560.8286 | 6215678.3853 | 6215678.3853 | 7036927.9594 | 3435093.2969 | 0 | 18589559.7676 | 35277259.4093 | 100000 | 0.96555 | 19252.8552 | 36535.9899 | 392.4955 | 744.8356
1 | 1700 | 707 | 0.035 | 15 | 15 | 7 | 1.3335e-10 | 5spot_SharedNeighbor | CO2 | Porous | Wet | R245fa | MinimizeLCOE_Brownfield | IgnoreSilica | 89.9307 | 9.066 | 0.24129 | 4 | 19255.9732 | 36545.7653 | 392.5591 | 745.0349 | 37.7569 | 2.291 | 34.623 | 1239372.5825 | 0 | 2443946.1287 | 0 | 0 | 0 | 0 | 1436494.2973 | 3737463.4962 | 2550895.6334 | 11408172.1381 | 961560.8286 | 6215678.3853 | 6215678.3853 | 7036927.9594 | 3435093.2969 | 0 | 18585411.352 | 35273110.9937 | 133352.1432 | 0.96518 | 19255.9732 | 36545.7653 | 392.5591 | 745.0349
1 | 1700 | 707 | 0.035 | 15 | 15 | 7 | 1.7783e-10 | 5spot_SharedNeighbor | CO2 | Porous | Wet | R245fa | MinimizeLCOE_Brownfield | IgnoreSilica | 89.9159 | 9.0641 | 0.24124 | 4 | 19258.3611 | 36552.0173 | 392.6077 | 745.1623 | 37.7562 | 2.2909 | 38.7631 | 1239183.0453 | 0 | 2443538.7971 | 0 | 0 | 0 | 0 | 1436261.5186 | 3736857.8535 | 2550482.2698 | 11406323.4843 | 961560.8286 | 6215678.3853 | 6215678.3853 | 7036927.9594 | 3435093.2969 | 0 | 18583562.6983 | 35271262.34 | 177827.941 | 0.96496 | 19258.3611 | 36552.0173 | 392.6077 | 745.1623
1 | 1700 | 707 | 0.035 | 15 | 15 | 7 | 2.3714e-10 | 5spot_SharedNeighbor | CO2 | Porous | Wet | R245fa | MinimizeLCOE_Brownfield | IgnoreSilica | 89.877 | 9.0599 | 0.24117 | 4 | 19260.1805 | 36559.0533 | 392.6448 | 745.3058 | 37.7572 | 2.2911 | 37.0526 | 1238849.2324 | 0 | 2442629.9576 | 0 | 0 | 0 | 0 | 1435776.8841 | 3735596.9341 | 2549621.6664 | 11402474.6746 | 961560.8286 | 6215678.3853 | 6215678.3853 | 7036927.9594 | 3435093.2969 | 0 | 18579713.8886 | 35267413.5303 | 237137.3706 | 0.96467 | 19260.1805 | 36559.0533 | 392.6448 | 745.3058
1 | 1700 | 707 | 0.035 | 15 | 15 | 7 | 3.1623e-10 | 5spot_SharedNeighbor | CO2 | Porous | Wet | R245fa | MinimizeLCOE_Brownfield | IgnoreSilica | 89.8723 | 9.0592 | 0.24114 | 4 | 19261.5618 | 36562.3435 | 392.673 | 745.3728 | 37.7566 | 2.2911 | 37.0516 | 1238766.8945 | 0 | 2442480.5468 | 0 | 0 | 0 | 0 | 1435686.5021 | 3735361.7787 | 2549461.168 | 11401756.8902 | 961560.8286 | 6215678.3853 | 6215678.3853 | 7036927.9594 | 3435093.2969 | 0 | 18578996.1041 | 35266695.7459 | 316227.766 | 0.96456 | 19261.5618 | 36562.3435 | 392.673 | 745.3728
1 | 1700 | 707 | 0.035 | 15 | 15 | 7 | 4.217e-10 | 5spot_SharedNeighbor | CO2 | Porous | Wet | R245fa | MinimizeLCOE_Brownfield | IgnoreSilica | 89.8575 | 9.0576 | 0.24111 | 4 | 19262.6072 | 36565.7653 | 392.6943 | 745.4426 | 37.7568 | 2.2911 | 36.834 | 1238626.9597 | 0 | 2442122.2051 | 0 | 0 | 0 | 0 | 1435492.1743 | 3734856.1775 | 2549116.0848 | 11400213.6013 | 961560.8286 | 6215678.3853 | 6215678.3853 | 7036927.9594 | 3435093.2969 | 0 | 18577452.8153 | 35265152.457 | 421696.5034 | 0.96443 | 19262.6072 | 36565.7653 | 392.6943 | 745.4426
1 | 1700 | 707 | 0.035 | 15 | 15 | 7 | 5.6234e-10 | 5spot_SharedNeighbor | CO2 | Porous | Wet | R245fa | MinimizeLCOE_Brownfield | IgnoreSilica | 89.8381 | 9.0555 | 0.24107 | 4 | 19263.3967 | 36569.0297 | 392.7104 | 745.5091 | 37.7574 | 2.2912 | 36.2313 | 1238464.6255 | 0 | 2441672.5634 | 0 | 0 | 0 | 0 | 1435253.5037 | 3734235.2057 | 2548692.2587 | 11398318.1571 | 961560.8286 | 6215678.3853 | 6215678.3853 | 7036927.9594 | 3435093.2969 | 0 | 18575557.371 | 35263257.0128 | 562341.3252 | 0.96429 | 19263.3967 | 36569.0297 | 392.7104 | 745.5091
1 | 1700 | 707 | 0.035 | 15 | 15 | 7 | 7.4989e-10 | 5spot_SharedNeighbor | CO2 | Porous | Wet | R245fa | MinimizeLCOE_Brownfield | IgnoreSilica | 89.8381 | 9.0554 | 0.24106 | 4 | 19263.9919 | 36570.2824 | 392.7225 | 745.5347 | 37.757 | 2.2912 | 36.3675 | 1238442.9261 | 0 | 2441651.7053 | 0 | 0 | 0 | 0 | 1435236.9063 | 3734192.0225 | 2548662.7853 | 11398186.3455 | 961560.8286 | 6215678.3853 | 6215678.3853 | 7036927.9594 | 3435093.2969 | 0 | 18575425.5595 | 35263125.2012 | 749894.2093 | 0.96426 | 19263.9919 | 36570.2824 | 392.7225 | 745.5347
1 | 1700 | 707 | 0.035 | 15 | 15 | 7 | 1e-09 | 5spot_SharedNeighbor | CO2 | Porous | Wet | R245fa | MinimizeLCOE_Brownfield | IgnoreSilica | 89.8381 | 9.0553 | 0.24106 | 4 | 19264.4402 | 36571.2257 | 392.7317 | 745.5539 | 37.7568 | 2.2911 | 36.4575 | 1238426.5944 | 0 | 2441636.0288 | 0 | 0 | 0 | 0 | 1435224.4231 | 3734159.5438 | 2548640.6179 | 11398087.208 | 961560.8286 | 6215678.3853 | 6215678.3853 | 7036927.9594 | 3435093.2969 | 0 | 18575326.422 | 35263026.0637 | 1000000 | 0.96423 | 19264.4402 | 36571.2257 | 392.7317 | 745.5539
1 | 1700 | 707 | 0.035 | 15 | 15 | 7 | 1.3335e-09 | 5spot_SharedNeighbor | CO2 | Porous | Wet | R245fa | MinimizeLCOE_Brownfield | IgnoreSilica | 89.8233 | 9.0538 | 0.24103 | 4 | 19264.7771 | 36573.1558 | 392.7385 | 745.5933 | 37.7574 | 2.2912 | 40.9029 | 1238312.6012 | 0 | 2441302.8454 | 0 | 0 | 0 | 0 | 1435050.0242 | 3733705.7937 | 2548330.9241 | 11396702.1886 | 961560.8286 | 6215678.3853 | 6215678.3853 | 7036927.9594 | 3435093.2969 | 0 | 18573941.4025 | 35261641.0442 | 1333521.4322 | 0.96414 | 19264.7771 | 36573.1558 | 392.7385 | 745.5933
1 | 1700 | 707 | 0.035 | 15 | 15 | 7 | 1.7783e-09 | 5spot_SharedNeighbor | CO2 | Porous | Wet | R245fa | MinimizeLCOE_Brownfield | IgnoreSilica | 89.8233 | 9.0538 | 0.24103 | 4 | 19265.0304 | 36573.6889 | 392.7437 | 745.6041 | 37.7572 | 2.2912 | 39.6569 | 1238303.3801 | 0 | 2441294.0111 | 0 | 0 | 0 | 0 | 1435042.9826 | 3733687.4728 | 2548318.4198 | 11396646.2664 | 961560.8286 | 6215678.3853 | 6215678.3853 | 7036927.9594 | 3435093.2969 | 0 | 18573885.4804 | 35261585.1221 | 1778279.41 | 0.96412 | 19265.0304 | 36573.6889 | 392.7437 | 745.6041
1 | 1700 | 707 | 0.035 | 15 | 15 | 7 | 2.3714e-09 | 5spot_SharedNeighbor | CO2 | Porous | Wet | R245fa | MinimizeLCOE_Brownfield | IgnoreSilica | 89.8233 | 9.0537 | 0.24103 | 4 | 19265.2207 | 36574.0894 | 392.7476 | 745.6123 | 37.7571 | 2.2912 | 40.7625 | 1238296.4545 | 0 | 2441287.3801 | 0 | 0 | 0 | 0 | 1435037.6955 | 3733673.717 | 2548309.0312 | 11396604.2783 | 961560.8286 | 6215678.3853 | 6215678.3853 | 7036927.9594 | 3435093.2969 | 0 | 18573843.4923 | 35261543.134 | 2371373.7057 | 0.96411 | 19265.2207 | 36574.0894 | 392.7476 | 745.6123
1 | 1700 | 707 | 0.035 | 15 | 15 | 7 | 3.1623e-09 | 5spot_SharedNeighbor | CO2 | Porous | Wet | R245fa | MinimizeLCOE_Brownfield | IgnoreSilica | 89.8233 | 9.0537 | 0.24103 | 4 | 19265.3636 | 36574.3901 | 392.7505 | 745.6184 | 37.757 | 2.2912 | 42.1446 | 1238291.255 | 0 | 2441282.4041 | 0 | 0 | 0 | 0 | 1435033.7271 | 3733663.3919 | 2548301.9841 | 11396572.7622 | 961560.8286 | 6215678.3853 | 6215678.3853 | 7036927.9594 | 3435093.2969 | 0 | 18573811.9762 | 35261511.6179 | 3162277.6602 | 0.9641 | 19265.3636 | 36574.3901 | 392.7505 | 745.6184
1 | 1700 | 707 | 0.035 | 15 | 15 | 7 | 4.217e-09 | 5spot_SharedNeighbor | CO2 | Porous | Wet | R245fa | MinimizeLCOE_Brownfield | IgnoreSilica | 89.8233 | 9.0537 | 0.24102 | 4 | 19265.4709 | 36574.6158 | 392.7527 | 745.623 | 37.7569 | 2.2912 | 39.4418 | 1238287.3525 | 0 | 2441278.6707 | 0 | 0 | 0 | 0 | 1435030.7491 | 3733655.6438 | 2548296.6958 | 11396549.1118 | 961560.8286 | 6215678.3853 | 6215678.3853 | 7036927.9594 | 3435093.2969 | 0 | 18573788.3258 | 35261487.9675 | 4216965.0343 | 0.9641 | 19265.4709 | 36574.6158 | 392.7527 | 745.623
1 | 1700 | 707 | 0.035 | 15 | 15 | 7 | 5.6234e-09 | 5spot_SharedNeighbor | CO2 | Porous | Wet | R245fa | MinimizeLCOE_Brownfield | IgnoreSilica | 89.8233 | 9.0537 | 0.24102 | 4 | 19265.5514 | 36574.7852 | 392.7543 | 745.6265 | 37.7569 | 2.2912 | 39.8984 | 1238284.4242 | 0 | 2441275.8699 | 0 | 0 | 0 | 0 | 1435028.5147 | 3733649.8304 | 2548292.7281 | 11396531.3672 | 961560.8286 | 6215678.3853 | 6215678.3853 | 7036927.9594 | 3435093.2969 | 0 | 18573770.5812 | 35261470.2229 | 5623413.2519 | 0.96409 | 19265.5514 | 36574.7852 | 392.7543 | 745.6265
1 | 1700 | 707 | 0.035 | 15 | 15 | 7 | 7.4989e-09 | 5spot_SharedNeighbor | CO2 | Porous | Wet | R245fa | MinimizeLCOE_Brownfield | IgnoreSilica | 89.8233 | 9.0537 | 0.24102 | 4 | 19265.6119 | 36574.9123 | 392.7556 | 745.6291 | 37.7569 | 2.2912 | 39.7752 | 1238282.2272 | 0 | 2441273.769 | 0 | 0 | 0 | 0 | 1435026.8385 | 3733645.4693 | 2548289.7515 | 11396518.0554 | 961560.8286 | 6215678.3853 | 6215678.3853 | 7036927.9594 | 3435093.2969 | 0 | 18573757.2694 | 35261456.9111 | 7498942.0933 | 0.96409 | 19265.6119 | 36574.9123 | 392.7556 | 745.6291
1 | 1700 | 707 | 0.035 | 15 | 15 | 7 | 1e-08 | 5spot_SharedNeighbor | CO2 | Porous | Wet | R245fa | MinimizeLCOE_Brownfield | IgnoreSilica | 89.8038 | 9.0517 | 0.241 | 4 | 19265.6572 | 36576.6106 | 392.7565 | 745.6637 | 37.7579 | 2.2913 | 38.8946 | 1238147.0739 | 0 | 2440850.3594 | 0 | 0 | 0 | 0 | 1434808.999 | 3733078.6956 | 2547902.9168 | 11394788.0447 | 961560.8286 | 6215678.3853 | 6215678.3853 | 7036927.9594 | 3435093.2969 | 0 | 18572027.2587 | 35259726.9004 | 10000000 | 0.964 | 19265.6572 | 36576.6106 | 392.7565 | 745.6637
1 | 1800 | 707 | 0.035 | 15 | 15 | 7 | 1e-13 | 5spot_SharedNeighbor | CO2 | Porous | Wet | R245fa | MinimizeLCOE_Brownfield | IgnoreSilica | 0.40413 | 0.013008 | 0.00061448 | 4 | 3133996.0312 | 10205942.5239 | 63890.7481 | 208061.9429 | 35.0451 | 2.1993 | 15.405 | 21875.8742 | 0 | 20243.3486 | 0 | 0 | 0 | 7183.0439 | 19227.884 | 50027.0099 | 34144.4622 | 152701.6228 | 961560.8286 | 6588857.343 | 6588857.343 | 7236048.3217 | 3557391.7189 | 0 | 7703119.7944 | 25085417.1781 | 100 | 0.0024579 | 3133996.0312 | 10205942.5239 | 63890.7481 | 208061.9429
1 | 1800 | 707 | 0.035 | 15 | 15 | 7 | 1.3335e-13 | 5spot_SharedNeighbor | CO2 | Porous | Wet | R245fa | MinimizeLCOE_Brownfield | IgnoreSilica | 0.55509 | 0.027648 | 0.0010514 | 4 | 1846438.5678 | 5979711.4356 | 37642.1477 | 121904.5058 | 36.5572 | 2.4081 | 17.4576 | 30464.8758 | 0 | 29840.5688 | 0 | 0 | 0 | 9013.4102 | 27034.3534 | 70337.8419 | 48007.0224 | 214698.0725 | 961560.8286 | 6588857.343 | 6588857.343 | 7236048.3217 | 3557391.7189 | 0 | 7765116.2442 | 25147413.6278 | 133.3521 | 0.0042055 | 1846438.5678 | 5979711.4356 | 37642.1477 | 121904.5058
1 | 1800 | 707 | 0.035 | 15 | 15 | 7 | 1.7783e-13 | 5spot_SharedNeighbor | CO2 | Porous | Wet | R245fa | MinimizeLCOE_Brownfield | IgnoreSilica | 0.73307 | 0.045787 | 0.0016793 | 4 | 1165666.6088 | 3753471.656 | 23763.6905 | 76519.5967 | 37.6813 | 2.5549 | 16.9377 | 39832.1748 | 0 | 40603.8919 | 0 | 0 | 0 | 9762.9862 | 35177.6307 | 91524.979 | 62467.6788 | 279369.3415 | 961560.8286 | 6588857.343 | 6588857.343 | 7236048.3217 | 3557391.7189 | 0 | 7829787.5131 | 25212084.8968 | 177.8279 | 0.006717 | 1165666.6088 | 3753471.656 | 23763.6905 | 76519.5967
1 | 1800 | 707 | 0.035 | 15 | 15 | 7 | 2.3714e-13 | 5spot_SharedNeighbor | CO2 | Porous | Wet | R245fa | MinimizeLCOE_Brownfield | IgnoreSilica | 0.99018 | 0.071874 | 0.0025602 | 4 | 773441.0245 | 2470829.9757 | 15767.6414 | 50371.2111 | 38.7116 | 2.6802 | 34.7038 | 52251.3066 | 0 | 55307.4173 | 0 | 0 | 0 | 11930.7864 | 46600.909 | 121246.0062 | 82752.8906 | 370089.3161 | 961560.8286 | 6588857.343 | 6588857.343 | 7236048.3217 | 3557391.7189 | 0 | 7920507.4877 | 25302804.8714 | 237.1374 | 0.010241 | 773441.0245 | 2470829.9757 | 15767.6414 | 50371.2111
1 | 1800 | 707 | 0.035 | 15 | 15 | 7 | 3.1623e-13 | 5spot_SharedNeighbor | CO2 | Porous | Wet | R245fa | MinimizeLCOE_Brownfield | IgnoreSilica | 1.3208 | 0.10583 | 0.0037679 | 4 | 532581.6396 | 1685894.8119 | 10857.3971 | 34369.2461 | 39.5315 | 2.7731 | 49.4013 | 66825.5837 | 0 | 73113.5038 | 0 | 0 | 0 | 13890.6451 | 59993.5957 | 156091.0297 | 106535.3351 | 476449.6931 | 961560.8286 | 6588857.343 | 6588857.343 | 7236048.3217 | 3557391.7189 | 0 | 8026867.8648 | 25409165.2484 | 316.2278 | 0.015072 | 532581.6396 | 1685894.8119 | 10857.3971 | 34369.2461
1 | 1800 | 707 | 0.035 | 15 | 15 | 7 | 4.217e-13 | 5spot_SharedNeighbor | CO2 | Porous | Wet | R245fa | MinimizeLCOE_Brownfield | IgnoreSilica | 1.7292 | 0.14828 | 0.0053995 | 4 | 377070.8335 | 1181875.5036 | 7687.099 | 24094.1307 | 40.162 | 2.8406 | 67.8621 | 83303.9896 | 0 | 93863.1989 | 0 | 0 | 0 | 14491.8926 | 74747.0416 | 194476.4696 | 132734.1866 | 593616.779 | 961560.8286 | 6588857.343 | 6588857.343 | 7236048.3217 | 3557391.7189 | 0 | 8144034.9506 | 25526332.3343 | 421.6965 | 0.021598 | 377070.8335 | 1181875.5036 | 7687.099 | 24094.1307
1 | 1800 | 707 | 0.035 | 15 | 15 | 7 | 5.6234e-13 | 5spot_SharedNeighbor | CO2 | Porous | Wet | R245fa | MinimizeLCOE_Brownfield | IgnoreSilica | 2.2738 | 0.20484 | 0.0075961 | 4 | 272829.2757 | 844905.6704 | 5561.9938 | 17224.5449 | 40.684 | 2.8939 | 90.3756 | 103445.1742 | 0 | 119986.3327 | 0 | 0 | 0 | 15290.6518 | 93101.6419 | 242231.3744 | 165327.8904 | 739383.0655 | 961560.8286 | 6588857.343 | 6588857.343 | 7236048.3217 | 3557391.7189 | 0 | 8289801.2371 | 25672098.6207 | 562.3413 | 0.030385 | 272829.2757 | 844905.6704 | 5561.9938 | 17224.5449
1 | 1800 | 707 | 0.035 | 15 | 15 | 7 | 7.4989e-13 | 5spot_SharedNeighbor | CO2 | Porous | Wet | R245fa | MinimizeLCOE_Brownfield | IgnoreSilica | 2.9936 | 0.27963 | 0.01054 | 4 | 200874.5914 | 613186.1271 | 4095.1002 | 12500.6286 | 41.1049 | 2.9351 | 18.4836 | 127837.9392 | 0 | 152574.2786 | 0 | 0 | 0 | 16007.1069 | 115603.5366 | 300776.6887 | 205286.2704 | 918085.8204 | 961560.8286 | 6588857.343 | 6588857.343 | 7236048.3217 | 3557391.7189 | 0 | 8468503.9921 | 25850801.3757 | 749.8942 | 0.042158 | 200874.5914 | 613186.1271 | 4095.1002 | 12500.6286
1 | 1800 | 707 | 0.035 | 15 | 15 | 7 | 1e-12 | 5spot_SharedNeighbor | CO2 | Porous | Wet | R245fa | MinimizeLCOE_Brownfield | IgnoreSilica | 3.8996 | 0.37412 | 0.014445 | 4 | 150053.8729 | 450889.2434 | 3059.0512 | 9191.9871 | 41.4269 | 2.9654 | 20.8189 | 156035.0614 | 0 | 191340.089 | 0 | 0 | 0 | 14141.7131 | 140991.5768 | 366831.1615 | 250369.8053 | 1119709.4071 | 961560.8286 | 6588857.343 | 6588857.343 | 7236048.3217 | 3557391.7189 | 0 | 8670127.5787 | 26052424.9624 | 1000 | 0.05778 | 150053.8729 | 450889.2434 | 3059.0512 | 9191.9871
1 | 1800 | 707 | 0.035 | 15 | 15 | 7 | 1.3335e-12 | 5spot_SharedNeighbor | CO2 | Porous | Wet | R245fa | MinimizeLCOE_Brownfield | IgnoreSilica | 4.9614 | 0.48573 | 0.019529 | 4 | 113349.1361 | 335867.4689 | 2310.7755 | 6847.1126 | 41.6602 | 2.9867 | 20.7887 | 186564.932 | 0 | 234450.3526 | 0 | 0 | 0 | 0 | 164195.961 | 427204.2093 | 291575.651 | 1303991.106 | 961560.8286 | 6588857.343 | 6588857.343 | 7236048.3217 | 3557391.7189 | 0 | 8854409.2776 | 26236706.6612 | 1333.5214 | 0.078116 | 113349.1361 | 335867.4689 | 2310.7755 | 6847.1126
1 | 1800 | 707 | 0.035 | 15 | 15 | 7 | 1.7783e-12 | 5spot_SharedNeighbor | CO2 | Porous | Wet | R245fa | MinimizeLCOE_Brownfield | IgnoreSilica | 6.6398 | 0.65985 | 0.026519 | 4 | 86699.5858 | 250567.3354 | 1767.4883 | 5108.154 | 41.8817 | 3.0064 | 19.9266 | 230977.1928 | 0 | 298900.0857 | 0 | 0 | 0 | 1643.3151 | 207293.0315 | 539333.9464 | 368106.5006 | 1646254.0722 | 961560.8286 | 6588857.343 | 6588857.343 | 7236048.3217 | 3557391.7189 | 0 | 9196672.2438 | 26578969.6275 | 1778.2794 | 0.10608 | 86699.5858 | 250567.3354 | 1767.4883 | 5108.154
1 | 1800 | 707 | 0.035 | 15 | 15 | 7 | 2.3714e-12 | 5spot_SharedNeighbor | CO2 | Porous | Wet | R245fa | MinimizeLCOE_Brownfield | IgnoreSilica | 8.8641 | 0.89074 | 0.035814 | 4 | 67099.2715 | 188435.4041 | 1367.9094 | 3841.5106 | 42.0443 | 3.02 | 24.1867 | 284785.4835 | 0 | 379372.0044 | 0 | 0 | 0 | 1609.1711 | 259648.997 | 675553.4288 | 461079.0964 | 2062048.1812 | 961560.8286 | 6588857.343 | 6588857.343 | 7236048.3217 | 3557391.7189 | 0 | 9612466.3528 | 26994763.7365 | 2371.3737 | 0.14326 | 67099.2715 | 188435.4041 | 1367.9094 | 3841.5106
1 | 1800 | 707 | 0.035 | 15 | 15 | 7 | 3.1623e-12 | 5spot_SharedNeighbor | CO2 | Porous | Wet | R245fa | MinimizeLCOE_Brownfield | IgnoreSilica | 11.8119 | 1.1967 | 0.048139 | 4 | 52561.7027 | 142833.6344 | 1071.5414 | 2911.8568 | 42.1602 | 3.0289 | 23.3998 | 350056.0042 | 0 | 479902.5401 | 0 | 0 | 0 | 0 | 323683.8323 | 842158.9349 | 574790.7777 | 2570592.0892 | 961560.8286 | 6588857.343 | 6588857.343 | 7236048.3217 | 3557391.7189 | 0 | 10121010.2608 | 27503307.6445 | 3162.2777 | 0.19255 | 52561.7027 | 142833.6344 | 1071.5414 | 2911.8568
1 | 1800 | 707 | 0.035 | 15 | 15 | 7 | 4.217e-12 | 5spot_SharedNeighbor | CO2 | Porous | Wet | R245fa | MinimizeLCOE_Brownfield | IgnoreSilica | 15.7554 | 1.6064 | 0.06449 | 4 | 41717.6465 | 109100.969 | 850.4707 | 2224.1708 | 42.2293 | 3.0319 | 28.1369 | 429905.9923 | 0 | 606859.3085 | 0 | 0 | 0 | 0 | 404338.4673 | 1052005.7507 | 718015.5414 | 3211125.0603 | 961560.8286 | 6588857.343 | 6588857.343 | 7236048.3217 | 3557391.7189 | 0 | 10761543.232 | 28143840.6156 | 4216.965 | 0.25796 | 41717.6465 | 109100.969 | 850.4707 | 2224.1708
1 | 1800 | 707 | 0.035 | 15 | 15 | 7 | 5.6234e-12 | 5spot_SharedNeighbor | CO2 | Porous | Wet | R245fa | MinimizeLCOE_Brownfield | IgnoreSilica | 20.9714 | 2.148 | 0.085944 | 4 | 33600.9923 | 84163.8481 | 685.0017 | 1715.7939 | 42.2557 | 3.0296 | 17.9208 | 526442.1439 | 0 | 765282.0067 | 0 | 0 | 0 | 0 | 503772.4187 | 1310712.4956 | 894588.2107 | 4000797.2756 | 961560.8286 | 6588857.343 | 6588857.343 | 7236048.3217 | 3557391.7189 | 0 | 11551215.4472 | 28933512.8309 | 5623.4133 | 0.34378 | 33600.9923 | 84163.8481 | 685.0017 | 1715.7939
1 | 1800 | 707 | 0.035 | 15 | 15 | 7 | 7.4989e-12 | 5spot_SharedNeighbor | CO2 | Porous | Wet | R245fa | MinimizeLCOE_Brownfield | IgnoreSilica | 27.836 | 2.8607 | 0.11376 | 4 | 27513.6166 | 65712.8754 | 560.9023 | 1339.6458 | 42.2298 | 3.0197 | 25.9875 | 642301.6923 | 0 | 962169.6904 | 0 | 0 | 0 | 0 | 625743.8393 | 1628057.112 | 1111182.4322 | 4969454.7662 | 961560.8286 | 6588857.343 | 6588857.343 | 7236048.3217 | 3557391.7189 | 0 | 12519872.9378 | 29902170.3215 | 7498.9421 | 0.45504 | 27513.6166 | 65712.8754 | 560.9023 | 1339.6458
1 | 1800 | 707 | 0.035 | 15 | 15 | 7 | 1e-11 | 5spot_SharedNeighbor | CO2 | Porous | Wet | R245fa | MinimizeLCOE_Brownfield | IgnoreSilica | 36.8491 | 3.797 | 0.14922 | 4 | 22960.564 | 52082.6382 | 468.0822 | 1061.775 | 42.1229 | 2.9963 | 23.8903 | 780171.5299 | 0 | 1206819.5393 | 0 | 0 | 0 | 0 | 774926.517 | 2016199.8379 | 1376097.8181 | 6154215.2421 | 961560.8286 | 6588857.343 | 6588857.343 | 7236048.3217 | 3557391.7189 | 0 | 13704633.4137 | 31086930.7973 | 10000 | 0.59688 | 22960.564 | 52082.6382 | 468.0822 | 1061.775
1 | 1800 | 707 | 0.035 | 15 | 15 | 7 | 1.3335e-11 | 5spot_SharedNeighbor | CO2 | Porous | Wet | R245fa | MinimizeLCOE_Brownfield | IgnoreSilica | 48.4622 | 5.0026 | 0.19261 | 4 | 19628.4786 | 42189.8008 | 400.1531 | 860.0962 | 41.8991 | 2.9535 | 25.9021 | 939570.2466 | 0 | 1505266.5012 | 0 | 0 | 0 | 0 | 953486.3317 | 2480775.8481 | 1693180.4911 | 7572279.4187 | 961560.8286 | 6588857.343 | 6588857.343 | 7236048.3217 | 3557391.7189 | 0 | 15122697.5903 | 32504994.974 | 13335.2143 | 0.77045 | 19628.4786 | 42189.8008 | 400.1531 | 860.0962
1 | 1800 | 707 | 0.035 | 15 | 15 | 7 | 1.7783e-11 | 5spot_SharedNeighbor | CO2 | Porous | Wet | R245fa | MinimizeLCOE_Brownfield | IgnoreSilica | 63.0986 | 6.5183 | 0.24216 | 4 | 17316.8913 | 35262.3116 | 353.0283 | 718.8699 | 41.4832 | 2.8789 | 26.086 | 1115968.7115 | 0 | 1861854.3737 | 0 | 0 | 0 | 0 | 1161351.0032 | 3021597.0846 | 2062302.0979 | 9223073.271 | 961560.8286 | 6588857.343 | 6588857.343 | 7236048.3217 | 3557391.7189 | 0 | 16773491.4426 | 34155788.8262 | 17782.7941 | 0.96862 | 17316.8913 | 35262.3116 | 353.0283 | 718.8699
1 | 1800 | 707 | 0.035 | 15 | 15 | 7 | 2.3714e-11 | 5spot_SharedNeighbor | CO2 | Porous | Wet | R245fa | MinimizeLCOE_Brownfield | IgnoreSilica | 80.9837 | 8.3591 | 0.29183 | 4 | 15947.8158 | 30838.699 | 325.1178 | 628.6886 | 40.7615 | 2.7544 | 28.2631 | 1297233.587 | 0 | 2275495.7169 | 0 | 0 | 0 | 0 | 1393364.4285 | 3625248.4246 | 2474306.5412 | 11065648.6981 | 961560.8286 | 6588857.343 | 6588857.343 | 7236048.3217 | 3557391.7189 | 0 | 18616066.8698 | 35998364.2534 | 23713.7371 | 1.1673 | 15947.8158 | 30838.699 | 325.1178 | 628.6886
1 | 1800 | 707 | 0.035 | 15 | 15 | 7 | 3.1623e-11 | 5spot_SharedNeighbor | CO2 | Porous | Wet | R245fa | MinimizeLCOE_Brownfield | IgnoreSilica | 98.4692 | 10.1399 | 0.32522 | 4 | 15564.6178 | 28926.61 | 317.3058 | 589.7081 | 39.8253 | 2.5976 | 26.6455 | 1438113.0497 | 0 | 2661396.98 | 0 | 0 | 0 | 0 | 1598808.9116 | 4159772.8271 | 2839130.4293 | 12697222.1977 | 961560.8286 | 6588857.343 | 6588857.343 | 7236048.3217 | 3557391.7189 | 0 | 20247640.3694 | 37629937.753 | 31622.7766 | 1.3009 | 15564.6178 | 28926.61 | 317.3058 | 589.7081
1 | 1800 | 707 | 0.035 | 15 | 15 | 7 | 4.217e-11 | 5spot_SharedNeighbor | CO2 | Porous | Wet | R245fa | MinimizeLCOE_Brownfield | IgnoreSilica | 98.3519 | 10.126 | 0.32486 | 4 | 15571.6198 | 28948.194 | 317.4485 | 590.1481 | 39.8257 | 2.5979 | 30.3235 | 1436871.6602 | 0 | 2658449.7426 | 0 | 0 | 0 | 0 | 1597175.3471 | 4155522.6274 | 2836229.5807 | 12684248.958 | 961560.8286 | 6588857.343 | 6588857.343 | 7236048.3217 | 3557391.7189 | 0 | 20234667.1296 | 37616964.5133 | 42169.6503 | 1.2995 | 15571.6198 | 28948.194 | 317.4485 | 590.1481
1 | 1800 | 707 | 0.035 | 15 | 15 | 7 | 5.6234e-11 | 5spot_SharedNeighbor | CO2 | Porous | Wet | R245fa | MinimizeLCOE_Brownfield | IgnoreSilica | 98.2593 | 10.1151 | 0.32459 | 4 | 15577.1253 | 28965.1965 | 317.5608 | 590.4947 | 39.826 | 2.5982 | 31.4703 | 1435893.5312 | 0 | 2656125.3715 | 0 | 0 | 0 | 0 | 1595887.372 | 4152171.5806 | 2833942.4223 | 12674020.2776 | 961560.8286 | 6588857.343 | 6588857.343 | 7236048.3217 | 3557391.7189 | 0 | 20224438.4492 | 37606735.8329 | 56234.1325 | 1.2983 | 15577.1253 | 28965.1965 | 317.5608 | 590.4947
1 | 1800 | 707 | 0.035 | 15 | 15 | 7 | 7.4989e-11 | 5spot_SharedNeighbor | CO2 | Porous | Wet | R245fa | MinimizeLCOE_Brownfield | IgnoreSilica | 98.1861 | 10.1065 | 0.32437 | 4 | 15581.4214 | 28978.5195 | 317.6484 | 590.7663 | 39.8263 | 2.5984 | 32.848 | 1435124.7374 | 0 | 2654294.1675 | 0 | 0 | 0 | 0 | 1594873.3729 | 4149533.3628 | 2832141.7845 | 12665967.4252 | 961560.8286 | 6588857.343 | 6588857.343 | 7236048.3217 | 3557391.7189 | 0 | 20216385.5968 | 37598682.9805 | 74989.4209 | 1.2975 | 15581.4214 | 28978.5195 | 317.6484 | 590.7663
1 | 1800 | 707 | 0.035 | 15 | 15 | 7 | 1e-10 | 5spot_SharedNeighbor | CO2 | Porous | Wet | R245fa | MinimizeLCOE_Brownfield | IgnoreSilica | 98.1324 | 10.1001 | 0.3242 | 4 | 15584.7482 | 28988.6634 | 317.7162 | 590.9731 | 39.8264 | 2.5986 | 35.6725 | 1434550.7326 | 0 | 2652941.4456 | 0 | 0 | 0 | 0 | 1594121.9495 | 4147578.3132 | 2830807.4229 | 12659999.8637 | 961560.8286 | 6588857.343 | 6588857.343 | 7236048.3217 | 3557391.7189 | 0 | 20210418.0354 | 37592715.419 | 100000 | 1.2968 | 15584.7482 | 28988.6634 | 317.7162 | 590.9731
1 | 1800 | 707 | 0.035 | 15 | 15 | 7 | 1.3335e-10 | 5spot_SharedNeighbor | CO2 | Porous | Wet | R245fa | MinimizeLCOE_Brownfield | IgnoreSilica | 98.0935 | 10.0954 | 0.32408 | 4 | 15587.307 | 28996.3224 | 317.7683 | 591.1293 | 39.8263 | 2.5987 | 33.4711 | 1434126.6903 | 0 | 2651954.4976 | 0 | 0 | 0 | 0 | 1593571.6633 | 4146146.5813 | 2829830.2366 | 12655629.669 | 961560.8286 | 6588857.343 | 6588857.343 | 7236048.3217 | 3557391.7189 | 0 | 20206047.8407 | 37588345.2243 | 133352.1432 | 1.2963 | 15587.307 | 28996.3224 | 317.7683 | 591.1293
1 | 1800 | 707 | 0.035 | 15 | 15 | 7 | 1.7783e-10 | 5spot_SharedNeighbor | CO2 | Porous | Wet | R245fa | MinimizeLCOE_Brownfield | IgnoreSilica | 98.0546 | 10.091 | 0.32397 | 4 | 15589.2641 | 29002.7177 | 317.8082 | 591.2596 | 39.8268 | 2.5988 | 31.3713 | 1433738.4394 | 0 | 2651003.0261 | 0 | 0 | 0 | 0 | 1593049.1715 | 4144787.165 | 2828902.407 | 12651480.2091 | 961560.8286 | 6588857.343 | 6588857.343 | 7236048.3217 | 3557391.7189 | 0 | 20201898.3807 | 37584195.7644 | 177827.941 | 1.2959 | 15589.2641 | 29002.7177 | 317.8082 | 591.2596
1 | 1800 | 707 | 0.035 | 15 | 15 | 7 | 2.3714e-10 | 5spot_SharedNeighbor | CO2 | Porous | Wet | R245fa | MinimizeLCOE_Brownfield | IgnoreSilica | 98.0398 | 10.0891 | 0.32391 | 4 | 15590.754 | 29006.7152 | 317.8386 | 591.3411 | 39.8263 | 2.5988 | 36.0201 | 1433546.9417 | 0 | 2650598.5664 | 0 | 0 | 0 | 0 | 1592816.7482 | 4144182.4471 | 2828489.6746 | 12649634.3779 | 961560.8286 | 6588857.343 | 6588857.343 | 7236048.3217 | 3557391.7189 | 0 | 20200052.5495 | 37582349.9332 | 237137.3706 | 1.2956 | 15590.754 | 29006.7152 | 317.8386 | 591.3411
1 | 1800 | 707 | 0.035 | 15 | 15 | 7 | 3.1623e-10 | 5spot_SharedNeighbor | CO2 | Porous | Wet | R245fa | MinimizeLCOE_Brownfield | IgnoreSilica | 98.0204 | 10.0868 | 0.32385 | 4 | 15591.8842 | 29010.2304 | 317.8616 | 591.4128 | 39.8264 | 2.5989 | 35.4681 | 1433344.1514 | 0 | 2650114.8911 | 0 | 0 | 0 | 0 | 1592549.0266 | 4143485.8904 | 2828014.2603 | 12647508.2199 | 961560.8286 | 6588857.343 | 6588857.343 | 7236048.3217 | 3557391.7189 | 0 | 20197926.3915 | 37580223.7752 | 316227.766 | 1.2954 | 15591.8842 | 29010.2304 | 317.8616 | 591.4128
1 | 1800 | 707 | 0.035 | 15 | 15 | 7 | 4.217e-10 | 5spot_SharedNeighbor | CO2 | Porous | Wet | R245fa | MinimizeLCOE_Brownfield | IgnoreSilica | 98.0009 | 10.0846 | 0.3238 | 4 | 15592.7393 | 29013.1683 | 317.8791 | 591.4727 | 39.8267 | 2.599 | 34.4848 | 1433157.5638 | 0 | 2649646.9842 | 0 | 0 | 0 | 0 | 1592293.7737 | 4142821.7749 | 2827560.9878 | 12645481.0845 | 961560.8286 | 6588857.343 | 6588857.343 | 7236048.3217 | 3557391.7189 | 0 | 20195899.2561 | 37578196.6398 | 421696.5034 | 1.2952 | 15592.7393 | 29013.1683 | 317.8791 | 591.4727
1 | 1800 | 707 | 0.035 | 15 | 15 | 7 | 5.6234e-10 | 5spot_SharedNeighbor | CO2 | Porous | Wet | R245fa | MinimizeLCOE_Brownfield | IgnoreSilica | 98.0035 | 10.0847 | 0.32379 | 4 | 15593.3849 | 29014.3687 | 317.8922 | 591.4972 | 39.826 | 2.5989 | 28.4722 | 1433138.0717 | 0 | 2649666.8558 | 0 | 0 | 0 | 0 | 1592293.9217 | 4142822.1599 | 2827561.2506 | 12645482.2598 | 961560.8286 | 6588857.343 | 6588857.343 | 7236048.3217 | 3557391.7189 | 0 | 20195900.4315 | 37578197.8151 | 562341.3252 | 1.2952 | 15593.3849 | 29014.3687 | 317.8922 | 591.4972
1 | 1800 | 707 | 0.035 | 15 | 15 | 7 | 7.4989e-10 | 5spot_SharedNeighbor | CO2 | Porous | Wet | R245fa | MinimizeLCOE_Brownfield | IgnoreSilica | 97.9887 | 10.083 | 0.32376 | 4 | 15593.8712 | 29016.2607 | 317.9022 | 591.5357 | 39.8264 | 2.599 | 32.8233 | 1433005.6303 | 0 | 2649319.8132 | 0 | 0 | 0 | 0 | 1592106.923 | 4142335.6275 | 2827229.1823 | 12643997.1763 | 961560.8286 | 6588857.343 | 6588857.343 | 7236048.3217 | 3557391.7189 | 0 | 20194415.348 | 37576712.7316 | 749894.2093 | 1.295 | 15593.8712 | 29016.2607 | 317.9022 | 591.5357
1 | 1800 | 707 | 0.035 | 15 | 15 | 7 | 1e-09 | 5spot_SharedNeighbor | CO2 | Porous | Wet | R245fa | MinimizeLCOE_Brownfield | IgnoreSilica | 97.9887 | 10.0829 | 0.32375 | 4 | 15594.2375 | 29017.0284 | 317.9096 | 591.5514 | 39.8261 | 2.5989 | 33.0301 | 1432984.2347 | 0 | 2649299.3039 | 0 | 0 | 0 | 0 | 1592090.5801 | 4142293.1067 | 2827200.1609 | 12643867.3864 | 961560.8286 | 6588857.343 | 6588857.343 | 7236048.3217 | 3557391.7189 | 0 | 20194285.558 | 37576582.9417 | 1000000 | 1.295 | 15594.2375 | 29017.0284 | 317.9096 | 591.5514
1 | 1800 | 707 | 0.035 | 15 | 15 | 7 | 1.3335e-09 | 5spot_SharedNeighbor | CO2 | Porous | Wet | R245fa | MinimizeLCOE_Brownfield | IgnoreSilica | 97.9692 | 10.0809 | 0.32371 | 4 | 15594.5128 | 29018.7507 | 317.9152 | 591.5865 | 39.827 | 2.5991 | 31.784 | 1432831.6491 | 0 | 2648864.2483 | 0 | 0 | 0 | 0 | 1591861.4 | 4141696.8271 | 2826793.1879 | 12642047.3123 | 961560.8286 | 6588857.343 | 6588857.343 | 7236048.3217 | 3557391.7189 | 0 | 20192465.484 | 37574762.8676 | 1333521.4322 | 1.2948 | 15594.5128 | 29018.7507 | 317.9152 | 591.5865
1 | 1800 | 707 | 0.035 | 15 | 15 | 7 | 1.7783e-09 | 5spot_SharedNeighbor | CO2 | Porous | Wet | R245fa | MinimizeLCOE_Brownfield | IgnoreSilica | 97.9692 | 10.0808 | 0.32371 | 4 | 15594.7197 | 29019.1844 | 317.9195 | 591.5953 | 39.8268 | 2.5991 | 32.0552 | 1432819.5716 | 0 | 2648852.6873 | 0 | 0 | 0 | 0 | 1591852.181 | 4141672.8411 | 2826776.8169 | 12641974.0978 | 961560.8286 | 6588857.343 | 6588857.343 | 7236048.3217 | 3557391.7189 | 0 | 20192392.2694 | 37574689.653 | 1778279.41 | 1.2948 | 15594.7197 | 29019.1844 | 317.9195 | 591.5953
1 | 1800 | 707 | 0.035 | 15 | 15 | 7 | 2.3714e-09 | 5spot_SharedNeighbor | CO2 | Porous | Wet | R245fa | MinimizeLCOE_Brownfield | IgnoreSilica | 97.9692 | 10.0808 | 0.3237 | 4 | 15594.8752 | 29019.5102 | 317.9226 | 591.602 | 39.8266 | 2.599 | 32.1375 | 1432810.501 | 0 | 2648844.0085 | 0 | 0 | 0 | 0 | 1591845.2587 | 4141654.8308 | 2826764.5245 | 12641919.1236 | 961560.8286 | 6588857.343 | 6588857.343 | 7236048.3217 | 3557391.7189 | 0 | 20192337.2952 | 37574634.6789 | 2371373.7057 | 1.2948 | 15594.8752 | 29019.5102 | 317.9226 | 591.602
1 | 1800 | 707 | 0.035 | 15 | 15 | 7 | 3.1623e-09 | 5spot_SharedNeighbor | CO2 | Porous | Wet | R245fa | MinimizeLCOE_Brownfield | IgnoreSilica | 97.9692 | 10.0808 | 0.3237 | 4 | 15594.9919 | 29019.7548 | 317.925 | 591.607 | 39.8265 | 2.599 | 31.752 | 1432803.6913 | 0 | 2648837.4952 | 0 | 0 | 0 | 0 | 1591840.0627 | 4141641.312 | 2826755.2976 | 12641877.8589 | 961560.8286 | 6588857.343 | 6588857.343 | 7236048.3217 | 3557391.7189 | 0 | 20192296.0305 | 37574593.4142 | 3162277.6602 | 1.2948 | 15594.9919 | 29019.7548 | 317.925 | 591.607
1 | 1800 | 707 | 0.035 | 15 | 15 | 7 | 4.217e-09 | 5spot_SharedNeighbor | CO2 | Porous | Wet | R245fa | MinimizeLCOE_Brownfield | IgnoreSilica | 97.9692 | 10.0807 | 0.3237 | 4 | 15595.0795 | 29019.9384 | 317.9268 | 591.6107 | 39.8264 | 2.599 | 32.1468 | 1432798.5805 | 0 | 2648832.608 | 0 | 0 | 0 | 0 | 1591836.1635 | 4141631.1669 | 2826748.3734 | 12641846.8922 | 961560.8286 | 6588857.343 | 6588857.343 | 7236048.3217 | 3557391.7189 | 0 | 20192265.0638 | 37574562.4475 | 4216965.0343 | 1.2948 | 15595.0795 | 29019.9384 | 317.9268 | 591.6107
1 | 1800 | 707 | 0.035 | 15 | 15 | 7 | 5.6234e-09 | 5spot_SharedNeighbor | CO2 | Porous | Wet | R245fa | MinimizeLCOE_Brownfield | IgnoreSilica | 97.9692 | 10.0807 | 0.32369 | 4 | 15595.1452 | 29020.0762 | 317.9281 | 591.6135 | 39.8264 | 2.599 | 32.2617 | 1432794.7454 | 0 | 2648828.9414 | 0 | 0 | 0 | 0 | 1591833.2379 | 4141623.555 | 2826743.1782 | 12641823.6578 | 961560.8286 | 6588857.343 | 6588857.343 | 7236048.3217 | 3557391.7189 | 0 | 20192241.8295 | 37574539.2131 | 5623413.2519 | 1.2948 | 15595.1452 | 29020.0762 | 317.9281 | 591.6135
1 | 1800 | 707 | 0.035 | 15 | 15 | 7 | 7.4989e-09 | 5spot_SharedNeighbor | CO2 | Porous | Wet | R245fa | MinimizeLCOE_Brownfield | IgnoreSilica | 97.9692 | 10.0807 | 0.32369 | 4 | 15595.1945 | 29020.1795 | 317.9291 | 591.6156 | 39.8263 | 2.599 | 32.1115 | 1432791.8681 | 0 | 2648826.191 | 0 | 0 | 0 | 0 | 1591831.0431 | 4141617.8446 | 2826739.2807 | 12641806.2274 | 961560.8286 | 6588857.343 | 6588857.343 | 7236048.3217 | 3557391.7189 | 0 | 20192224.399 | 37574521.7827 | 7498942.0933 | 1.2948 | 15595.1945 | 29020.1795 | 317.9291 | 591.6156
1 | 1800 | 707 | 0.035 | 15 | 15 | 7 | 1e-08 | 5spot_SharedNeighbor | CO2 | Porous | Wet | R245fa | MinimizeLCOE_Brownfield | IgnoreSilica | 97.9692 | 10.0807 | 0.32369 | 4 | 15595.2316 | 29020.2571 | 317.9299 | 591.6172 | 39.8263 | 2.599 | 32.2069 | 1432789.7097 | 0 | 2648824.1279 | 0 | 0 | 0 | 0 | 1591829.3967 | 4141613.561 | 2826736.3571 | 12641793.1524 | 961560.8286 | 6588857.343 | 6588857.343 | 7236048.3217 | 3557391.7189 | 0 | 20192211.324 | 37574508.7077 | 10000000 | 1.2948 | 15595.2316 | 29020.2571 | 317.9299 | 591.6172
1 | 1900 | 707 | 0.035 | 15 | 15 | 7 | 1e-13 | 5spot_SharedNeighbor | CO2 | Porous | Wet | R245fa | MinimizeLCOE_Brownfield | IgnoreSilica | 0.42358 | 0.01171 | 0.00063435 | 4 | 3193122.5376 | 10322769.6424 | 65096.1219 | 210443.6217 | 36.2345 | 2.5133 | 17.0241 | 24263.2859 | 0 | 20623.2341 | 0 | 0 | 0 | 10881.2801 | 21749.442 | 56587.5867 | 38622.1907 | 172727.0194 | 961560.8286 | 6967896.3915 | 6967896.3915 | 7440735.7703 | 3682034.1773 | 0 | 8102184.2396 | 26192850.5787 | 100 | 0.0025374 | 3193122.5376 | 10322769.6424 | 65096.1219 | 210443.6217
1 | 1900 | 707 | 0.035 | 15 | 15 | 7 | 1.3335e-13 | 5spot_SharedNeighbor | CO2 | Porous | Wet | R245fa | MinimizeLCOE_Brownfield | IgnoreSilica | 0.58935 | 0.027496 | 0.0011255 | 4 | 1816032.7797 | 5834477.5245 | 37022.2846 | 118943.7161 | 38.0757 | 2.7498 | 15.0003 | 34244.6358 | 0 | 31146.8485 | 0 | 0 | 0 | 14083.5327 | 30995.2566 | 80643.2997 | 55040.7091 | 246154.2824 | 961560.8286 | 6967896.3915 | 6967896.3915 | 7440735.7703 | 3682034.1773 | 0 | 8175611.5025 | 26266277.8416 | 133.3521 | 0.0045019 | 1816032.7797 | 5834477.5245 | 37022.2846 | 118943.7161
1 | 1900 | 707 | 0.035 | 15 | 15 | 7 | 1.7783e-13 | 5spot_SharedNeighbor | CO2 | Porous | Wet | R245fa | MinimizeLCOE_Brownfield | IgnoreSilica | 0.79142 | 0.047878 | 0.0018414 | 4 | 1120992.5616 | 3577099.8053 | 22852.9496 | 72924.0179 | 39.4585 | 2.9187 | 20.7494 | 45501.2942 | 0 | 43346.1097 | 0 | 0 | 0 | 16829.6464 | 41214.0496 | 107230.5029 | 73187.0216 | 327308.6243 | 961560.8286 | 6967896.3915 | 6967896.3915 | 7440735.7703 | 3682034.1773 | 0 | 8256765.8445 | 26347432.1836 | 177.8279 | 0.0073656 | 1120992.5616 | 3577099.8053 | 22852.9496 | 72924.0179
1 | 1900 | 707 | 0.035 | 15 | 15 | 7 | 2.3714e-13 | 5spot_SharedNeighbor | CO2 | Porous | Wet | R245fa | MinimizeLCOE_Brownfield | IgnoreSilica | 1.068 | 0.076163 | 0.0028504 | 4 | 733354.5104 | 2320059.2813 | 14950.4236 | 47297.5466 | 40.6467 | 3.0541 | 39.2512 | 59645.7404 | 0 | 59131.0711 | 0 | 0 | 0 | 20642.1168 | 54373.382 | 141468.3866 | 96555.0807 | 431815.7777 | 961560.8286 | 6967896.3915 | 6967896.3915 | 7440735.7703 | 3682034.1773 | 0 | 8361272.9978 | 26451939.3369 | 237.1374 | 0.011401 | 733354.5104 | 2320059.2813 | 14950.4236 | 47297.5466
1 | 1900 | 707 | 0.035 | 15 | 15 | 7 | 3.1623e-13 | 5spot_SharedNeighbor | CO2 | Porous | Wet | R245fa | MinimizeLCOE_Brownfield | IgnoreSilica | 1.418 | 0.11264 | 0.0042389 | 4 | 500227.1198 | 1567175.5017 | 10197.8064 | 31948.9924 | 41.5842 | 3.1537 | 55.8687 | 76024.3069 | 0 | 77970.0297 | 0 | 0 | 0 | 24277.9613 | 69526.1962 | 180892.9007 | 123463.1217 | 552154.5165 | 961560.8286 | 6967896.3915 | 6967896.3915 | 7440735.7703 | 3682034.1773 | 0 | 8481611.7366 | 26572278.0757 | 316.2278 | 0.016956 | 500227.1198 | 1567175.5017 | 10197.8064 | 31948.9924
1 | 1900 | 707 | 0.035 | 15 | 15 | 7 | 4.217e-13 | 5spot_SharedNeighbor | CO2 | Porous | Wet | R245fa | MinimizeLCOE_Brownfield | IgnoreSilica | 1.8653 | 0.15976 | 0.0061247 | 4 | 351937.7944 | 1090367.5247 | 7174.728 | 22228.6168 | 42.3306 | 3.2283 | 73.6347 | 95192.1581 | 0 | 100690.0951 | 0 | 0 | 0 | 27737.7585 | 87211.8046 | 226907.2259 | 154868.8441 | 692607.8862 | 961560.8286 | 6967896.3915 | 6967896.3915 | 7440735.7703 | 3682034.1773 | 0 | 8622065.1064 | 26712731.4455 | 421.6965 | 0.024499 | 351937.7944 | 1090367.5247 | 7174.728 | 22228.6168
1 | 1900 | 707 | 0.035 | 15 | 15 | 7 | 5.6234e-13 | 5spot_SharedNeighbor | CO2 | Porous | Wet | R245fa | MinimizeLCOE_Brownfield | IgnoreSilica | 2.4488 | 0.22142 | 0.0086616 | 4 | 253743.6399 | 775894.6742 | 5172.9073 | 15817.6624 | 42.9358 | 3.2862 | 98.1564 | 118119.8404 | 0 | 128658.4051 | 0 | 0 | 0 | 31485.252 | 108522.764 | 282353.9709 | 192712.3869 | 861852.6193 | 961560.8286 | 6967896.3915 | 6967896.3915 | 7440735.7703 | 3682034.1773 | 0 | 8791309.8395 | 26881976.1786 | 562.3413 | 0.034646 | 253743.6399 | 775894.6742 | 5172.9073 | 15817.6624
1 | 1900 | 707 | 0.035 | 15 | 15 | 7 | 7.4989e-13 | 5spot_SharedNeighbor | CO2 | Porous | Wet | R245fa | MinimizeLCOE_Brownfield | IgnoreSilica | 3.2345 | 0.30441 | 0.012071 | 4 | 186502.5714 | 561187.4949 | 3802.1072 | 11440.5661 | 43.4326 | 3.3317 | 21.0902 | 146413.0038 | 0 | 164198.4835 | 0 | 0 | 0 | 36574.8319 | 135402.6645 | 352289.9581 | 240445.1353 | 1075324.0771 | 961560.8286 | 6967896.3915 | 6967896.3915 | 7440735.7703 | 3682034.1773 | 0 | 9004781.2973 | 27095447.6364 | 749.8942 | 0.048282 | 186502.5714 | 561187.4949 | 3802.1072 | 11440.5661
1 | 1900 | 707 | 0.035 | 15 | 15 | 7 | 1e-12 | 5spot_SharedNeighbor | CO2 | Porous | Wet | R245fa | MinimizeLCOE_Brownfield | IgnoreSilica | 4.224 | 0.40943 | 0.0166 | 4 | 139292.336 | 411740.8548 | 2839.6627 | 8393.8942 | 43.811 | 3.3652 | 22.0913 | 179111.993 | 0 | 206465.1551 | 0 | 0 | 0 | 40476.819 | 166161.0471 | 432316.9604 | 295065.2087 | 1319597.1832 | 961560.8286 | 6967896.3915 | 6967896.3915 | 7440735.7703 | 3682034.1773 | 0 | 9249054.4034 | 27339720.7425 | 1000 | 0.0664 | 139292.336 | 411740.8548 | 2839.6627 | 8393.8942
1 | 1900 | 707 | 0.035 | 15 | 15 | 7 | 1.3335e-12 | 5spot_SharedNeighbor | CO2 | Porous | Wet | R245fa | MinimizeLCOE_Brownfield | IgnoreSilica | 5.4996 | 0.54503 | 0.022608 | 4 | 105484.2192 | 305528.3964 | 2150.4385 | 6228.6096 | 44.1065 | 3.3905 | 26.0948 | 217915.937 | 0 | 258025.4863 | 0 | 0 | 0 | 43820.584 | 202707.1828 | 527402.5087 | 359963.0492 | 1609834.748 | 961560.8286 | 6967896.3915 | 6967896.3915 | 7440735.7703 | 3682034.1773 | 0 | 9539291.9681 | 27629958.3072 | 1333.5214 | 0.090433 | 105484.2192 | 305528.3964 | 2150.4385 | 6228.6096
1 | 1900 | 707 | 0.035 | 15 | 15 | 7 | 1.7783e-12 | 5spot_SharedNeighbor | CO2 | Porous | Wet | R245fa | MinimizeLCOE_Brownfield | IgnoreSilica | 7.1392 | 0.71953 | 0.030547 | 4 | 80882.5732 | 228937.8796 | 1648.9007 | 4667.2083 | 44.3346 | 3.4093 | 23.3551 | 263891.9364 | 0 | 320786.8853 | 0 | 0 | 0 | 46031.1811 | 245976.9011 | 639981.4399 | 436800.483 | 1953468.8268 | 961560.8286 | 6967896.3915 | 6967896.3915 | 7440735.7703 | 3682034.1773 | 0 | 9882926.047 | 27973592.3861 | 1778.2794 | 0.12219 | 80882.5732 | 228937.8796 | 1648.9007 | 4667.2083
1 | 1900 | 707 | 0.035 | 15 | 15 | 7 | 2.3714e-12 | 5spot_SharedNeighbor | CO2 | Porous | Wet | R245fa | MinimizeLCOE_Brownfield | IgnoreSilica | 9.2197 | 0.94134 | 0.04097 | 4 | 62742.0059 | 173131.247 | 1279.0807 | 3529.5146 | 44.5064 | 3.4227 | 21.9999 | 317771.0058 | 0 | 396308.1997 | 0 | 0 | 0 | 45544.3373 | 296253.1817 | 770790.0089 | 526080.0192 | 2352746.7526 | 961560.8286 | 6967896.3915 | 6967896.3915 | 7440735.7703 | 3682034.1773 | 0 | 10282203.9728 | 28372870.3119 | 2371.3737 | 0.16388 | 62742.0059 | 173131.247 | 1279.0807 | 3529.5146
1 | 1900 | 707 | 0.035 | 15 | 15 | 7 | 3.1623e-12 | 5spot_SharedNeighbor | CO2 | Porous | Wet | R245fa | MinimizeLCOE_Brownfield | IgnoreSilica | 11.7607 | 1.2131 | 0.054449 | 4 | 49208.9785 | 132271.0617 | 1003.1916 | 2696.5245 | 44.629 | 3.4314 | 20.6632 | 378720.7698 | 0 | 483960.9162 | 0 | 0 | 0 | 37505.1796 | 351072.8776 | 913419.6125 | 623427.6545 | 2788107.0102 | 961560.8286 | 6967896.3915 | 6967896.3915 | 7440735.7703 | 3682034.1773 | 0 | 10717564.2304 | 28808230.5695 | 3162.2777 | 0.2178 | 49208.9785 | 132271.0617 | 1003.1916 | 2696.5245
1 | 1900 | 707 | 0.035 | 15 | 15 | 7 | 4.217e-12 | 5spot_SharedNeighbor | CO2 | Porous | Wet | R245fa | MinimizeLCOE_Brownfield | IgnoreSilica | 14.6299 | 1.522 | 0.071293 | 4 | 38897.4715 | 102335.0034 | 792.9776 | 2086.2375 | 44.7075 | 3.4357 | 25.5579 | 442826.3774 | 0 | 578416.571 | 0 | 0 | 0 | 0 | 398284.7499 | 1036255.2197 | 707265.4804 | 3163048.3982 | 961560.8286 | 6967896.3915 | 6967896.3915 | 7440735.7703 | 3682034.1773 | 0 | 11092505.6184 | 29183171.9575 | 4216.965 | 0.28517 | 38897.4715 | 102335.0034 | 792.9776 | 2086.2375
1 | 1900 | 707 | 0.035 | 15 | 15 | 7 | 5.6234e-12 | 5spot_SharedNeighbor | CO2 | Porous | Wet | R245fa | MinimizeLCOE_Brownfield | IgnoreSilica | 19.4903 | 2.039 | 0.095248 | 4 | 31173.9405 | 78657.0737 | 635.5229 | 1603.5308 | 44.7665 | 3.4359 | 22.4713 | 543133.6128 | 0 | 730391.2924 | 0 | 0 | 0 | 1006.3872 | 497067.204 | 1293266.9024 | 882681.2349 | 3947546.6336 | 961560.8286 | 6967896.3915 | 6967896.3915 | 7440735.7703 | 3682034.1773 | 0 | 11877003.8538 | 29967670.1929 | 5623.4133 | 0.38099 | 31173.9405 | 78657.0737 | 635.5229 | 1603.5308
1 | 1900 | 707 | 0.035 | 15 | 15 | 7 | 7.4989e-12 | 5spot_SharedNeighbor | CO2 | Porous | Wet | R245fa | MinimizeLCOE_Brownfield | IgnoreSilica | 25.8868 | 2.7193 | 0.12645 | 4 | 25369.3917 | 61135.0164 | 517.1894 | 1246.32 | 44.7699 | 3.4284 | 24.3063 | 663667.2872 | 0 | 919242.9108 | 0 | 0 | 0 | 0 | 617334.9772 | 1606178.9779 | 1096250.1561 | 4902674.3092 | 961560.8286 | 6967896.3915 | 6967896.3915 | 7440735.7703 | 3682034.1773 | 0 | 12832131.5294 | 30922797.8685 | 7498.9421 | 0.50581 | 25369.3917 | 61135.0164 | 517.1894 | 1246.32
1 | 1900 | 707 | 0.035 | 15 | 15 | 7 | 1e-11 | 5spot_SharedNeighbor | CO2 | Porous | Wet | R245fa | MinimizeLCOE_Brownfield | IgnoreSilica | 34.2692 | 3.6111 | 0.16649 | 4 | 21025.4642 | 48190.5202 | 428.6325 | 982.4289 | 44.6997 | 3.4091 | 22.559 | 807352.5838 | 0 | 1153263.7499 | 0 | 0 | 0 | 0 | 764640.3702 | 1989437.3938 | 1357831.9001 | 6072525.9979 | 961560.8286 | 6967896.3915 | 6967896.3915 | 7440735.7703 | 3682034.1773 | 0 | 14001983.218 | 32092649.5571 | 10000 | 0.66595 | 21025.4642 | 48190.5202 | 428.6325 | 982.4289
1 | 1900 | 707 | 0.035 | 15 | 15 | 7 | 1.3335e-11 | 5spot_SharedNeighbor | CO2 | Porous | Wet | R245fa | MinimizeLCOE_Brownfield | IgnoreSilica | 45.0929 | 4.7623 | 0.21629 | 4 | 17808.0675 | 38717.9728 | 363.0415 | 789.3182 | 44.5225 | 3.3716 | 22.5493 | 974862.0923 | 0 | 1439401.195 | 0 | 0 | 0 | 0 | 941562.682 | 2449752.9576 | 1672006.731 | 7477585.6579 | 961560.8286 | 6967896.3915 | 6967896.3915 | 7440735.7703 | 3682034.1773 | 0 | 15407042.8781 | 33497709.2171 | 13335.2143 | 0.86517 | 17808.0675 | 38717.9728 | 363.0415 | 789.3182
1 | 1900 | 707 | 0.035 | 15 | 15 | 7 | 1.7783e-11 | 5spot_SharedNeighbor | CO2 | Porous | Wet | R245fa | MinimizeLCOE_Brownfield | IgnoreSilica | 58.7982 | 6.2185 | 0.27508 | 4 | 15500.6177 | 31942.021 | 316.0011 | 651.1813 | 44.1728 | 3.3043 | 22.2497 | 1163354.5904 | 0 | 1783143.4924 | 0 | 0 | 0 | 0 | 1149134.2523 | 2989811.6046 | 2040607.8546 | 9126051.7942 | 961560.8286 | 6967896.3915 | 6967896.3915 | 7440735.7703 | 3682034.1773 | 0 | 17055509.0143 | 35146175.3534 | 17782.7941 | 1.1003 | 15500.6177 | 31942.021 | 316.0011 | 651.1813
1 | 1900 | 707 | 0.035 | 15 | 15 | 7 | 2.3714e-11 | 5spot_SharedNeighbor | CO2 | Porous | Wet | R245fa | MinimizeLCOE_Brownfield | IgnoreSilica | 75.4607 | 7.9795 | 0.33784 | 4 | 13983.4709 | 27370.4428 | 285.072 | 557.9835 | 43.5671 | 3.1944 | 26.5577 | 1361267.3326 | 0 | 2179707.1998 | 0 | 0 | 0 | 0 | 1380980.0676 | 3593026.858 | 2452314.6599 | 10967296.1179 | 961560.8286 | 6967896.3915 | 6967896.3915 | 7440735.7703 | 3682034.1773 | 0 | 18896753.3381 | 36987419.6772 | 23713.7371 | 1.3514 | 13983.4709 | 27370.4428 | 285.072 | 557.9835
1 | 1900 | 707 | 0.035 | 15 | 15 | 7 | 3.1623e-11 | 5spot_SharedNeighbor | CO2 | Porous | Wet | R245fa | MinimizeLCOE_Brownfield | IgnoreSilica | 94.8891 | 10.0143 | 0.39454 | 4 | 13208.0394 | 24671.1285 | 269.2637 | 502.9543 | 42.595 | 3.0245 | 23.406 | 1549993.9136 | 0 | 2619839.5804 | 0 | 0 | 0 | 0 | 1626235.0627 | 4231130.0464 | 2887833.1977 | 12915031.8008 | 961560.8286 | 6967896.3915 | 6967896.3915 | 7440735.7703 | 3682034.1773 | 0 | 20844489.021 | 38935155.3601 | 31622.7766 | 1.5782 | 13208.0394 | 24671.1285 | 269.2637 | 502.9543
1 | 1900 | 707 | 0.035 | 15 | 15 | 7 | 4.217e-11 | 5spot_SharedNeighbor | CO2 | Porous | Wet | R245fa | MinimizeLCOE_Brownfield | IgnoreSilica | 105.6628 | 11.1304 | 0.41642 | 4 | 13109.0786 | 23969.7919 | 267.2463 | 488.6566 | 41.9284 | 2.9109 | 36.6 | 1634586.6456 | 0 | 2855296.3628 | 0 | 0 | 0 | 0 | 1751054.3733 | 4555884.2886 | 3109484.641 | 13906306.3112 | 961560.8286 | 6967896.3915 | 6967896.3915 | 7440735.7703 | 3682034.1773 | 0 | 21835763.5314 | 39926429.8705 | 42169.6503 | 1.6657 | 13109.0786 | 23969.7919 | 267.2463 | 488.6566
1 | 1900 | 707 | 0.035 | 15 | 15 | 7 | 5.6234e-11 | 5spot_SharedNeighbor | CO2 | Porous | Wet | R245fa | MinimizeLCOE_Brownfield | IgnoreSilica | 105.5649 | 11.1184 | 0.41606 | 4 | 13113.6981 | 23983.8128 | 267.3405 | 488.9425 | 41.9285 | 2.9112 | 40.3896 | 1633477.2782 | 0 | 2852790.4632 | 0 | 0 | 0 | 0 | 1749644.4191 | 4552215.8772 | 3106980.8749 | 13895108.9126 | 961560.8286 | 6967896.3915 | 6967896.3915 | 7440735.7703 | 3682034.1773 | 0 | 21824566.1327 | 39915232.4718 | 56234.1325 | 1.6643 | 13113.6981 | 23983.8128 | 267.3405 | 488.9425
1 | 1900 | 707 | 0.035 | 15 | 15 | 7 | 7.4989e-11 | 5spot_SharedNeighbor | CO2 | Porous | Wet | R245fa | MinimizeLCOE_Brownfield | IgnoreSilica | 105.4944 | 11.1096 | 0.41579 | 4 | 13117.2945 | 23994.4808 | 267.4138 | 489.1599 | 41.9282 | 2.9114 | 36.2717 | 1632654.9558 | 0 | 2850962.8521 | 0 | 0 | 0 | 0 | 1748610.9451 | 4549526.9896 | 3105145.6539 | 13886901.3964 | 961560.8286 | 6967896.3915 | 6967896.3915 | 7440735.7703 | 3682034.1773 | 0 | 21816358.6166 | 39907024.9557 | 74989.4209 | 1.6632 | 13117.2945 | 23994.4808 | 267.4138 | 489.1599
1 | 1900 | 707 | 0.035 | 15 | 15 | 7 | 1e-10 | 5spot_SharedNeighbor | CO2 | Porous | Wet | R245fa | MinimizeLCOE_Brownfield | IgnoreSilica | 105.4406 | 11.1029 | 0.41559 | 4 | 13120.0745 | 24002.691 | 267.4705 | 489.3273 | 41.928 | 2.9115 | 39.413 | 1632025.8335 | 0 | 2849569.357 | 0 | 0 | 0 | 0 | 1747822.1243 | 4547474.6397 | 3103744.8829 | 13880636.8373 | 961560.8286 | 6967896.3915 | 6967896.3915 | 7440735.7703 | 3682034.1773 | 0 | 21810094.0575 | 39900760.3966 | 100000 | 1.6623 | 13120.0745 | 24002.691 | 267.4705 | 489.3273
1 | 1900 | 707 | 0.035 | 15 | 15 | 7 | 1.3335e-10 | 5spot_SharedNeighbor | CO2 | Porous | Wet | R245fa | MinimizeLCOE_Brownfield | IgnoreSilica | 105.4017 | 11.098 | 0.41543 | 4 | 13122.2098 | 24008.8919 | 267.514 | 489.4537 | 41.9276 | 2.9116 | 38.9353 | 1631560.0546 | 0 | 2848551.092 | 0 | 0 | 0 | 0 | 1747243.3472 | 4545968.7804 | 3102717.103 | 13876040.3771 | 961560.8286 | 6967896.3915 | 6967896.3915 | 7440735.7703 | 3682034.1773 | 0 | 21805497.5973 | 39896163.9364 | 133352.1432 | 1.6617 | 13122.2098 | 24008.8919 | 267.514 | 489.4537
1 | 1900 | 707 | 0.035 | 15 | 15 | 7 | 1.7783e-10 | 5spot_SharedNeighbor | CO2 | Porous | Wet | R245fa | MinimizeLCOE_Brownfield | IgnoreSilica | 105.3675 | 11.0938 | 0.4153 | 4 | 13123.8412 | 24013.8317 | 267.5473 | 489.5544 | 41.9276 | 2.9117 | 42.288 | 1631171.6825 | 0 | 2847675.64 | 0 | 0 | 0 | 0 | 1746750.4558 | 4544686.3781 | 3101841.837 | 13872125.9933 | 961560.8286 | 6967896.3915 | 6967896.3915 | 7440735.7703 | 3682034.1773 | 0 | 21801583.2134 | 39892249.5525 | 177827.941 | 1.6612 | 13123.8412 | 24013.8317 | 267.5473 | 489.5544
1 | 1900 | 707 | 0.035 | 15 | 15 | 7 | 2.3714e-10 | 5spot_SharedNeighbor | CO2 | Porous | Wet | R245fa | MinimizeLCOE_Brownfield | IgnoreSilica | 105.3286 | 11.0892 | 0.41519 | 4 | 13125.0823 | 24018.1611 | 267.5726 | 489.6427 | 41.9285 | 2.912 | 39.5657 | 1630783.936 | 0 | 2846733.1674 | 0 | 0 | 0 | 0 | 1746231.6703 | 4543336.6048 | 3100920.589 | 13868005.9676 | 961560.8286 | 6967896.3915 | 6967896.3915 | 7440735.7703 | 3682034.1773 | 0 | 21797463.1877 | 39888129.5268 | 237137.3706 | 1.6607 | 13125.0823 | 24018.1611 | 267.5726 | 489.6427
1 | 1900 | 707 | 0.035 | 15 | 15 | 7 | 3.1623e-10 | 5spot_SharedNeighbor | CO2 | Porous | Wet | R245fa | MinimizeLCOE_Brownfield | IgnoreSilica | 105.3091 | 11.0868 | 0.41512 | 4 | 13126.0233 | 24020.9959 | 267.5917 | 489.7005 | 41.9285 | 2.912 | 39.0087 | 1630562.4725 | 0 | 2846235.7506 | 0 | 0 | 0 | 0 | 1745951.307 | 4542607.157 | 3100422.7259 | 13865779.413 | 961560.8286 | 6967896.3915 | 6967896.3915 | 7440735.7703 | 3682034.1773 | 0 | 21795236.6332 | 39885902.9722 | 316227.766 | 1.6605 | 13126.0233 | 24020.9959 | 267.5917 | 489.7005
1 | 1900 | 707 | 0.035 | 15 | 15 | 7 | 4.217e-10 | 5spot_SharedNeighbor | CO2 | Porous | Wet | R245fa | MinimizeLCOE_Brownfield | IgnoreSilica | 105.3091 | 11.0865 | 0.41509 | 4 | 13126.7348 | 24022.4838 | 267.6062 | 489.7308 | 41.9275 | 2.9119 | 38.4175 | 1630501.0686 | 0 | 2846177.2428 | 0 | 0 | 0 | 0 | 1745904.5414 | 4542485.4826 | 3100339.6806 | 13865408.016 | 961560.8286 | 6967896.3915 | 6967896.3915 | 7440735.7703 | 3682034.1773 | 0 | 21794865.2361 | 39885531.5752 | 421696.5034 | 1.6603 | 13126.7348 | 24022.4838 | 267.6062 | 489.7308
1 | 1900 | 707 | 0.035 | 15 | 15 | 7 | 5.6234e-10 | 5spot_SharedNeighbor | CO2 | Porous | Wet | R245fa | MinimizeLCOE_Brownfield | IgnoreSilica | 105.2897 | 11.0843 | 0.41503 | 4 | 13127.2717 | 24024.4734 | 267.6172 | 489.7714 | 41.9281 | 2.912 | 37.5737 | 1630314.5989 | 0 | 2845713.3843 | 0 | 0 | 0 | 0 | 1745650.9134 | 4541825.5945 | 3099889.2935 | 13863393.7846 | 961560.8286 | 6967896.3915 | 6967896.3915 | 7440735.7703 | 3682034.1773 | 0 | 21792851.0048 | 39883517.3439 | 562341.3252 | 1.6601 | 13127.2717 | 24024.4734 | 267.6172 | 489.7714
1 | 1900 | 707 | 0.035 | 15 | 15 | 7 | 7.4989e-10 | 5spot_SharedNeighbor | CO2 | Porous | Wet | R245fa | MinimizeLCOE_Brownfield | IgnoreSilica | 105.2897 | 11.0841 | 0.41501 | 4 | 13127.6764 | 24025.3193 | 267.6254 | 489.7886 | 41.9275 | 2.912 | 37.4776 | 1630279.7243 | 0 | 2845680.2302 | 0 | 0 | 0 | 0 | 1745624.3823 | 4541756.5658 | 3099842.1799 | 13863183.0825 | 961560.8286 | 6967896.3915 | 6967896.3915 | 7440735.7703 | 3682034.1773 | 0 | 21792640.3027 | 39883306.6418 | 749894.2093 | 1.6601 | 13127.6764 | 24025.3193 | 267.6254 | 489.7886
1 | 1900 | 707 | 0.035 | 15 | 15 | 7 | 1e-09 | 5spot_SharedNeighbor | CO2 | Porous | Wet | R245fa | MinimizeLCOE_Brownfield | IgnoreSilica | 105.2749 | 11.0825 | 0.41498 | 4 | 13127.9808 | 24026.6165 | 267.6316 | 489.8151 | 41.9281 | 2.9121 | 41.508 | 1630146.711 | 0 | 2845335.5 | 0 | 0 | 0 | 0 | 1745438.0623 | 4541271.7995 | 3099511.3169 | 13861703.3897 | 961560.8286 | 6967896.3915 | 6967896.3915 | 7440735.7703 | 3682034.1773 | 0 | 21791160.6098 | 39881826.9489 | 1000000 | 1.6599 | 13127.9808 | 24026.6165 | 267.6316 | 489.8151
1 | 1900 | 707 | 0.035 | 15 | 15 | 7 | 1.3335e-09 | 5spot_SharedNeighbor | CO2 | Porous | Wet | R245fa | MinimizeLCOE_Brownfield | IgnoreSilica | 105.2749 | 11.0824 | 0.41497 | 4 | 13128.2098 | 24027.0951 | 267.6363 | 489.8248 | 41.9278 | 2.912 | 41.4256 | 1630126.9919 | 0 | 2845316.7791 | 0 | 0 | 0 | 0 | 1745423.0707 | 4541232.7945 | 3099484.6952 | 13861584.3315 | 961560.8286 | 6967896.3915 | 6967896.3915 | 7440735.7703 | 3682034.1773 | 0 | 21791041.5517 | 39881707.8908 | 1333521.4322 | 1.6599 | 13128.2098 | 24027.0951 | 267.6363 | 489.8248
1 | 1900 | 707 | 0.035 | 15 | 15 | 7 | 1.7783e-09 | 5spot_SharedNeighbor | CO2 | Porous | Wet | R245fa | MinimizeLCOE_Brownfield | IgnoreSilica | 105.2749 | 11.0823 | 0.41496 | 4 | 13128.3819 | 24027.4548 | 267.6398 | 489.8322 | 41.9276 | 2.912 | 41.4847 | 1630112.1757 | 0 | 2845302.7192 | 0 | 0 | 0 | 0 | 1745411.809 | 4541203.4939 | 3099464.697 | 13861494.8948 | 961560.8286 | 6967896.3915 | 6967896.3915 | 7440735.7703 | 3682034.1773 | 0 | 21790952.1149 | 39881618.454 | 1778279.41 | 1.6598 | 13128.3819 | 24027.4548 | 267.6398 | 489.8322
1 | 1900 | 707 | 0.035 | 15 | 15 | 7 | 2.3714e-09 | 5spot_SharedNeighbor | CO2 | Porous | Wet | R245fa | MinimizeLCOE_Brownfield | IgnoreSilica | 105.2554 | 11.0803 | 0.41492 | 4 | 13128.5111 | 24028.5923 | 267.6425 | 489.8554 | 41.9287 | 2.9122 | 40.5632 | 1629960.906 | 0 | 2844872.4456 | 0 | 0 | 0 | 0 | 1745185.0071 | 4540613.4019 | 3099061.9471 | 13859693.7077 | 961560.8286 | 6967896.3915 | 6967896.3915 | 7440735.7703 | 3682034.1773 | 0 | 21789150.9278 | 39879817.2669 | 2371373.7057 | 1.6597 | 13128.5111 | 24028.5923 | 267.6425 | 489.8554
1 | 1900 | 707 | 0.035 | 15 | 15 | 7 | 3.1623e-09 | 5spot_SharedNeighbor | CO2 | Porous | Wet | R245fa | MinimizeLCOE_Brownfield | IgnoreSilica | 105.2554 | 11.0802 | 0.41492 | 4 | 13128.6081 | 24028.795 | 267.6444 | 489.8595 | 41.9285 | 2.9122 | 40.5454 | 1629952.5593 | 0 | 2844864.5298 | 0 | 0 | 0 | 0 | 1745178.6647 | 4540596.9003 | 3099050.6844 | 13859643.3385 | 961560.8286 | 6967896.3915 | 6967896.3915 | 7440735.7703 | 3682034.1773 | 0 | 21789100.5586 | 39879766.8977 | 3162277.6602 | 1.6597 | 13128.6081 | 24028.795 | 267.6444 | 489.8595
1 | 1900 | 707 | 0.035 | 15 | 15 | 7 | 4.217e-09 | 5spot_SharedNeighbor | CO2 | Porous | Wet | R245fa | MinimizeLCOE_Brownfield | IgnoreSilica | 105.2554 | 11.0802 | 0.41491 | 4 | 13128.6809 | 24028.9471 | 267.6459 | 489.8626 | 41.9284 | 2.9122 | 41.2104 | 1629946.295 | 0 | 2844858.59 | 0 | 0 | 0 | 0 | 1745173.9051 | 4540584.5167 | 3099042.2324 | 13859605.5391 | 961560.8286 | 6967896.3915 | 6967896.3915 | 7440735.7703 | 3682034.1773 | 0 | 21789062.7593 | 39879729.0984 | 4216965.0343 | 1.6597 | 13128.6809 | 24028.9471 | 267.6459 | 489.8626
1 | 1900 | 707 | 0.035 | 15 | 15 | 7 | 5.6234e-09 | 5spot_SharedNeighbor | CO2 | Porous | Wet | R245fa | MinimizeLCOE_Brownfield | IgnoreSilica | 105.2554 | 11.0802 | 0.41491 | 4 | 13128.7355 | 24029.0613 | 267.647 | 489.8649 | 41.9284 | 2.9122 | 40.9132 | 1629941.5945 | 0 | 2844854.1336 | 0 | 0 | 0 | 0 | 1745170.3339 | 4540575.2253 | 3099035.8907 | 13859577.178 | 961560.8286 | 6967896.3915 | 6967896.3915 | 7440735.7703 | 3682034.1773 | 0 | 21789034.3982 | 39879700.7373 | 5623413.2519 | 1.6596 | 13128.7355 | 24029.0613 | 267.647 | 489.8649
1 | 1900 | 707 | 0.035 | 15 | 15 | 7 | 7.4989e-09 | 5spot_SharedNeighbor | CO2 | Porous | Wet | R245fa | MinimizeLCOE_Brownfield | IgnoreSilica | 105.2554 | 11.0802 | 0.41491 | 4 | 13128.7765 | 24029.1469 | 267.6479 | 489.8667 | 41.9283 | 2.9122 | 40.3029 | 1629938.0679 | 0 | 2844850.7906 | 0 | 0 | 0 | 0 | 1745167.6548 | 4540568.2547 | 3099031.1332 | 13859555.9013 | 961560.8286 | 6967896.3915 | 6967896.3915 | 7440735.7703 | 3682034.1773 | 0 | 21789013.1215 | 39879679.4606 | 7498942.0933 | 1.6596 | 13128.7765 | 24029.1469 | 267.6479 | 489.8667
1 | 1900 | 707 | 0.035 | 15 | 15 | 7 | 1e-08 | 5spot_SharedNeighbor | CO2 | Porous | Wet | R245fa | MinimizeLCOE_Brownfield | IgnoreSilica | 105.2554 | 11.0802 | 0.41491 | 4 | 13128.8072 | 24029.2112 | 267.6485 | 489.868 | 41.9283 | 2.9122 | 41.4798 | 1629935.4225 | 0 | 2844848.283 | 0 | 0 | 0 | 0 | 1745165.6451 | 4540563.026 | 3099027.5645 | 13859539.9411 | 961560.8286 | 6967896.3915 | 6967896.3915 | 7440735.7703 | 3682034.1773 | 0 | 21788997.1613 | 39879663.5004 | 10000000 | 1.6596 | 13128.8072 | 24029.2112 | 267.6485 | 489.868
1 | 2000 | 707 | 0.035 | 15 | 15 | 7 | 1e-13 | 5spot_SharedNeighbor | CO2 | Porous | Wet | R245fa | MinimizeLCOE_Brownfield | IgnoreSilica | 0.44303 | 0.010518 | 0.00065524 | 4 | 3245655.243 | 10423485.893 | 66167.0722 | 212496.8587 | 37.3663 | 2.8345 | 19.0434 | 26724.899 | 0 | 21059.0733 | 0 | 0 | 0 | 14327.8207 | 24223.5993 | 63024.8364 | 43015.7459 | 192375.9745 | 961560.8286 | 7352795.5309 | 7352795.5309 | 7650990.3052 | 3809020.6719 | 0 | 8506732.3341 | 27319538.8422 | 100 | 0.002621 | 3245655.243 | 10423485.893 | 66167.0722 | 212496.8587
1 | 2000 | 707 | 0.035 | 15 | 15 | 7 | 1.3335e-13 | 5spot_SharedNeighbor | CO2 | Porous | Wet | R245fa | MinimizeLCOE_Brownfield | IgnoreSilica | 0.62825 | 0.027809 | 0.0012063 | 4 | 1781189.8271 | 5680124.2063 | 36311.9639 | 115797.0149 | 39.5985 | 3.1041 | 17.7476 | 38453.5091 | 0 | 32810.4902 | 0 | 0 | 0 | 19167.4977 | 35268.2838 | 91760.8399 | 62628.6587 | 280089.2792 | 961560.8286 | 7352795.5309 | 7352795.5309 | 7650990.3052 | 3809020.6719 | 0 | 8594445.6388 | 27407252.1469 | 133.3521 | 0.0048251 | 1781189.8271 | 5680124.2063 | 36311.9639 | 115797.0149
1 | 2000 | 707 | 0.035 | 15 | 15 | 7 | 1.7783e-13 | 5spot_SharedNeighbor | CO2 | Porous | Wet | R245fa | MinimizeLCOE_Brownfield | IgnoreSilica | 0.84513 | 0.049739 | 0.0020187 | 4 | 1075813.2939 | 3405656.8057 | 21931.9091 | 69428.9205 | 41.1897 | 3.2871 | 19.4452 | 51179.848 | 0 | 45907.2913 | 0 | 0 | 0 | 23187.825 | 46907.2361 | 122043.0062 | 83296.8595 | 372522.066 | 961560.8286 | 7352795.5309 | 7352795.5309 | 7650990.3052 | 3809020.6719 | 0 | 8686878.4256 | 27499684.9337 | 177.8279 | 0.0080747 | 1075813.2939 | 3405656.8057 | 21931.9091 | 69428.9205
1 | 2000 | 707 | 0.035 | 15 | 15 | 7 | 2.3714e-13 | 5spot_SharedNeighbor | CO2 | Porous | Wet | R245fa | MinimizeLCOE_Brownfield | IgnoreSilica | 1.1263 | 0.079016 | 0.0031679 | 4 | 694269.534 | 2178891.3941 | 14153.6235 | 44419.6482 | 42.4993 | 3.428 | 44.2531 | 66388.6984 | 0 | 61997.2522 | 0 | 0 | 0 | 27648.006 | 60853.2431 | 158327.6558 | 108061.8784 | 483276.7338 | 961560.8286 | 7352795.5309 | 7352795.5309 | 7650990.3052 | 3809020.6719 | 0 | 8797633.0934 | 27610439.6014 | 237.1374 | 0.012672 | 694269.534 | 2178891.3941 | 14153.6235 | 44419.6482
1 | 2000 | 707 | 0.035 | 15 | 15 | 7 | 3.1623e-13 | 5spot_SharedNeighbor | CO2 | Porous | Wet | R245fa | MinimizeLCOE_Brownfield | IgnoreSilica | 1.5153 | 0.11985 | 0.0047622 | 4 | 469413.6389 | 1457016.4233 | 9569.632 | 29703.2505 | 43.6304 | 3.5417 | 64.0869 | 85655.2214 | 0 | 82990.097 | 0 | 0 | 0 | 33948.8586 | 79011.729 | 205572.3114 | 140307.3266 | 627485.5442 | 961560.8286 | 7352795.5309 | 7352795.5309 | 7650990.3052 | 3809020.6719 | 0 | 8941841.9037 | 27754648.4118 | 316.2278 | 0.019049 | 469413.6389 | 1457016.4233 | 9569.632 | 29703.2505
1 | 2000 | 707 | 0.035 | 15 | 15 | 7 | 4.217e-13 | 5spot_SharedNeighbor | CO2 | Porous | Wet | R245fa | MinimizeLCOE_Brownfield | IgnoreSilica | 2.0015 | 0.17179 | 0.0069293 | 4 | 328506.874 | 1007250.3573 | 6697.057 | 20534.1609 | 44.5028 | 3.6243 | 84.7857 | 107680.3496 | 0 | 107716.0557 | 0 | 0 | 0 | 39960.2057 | 99589.0783 | 259110.3532 | 176848.1402 | 790904.1826 | 961560.8286 | 7352795.5309 | 7352795.5309 | 7650990.3052 | 3809020.6719 | 0 | 9105260.5422 | 27918067.0503 | 421.6965 | 0.027717 | 328506.874 | 1007250.3573 | 6697.057 | 20534.1609
1 | 2000 | 707 | 0.035 | 15 | 15 | 7 | 5.6234e-13 | 5spot_SharedNeighbor | CO2 | Porous | Wet | R245fa | MinimizeLCOE_Brownfield | IgnoreSilica | 2.6304 | 0.23945 | 0.0098502 | 4 | 236031.5239 | 713505.7369 | 4811.8219 | 14545.7795 | 45.2005 | 3.6871 | 18.9674 | 133795.8554 | 0 | 137896.3703 | 0 | 0 | 0 | 46475.1695 | 124085.2841 | 322844.4559 | 220347.975 | 985445.1103 | 961560.8286 | 7352795.5309 | 7352795.5309 | 7650990.3052 | 3809020.6719 | 0 | 9299801.4699 | 28112607.9779 | 562.3413 | 0.039401 | 236031.5239 | 713505.7369 | 4811.8219 | 14545.7795
1 | 2000 | 707 | 0.035 | 15 | 15 | 7 | 7.4989e-13 | 5spot_SharedNeighbor | CO2 | Porous | Wet | R245fa | MinimizeLCOE_Brownfield | IgnoreSilica | 3.4586 | 0.32879 | 0.013769 | 4 | 173173.9402 | 514760.2171 | 3530.385 | 10494.0833 | 45.7628 | 3.7356 | 24.3613 | 165346.0232 | 0 | 175419.6573 | 0 | 0 | 0 | 54154.8862 | 154019.021 | 400725.899 | 273503.6602 | 1223169.147 | 961560.8286 | 7352795.5309 | 7352795.5309 | 7650990.3052 | 3809020.6719 | 0 | 9537525.5065 | 28350332.0146 | 749.8942 | 0.055075 | 173173.9402 | 514760.2171 | 3530.385 | 10494.0833
1 | 2000 | 707 | 0.035 | 15 | 15 | 7 | 1e-12 | 5spot_SharedNeighbor | CO2 | Porous | Wet | R245fa | MinimizeLCOE_Brownfield | IgnoreSilica | 4.5233 | 0.44402 | 0.018988 | 4 | 129271.3627 | 376959.8861 | 2635.3716 | 7684.8372 | 46.2014 | 3.7721 | 30.0192 | 202590.0227 | 0 | 220982.1093 | 0 | 0 | 0 | 62101.4086 | 189412.6808 | 492812.9417 | 336354.959 | 1504254.1221 | 961560.8286 | 7352795.5309 | 7352795.5309 | 7650990.3052 | 3809020.6719 | 0 | 9818610.4816 | 28631416.9897 | 1000 | 0.075953 | 129271.3627 | 376959.8861 | 2635.3716 | 7684.8372
1 | 2000 | 707 | 0.035 | 15 | 15 | 7 | 1.3335e-12 | 5spot_SharedNeighbor | CO2 | Porous | Wet | R245fa | MinimizeLCOE_Brownfield | IgnoreSilica | 5.8286 | 0.58618 | 0.025858 | 4 | 97941.4882 | 279825.4624 | 1996.6697 | 5704.6205 | 46.5284 | 3.7981 | 28.6842 | 244683.7375 | 0 | 273903.7979 | 0 | 0 | 0 | 67746.8687 | 228670.4176 | 594953.5198 | 406068.0023 | 1816026.3437 | 961560.8286 | 7352795.5309 | 7352795.5309 | 7650990.3052 | 3809020.6719 | 0 | 10130382.7033 | 28943189.2113 | 1333.5214 | 0.10343 | 97941.4882 | 279825.4624 | 1996.6697 | 5704.6205
1 | 2000 | 707 | 0.035 | 15 | 15 | 7 | 1.7783e-12 | 5spot_SharedNeighbor | CO2 | Porous | Wet | R245fa | MinimizeLCOE_Brownfield | IgnoreSilica | 7.6728 | 0.78591 | 0.035088 | 4 | 75197.8228 | 209238.8493 | 1533.0093 | 4265.617 | 46.8067 | 3.8197 | 24.007 | 299482.3991 | 0 | 344657.9087 | 0 | 0 | 0 | 78997.5514 | 282023.7651 | 733767.9858 | 500811.7277 | 2239741.3378 | 961560.8286 | 7352795.5309 | 7352795.5309 | 7650990.3052 | 3809020.6719 | 0 | 10554097.6973 | 29366904.2054 | 1778.2794 | 0.14035 | 75197.8228 | 209238.8493 | 1533.0093 | 4265.617
1 | 2000 | 707 | 0.035 | 15 | 15 | 7 | 2.3714e-12 | 5spot_SharedNeighbor | CO2 | Porous | Wet | R245fa | MinimizeLCOE_Brownfield | IgnoreSilica | 9.9313 | 1.0316 | 0.047135 | 4 | 58468.1379 | 158249.8043 | 1191.9521 | 3226.1363 | 47.0058 | 3.8342 | 25.2432 | 361319.5495 | 0 | 426689.6686 | 0 | 0 | 0 | 86704.2456 | 341138.2509 | 887571.7517 | 605785.9583 | 2709209.4245 | 961560.8286 | 7352795.5309 | 7352795.5309 | 7650990.3052 | 3809020.6719 | 0 | 11023565.7841 | 29836372.2922 | 2371.3737 | 0.18854 | 58468.1379 | 158249.8043 | 1191.9521 | 3226.1363
1 | 2000 | 707 | 0.035 | 15 | 15 | 7 | 3.1623e-12 | 5spot_SharedNeighbor | CO2 | Porous | Wet | R245fa | MinimizeLCOE_Brownfield | IgnoreSilica | 12.7741 | 1.3415 | 0.06285 | 4 | 46009.239 | 120841.7052 | 937.9606 | 2463.5216 | 47.1505 | 3.8436 | 19.3707 | 433295.0215 | 0 | 524698.5923 | 0 | 0 | 0 | 92072.1264 | 409525.6386 | 1065501.7065 | 727226.8085 | 3252319.8937 | 961560.8286 | 7352795.5309 | 7352795.5309 | 7650990.3052 | 3809020.6719 | 0 | 11566676.2533 | 30379482.7614 | 3162.2777 | 0.2514 | 46009.239 | 120841.7052 | 937.9606 | 2463.5216
1 | 2000 | 707 | 0.035 | 15 | 15 | 7 | 4.217e-12 | 5spot_SharedNeighbor | CO2 | Porous | Wet | R245fa | MinimizeLCOE_Brownfield | IgnoreSilica | 16.3085 | 1.7277 | 0.083147 | 4 | 36637.5827 | 93202.5322 | 746.9067 | 1900.0597 | 47.2481 | 3.848 | 31.4388 | 516202.8685 | 0 | 640569.3722 | 0 | 0 | 0 | 92997.2561 | 487410.1038 | 1268141.1084 | 865532.3642 | 3870853.0732 | 961560.8286 | 7352795.5309 | 7352795.5309 | 7650990.3052 | 3809020.6719 | 0 | 12185209.4327 | 30998015.9408 | 4216.965 | 0.33259 | 36637.5827 | 93202.5322 | 746.9067 | 1900.0597
1 | 2000 | 707 | 0.035 | 15 | 15 | 7 | 5.6234e-12 | 5spot_SharedNeighbor | CO2 | Porous | Wet | R245fa | MinimizeLCOE_Brownfield | IgnoreSilica | 20.5692 | 2.1946 | 0.10888 | 4 | 29524.7021 | 72721.6579 | 601.901 | 1482.5294 | 47.302 | 3.8475 | 19.8648 | 609007.4977 | 0 | 773703.16 | 0 | 0 | 0 | 84400.4612 | 572173.3363 | 1488677.6522 | 1016053.0869 | 4544015.1942 | 961560.8286 | 7352795.5309 | 7352795.5309 | 7650990.3052 | 3809020.6719 | 0 | 12858371.5538 | 31671178.0619 | 5623.4133 | 0.43551 | 29524.7021 | 72721.6579 | 601.901 | 1482.5294
1 | 2000 | 707 | 0.035 | 15 | 15 | 7 | 7.4989e-12 | 5spot_SharedNeighbor | CO2 | Porous | Wet | R245fa | MinimizeLCOE_Brownfield | IgnoreSilica | 23.972 | 2.5763 | 0.13663 | 4 | 24025.2819 | 58448.9896 | 489.7879 | 1191.5617 | 47.3153 | 3.844 | 23.8818 | 678775.0508 | 0 | 876033.0181 | 0 | 0 | 0 | 0 | 606375.1469 | 1577663.7476 | 1076787.9255 | 4815634.8888 | 961560.8286 | 7352795.5309 | 7352795.5309 | 7650990.3052 | 3809020.6719 | 0 | 13129991.2484 | 31942797.7565 | 7498.9421 | 0.54651 | 24025.2819 | 58448.9896 | 489.7879 | 1191.5617
1 | 2000 | 707 | 0.035 | 15 | 15 | 7 | 1e-11 | 5spot_SharedNeighbor | CO2 | Porous | Wet | R245fa | MinimizeLCOE_Brownfield | IgnoreSilica | 31.7599 | 3.426 | 0.18051 | 4 | 19783.2522 | 45838.8298 | 403.3084 | 934.4865 | 47.2812 | 3.8282 | 25.3112 | 827222.2375 | 0 | 1100184.556 | 0 | 0 | 0 | 0 | 751688.6495 | 1955739.6734 | 1334832.5135 | 5969667.6299 | 961560.8286 | 7352795.5309 | 7352795.5309 | 7650990.3052 | 3809020.6719 | 0 | 14284023.9895 | 33096830.4975 | 10000 | 0.72203 | 19783.2522 | 45838.8298 | 403.3084 | 934.4865
1 | 2000 | 707 | 0.035 | 15 | 15 | 7 | 1.3335e-11 | 5spot_SharedNeighbor | CO2 | Porous | Wet | R245fa | MinimizeLCOE_Brownfield | IgnoreSilica | 41.8183 | 4.5234 | 0.23565 | 4 | 16625.437 | 36583.5635 | 338.932 | 745.8054 | 47.1497 | 3.7959 | 29.5198 | 1001118.0384 | 0 | 1374215.6504 | 0 | 0 | 0 | 0 | 926380.1386 | 2410251.094 | 1645045.8973 | 7357010.8187 | 961560.8286 | 7352795.5309 | 7352795.5309 | 7650990.3052 | 3809020.6719 | 0 | 15671367.1783 | 34484173.6863 | 13335.2143 | 0.94261 | 16625.437 | 36583.5635 | 338.932 | 745.8054
1 | 2000 | 707 | 0.035 | 15 | 15 | 7 | 1.7783e-11 | 5spot_SharedNeighbor | CO2 | Porous | Wet | R245fa | MinimizeLCOE_Brownfield | IgnoreSilica | 54.5639 | 5.9132 | 0.30209 | 4 | 14319.9557 | 29888.6678 | 291.9317 | 609.3209 | 46.8676 | 3.737 | 26.6632 | 1198782.3616 | 0 | 1703623.5209 | 0 | 0 | 0 | 0 | 1131938.2942 | 2945071.2489 | 2010071.6426 | 8989487.0681 | 961560.8286 | 7352795.5309 | 7352795.5309 | 7650990.3052 | 3809020.6719 | 0 | 17303843.4277 | 36116649.9358 | 17782.7941 | 1.2084 | 14319.9557 | 29888.6678 | 291.9317 | 609.3209
1 | 2000 | 707 | 0.035 | 15 | 15 | 7 | 2.3714e-11 | 5spot_SharedNeighbor | CO2 | Porous | Wet | R245fa | MinimizeLCOE_Brownfield | IgnoreSilica | 70.1406 | 7.606 | 0.37613 | 4 | 12725.2296 | 25229.269 | 259.421 | 514.3328 | 46.3587 | 3.6389 | 26.4151 | 1411030.0933 | 0 | 2086016.1944 | 0 | 0 | 0 | 0 | 1363848.0522 | 3548452.8681 | 2421891.9959 | 10831239.2038 | 961560.8286 | 7352795.5309 | 7352795.5309 | 7650990.3052 | 3809020.6719 | 0 | 19145595.5634 | 37958402.0714 | 23713.7371 | 1.5045 | 12725.2296 | 25229.269 | 259.421 | 514.3328
1 | 2000 | 707 | 0.035 | 15 | 15 | 7 | 3.1623e-11 | 5spot_SharedNeighbor | CO2 | Porous | Wet | R245fa | MinimizeLCOE_Brownfield | IgnoreSilica | 88.2723 | 9.5613 | 0.44896 | 4 | 11752.7536 | 22228.6271 | 239.5958 | 453.1606 | 45.5369 | 3.4883 | 30.9895 | 1620332.7237 | 0 | 2509616.4504 | 0 | 0 | 0 | 0 | 1610680.1779 | 4190659.427 | 2860211.1683 | 12791499.9473 | 961560.8286 | 7352795.5309 | 7352795.5309 | 7650990.3052 | 3809020.6719 | 0 | 21105856.3069 | 39918662.8149 | 31622.7766 | 1.7958 | 11752.7536 | 22228.6271 | 239.5958 | 453.1606
1 | 2000 | 707 | 0.035 | 15 | 15 | 7 | 4.217e-11 | 5spot_SharedNeighbor | CO2 | Porous | Wet | R245fa | MinimizeLCOE_Brownfield | IgnoreSilica | 108.187 | 11.6842 | 0.50729 | 4 | 11359.5594 | 20630.8348 | 231.58 | 420.5875 | 44.3422 | 3.2768 | 28.7099 | 1803406.6942 | 0 | 2954321.5956 | 0 | 0 | 0 | 0 | 1855514.033 | 4827666.8957 | 3294981.8549 | 14735891.0734 | 961560.8286 | 7352795.5309 | 7352795.5309 | 7650990.3052 | 3809020.6719 | 0 | 23050247.4329 | 41863053.941 | 42169.6503 | 2.0291 | 11359.5594 | 20630.8348 | 231.58 | 420.5875
1 | 2000 | 707 | 0.035 | 15 | 15 | 7 | 5.6234e-11 | 5spot_SharedNeighbor | CO2 | Porous | Wet | R245fa | MinimizeLCOE_Brownfield | IgnoreSilica | 112.1692 | 12.1038 | 0.5155 | 4 | 11353.832 | 20477.4501 | 231.4632 | 417.4605 | 44.0591 | 3.2278 | 31.4093 | 1833519.0617 | 0 | 3040840.7435 | 0 | 0 | 0 | 0 | 1901000.324 | 4946012.8943 | 3375755.4307 | 15097128.4542 | 961560.8286 | 7352795.5309 | 7352795.5309 | 7650990.3052 | 3809020.6719 | 0 | 23411484.8137 | 42224291.3218 | 56234.1325 | 2.062 | 11353.832 | 20477.4501 | 231.4632 | 417.4605
1 | 2000 | 707 | 0.035 | 15 | 15 | 7 | 7.4989e-11 | 5spot_SharedNeighbor | CO2 | Porous | Wet | R245fa | MinimizeLCOE_Brownfield | IgnoreSilica | 112.0908 | 12.0937 | 0.51515 | 4 | 11356.8891 | 20486.5909 | 231.5255 | 417.6469 | 44.0589 | 3.2281 | 36.3023 | 1832567.8464 | 0 | 3038788.9071 | 0 | 0 | 0 | 0 | 1899829.1338 | 4942965.6977 | 3373675.6565 | 15087827.2415 | 961560.8286 | 7352795.5309 | 7352795.5309 | 7650990.3052 | 3809020.6719 | 0 | 23402183.601 | 42214990.1091 | 74989.4209 | 2.0606 | 11356.8891 | 20486.5909 | 231.5255 | 417.6469
1 | 2000 | 707 | 0.035 | 15 | 15 | 7 | 1e-10 | 5spot_SharedNeighbor | CO2 | Porous | Wet | R245fa | MinimizeLCOE_Brownfield | IgnoreSilica | 112.0371 | 12.0866 | 0.5149 | 4 | 11359.2488 | 20493.4072 | 231.5737 | 417.7858 | 44.0583 | 3.2283 | 39.7748 | 1831884.8649 | 0 | 3037354.4795 | 0 | 0 | 0 | 0 | 1899003.3443 | 4940817.1628 | 3372209.2372 | 15081269.0887 | 961560.8286 | 7352795.5309 | 7352795.5309 | 7650990.3052 | 3809020.6719 | 0 | 23395625.4483 | 42208431.9564 | 100000 | 2.0596 | 11359.2488 | 20493.4072 | 231.5737 | 417.7858
1 | 2000 | 707 | 0.035 | 15 | 15 | 7 | 1.3335e-10 | 5spot_SharedNeighbor | CO2 | Porous | Wet | R245fa | MinimizeLCOE_Brownfield | IgnoreSilica | 111.9936 | 12.081 | 0.51471 | 4 | 11361.0591 | 20498.7185 | 231.6106 | 417.8941 | 44.0581 | 3.2284 | 38.1591 | 1831344.0399 | 0 | 3036204.5624 | 0 | 0 | 0 | 0 | 1898343.9549 | 4939101.5668 | 3371038.3077 | 15076032.4318 | 961560.8286 | 7352795.5309 | 7352795.5309 | 7650990.3052 | 3809020.6719 | 0 | 23390388.7913 | 42203195.2994 | 133352.1432 | 2.0588 | 11361.0591 | 20498.7185 | 231.6106 | 417.8941
1 | 2000 | 707 | 0.035 | 15 | 15 | 7 | 1.7783e-10 | 5spot_SharedNeighbor | CO2 | Porous | Wet | R245fa | MinimizeLCOE_Brownfield | IgnoreSilica | 111.9593 | 12.0766 | 0.51455 | 4 | 11362.441 | 20502.8095 | 231.6387 | 417.9775 | 44.0579 | 3.2285 | 36.1165 | 1830923.7511 | 0 | 3035304.8739 | 0 | 0 | 0 | 0 | 1897829.1638 | 4937762.1858 | 3370124.1527 | 15071944.1274 | 961560.8286 | 7352795.5309 | 7352795.5309 | 7650990.3052 | 3809020.6719 | 0 | 23386300.4869 | 42199106.995 | 177827.941 | 2.0582 | 11362.441 | 20502.8095 | 231.6387 | 417.9775
1 | 2000 | 707 | 0.035 | 15 | 15 | 7 | 2.3714e-10 | 5spot_SharedNeighbor | CO2 | Porous | Wet | R245fa | MinimizeLCOE_Brownfield | IgnoreSilica | 111.925 | 12.0724 | 0.51442 | 4 | 11363.4916 | 20506.209 | 231.6601 | 418.0468 | 44.0584 | 3.2287 | 38.7296 | 1830543.4521 | 0 | 3034443.2199 | 0 | 0 | 0 | 0 | 1897344.8021 | 4936501.9762 | 3369264.0337 | 15068097.484 | 961560.8286 | 7352795.5309 | 7352795.5309 | 7650990.3052 | 3809020.6719 | 0 | 23382453.8436 | 42195260.3517 | 237137.3706 | 2.0577 | 11363.4916 | 20506.209 | 231.6601 | 418.0468
1 | 2000 | 707 | 0.035 | 15 | 15 | 7 | 3.1623e-10 | 5spot_SharedNeighbor | CO2 | Porous | Wet | R245fa | MinimizeLCOE_Brownfield | IgnoreSilica | 111.9056 | 12.0699 | 0.51433 | 4 | 11364.2877 | 20508.5554 | 231.6764 | 418.0946 | 44.0583 | 3.2288 | 38.2333 | 1830303.7373 | 0 | 3033931.8647 | 0 | 0 | 0 | 0 | 1897051.8848 | 4935739.8654 | 3368743.8775 | 15065771.2298 | 961560.8286 | 7352795.5309 | 7352795.5309 | 7650990.3052 | 3809020.6719 | 0 | 23380127.5893 | 42192934.0974 | 316227.766 | 2.0573 | 11364.2877 | 20508.5554 | 231.6764 | 418.0946
1 | 2000 | 707 | 0.035 | 15 | 15 | 7 | 4.217e-10 | 5spot_SharedNeighbor | CO2 | Porous | Wet | R245fa | MinimizeLCOE_Brownfield | IgnoreSilica | 111.901 | 12.069 | 0.51429 | 4 | 11364.8895 | 20509.974 | 231.6886 | 418.1236 | 44.0575 | 3.2287 | 38.2109 | 1830197.2966 | 0 | 3033763.7644 | 0 | 0 | 0 | 0 | 1896944.8138 | 4935461.2886 | 3368553.743 | 15064920.9064 | 961560.8286 | 7352795.5309 | 7352795.5309 | 7650990.3052 | 3809020.6719 | 0 | 23379277.266 | 42192083.774 | 421696.5034 | 2.0571 | 11364.8895 | 20509.974 | 231.6886 | 418.1236
1 | 2000 | 707 | 0.035 | 15 | 15 | 7 | 5.6234e-10 | 5spot_SharedNeighbor | CO2 | Porous | Wet | R245fa | MinimizeLCOE_Brownfield | IgnoreSilica | 111.8861 | 12.0672 | 0.51423 | 4 | 11365.3435 | 20511.4433 | 231.6979 | 418.1535 | 44.0577 | 3.2288 | 37.1546 | 1830033.0341 | 0 | 3033391.5835 | 0 | 0 | 0 | 0 | 1896735.6009 | 4934916.9595 | 3368182.2273 | 15063259.4053 | 961560.8286 | 7352795.5309 | 7352795.5309 | 7650990.3052 | 3809020.6719 | 0 | 23377615.7648 | 42190422.2729 | 562341.3252 | 2.0569 | 11365.3435 | 20511.4433 | 231.6979 | 418.1535
1 | 2000 | 707 | 0.035 | 15 | 15 | 7 | 7.4989e-10 | 5spot_SharedNeighbor | CO2 | Porous | Wet | R245fa | MinimizeLCOE_Brownfield | IgnoreSilica | 111.8667 | 12.0649 | 0.51417 | 4 | 11365.6855 | 20512.8424 | 231.7049 | 418.182 | 44.0585 | 3.229 | 36.2746 | 1829847.8583 | 0 | 3032931.7052 | 0 | 0 | 0 | 0 | 1896484.0297 | 4934262.423 | 3367735.4927 | 15061261.5088 | 961560.8286 | 7352795.5309 | 7352795.5309 | 7650990.3052 | 3809020.6719 | 0 | 23375617.8684 | 42188424.3764 | 749894.2093 | 2.0567 | 11365.6855 | 20512.8424 | 231.7049 | 418.182
1 | 2000 | 707 | 0.035 | 15 | 15 | 7 | 1e-09 | 5spot_SharedNeighbor | CO2 | Porous | Wet | R245fa | MinimizeLCOE_Brownfield | IgnoreSilica | 111.8667 | 12.0648 | 0.51416 | 4 | 11365.9428 | 20513.379 | 231.7101 | 418.193 | 44.058 | 3.2289 | 36.2315 | 1829817.076 | 0 | 3032902.8504 | 0 | 0 | 0 | 0 | 1896460.7713 | 4934201.9093 | 3367694.1908 | 15061076.7977 | 961560.8286 | 7352795.5309 | 7352795.5309 | 7650990.3052 | 3809020.6719 | 0 | 23375433.1573 | 42188239.6654 | 1000000 | 2.0566 | 11365.9428 | 20513.379 | 231.7101 | 418.193
1 | 2000 | 707 | 0.035 | 15 | 15 | 7 | 1.3335e-09 | 5spot_SharedNeighbor | CO2 | Porous | Wet | R245fa | MinimizeLCOE_Brownfield | IgnoreSilica | 111.8667 | 12.0647 | 0.51414 | 4 | 11366.1363 | 20513.7826 | 231.7141 | 418.2012 | 44.0576 | 3.2289 | 36.473 | 1829793.934 | 0 | 3032881.1668 | 0 | 0 | 0 | 0 | 1896443.2893 | 4934156.4248 | 3367663.1467 | 15060937.9616 | 961560.8286 | 7352795.5309 | 7352795.5309 | 7650990.3052 | 3809020.6719 | 0 | 23375294.3211 | 42188100.8292 | 1333521.4322 | 2.0566 | 11366.1363 | 20513.7826 | 231.7141 | 418.2012
1 | 2000 | 707 | 0.035 | 15 | 15 | 7 | 1.7783e-09 | 5spot_SharedNeighbor | CO2 | Porous | Wet | R245fa | MinimizeLCOE_Brownfield | IgnoreSilica | 111.8667 | 12.0646 | 0.51413 | 4 | 11366.2817 | 20514.0858 | 231.717 | 418.2074 | 44.0574 | 3.2288 | 37.3438 | 1829776.5469 | 0 | 3032864.8808 | 0 | 0 | 0 | 0 | 1896430.1568 | 4934122.2566 | 3367639.8262 | 15060833.6673 | 961560.8286 | 7352795.5309 | 7352795.5309 | 7650990.3052 | 3809020.6719 | 0 | 23375190.0269 | 42187996.535 | 1778279.41 | 2.0565 | 11366.2817 | 20514.0858 | 231.717 | 418.2074
1 | 2000 | 707 | 0.035 | 15 | 15 | 7 | 2.3714e-09 | 5spot_SharedNeighbor | CO2 | Porous | Wet | R245fa | MinimizeLCOE_Brownfield | IgnoreSilica | 111.8667 | 12.0645 | 0.51413 | 4 | 11366.3909 | 20514.3136 | 231.7193 | 418.212 | 44.0572 | 3.2288 | 38.4265 | 1829763.4897 | 0 | 3032852.6536 | 0 | 0 | 0 | 0 | 1896420.2959 | 4934096.6006 | 3367622.3155 | 15060755.3552 | 961560.8286 | 7352795.5309 | 7352795.5309 | 7650990.3052 | 3809020.6719 | 0 | 23375111.7148 | 42187918.2229 | 2371373.7057 | 2.0565 | 11366.3909 | 20514.3136 | 231.7193 | 418.212
1 | 2000 | 707 | 0.035 | 15 | 15 | 7 | 3.1623e-09 | 5spot_SharedNeighbor | CO2 | Porous | Wet | R245fa | MinimizeLCOE_Brownfield | IgnoreSilica | 111.8472 | 12.0624 | 0.51408 | 4 | 11366.4729 | 20515.1702 | 231.7209 | 418.2295 | 44.0584 | 3.229 | 37.3996 | 1829609.4685 | 0 | 3032422.0465 | 0 | 0 | 0 | 0 | 1896192.2909 | 4933503.3783 | 3367217.429 | 15058944.6132 | 961560.8286 | 7352795.5309 | 7352795.5309 | 7650990.3052 | 3809020.6719 | 0 | 23373300.9728 | 42186107.4809 | 3162277.6602 | 2.0563 | 11366.4729 | 20515.1702 | 231.7209 | 418.2295
1 | 2000 | 707 | 0.035 | 15 | 15 | 7 | 4.217e-09 | 5spot_SharedNeighbor | CO2 | Porous | Wet | R245fa | MinimizeLCOE_Brownfield | IgnoreSilica | 111.8472 | 12.0624 | 0.51408 | 4 | 11366.5344 | 20515.2985 | 231.7222 | 418.2321 | 44.0583 | 3.229 | 36.7636 | 1829602.1174 | 0 | 3032415.1651 | 0 | 0 | 0 | 0 | 1896186.7401 | 4933488.9365 | 3367207.5722 | 15058900.5312 | 961560.8286 | 7352795.5309 | 7352795.5309 | 7650990.3052 | 3809020.6719 | 0 | 23373256.8908 | 42186063.3989 | 4216965.0343 | 2.0563 | 11366.5344 | 20515.2985 | 231.7222 | 418.2321
1 | 2000 | 707 | 0.035 | 15 | 15 | 7 | 5.6234e-09 | 5spot_SharedNeighbor | CO2 | Porous | Wet | R245fa | MinimizeLCOE_Brownfield | IgnoreSilica | 111.8519 | 12.0629 | 0.51409 | 4 | 11366.5805 | 20515.2314 | 231.7231 | 418.2307 | 44.0579 | 3.229 | 41.8494 | 1829630.9416 | 0 | 3032510.3419 | 0 | 0 | 0 | 0 | 1896235.1006 | 4933614.7604 | 3367293.4496 | 15059284.5941 | 961560.8286 | 7352795.5309 | 7352795.5309 | 7650990.3052 | 3809020.6719 | 0 | 23373640.9536 | 42186447.4617 | 5623413.2519 | 2.0563 | 11366.5805 | 20515.2314 | 231.7231 | 418.2307
1 | 2000 | 707 | 0.035 | 15 | 15 | 7 | 7.4989e-09 | 5spot_SharedNeighbor | CO2 | Porous | Wet | R245fa | MinimizeLCOE_Brownfield | IgnoreSilica | 111.8519 | 12.0629 | 0.51408 | 4 | 11366.6152 | 20515.3036 | 231.7238 | 418.2322 | 44.0578 | 3.2289 | 41.0363 | 1829626.8027 | 0 | 3032506.4681 | 0 | 0 | 0 | 0 | 1896231.9756 | 4933606.6299 | 3367287.9004 | 15059259.7767 | 961560.8286 | 7352795.5309 | 7352795.5309 | 7650990.3052 | 3809020.6719 | 0 | 23373616.1363 | 42186422.6443 | 7498942.0933 | 2.0563 | 11366.6152 | 20515.3036 | 231.7238 | 418.2322
1 | 2000 | 707 | 0.035 | 15 | 15 | 7 | 1e-08 | 5spot_SharedNeighbor | CO2 | Porous | Wet | R245fa | MinimizeLCOE_Brownfield | IgnoreSilica | 111.8519 | 12.0628 | 0.51408 | 4 | 11366.6411 | 20515.3578 | 231.7244 | 418.2333 | 44.0578 | 3.2289 | 42.0758 | 1829623.6979 | 0 | 3032503.5624 | 0 | 0 | 0 | 0 | 1896229.6315 | 4933600.531 | 3367283.7377 | 15059241.1605 | 961560.8286 | 7352795.5309 | 7352795.5309 | 7650990.3052 | 3809020.6719 | 0 | 23373597.5201 | 42186404.0281 | 10000000 | 2.0563 | 11366.6411 | 20515.3578 | 231.7244 | 418.2333
1 | 2100 | 707 | 0.035 | 15 | 15 | 7 | 1e-13 | 5spot_SharedNeighbor | CO2 | Porous | Wet | R245fa | MinimizeLCOE_Brownfield | IgnoreSilica | 0.47729 | 0.010404 | 0.00067748 | 4 | 3294025.6532 | 10507828.4641 | 67153.1684 | 214216.2961 | 38.6989 | 3.1903 | 14.9431 | 30270.0437 | 0 | 22499.5989 | 0 | 0 | 0 | 18706.55 | 27875.7151 | 72526.8926 | 49501.0945 | 221379.8948 | 961560.8286 | 7743554.7612 | 7743554.7612 | 7866811.9264 | 3938351.203 | 0 | 8926495.4846 | 28475213.3752 | 100 | 0.0027099 | 3294025.6532 | 10507828.4641 | 67153.1684 | 214216.2961
1 | 2100 | 707 | 0.035 | 15 | 15 | 7 | 1.3335e-13 | 5spot_SharedNeighbor | CO2 | Porous | Wet | R245fa | MinimizeLCOE_Brownfield | IgnoreSilica | 0.66251 | 0.027854 | 0.0012939 | 4 | 1742216.5429 | 5519415.4355 | 35517.4407 | 112520.7492 | 41.049 | 3.4594 | 13.6857 | 42531.2274 | 0 | 34246.6967 | 0 | 0 | 0 | 23841.9992 | 39241.7701 | 102099.0362 | 69684.6901 | 311645.4198 | 961560.8286 | 7743554.7612 | 7743554.7612 | 7866811.9264 | 3938351.203 | 0 | 9016761.0096 | 28565478.9002 | 133.3521 | 0.0051755 | 1742216.5429 | 5519415.4355 | 35517.4407 | 112520.7492
1 | 2100 | 707 | 0.035 | 15 | 15 | 7 | 1.7783e-13 | 5spot_SharedNeighbor | CO2 | Porous | Wet | R245fa | MinimizeLCOE_Brownfield | IgnoreSilica | 0.90348 | 0.052123 | 0.0022136 | 4 | 1030699.5365 | 3238527.9556 | 21012.2042 | 66021.7728 | 42.9305 | 3.6646 | 23.2464 | 57364.2574 | 0 | 48823.2606 | 0 | 0 | 0 | 29733.0843 | 53009.0349 | 137918.6352 | 94132.3025 | 420980.5751 | 961560.8286 | 7743554.7612 | 7743554.7612 | 7866811.9264 | 3938351.203 | 0 | 9126096.1649 | 28674814.0555 | 177.8279 | 0.0088543 | 1030699.5365 | 3238527.9556 | 21012.2042 | 66021.7728
1 | 2100 | 707 | 0.035 | 15 | 15 | 7 | 2.3714e-13 | 5spot_SharedNeighbor | CO2 | Porous | Wet | R245fa | MinimizeLCOE_Brownfield | IgnoreSilica | 1.2041 | 0.083785 | 0.003522 | 4 | 656639.5822 | 2044263.9024 | 13386.4861 | 41675.0847 | 44.4093 | 3.8155 | 52.3847 | 74428.0718 | 0 | 66055.265 | 0 | 0 | 0 | 35659.7002 | 68695.7844 | 178732.3397 | 121988.4944 | 545559.6556 | 961560.8286 | 7743554.7612 | 7743554.7612 | 7866811.9264 | 3938351.203 | 0 | 9250675.2454 | 28799393.136 | 237.1374 | 0.014088 | 656639.5822 | 2044263.9024 | 13386.4861 | 41675.0847
1 | 2100 | 707 | 0.035 | 15 | 15 | 7 | 3.1623e-13 | 5spot_SharedNeighbor | CO2 | Porous | Wet | R245fa | MinimizeLCOE_Brownfield | IgnoreSilica | 1.6125 | 0.12743 | 0.0053413 | 4 | 440391.0328 | 1355374.1992 | 8977.9669 | 27631.1363 | 45.6705 | 3.9358 | 72.39 | 95700.1079 | 0 | 88158.4987 | 0 | 0 | 0 | 43403.4359 | 88632.1966 | 230602.7945 | 157391.1456 | 703888.1791 | 961560.8286 | 7743554.7612 | 7743554.7612 | 7866811.9264 | 3938351.203 | 0 | 9409003.7689 | 28957721.6595 | 316.2278 | 0.021365 | 440391.0328 | 1355374.1992 | 8977.9669 | 27631.1363
1 | 2100 | 707 | 0.035 | 15 | 15 | 7 | 4.217e-13 | 5spot_SharedNeighbor | CO2 | Porous | Wet | R245fa | MinimizeLCOE_Brownfield | IgnoreSilica | 2.1376 | 0.18444 | 0.0078234 | 4 | 306635.7485 | 931326.0533 | 6251.1845 | 18986.3413 | 46.6735 | 4.0258 | 92.791 | 120735.3305 | 0 | 114944.78 | 0 | 0 | 0 | 51857.3327 | 112139.6029 | 291764.2436 | 199135.0914 | 890576.3811 | 961560.8286 | 7743554.7612 | 7743554.7612 | 7866811.9264 | 3938351.203 | 0 | 9595691.9709 | 29144409.8615 | 421.6965 | 0.031293 | 306635.7485 | 931326.0533 | 6251.1845 | 18986.3413
1 | 2100 | 707 | 0.035 | 15 | 15 | 7 | 5.6234e-13 | 5spot_SharedNeighbor | CO2 | Porous | Wet | R245fa | MinimizeLCOE_Brownfield | IgnoreSilica | 2.813 | 0.25848 | 0.011173 | 4 | 219650.0643 | 657075.876 | 4477.8637 | 13395.3805 | 47.4688 | 4.0937 | 23.7082 | 150247.0238 | 0 | 147443.924 | 0 | 0 | 0 | 61054.3945 | 139910.6835 | 364018.8989 | 248450.3784 | 1111125.3033 | 961560.8286 | 7743554.7612 | 7743554.7612 | 7866811.9264 | 3938351.203 | 0 | 9816240.8931 | 29364958.7837 | 562.3413 | 0.04469 | 219650.0643 | 657075.876 | 4477.8637 | 13395.3805
1 | 2100 | 707 | 0.035 | 15 | 15 | 7 | 7.4989e-13 | 5spot_SharedNeighbor | CO2 | Porous | Wet | R245fa | MinimizeLCOE_Brownfield | IgnoreSilica | 3.695 | 0.3556 | 0.015665 | 4 | 160906.4297 | 472879.7502 | 3280.2952 | 9640.2933 | 48.1046 | 4.1458 | 25.4883 | 185611.7847 | 0 | 187510.5841 | 0 | 0 | 0 | 71634.082 | 173455.0158 | 451294.3706 | 308017.6811 | 1377523.5183 | 961560.8286 | 7743554.7612 | 7743554.7612 | 7866811.9264 | 3938351.203 | 0 | 10082639.1082 | 29631356.9988 | 749.8942 | 0.062662 | 160906.4297 | 472879.7502 | 3280.2952 | 9640.2933
1 | 2100 | 707 | 0.035 | 15 | 15 | 7 | 1e-12 | 5spot_SharedNeighbor | CO2 | Porous | Wet | R245fa | MinimizeLCOE_Brownfield | IgnoreSilica | 4.8345 | 0.48155 | 0.021655 | 4 | 120065.249 | 345745.8126 | 2447.6925 | 7048.496 | 48.6037 | 4.1851 | 29.4934 | 227589.8783 | 0 | 236416.6682 | 0 | 0 | 0 | 83277.8536 | 213440.916 | 555329.4807 | 379023.7814 | 1695078.5781 | 961560.8286 | 7743554.7612 | 7743554.7612 | 7866811.9264 | 3938351.203 | 0 | 10400194.1679 | 29948912.0585 | 1000 | 0.086621 | 120065.249 | 345745.8126 | 2447.6925 | 7048.496
1 | 2100 | 707 | 0.035 | 15 | 15 | 7 | 1.3335e-12 | 5spot_SharedNeighbor | CO2 | Porous | Wet | R245fa | MinimizeLCOE_Brownfield | IgnoreSilica | 6.3085 | 0.64483 | 0.02961 | 4 | 91017.1721 | 256069.7135 | 1855.5082 | 5220.3275 | 48.9933 | 4.2148 | 33.2174 | 277551.7839 | 0 | 296238.5599 | 0 | 0 | 0 | 96125.8414 | 261267.3122 | 679763.9532 | 463952.8658 | 2074900.3164 | 961560.8286 | 7743554.7612 | 7743554.7612 | 7866811.9264 | 3938351.203 | 0 | 10780015.9063 | 30328733.7968 | 1333.5214 | 0.11844 | 91017.1721 | 256069.7135 | 1855.5082 | 5220.3275
1 | 2100 | 707 | 0.035 | 15 | 15 | 7 | 1.7783e-12 | 5spot_SharedNeighbor | CO2 | Porous | Wet | R245fa | MinimizeLCOE_Brownfield | IgnoreSilica | 8.1844 | 0.85318 | 0.040104 | 4 | 69976.5641 | 191839.1401 | 1426.5669 | 3910.9004 | 49.291 | 4.2365 | 32.5768 | 336176.0841 | 0 | 368332.2225 | 0 | 0 | 0 | 109196.8327 | 317345.0043 | 825666.6048 | 563534.4236 | 2520251.172 | 961560.8286 | 7743554.7612 | 7743554.7612 | 7866811.9264 | 3938351.203 | 0 | 11225366.7619 | 30774084.6525 | 1778.2794 | 0.16042 | 69976.5641 | 191839.1401 | 1426.5669 | 3910.9004
1 | 2100 | 707 | 0.035 | 15 | 15 | 7 | 2.3714e-12 | 5spot_SharedNeighbor | CO2 | Porous | Wet | R245fa | MinimizeLCOE_Brownfield | IgnoreSilica | 10.6035 | 1.1222 | 0.053927 | 4 | 54510.1476 | 145135.7345 | 1111.2631 | 2958.7883 | 49.5182 | 4.252 | 19.0662 | 405978.0186 | 0 | 456462.9843 | 0 | 0 | 0 | 123332.871 | 384451.8108 | 1000264.7498 | 682701.2451 | 3053191.6797 | 961560.8286 | 7743554.7612 | 7743554.7612 | 7866811.9264 | 3938351.203 | 0 | 11758307.2695 | 31307025.1601 | 2371.3737 | 0.21571 | 54510.1476 | 145135.7345 | 1111.2631 | 2958.7883
1 | 2100 | 707 | 0.035 | 15 | 15 | 7 | 3.1623e-12 | 5spot_SharedNeighbor | CO2 | Porous | Wet | R245fa | MinimizeLCOE_Brownfield | IgnoreSilica | 13.6413 | 1.4607 | 0.071943 | 4 | 43000.9368 | 110932.5171 | 876.6323 | 2261.5094 | 49.6826 | 4.2617 | 29.515 | 487024.0465 | 0 | 561499.5354 | 0 | 0 | 0 | 136169.1332 | 462030.1589 | 1202107.698 | 820463.2047 | 3669293.7767 | 961560.8286 | 7743554.7612 | 7743554.7612 | 7866811.9264 | 3938351.203 | 0 | 12374409.3666 | 31923127.2571 | 3162.2777 | 0.28777 | 43000.9368 | 110932.5171 | 876.6323 | 2261.5094
1 | 2100 | 707 | 0.035 | 15 | 15 | 7 | 4.217e-12 | 5spot_SharedNeighbor | CO2 | Porous | Wet | R245fa | MinimizeLCOE_Brownfield | IgnoreSilica | 17.4487 | 1.8859 | 0.095265 | 4 | 34342.7213 | 85643.4241 | 700.1228 | 1745.957 | 49.7926 | 4.2655 | 24.6187 | 581085.1464 | 0 | 686685.2088 | 0 | 0 | 0 | 146892.6284 | 551718.5636 | 1435458.5295 | 979729.9421 | 4381570.0187 | 961560.8286 | 7743554.7612 | 7743554.7612 | 7866811.9264 | 3938351.203 | 0 | 13086685.6086 | 32635403.4992 | 4216.965 | 0.38106 | 34342.7213 | 85643.4241 | 700.1228 | 1745.957
1 | 2100 | 707 | 0.035 | 15 | 15 | 7 | 5.6234e-12 | 5spot_SharedNeighbor | CO2 | Porous | Wet | R245fa | MinimizeLCOE_Brownfield | IgnoreSilica | 22.1091 | 2.4076 | 0.12496 | 4 | 27783.0313 | 66894.2916 | 566.3947 | 1363.7306 | 49.8544 | 4.2639 | 24.1661 | 687894.4273 | 0 | 832601.081 | 0 | 0 | 0 | 152434.9493 | 652442.8785 | 1697522.5353 | 1158594.0109 | 5181489.8823 | 961560.8286 | 7743554.7612 | 7743554.7612 | 7866811.9264 | 3938351.203 | 0 | 13886605.4721 | 33435323.3627 | 5623.4133 | 0.49982 | 27783.0313 | 66894.2916 | 566.3947 | 1363.7306
1 | 2100 | 707 | 0.035 | 15 | 15 | 7 | 7.4989e-12 | 5spot_SharedNeighbor | CO2 | Porous | Wet | R245fa | MinimizeLCOE_Brownfield | IgnoreSilica | 27.6682 | 3.032 | 0.16199 | 4 | 22771.8503 | 52942.0614 | 464.235 | 1079.2955 | 49.8669 | 4.2558 | 25.4881 | 806258.3224 | 0 | 998810.4494 | 0 | 0 | 0 | 148226.789 | 761785.2687 | 1982009.0055 | 1352761.8724 | 6049851.7073 | 961560.8286 | 7743554.7612 | 7743554.7612 | 7866811.9264 | 3938351.203 | 0 | 14754967.2971 | 34303685.1877 | 7498.9421 | 0.64795 | 22771.8503 | 52942.0614 | 464.235 | 1079.2955
1 | 2100 | 707 | 0.035 | 15 | 15 | 7 | 1e-11 | 5spot_SharedNeighbor | CO2 | Porous | Wet | R245fa | MinimizeLCOE_Brownfield | IgnoreSilica | 33.9797 | 3.744 | 0.20657 | 4 | 18918.6327 | 42577.5347 | 385.6819 | 868.0006 | 49.8298 | 4.2403 | 32.3158 | 931395.2631 | 0 | 1179659.6208 | 0 | 0 | 0 | 125392.4829 | 872214.4731 | 2269323.1431 | 1548859.6751 | 6926844.658 | 961560.8286 | 7743554.7612 | 7743554.7612 | 7866811.9264 | 3938351.203 | 0 | 15631960.2478 | 35180678.1384 | 10000 | 0.82627 | 18918.6327 | 42577.5347 | 385.6819 | 868.0006
1 | 2100 | 707 | 0.035 | 15 | 15 | 7 | 1.3335e-11 | 5spot_SharedNeighbor | CO2 | Porous | Wet | R245fa | MinimizeLCOE_Brownfield | IgnoreSilica | 38.6271 | 4.2817 | 0.25066 | 4 | 15870.5962 | 35368.1366 | 323.5436 | 721.0273 | 49.7754 | 4.225 | 27.2426 | 1018337.9606 | 0 | 1308606.7877 | 0 | 0 | 0 | 0 | 907508.4518 | 2361150.8361 | 1611533.9625 | 7207137.9987 | 961560.8286 | 7743554.7612 | 7743554.7612 | 7866811.9264 | 3938351.203 | 0 | 15912253.5886 | 35460971.4792 | 13335.2143 | 1.0026 | 15870.5962 | 35368.1366 | 323.5436 | 721.0273
1 | 2100 | 707 | 0.035 | 15 | 15 | 7 | 1.7783e-11 | 5spot_SharedNeighbor | CO2 | Porous | Wet | R245fa | MinimizeLCOE_Brownfield | IgnoreSilica | 50.4371 | 5.6039 | 0.32328 | 4 | 13549.7894 | 28667.4247 | 276.2308 | 584.4242 | 49.5573 | 4.1743 | 27.4574 | 1222900.2529 | 0 | 1623560.2197 | 0 | 0 | 0 | 0 | 1110119.5843 | 2888303.4416 | 1971326.4476 | 8816209.9462 | 961560.8286 | 7743554.7612 | 7743554.7612 | 7866811.9264 | 3938351.203 | 0 | 17521325.5361 | 37070043.4267 | 17782.7941 | 1.2931 | 13549.7894 | 28667.4247 | 276.2308 | 584.4242
1 | 2100 | 707 | 0.035 | 15 | 15 | 7 | 2.3714e-11 | 5spot_SharedNeighbor | CO2 | Porous | Wet | R245fa | MinimizeLCOE_Brownfield | IgnoreSilica | 64.9123 | 7.221 | 0.40655 | 4 | 11898.0567 | 23919.1175 | 242.558 | 487.6236 | 49.1423 | 4.0886 | 29.2072 | 1446082.8482 | 0 | 1990372.0139 | 0 | 0 | 0 | 0 | 1340217.3962 | 3486970.7485 | 2379929.186 | 10643572.1928 | 961560.8286 | 7743554.7612 | 7743554.7612 | 7866811.9264 | 3938351.203 | 0 | 19348687.7826 | 38897405.6732 | 23713.7371 | 1.6262 | 11898.0567 | 23919.1175 | 242.558 | 487.6236
1 | 2100 | 707 | 0.035 | 15 | 15 | 7 | 3.1623e-11 | 5spot_SharedNeighbor | CO2 | Porous | Wet | R245fa | MinimizeLCOE_Brownfield | IgnoreSilica | 81.8728 | 9.1054 | 0.49314 | 4 | 10807.8152 | 20718.2133 | 220.3319 | 422.3688 | 48.4491 | 3.9543 | 23.4013 | 1672816.28 | 0 | 2399759.2172 | 0 | 0 | 0 | 0 | 1588304.4439 | 4132442.357 | 2820476.8219 | 12613799.12 | 961560.8286 | 7743554.7612 | 7743554.7612 | 7866811.9264 | 3938351.203 | 0 | 21318914.7098 | 40867632.6004 | 31622.7766 | 1.9725 | 10807.8152 | 20718.2133 | 220.3319 | 422.3688
1 | 2100 | 707 | 0.035 | 15 | 15 | 7 | 4.217e-11 | 5spot_SharedNeighbor | CO2 | Porous | Wet | R245fa | MinimizeLCOE_Brownfield | IgnoreSilica | 100.5038 | 11.155 | 0.57055 | 4 | 10206.1514 | 18771.9599 | 208.0662 | 382.6918 | 47.4335 | 3.766 | 26.5032 | 1880267.8254 | 0 | 2829440.2582 | 0 | 0 | 0 | 0 | 1836786.1526 | 4778940.7925 | 3261725.2883 | 14587160.3172 | 961560.8286 | 7743554.7612 | 7743554.7612 | 7866811.9264 | 3938351.203 | 0 | 23292275.907 | 42840993.7976 | 42169.6503 | 2.2822 | 10206.1514 | 18771.9599 | 208.0662 | 382.6918
1 | 2100 | 707 | 0.035 | 15 | 15 | 7 | 5.6234e-11 | 5spot_SharedNeighbor | CO2 | Porous | Wet | R245fa | MinimizeLCOE_Brownfield | IgnoreSilica | 118.1797 | 13.0763 | 0.62238 | 4 | 10037.9809 | 17890.4217 | 204.6378 | 364.7204 | 46.2153 | 3.5471 | 35.9539 | 2035762.2889 | 0 | 3221967.5384 | 0 | 0 | 0 | 0 | 2050514.6326 | 5335018.4557 | 3641259.7197 | 16284522.6352 | 961560.8286 | 7743554.7612 | 7743554.7612 | 7866811.9264 | 3938351.203 | 0 | 24989638.225 | 44538356.1156 | 56234.1325 | 2.4895 | 10037.9809 | 17890.4217 | 204.6378 | 364.7204
1 | 2100 | 707 | 0.035 | 15 | 15 | 7 | 7.4989e-11 | 5spot_SharedNeighbor | CO2 | Porous | Wet | R245fa | MinimizeLCOE_Brownfield | IgnoreSilica | 118.1083 | 13.0666 | 0.62199 | 4 | 10040.6159 | 17897.9597 | 204.6915 | 364.8741 | 46.2143 | 3.5473 | 35.5978 | 2034795.2011 | 0 | 3220016.7697 | 0 | 0 | 0 | 0 | 2049376.6686 | 5332057.7067 | 3639238.9477 | 16275485.2938 | 961560.8286 | 7743554.7612 | 7743554.7612 | 7866811.9264 | 3938351.203 | 0 | 24980600.8836 | 44529318.7742 | 74989.4209 | 2.488 | 10040.6159 | 17897.9597 | 204.6915 | 364.8741
1 | 2100 | 707 | 0.035 | 15 | 15 | 7 | 1e-10 | 5spot_SharedNeighbor | CO2 | Porous | Wet | R245fa | MinimizeLCOE_Brownfield | IgnoreSilica | 118.0493 | 13.0586 | 0.62168 | 4 | 10042.6472 | 17903.8862 | 204.7329 | 364.9949 | 46.2138 | 3.5475 | 42.2283 | 2034019.6531 | 0 | 3218426.7483 | 0 | 0 | 0 | 0 | 2048454.0965 | 5329657.3635 | 3637600.6641 | 16268158.5254 | 961560.8286 | 7743554.7612 | 7743554.7612 | 7866811.9264 | 3938351.203 | 0 | 24973274.1152 | 44521992.0058 | 100000 | 2.4867 | 10042.6472 | 17903.8862 | 204.7329 | 364.9949
1 | 2100 | 707 | 0.035 | 15 | 15 | 7 | 1.3335e-10 | 5spot_SharedNeighbor | CO2 | Porous | Wet | R245fa | MinimizeLCOE_Brownfield | IgnoreSilica | 118.0003 | 13.0521 | 0.62144 | 4 | 10044.204 | 17908.5403 | 204.7647 | 365.0898 | 46.2137 | 3.5478 | 44.1162 | 2033396.0098 | 0 | 3217124.3745 | 0 | 0 | 0 | 0 | 2047702.9499 | 5327703.0339 | 3636266.794 | 16262193.1621 | 961560.8286 | 7743554.7612 | 7743554.7612 | 7866811.9264 | 3938351.203 | 0 | 24967308.7519 | 44516026.6425 | 133352.1432 | 2.4857 | 10044.204 | 17908.5403 | 204.7647 | 365.0898
1 | 2100 | 707 | 0.035 | 15 | 15 | 7 | 1.7783e-10 | 5spot_SharedNeighbor | CO2 | Porous | Wet | R245fa | MinimizeLCOE_Brownfield | IgnoreSilica | 117.9614 | 13.047 | 0.62125 | 4 | 10045.3915 | 17912.1324 | 204.7889 | 365.163 | 46.2138 | 3.548 | 42.6962 | 2032909.4183 | 0 | 3216099.7116 | 0 | 0 | 0 | 0 | 2047113.5606 | 5326169.5641 | 3635220.1693 | 16257512.4238 | 961560.8286 | 7743554.7612 | 7743554.7612 | 7866811.9264 | 3938351.203 | 0 | 24962628.0137 | 44511345.9043 | 177827.941 | 2.485 | 10045.3915 | 17912.1324 | 204.7889 | 365.163
1 | 2100 | 707 | 0.035 | 15 | 15 | 7 | 2.3714e-10 | 5spot_SharedNeighbor | CO2 | Porous | Wet | R245fa | MinimizeLCOE_Brownfield | IgnoreSilica | 117.9445 | 13.0445 | 0.62113 | 4 | 10046.2938 | 17914.496 | 204.8073 | 365.2112 | 46.2129 | 3.5479 | 36.9165 | 2032637.0123 | 0 | 3215598.9602 | 0 | 0 | 0 | 0 | 2046812.0293 | 5325385.0414 | 3634684.7164 | 16255117.7596 | 961560.8286 | 7743554.7612 | 7743554.7612 | 7866811.9264 | 3938351.203 | 0 | 24960233.3495 | 44508951.2401 | 237137.3706 | 2.4845 | 10046.2938 | 17914.496 | 204.8073 | 365.2112
1 | 2100 | 707 | 0.035 | 15 | 15 | 7 | 3.1623e-10 | 5spot_SharedNeighbor | CO2 | Porous | Wet | R245fa | MinimizeLCOE_Brownfield | IgnoreSilica | 117.9297 | 13.0424 | 0.62104 | 4 | 10046.9772 | 17916.3455 | 204.8212 | 365.2489 | 46.2123 | 3.5479 | 40.8816 | 2032415.0292 | 0 | 3215174.9428 | 0 | 0 | 0 | 0 | 2046560.0891 | 5324729.5446 | 3634237.3264 | 16253116.932 | 961560.8286 | 7743554.7612 | 7743554.7612 | 7866811.9264 | 3938351.203 | 0 | 24958232.5218 | 44506950.4124 | 316227.766 | 2.4842 | 10046.9772 | 17916.3455 | 204.8212 | 365.2489
1 | 2100 | 707 | 0.035 | 15 | 15 | 7 | 4.217e-10 | 5spot_SharedNeighbor | CO2 | Porous | Wet | R245fa | MinimizeLCOE_Brownfield | IgnoreSilica | 117.9102 | 13.0399 | 0.62095 | 4 | 10047.4936 | 17917.9804 | 204.8317 | 365.2823 | 46.2125 | 3.5481 | 40.0639 | 2032184.2879 | 0 | 3214674.5788 | 0 | 0 | 0 | 0 | 2046274.958 | 5323987.6921 | 3633730.9969 | 16250852.5137 | 961560.8286 | 7743554.7612 | 7743554.7612 | 7866811.9264 | 3938351.203 | 0 | 24955968.1036 | 44504685.9942 | 421696.5034 | 2.4838 | 10047.4936 | 17917.9804 | 204.8317 | 365.2823
1 | 2100 | 707 | 0.035 | 15 | 15 | 7 | 5.6234e-10 | 5spot_SharedNeighbor | CO2 | Porous | Wet | R245fa | MinimizeLCOE_Brownfield | IgnoreSilica | 117.8908 | 13.0375 | 0.62087 | 4 | 10047.8831 | 17919.3512 | 204.8397 | 365.3102 | 46.2131 | 3.5482 | 38.4653 | 2031973.7639 | 0 | 3214192.9739 | 0 | 0 | 0 | 0 | 2046005.0277 | 5323285.3888 | 3633251.6605 | 16248708.8148 | 961560.8286 | 7743554.7612 | 7743554.7612 | 7866811.9264 | 3938351.203 | 0 | 24953824.4047 | 44502542.2952 | 562341.3252 | 2.4835 | 10047.8831 | 17919.3512 | 204.8397 | 365.3102
1 | 2100 | 707 | 0.035 | 15 | 15 | 7 | 7.4989e-10 | 5spot_SharedNeighbor | CO2 | Porous | Wet | R245fa | MinimizeLCOE_Brownfield | IgnoreSilica | 117.8862 | 13.0368 | 0.62084 | 4 | 10048.1765 | 17920.0952 | 204.8457 | 365.3254 | 46.2127 | 3.5482 | 39.18 | 2031891.7787 | 0 | 3214048.909 | 0 | 0 | 0 | 0 | 2045916.8682 | 5323056.0159 | 3633095.1087 | 16248008.6806 | 961560.8286 | 7743554.7612 | 7743554.7612 | 7866811.9264 | 3938351.203 | 0 | 24953124.2704 | 44501842.161 | 749894.2093 | 2.4833 | 10048.1765 | 17920.0952 | 204.8457 | 365.3254
1 | 2100 | 707 | 0.035 | 15 | 15 | 7 | 1e-09 | 5spot_SharedNeighbor | CO2 | Porous | Wet | R245fa | MinimizeLCOE_Brownfield | IgnoreSilica | 117.8862 | 13.0366 | 0.62082 | 4 | 10048.3972 | 17920.5547 | 204.8502 | 365.3347 | 46.2122 | 3.5481 | 40.0159 | 2031856.7233 | 0 | 3214016.5633 | 0 | 0 | 0 | 0 | 2045890.5818 | 5322987.624 | 3633048.4298 | 16247799.9223 | 961560.8286 | 7743554.7612 | 7743554.7612 | 7866811.9264 | 3938351.203 | 0 | 24952915.5121 | 44501633.4027 | 1000000 | 2.4833 | 10048.3972 | 17920.5547 | 204.8502 | 365.3347
1 | 2100 | 707 | 0.035 | 15 | 15 | 7 | 1.3335e-09 | 5spot_SharedNeighbor | CO2 | Porous | Wet | R245fa | MinimizeLCOE_Brownfield | IgnoreSilica | 117.8714 | 13.0349 | 0.62077 | 4 | 10048.5631 | 17921.3268 | 204.8536 | 365.3505 | 46.2129 | 3.5483 | 37.6761 | 2031717.1544 | 0 | 3213668.9266 | 0 | 0 | 0 | 0 | 2045700.5716 | 5322493.2563 | 3632711.0138 | 16246290.9226 | 961560.8286 | 7743554.7612 | 7743554.7612 | 7866811.9264 | 3938351.203 | 0 | 24951406.5125 | 44500124.403 | 1333521.4322 | 2.4831 | 10048.5631 | 17921.3268 | 204.8536 | 365.3505
1 | 2100 | 707 | 0.035 | 15 | 15 | 7 | 1.7783e-09 | 5spot_SharedNeighbor | CO2 | Porous | Wet | R245fa | MinimizeLCOE_Brownfield | IgnoreSilica | 117.8714 | 13.0348 | 0.62076 | 4 | 10048.6878 | 17921.5862 | 204.8561 | 365.3558 | 46.2126 | 3.5483 | 37.5558 | 2031697.3659 | 0 | 3213650.6783 | 0 | 0 | 0 | 0 | 2045685.7372 | 5322454.6604 | 3632684.6713 | 16246173.1131 | 961560.8286 | 7743554.7612 | 7743554.7612 | 7866811.9264 | 3938351.203 | 0 | 24951288.703 | 44500006.5936 | 1778279.41 | 2.483 | 10048.6878 | 17921.5862 | 204.8561 | 365.3558
1 | 2100 | 707 | 0.035 | 15 | 15 | 7 | 2.3714e-09 | 5spot_SharedNeighbor | CO2 | Porous | Wet | R245fa | MinimizeLCOE_Brownfield | IgnoreSilica | 117.8714 | 13.0347 | 0.62075 | 4 | 10048.7814 | 17921.7811 | 204.858 | 365.3597 | 46.2124 | 3.5482 | 37.3234 | 2031682.506 | 0 | 3213636.9775 | 0 | 0 | 0 | 0 | 2045674.5986 | 5322425.6799 | 3632664.8915 | 16246084.6535 | 961560.8286 | 7743554.7612 | 7743554.7612 | 7866811.9264 | 3938351.203 | 0 | 24951200.2433 | 44499918.1339 | 2371373.7057 | 2.483 | 10048.7814 | 17921.7811 | 204.858 | 365.3597
1 | 2100 | 707 | 0.035 | 15 | 15 | 7 | 3.1623e-09 | 5spot_SharedNeighbor | CO2 | Porous | Wet | R245fa | MinimizeLCOE_Brownfield | IgnoreSilica | 117.8714 | 13.0346 | 0.62075 | 4 | 10048.8517 | 17921.9274 | 204.8594 | 365.3627 | 46.2122 | 3.5482 | 37.602 | 2031671.351 | 0 | 3213626.6941 | 0 | 0 | 0 | 0 | 2045666.2376 | 5322403.9264 | 3632650.0442 | 16246018.2533 | 961560.8286 | 7743554.7612 | 7743554.7612 | 7866811.9264 | 3938351.203 | 0 | 24951133.8431 | 44499851.7337 | 3162277.6602 | 2.483 | 10048.8517 | 17921.9274 | 204.8594 | 365.3627
1 | 2100 | 707 | 0.035 | 15 | 15 | 7 | 4.217e-09 | 5spot_SharedNeighbor | CO2 | Porous | Wet | R245fa | MinimizeLCOE_Brownfield | IgnoreSilica | 117.8714 | 13.0346 | 0.62074 | 4 | 10048.9044 | 17922.0372 | 204.8605 | 365.365 | 46.2121 | 3.5482 | 37.601 | 2031662.9794 | 0 | 3213618.9774 | 0 | 0 | 0 | 0 | 2045659.9631 | 5322387.6016 | 3632638.9022 | 16245968.4237 | 961560.8286 | 7743554.7612 | 7743554.7612 | 7866811.9264 | 3938351.203 | 0 | 24951084.0135 | 44499801.9041 | 4216965.0343 | 2.483 | 10048.9044 | 17922.0372 | 204.8605 | 365.365
1 | 2100 | 707 | 0.035 | 15 | 15 | 7 | 5.6234e-09 | 5spot_SharedNeighbor | CO2 | Porous | Wet | R245fa | MinimizeLCOE_Brownfield | IgnoreSilica | 117.8714 | 13.0346 | 0.62074 | 4 | 10048.944 | 17922.1196 | 204.8613 | 365.3666 | 46.212 | 3.5482 | 37.94 | 2031656.6979 | 0 | 3213613.1877 | 0 | 0 | 0 | 0 | 2045655.2554 | 5322375.353 | 3632630.5423 | 16245931.0362 | 961560.8286 | 7743554.7612 | 7743554.7612 | 7866811.9264 | 3938351.203 | 0 | 24951046.6261 | 44499764.5167 | 5623413.2519 | 2.483 | 10048.944 | 17922.1196 | 204.8613 | 365.3666
1 | 2100 | 707 | 0.035 | 15 | 15 | 7 | 7.4989e-09 | 5spot_SharedNeighbor | CO2 | Porous | Wet | R245fa | MinimizeLCOE_Brownfield | IgnoreSilica | 117.8714 | 13.0346 | 0.62074 | 4 | 10048.9737 | 17922.1814 | 204.8619 | 365.3679 | 46.2119 | 3.5482 | 37.9286 | 2031651.9854 | 0 | 3213608.8444 | 0 | 0 | 0 | 0 | 2045651.7236 | 5322366.164 | 3632624.2706 | 16245902.988 | 961560.8286 | 7743554.7612 | 7743554.7612 | 7866811.9264 | 3938351.203 | 0 | 24951018.5779 | 44499736.4684 | 7498942.0933 | 2.4829 | 10048.9737 | 17922.1814 | 204.8619 | 365.3679
1 | 2100 | 707 | 0.035 | 15 | 15 | 7 | 1e-08 | 5spot_SharedNeighbor | CO2 | Porous | Wet | R245fa | MinimizeLCOE_Brownfield | IgnoreSilica | 117.8714 | 13.0345 | 0.62073 | 4 | 10048.9959 | 17922.2277 | 204.8624 | 365.3689 | 46.2118 | 3.5482 | 37.4601 | 2031648.4503 | 0 | 3213605.5865 | 0 | 0 | 0 | 0 | 2045649.0743 | 5322359.2711 | 3632619.5661 | 16245881.9484 | 961560.8286 | 7743554.7612 | 7743554.7612 | 7866811.9264 | 3938351.203 | 0 | 24950997.5382 | 44499715.4288 | 10000000 | 2.4829 | 10048.9959 | 17922.2277 | 204.8624 | 365.3689
1 | 2200 | 707 | 0.035 | 15 | 15 | 7 | 1e-13 | 5spot_SharedNeighbor | CO2 | Porous | Wet | R245fa | MinimizeLCOE_Brownfield | IgnoreSilica | 0.49674 | 0.0093415 | 0.00070107 | 4 | 3331768.2173 | 10570175.0044 | 67922.6017 | 215487.3147 | 39.7629 | 3.5228 | 15.4385 | 32907.7759 | 0 | 23019.2794 | 0 | 0 | 0 | 22019.8515 | 30399.2937 | 79092.7263 | 53982.4109 | 241421.3377 | 961560.8286 | 8140174.0823 | 8140174.0823 | 8088200.634 | 4070025.7703 | 0 | 9343156.2487 | 29641556.7353 | 100 | 0.0028043 | 3331768.2173 | 10570175.0044 | 67922.6017 | 215487.3147
1 | 2200 | 707 | 0.035 | 15 | 15 | 7 | 1.3335e-13 | 5spot_SharedNeighbor | CO2 | Porous | Wet | R245fa | MinimizeLCOE_Brownfield | IgnoreSilica | 0.69881 | 0.028135 | 0.0013889 | 4 | 1700360.7324 | 5353987.6623 | 34664.1534 | 109148.2803 | 42.4933 | 3.8218 | 22.1691 | 46875.0449 | 0 | 35862.3437 | 0 | 0 | 0 | 28630.2366 | 43433.3738 | 113004.7292 | 77128.0497 | 344933.7778 | 961560.8286 | 8140174.0823 | 8140174.0823 | 8088200.634 | 4070025.7703 | 0 | 9446668.6888 | 29745069.1754 | 133.3521 | 0.0055557 | 1700360.7324 | 5353987.6623 | 34664.1534 | 109148.2803
1 | 2200 | 707 | 0.035 | 15 | 15 | 7 | 1.7783e-13 | 5spot_SharedNeighbor | CO2 | Porous | Wet | R245fa | MinimizeLCOE_Brownfield | IgnoreSilica | 0.95719 | 0.05426 | 0.0024264 | 4 | 985989.503 | 3077431.8476 | 20100.7297 | 62737.6107 | 44.6278 | 4.0441 | 19.1175 | 63508.1209 | 0 | 51542.1865 | 0 | 0 | 0 | 35968.0907 | 58897.1753 | 153238.3685 | 104588.3353 | 467742.2771 | 961560.8286 | 8140174.0823 | 8140174.0823 | 8088200.634 | 4070025.7703 | 0 | 9569477.1881 | 29867877.6747 | 177.8279 | 0.0097055 | 985989.503 | 3077431.8476 | 20100.7297 | 62737.6107
1 | 2200 | 707 | 0.035 | 15 | 15 | 7 | 2.3714e-13 | 5spot_SharedNeighbor | CO2 | Porous | Wet | R245fa | MinimizeLCOE_Brownfield | IgnoreSilica | 1.2819 | 0.088791 | 0.0039113 | 4 | 620700.8837 | 1918133.3396 | 12653.8271 | 39103.7426 | 46.3107 | 4.2078 | 54.7857 | 82794.9348 | 0 | 70217.4649 | 0 | 0 | 0 | 43666.2859 | 76704.6874 | 199569.8623 | 136210.5317 | 609163.767 | 961560.8286 | 8140174.0823 | 8140174.0823 | 8088200.634 | 4070025.7703 | 0 | 9710898.6779 | 30009299.1646 | 237.1374 | 0.015645 | 620700.8837 | 1918133.3396 | 12653.8271 | 39103.7426
1 | 2200 | 707 | 0.035 | 15 | 15 | 7 | 3.1623e-13 | 5spot_SharedNeighbor | CO2 | Porous | Wet | R245fa | MinimizeLCOE_Brownfield | IgnoreSilica | 1.7098 | 0.13537 | 0.0059795 | 4 | 413226.0216 | 1261890.2364 | 8424.1714 | 25725.3393 | 47.7046 | 4.3347 | 77.1597 | 106143.6829 | 0 | 93464.7666 | 0 | 0 | 0 | 52818.191 | 98446.3898 | 256137.312 | 174818.9786 | 781829.3208 | 961560.8286 | 8140174.0823 | 8140174.0823 | 8088200.634 | 4070025.7703 | 0 | 9883564.2317 | 30181964.7183 | 316.2278 | 0.023918 | 413226.0216 | 1261890.2364 | 8424.1714 | 25725.3393
1 | 2200 | 707 | 0.035 | 15 | 15 | 7 | 4.217e-13 | 5spot_SharedNeighbor | CO2 | Porous | Wet | R245fa | MinimizeLCOE_Brownfield | IgnoreSilica | 2.2738 | 0.19767 | 0.0088113 | 4 | 286395.7022 | 862312.7781 | 5838.5638 | 17579.4123 | 48.8432 | 4.4323 | 100.9172 | 134340.6258 | 0 | 122358.0562 | 0 | 0 | 0 | 63708.6083 | 124958.8432 | 325117.2775 | 221899.2224 | 992382.6334 | 961560.8286 | 8140174.0823 | 8140174.0823 | 8088200.634 | 4070025.7703 | 0 | 10094117.5443 | 30392518.031 | 421.6965 | 0.035245 | 286395.7022 | 862312.7781 | 5838.5638 | 17579.4123
1 | 2200 | 707 | 0.035 | 15 | 15 | 7 | 5.6234e-13 | 5spot_SharedNeighbor | CO2 | Porous | Wet | R245fa | MinimizeLCOE_Brownfield | IgnoreSilica | 2.9982 | 0.27863 | 0.012637 | 4 | 204604.9767 | 606170.8977 | 4171.1492 | 12357.6137 | 49.742 | 4.5055 | 21.907 | 167527.0006 | 0 | 157354.1568 | 0 | 0 | 0 | 75686.9609 | 156221.5662 | 406456.4697 | 277414.8924 | 1240661.0467 | 961560.8286 | 8140174.0823 | 8140174.0823 | 8088200.634 | 4070025.7703 | 0 | 10342395.9577 | 30640796.4443 | 562.3413 | 0.050548 | 204604.9767 | 606170.8977 | 4171.1492 | 12357.6137
1 | 2200 | 707 | 0.035 | 15 | 15 | 7 | 7.4989e-13 | 5spot_SharedNeighbor | CO2 | Porous | Wet | R245fa | MinimizeLCOE_Brownfield | IgnoreSilica | 3.9339 | 0.38392 | 0.017767 | 4 | 149689.828 | 435316.0856 | 3051.6296 | 8874.5072 | 50.4527 | 4.561 | 20.4674 | 206868.053 | 0 | 200024.6385 | 0 | 0 | 0 | 89084.4156 | 193431.0718 | 503267.9706 | 343490.7311 | 1536166.8806 | 961560.8286 | 8140174.0823 | 8140174.0823 | 8088200.634 | 4070025.7703 | 0 | 10637901.7916 | 30936302.2782 | 749.8942 | 0.071066 | 149689.828 | 435316.0856 | 3051.6296 | 8874.5072
1 | 2200 | 707 | 0.035 | 15 | 15 | 7 | 1e-12 | 5spot_SharedNeighbor | CO2 | Porous | Wet | R245fa | MinimizeLCOE_Brownfield | IgnoreSilica | 5.1512 | 0.52138 | 0.024613 | 4 | 111665.0555 | 317841.7645 | 2276.4432 | 6479.6343 | 51.0149 | 4.6032 | 28.0737 | 253902.8922 | 0 | 252471.9268 | 0 | 0 | 0 | 104441.8644 | 238218.5066 | 619795.6888 | 423023.2931 | 1891854.1719 | 961560.8286 | 8140174.0823 | 8140174.0823 | 8088200.634 | 4070025.7703 | 0 | 10993589.0829 | 31291989.5695 | 1000 | 0.098451 | 111665.0555 | 317841.7645 | 2276.4432 | 6479.6343
1 | 2200 | 707 | 0.035 | 15 | 15 | 7 | 1.3335e-12 | 5spot_SharedNeighbor | CO2 | Porous | Wet | R245fa | MinimizeLCOE_Brownfield | IgnoreSilica | 6.7176 | 0.6988 | 0.033698 | 4 | 84694.4267 | 235284.2868 | 1726.6104 | 4796.5884 | 51.4518 | 4.6349 | 26.8661 | 309602.3332 | 0 | 316291.3824 | 0 | 0 | 0 | 121364.4451 | 291430.6827 | 758242.8557 | 517516.3293 | 2314448.0283 | 961560.8286 | 8140174.0823 | 8140174.0823 | 8088200.634 | 4070025.7703 | 0 | 11416182.9393 | 31714583.4259 | 1333.5214 | 0.13479 | 84694.4267 | 235284.2868 | 1726.6104 | 4796.5884
1 | 2200 | 707 | 0.035 | 15 | 15 | 7 | 1.7783e-12 | 5spot_SharedNeighbor | CO2 | Porous | Wet | R245fa | MinimizeLCOE_Brownfield | IgnoreSilica | 8.725 | 0.92672 | 0.045697 | 4 | 65194.3035 | 176243.5941 | 1329.0741 | 3592.9641 | 51.7877 | 4.6581 | 27.0724 | 375413.4588 | 0 | 393729.8328 | 0 | 0 | 0 | 139712.2529 | 354453.6623 | 922215.721 | 629431.1792 | 2814956.107 | 961560.8286 | 8140174.0823 | 8140174.0823 | 8088200.634 | 4070025.7703 | 0 | 11916691.018 | 32215091.5046 | 1778.2794 | 0.18279 | 65194.3035 | 176243.5941 | 1329.0741 | 3592.9641
1 | 2200 | 707 | 0.035 | 15 | 15 | 7 | 2.3714e-12 | 5spot_SharedNeighbor | CO2 | Porous | Wet | R245fa | MinimizeLCOE_Brownfield | IgnoreSilica | 11.2855 | 1.218 | 0.06146 | 4 | 50874.7576 | 133441.7604 | 1037.1507 | 2720.3908 | 52.0415 | 4.6743 | 27.9126 | 452932.3199 | 0 | 487366.0368 | 0 | 0 | 0 | 159190.1357 | 428800.512 | 1115650.9732 | 761454.7136 | 3405394.6912 | 961560.8286 | 8140174.0823 | 8140174.0823 | 8088200.634 | 4070025.7703 | 0 | 12507129.6022 | 32805530.0888 | 2371.3737 | 0.24584 | 50874.7576 | 133441.7604 | 1037.1507 | 2720.3908
1 | 2200 | 707 | 0.035 | 15 | 15 | 7 | 3.1623e-12 | 5spot_SharedNeighbor | CO2 | Porous | Wet | R245fa | MinimizeLCOE_Brownfield | IgnoreSilica | 14.5056 | 1.5852 | 0.081993 | 4 | 40224.0779 | 102114.4717 | 820.0222 | 2081.7416 | 52.2259 | 4.6843 | 28.9798 | 543114.8208 | 0 | 599163.3279 | 0 | 0 | 0 | 178469.7334 | 515091.674 | 1340162.876 | 914688.7004 | 4090691.1325 | 961560.8286 | 8140174.0823 | 8140174.0823 | 8088200.634 | 4070025.7703 | 0 | 13192426.0435 | 33490826.5301 | 3162.2777 | 0.32797 | 40224.0779 | 102114.4717 | 820.0222 | 2081.7416
1 | 2200 | 707 | 0.035 | 15 | 15 | 7 | 4.217e-12 | 5spot_SharedNeighbor | CO2 | Porous | Wet | R245fa | MinimizeLCOE_Brownfield | IgnoreSilica | 18.5398 | 2.0461 | 0.10853 | 4 | 32217.6237 | 78975.4761 | 656.7998 | 1610.0219 | 52.351 | 4.6883 | 29.7624 | 647779.6426 | 0 | 732342.0796 | 0 | 0 | 0 | 196920.0528 | 615046.2923 | 1600224.2891 | 1092185.9586 | 4884498.315 | 961560.8286 | 8140174.0823 | 8140174.0823 | 8088200.634 | 4070025.7703 | 0 | 13986233.226 | 34284633.7126 | 4216.965 | 0.43412 | 32217.6237 | 78975.4761 | 656.7998 | 1610.0219
1 | 2200 | 707 | 0.035 | 15 | 15 | 7 | 5.6234e-12 | 5spot_SharedNeighbor | CO2 | Porous | Wet | R245fa | MinimizeLCOE_Brownfield | IgnoreSilica | 23.4929 | 2.6135 | 0.14232 | 4 | 26145.9776 | 61803.2124 | 533.0211 | 1259.9421 | 52.4202 | 4.6856 | 21.2485 | 766966.5028 | 0 | 888102.3716 | 0 | 0 | 0 | 211824.9955 | 728088.6093 | 1894337.2098 | 1292924.0704 | 5782243.7594 | 961560.8286 | 8140174.0823 | 8140174.0823 | 8088200.634 | 4070025.7703 | 0 | 14883978.6704 | 35182379.157 | 5623.4133 | 0.56926 | 26145.9776 | 61803.2124 | 533.0211 | 1259.9421
1 | 2200 | 707 | 0.035 | 15 | 15 | 7 | 7.4989e-12 | 5spot_SharedNeighbor | CO2 | Porous | Wet | R245fa | MinimizeLCOE_Brownfield | IgnoreSilica | 29.164 | 3.2667 | 0.18378 | 4 | 21507.3803 | 49120.4872 | 438.457 | 1001.3876 | 52.4327 | 4.6754 | 25.7979 | 893869.8822 | 0 | 1058604.1358 | 0 | 0 | 0 | 213426.9779 | 844701.3884 | 2197739.7406 | 1500002.532 | 6708344.6569 | 961560.8286 | 8140174.0823 | 8140174.0823 | 8088200.634 | 4070025.7703 | 0 | 15810079.5678 | 36108480.0544 | 7498.9421 | 0.7351 | 21507.3803 | 49120.4872 | 438.457 | 1001.3876
1 | 2200 | 707 | 0.035 | 15 | 15 | 7 | 1e-11 | 5spot_SharedNeighbor | CO2 | Porous | Wet | R245fa | MinimizeLCOE_Brownfield | IgnoreSilica | 36.3498 | 4.0938 | 0.23566 | 4 | 17948.4067 | 39481.9353 | 365.9025 | 804.8927 | 52.3876 | 4.6555 | 23.401 | 1043378.5803 | 0 | 1265440.8389 | 0 | 0 | 0 | 215087.6989 | 984323.7761 | 2561008.5528 | 1747940.9607 | 7817180.4078 | 961560.8286 | 8140174.0823 | 8140174.0823 | 8088200.634 | 4070025.7703 | 0 | 16918915.3187 | 37217315.8054 | 10000 | 0.94264 | 17948.4067 | 39481.9353 | 365.9025 | 804.8927
1 | 2200 | 707 | 0.035 | 15 | 15 | 7 | 1.3335e-11 | 5spot_SharedNeighbor | CO2 | Porous | Wet | R245fa | MinimizeLCOE_Brownfield | IgnoreSilica | 43.9092 | 4.9699 | 0.29489 | 4 | 15207.0084 | 32415.5207 | 310.0154 | 660.8342 | 52.2844 | 4.6267 | 28.0211 | 1189629.9873 | 0 | 1474500.9302 | 0 | 0 | 0 | 188648.0889 | 1112583.8125 | 2894714.8579 | 1975702.3709 | 8835780.0478 | 961560.8286 | 8140174.0823 | 8140174.0823 | 8088200.634 | 4070025.7703 | 0 | 17937514.9588 | 38235915.4454 | 13335.2143 | 1.1796 | 15207.0084 | 32415.5207 | 310.0154 | 660.8342
1 | 2200 | 707 | 0.035 | 15 | 15 | 7 | 1.7783e-11 | 5spot_SharedNeighbor | CO2 | Porous | Wet | R245fa | MinimizeLCOE_Brownfield | IgnoreSilica | 51.0024 | 5.8003 | 0.3573 | 4 | 13082.1977 | 27284.955 | 266.6983 | 556.2407 | 52.143 | 4.5928 | 32.6206 | 1318116.665 | 0 | 1664317.5074 | 0 | 0 | 0 | 115528.4976 | 1208205.4413 | 3143502.7212 | 2145505.1998 | 9595176.0323 | 961560.8286 | 8140174.0823 | 8140174.0823 | 8088200.634 | 4070025.7703 | 0 | 18696910.9433 | 38995311.4299 | 17782.7941 | 1.4292 | 13082.1977 | 27284.955 | 266.6983 | 556.2407
1 | 2200 | 707 | 0.035 | 15 | 15 | 7 | 2.3714e-11 | 5spot_SharedNeighbor | CO2 | Porous | Wet | R245fa | MinimizeLCOE_Brownfield | IgnoreSilica | 59.8303 | 6.8285 | 0.42931 | 4 | 11362.0914 | 23182.3989 | 231.6316 | 472.6046 | 51.9086 | 4.5408 | 29.0301 | 1467421.796 | 0 | 1893554.1213 | 0 | 0 | 0 | 0 | 1310780.6078 | 3410382.2633 | 2327655.9711 | 10409794.7595 | 961560.8286 | 8140174.0823 | 8140174.0823 | 8088200.634 | 4070025.7703 | 0 | 19511529.6705 | 39809930.1571 | 23713.7371 | 1.7172 | 11362.0914 | 23182.3989 | 231.6316 | 472.6046
1 | 2200 | 707 | 0.035 | 15 | 15 | 7 | 3.1623e-11 | 5spot_SharedNeighbor | CO2 | Porous | Wet | R245fa | MinimizeLCOE_Brownfield | IgnoreSilica | 75.5922 | 8.6314 | 0.52706 | 4 | 10185.2487 | 19813.3678 | 207.6401 | 403.9223 | 51.3393 | 4.4235 | 26.2825 | 1707455.0523 | 0 | 2286802.8378 | 0 | 0 | 0 | 0 | 1557760.5772 | 4052973.4811 | 2766237.6812 | 12371229.6296 | 961560.8286 | 8140174.0823 | 8140174.0823 | 8088200.634 | 4070025.7703 | 0 | 21472964.5405 | 41771365.0272 | 31622.7766 | 2.1082 | 10185.2487 | 19813.3678 | 207.6401 | 403.9223
1 | 2200 | 707 | 0.035 | 15 | 15 | 7 | 4.217e-11 | 5spot_SharedNeighbor | CO2 | Porous | Wet | R245fa | MinimizeLCOE_Brownfield | IgnoreSilica | 93.0512 | 10.6135 | 0.62073 | 4 | 9452.2174 | 17627.403 | 192.6962 | 359.3585 | 50.4795 | 4.2556 | 28.1725 | 1935496.5727 | 0 | 2703272.4294 | 0 | 0 | 0 | 0 | 1809119.9108 | 4706958.9064 | 3212596.1719 | 14367443.9911 | 961560.8286 | 8140174.0823 | 8140174.0823 | 8088200.634 | 4070025.7703 | 0 | 23469178.9021 | 43767579.3887 | 42169.6503 | 2.4829 | 9452.2174 | 17627.403 | 192.6962 | 359.3585
1 | 2200 | 707 | 0.035 | 15 | 15 | 7 | 5.6234e-11 | 5spot_SharedNeighbor | CO2 | Porous | Wet | R245fa | MinimizeLCOE_Brownfield | IgnoreSilica | 110.9986 | 12.6284 | 0.69704 | 4 | 9089.2008 | 16369.3927 | 185.2957 | 333.7122 | 49.3488 | 4.0432 | 29.2554 | 2128996.0392 | 0 | 3114516.0891 | 0 | 0 | 0 | 0 | 2044969.73 | 5320591.7566 | 3631413.2011 | 16240486.8161 | 961560.8286 | 8140174.0823 | 8140174.0823 | 8088200.634 | 4070025.7703 | 0 | 25342221.7271 | 45640622.2137 | 56234.1325 | 2.7882 | 9089.2008 | 16369.3927 | 185.2957 | 333.7122
1 | 2200 | 707 | 0.035 | 15 | 15 | 7 | 7.4989e-11 | 5spot_SharedNeighbor | CO2 | Porous | Wet | R245fa | MinimizeLCOE_Brownfield | IgnoreSilica | 123.6313 | 14.0319 | 0.7359 | 4 | 9021.2145 | 15917.0277 | 183.9097 | 324.4901 | 48.3923 | 3.8682 | 35.8422 | 2239137.8347 | 0 | 3395841.9405 | 0 | 0 | 0 | 0 | 2197642.1123 | 5717813.9779 | 3902525.5292 | 17452961.3946 | 961560.8286 | 8140174.0823 | 8140174.0823 | 8088200.634 | 4070025.7703 | 0 | 26554696.3056 | 46853096.7922 | 74989.4209 | 2.9436 | 9021.2145 | 15917.0277 | 183.9097 | 324.4901
1 | 2200 | 707 | 0.035 | 15 | 15 | 7 | 1e-10 | 5spot_SharedNeighbor | CO2 | Porous | Wet | R245fa | MinimizeLCOE_Brownfield | IgnoreSilica | 123.5723 | 14.0236 | 0.73554 | 4 | 9022.985 | 15922.1286 | 183.9458 | 324.5941 | 48.3916 | 3.8684 | 41.764 | 2238310.8302 | 0 | 3394212.1101 | 0 | 0 | 0 | 0 | 2196683.9467 | 5715321.0275 | 3900824.0394 | 17445351.9539 | 961560.8286 | 8140174.0823 | 8140174.0823 | 8088200.634 | 4070025.7703 | 0 | 26547086.8648 | 46845487.3515 | 100000 | 2.9422 | 9022.985 | 15922.1286 | 183.9458 | 324.5941
1 | 2200 | 707 | 0.035 | 15 | 15 | 7 | 1.3335e-10 | 5spot_SharedNeighbor | CO2 | Porous | Wet | R245fa | MinimizeLCOE_Brownfield | IgnoreSilica | 123.5233 | 14.0168 | 0.73526 | 4 | 9024.3408 | 15926.1295 | 183.9734 | 324.6757 | 48.3913 | 3.8687 | 46.3105 | 2237647.0118 | 0 | 3392878.4557 | 0 | 0 | 0 | 0 | 2195904.9323 | 5713294.1919 | 3899440.6824 | 17439165.2741 | 961560.8286 | 8140174.0823 | 8140174.0823 | 8088200.634 | 4070025.7703 | 0 | 26540900.185 | 46839300.6716 | 133352.1432 | 2.941 | 9024.3408 | 15926.1295 | 183.9734 | 324.6757
1 | 2200 | 707 | 0.035 | 15 | 15 | 7 | 1.7783e-10 | 5spot_SharedNeighbor | CO2 | Porous | Wet | R245fa | MinimizeLCOE_Brownfield | IgnoreSilica | 123.4844 | 14.0115 | 0.73504 | 4 | 9025.3743 | 15929.2153 | 183.9945 | 324.7386 | 48.3913 | 3.8689 | 44.1328 | 2237129.5407 | 0 | 3391829.6515 | 0 | 0 | 0 | 0 | 2195294.0849 | 5711704.8923 | 3898355.9528 | 17434314.1222 | 961560.8286 | 8140174.0823 | 8140174.0823 | 8088200.634 | 4070025.7703 | 0 | 26536049.0332 | 46834449.5198 | 177827.941 | 2.9402 | 9025.3743 | 15929.2153 | 183.9945 | 324.7386
1 | 2200 | 707 | 0.035 | 15 | 15 | 7 | 2.3714e-10 | 5spot_SharedNeighbor | CO2 | Porous | Wet | R245fa | MinimizeLCOE_Brownfield | IgnoreSilica | 123.4675 | 14.0088 | 0.73491 | 4 | 9026.1591 | 15931.2527 | 184.0105 | 324.7801 | 48.3902 | 3.8689 | 37.2475 | 2236836.7283 | 0 | 3391313.0666 | 0 | 0 | 0 | 0 | 2194978.42 | 5710883.5969 | 3897795.4018 | 17431807.2138 | 961560.8286 | 8140174.0823 | 8140174.0823 | 8088200.634 | 4070025.7703 | 0 | 26533542.1247 | 46831942.6113 | 237137.3706 | 2.9396 | 9026.1591 | 15931.2527 | 184.0105 | 324.7801
1 | 2200 | 707 | 0.035 | 15 | 15 | 7 | 3.1623e-10 | 5spot_SharedNeighbor | CO2 | Porous | Wet | R245fa | MinimizeLCOE_Brownfield | IgnoreSilica | 123.4527 | 14.0066 | 0.7348 | 4 | 9026.7533 | 15932.8451 | 184.0226 | 324.8126 | 48.3896 | 3.8689 | 41.6507 | 2236598.8409 | 0 | 3390876.654 | 0 | 0 | 0 | 0 | 2194715.443 | 5710199.3847 | 3897328.4129 | 17429718.7355 | 961560.8286 | 8140174.0823 | 8140174.0823 | 8088200.634 | 4070025.7703 | 0 | 26531453.6464 | 46829854.1331 | 316227.766 | 2.9392 | 9026.7533 | 15932.8451 | 184.0226 | 324.8126
1 | 2200 | 707 | 0.035 | 15 | 15 | 7 | 4.217e-10 | 5spot_SharedNeighbor | CO2 | Porous | Wet | R245fa | MinimizeLCOE_Brownfield | IgnoreSilica | 123.4332 | 14.004 | 0.7347 | 4 | 9027.2022 | 15934.247 | 184.0317 | 324.8412 | 48.3898 | 3.869 | 43.9308 | 2236354.162 | 0 | 3390365.3034 | 0 | 0 | 0 | 0 | 2194420.5915 | 5709432.2415 | 3896804.8219 | 17427377.1203 | 961560.8286 | 8140174.0823 | 8140174.0823 | 8088200.634 | 4070025.7703 | 0 | 26529112.0313 | 46827512.5179 | 421696.5034 | 2.9388 | 9027.2022 | 15934.247 | 184.0317 | 324.8412
1 | 2200 | 707 | 0.035 | 15 | 15 | 7 | 5.6234e-10 | 5spot_SharedNeighbor | CO2 | Porous | Wet | R245fa | MinimizeLCOE_Brownfield | IgnoreSilica | 123.4138 | 14.0015 | 0.73461 | 4 | 9027.5407 | 15935.4195 | 184.0386 | 324.8651 | 48.3903 | 3.8692 | 39.1703 | 2236132.0138 | 0 | 3389874.475 | 0 | 0 | 0 | 0 | 2194142.5306 | 5708708.7841 | 3896311.0474 | 17425168.8509 | 961560.8286 | 8140174.0823 | 8140174.0823 | 8088200.634 | 4070025.7703 | 0 | 26526903.7619 | 46825304.2485 | 562341.3252 | 2.9384 | 9027.5407 | 15935.4195 | 184.0386 | 324.8651
1 | 2200 | 707 | 0.035 | 15 | 15 | 7 | 7.4989e-10 | 5spot_SharedNeighbor | CO2 | Porous | Wet | R245fa | MinimizeLCOE_Brownfield | IgnoreSilica | 123.4092 | 14.0008 | 0.73457 | 4 | 9027.7956 | 15936.0609 | 184.0438 | 324.8782 | 48.3899 | 3.8691 | 39.5728 | 2236043.6378 | 0 | 3389725.434 | 0 | 0 | 0 | 0 | 2194049.938 | 5708467.8771 | 3896146.6234 | 17424433.5103 | 961560.8286 | 8140174.0823 | 8140174.0823 | 8088200.634 | 4070025.7703 | 0 | 26526168.4213 | 46824568.9079 | 749894.2093 | 2.9383 | 9027.7956 | 15936.0609 | 184.0438 | 324.8782
1 | 2200 | 707 | 0.035 | 15 | 15 | 7 | 1e-09 | 5spot_SharedNeighbor | CO2 | Porous | Wet | R245fa | MinimizeLCOE_Brownfield | IgnoreSilica | 123.4092 | 14.0006 | 0.73455 | 4 | 9027.9873 | 15936.4595 | 184.0477 | 324.8863 | 48.3893 | 3.8691 | 39.3784 | 2236004.5974 | 0 | 3389690.0296 | 0 | 0 | 0 | 0 | 2194020.9046 | 5708392.3381 | 3896095.0665 | 17424202.9362 | 961560.8286 | 8140174.0823 | 8140174.0823 | 8088200.634 | 4070025.7703 | 0 | 26525937.8472 | 46824338.3338 | 1000000 | 2.9382 | 9027.9873 | 15936.4595 | 184.0477 | 324.8863
1 | 2200 | 707 | 0.035 | 15 | 15 | 7 | 1.3335e-09 | 5spot_SharedNeighbor | CO2 | Porous | Wet | R245fa | MinimizeLCOE_Brownfield | IgnoreSilica | 123.3944 | 13.9988 | 0.73449 | 4 | 9028.1315 | 15937.1164 | 184.0507 | 324.8997 | 48.39 | 3.8692 | 38.4276 | 2235858.5496 | 0 | 3389337.1823 | 0 | 0 | 0 | 0 | 2193826.3355 | 5707886.1092 | 3895749.5548 | 17422657.7314 | 961560.8286 | 8140174.0823 | 8140174.0823 | 8088200.634 | 4070025.7703 | 0 | 26524392.6424 | 46822793.129 | 1333521.4322 | 2.938 | 9028.1315 | 15937.1164 | 184.0507 | 324.8997
1 | 2200 | 707 | 0.035 | 15 | 15 | 7 | 1.7783e-09 | 5spot_SharedNeighbor | CO2 | Porous | Wet | R245fa | MinimizeLCOE_Brownfield | IgnoreSilica | 123.3944 | 13.9987 | 0.73448 | 4 | 9028.2397 | 15937.3414 | 184.0529 | 324.9043 | 48.3897 | 3.8692 | 38.8652 | 2235836.5136 | 0 | 3389317.207 | 0 | 0 | 0 | 0 | 2193809.951 | 5707843.4803 | 3895720.4597 | 17422527.6116 | 961560.8286 | 8140174.0823 | 8140174.0823 | 8088200.634 | 4070025.7703 | 0 | 26524262.5225 | 46822663.0092 | 1778279.41 | 2.9379 | 9028.2397 | 15937.3414 | 184.0529 | 324.9043
1 | 2200 | 707 | 0.035 | 15 | 15 | 7 | 2.3714e-09 | 5spot_SharedNeighbor | CO2 | Porous | Wet | R245fa | MinimizeLCOE_Brownfield | IgnoreSilica | 123.3944 | 13.9986 | 0.73447 | 4 | 9028.321 | 15937.5104 | 184.0545 | 324.9077 | 48.3894 | 3.8692 | 38.4539 | 2235819.9666 | 0 | 3389302.2093 | 0 | 0 | 0 | 0 | 2193797.6486 | 5707811.4719 | 3895698.6134 | 17422429.9098 | 961560.8286 | 8140174.0823 | 8140174.0823 | 8088200.634 | 4070025.7703 | 0 | 26524164.8207 | 46822565.3073 | 2371373.7057 | 2.9379 | 9028.321 | 15937.5104 | 184.0545 | 324.9077
1 | 2200 | 707 | 0.035 | 15 | 15 | 7 | 3.1623e-09 | 5spot_SharedNeighbor | CO2 | Porous | Wet | R245fa | MinimizeLCOE_Brownfield | IgnoreSilica | 123.3944 | 13.9986 | 0.73446 | 4 | 9028.3821 | 15937.6372 | 184.0558 | 324.9103 | 48.3892 | 3.8692 | 38.5975 | 2235807.5455 | 0 | 3389290.9524 | 0 | 0 | 0 | 0 | 2193788.4142 | 5707787.4458 | 3895682.2151 | 17422356.5729 | 961560.8286 | 8140174.0823 | 8140174.0823 | 8088200.634 | 4070025.7703 | 0 | 26524091.4839 | 46822491.9705 | 3162277.6602 | 2.9379 | 9028.3821 | 15937.6372 | 184.0558 | 324.9103
1 | 2200 | 707 | 0.035 | 15 | 15 | 7 | 4.217e-09 | 5spot_SharedNeighbor | CO2 | Porous | Wet | R245fa | MinimizeLCOE_Brownfield | IgnoreSilica | 123.3944 | 13.9985 | 0.73446 | 4 | 9028.4279 | 15937.7324 | 184.0567 | 324.9122 | 48.3891 | 3.8691 | 39.4453 | 2235798.2238 | 0 | 3389282.5052 | 0 | 0 | 0 | 0 | 2193781.4843 | 5707769.4157 | 3895669.9092 | 17422301.5382 | 961560.8286 | 8140174.0823 | 8140174.0823 | 8088200.634 | 4070025.7703 | 0 | 26524036.4491 | 46822436.9358 | 4216965.0343 | 2.9378 | 9028.4279 | 15937.7324 | 184.0567 | 324.9122
1 | 2200 | 707 | 0.035 | 15 | 15 | 7 | 5.6234e-09 | 5spot_SharedNeighbor | CO2 | Porous | Wet | R245fa | MinimizeLCOE_Brownfield | IgnoreSilica | 123.3944 | 13.9985 | 0.73445 | 4 | 9028.4623 | 15937.8039 | 184.0574 | 324.9137 | 48.389 | 3.8691 | 38.6868 | 2235791.2296 | 0 | 3389276.1673 | 0 | 0 | 0 | 0 | 2193776.2848 | 5707755.8877 | 3895660.676 | 17422260.2455 | 961560.8286 | 8140174.0823 | 8140174.0823 | 8088200.634 | 4070025.7703 | 0 | 26523995.1565 | 46822395.6431 | 5623413.2519 | 2.9378 | 9028.4623 | 15937.8039 | 184.0574 | 324.9137
1 | 2200 | 707 | 0.035 | 15 | 15 | 7 | 7.4989e-09 | 5spot_SharedNeighbor | CO2 | Porous | Wet | R245fa | MinimizeLCOE_Brownfield | IgnoreSilica | 123.3944 | 13.9985 | 0.73445 | 4 | 9028.4881 | 15937.8575 | 184.0579 | 324.9148 | 48.3889 | 3.8691 | 38.4461 | 2235785.9825 | 0 | 3389271.4128 | 0 | 0 | 0 | 0 | 2193772.3842 | 5707745.739 | 3895653.7493 | 17422229.2678 | 961560.8286 | 8140174.0823 | 8140174.0823 | 8088200.634 | 4070025.7703 | 0 | 26523964.1787 | 46822364.6653 | 7498942.0933 | 2.9378 | 9028.4881 | 15937.8575 | 184.0579 | 324.9148
1 | 2200 | 707 | 0.035 | 15 | 15 | 7 | 1e-08 | 5spot_SharedNeighbor | CO2 | Porous | Wet | R245fa | MinimizeLCOE_Brownfield | IgnoreSilica | 123.3944 | 13.9984 | 0.73445 | 4 | 9028.5074 | 15937.8977 | 184.0583 | 324.9156 | 48.3889 | 3.8691 | 38.5609 | 2235782.0464 | 0 | 3389267.8464 | 0 | 0 | 0 | 0 | 2193769.4582 | 5707738.1262 | 3895648.5534 | 17422206.0306 | 961560.8286 | 8140174.0823 | 8140174.0823 | 8088200.634 | 4070025.7703 | 0 | 26523940.9415 | 46822341.4282 | 10000000 | 2.9378 | 9028.5074 | 15937.8977 | 184.0583 | 324.9156
1 | 2300 | 707 | 0.035 | 15 | 15 | 7 | 1e-13 | 5spot_SharedNeighbor | CO2 | Porous | Wet | R245fa | MinimizeLCOE_Brownfield | IgnoreSilica | 0.51619 | 0.0083428 | 0.00072574 | 4 | 3364133.011 | 10619465.3331 | 68582.4018 | 216492.1647 | 40.7938 | 3.859 | 16.6966 | 35604.3826 | 0 | 23572.9894 | 0 | 0 | 0 | 25313.5226 | 32951.4489 | 85732.9107 | 58514.4732 | 261689.7274 | 961560.8286 | 8542653.4943 | 8542653.4943 | 8315156.4279 | 4204044.374 | 0 | 9765904.0504 | 30827758.3466 | 100 | 0.0029029 | 3364133.011 | 10619465.3331 | 68582.4018 | 216492.1647
1 | 2300 | 707 | 0.035 | 15 | 15 | 7 | 1.3335e-13 | 5spot_SharedNeighbor | CO2 | Porous | Wet | R245fa | MinimizeLCOE_Brownfield | IgnoreSilica | 0.73307 | 0.02834 | 0.0014917 | 4 | 1656151.4565 | 5186051.3023 | 33762.8876 | 105724.6705 | 43.8942 | 4.1859 | 18.3664 | 51213.2172 | 0 | 37400.2069 | 0 | 0 | 0 | 33283.2745 | 47539.7124 | 123688.5801 | 84419.9974 | 377544.9885 | 961560.8286 | 8542653.4943 | 8542653.4943 | 8315156.4279 | 4204044.374 | 0 | 9881759.3115 | 30943613.6076 | 133.3521 | 0.0059667 | 1656151.4565 | 5186051.3023 | 33762.8876 | 105724.6705
1 | 2300 | 707 | 0.035 | 15 | 15 | 7 | 1.7783e-13 | 5spot_SharedNeighbor | CO2 | Porous | Wet | R245fa | MinimizeLCOE_Brownfield | IgnoreSilica | 1.0109 | 0.05653 | 0.0026589 | 4 | 942108.1009 | 2922460.6577 | 19206.1479 | 59578.3134 | 46.3108 | 4.4276 | 16.092 | 69864.2284 | 0 | 54331.4424 | 0 | 0 | 0 | 42238.3021 | 64909.2494 | 168880.5523 | 115264.4471 | 515488.2217 | 961560.8286 | 8542653.4943 | 8542653.4943 | 8315156.4279 | 4204044.374 | 0 | 10019702.5446 | 31081556.8408 | 177.8279 | 0.010635 | 942108.1009 | 2922460.6577 | 19206.1479 | 59578.3134
1 | 2300 | 707 | 0.035 | 15 | 15 | 7 | 2.3714e-13 | 5spot_SharedNeighbor | CO2 | Porous | Wet | R245fa | MinimizeLCOE_Brownfield | IgnoreSilica | 1.3791 | 0.095773 | 0.0043432 | 4 | 586515.3706 | 1798857.5035 | 11956.9091 | 36672.1433 | 48.287 | 4.6117 | 62.0302 | 92633.3707 | 0 | 75570.4296 | 0 | 0 | 0 | 53036.4316 | 86283.6905 | 224492.4634 | 153220.7191 | 685237.1048 | 961560.8286 | 8542653.4943 | 8542653.4943 | 8315156.4279 | 4204044.374 | 0 | 10189451.4278 | 31251305.724 | 237.1374 | 0.017373 | 586515.3706 | 1798857.5035 | 11956.9091 | 36672.1433
1 | 2300 | 707 | 0.035 | 15 | 15 | 7 | 3.1623e-13 | 5spot_SharedNeighbor | CO2 | Porous | Wet | R245fa | MinimizeLCOE_Brownfield | IgnoreSilica | 1.8264 | 0.14551 | 0.0066883 | 4 | 387839.5476 | 1175104.8379 | 7906.6338 | 23956.1016 | 49.7846 | 4.7421 | 83.1254 | 118035.5783 | 0 | 99932.499 | 0 | 0 | 0 | 63484.179 | 109766.38 | 285589.6045 | 194920.7733 | 871729.0141 | 961560.8286 | 8542653.4943 | 8542653.4943 | 8315156.4279 | 4204044.374 | 0 | 10375943.337 | 31437797.6332 | 316.2278 | 0.026753 | 387839.5476 | 1175104.8379 | 7906.6338 | 23956.1016
1 | 2300 | 707 | 0.035 | 15 | 15 | 7 | 4.217e-13 | 5spot_SharedNeighbor | CO2 | Porous | Wet | R245fa | MinimizeLCOE_Brownfield | IgnoreSilica | 2.4293 | 0.21338 | 0.009908 | 4 | 267720.99 | 799157.2792 | 5457.8545 | 16291.9021 | 51.0434 | 4.8454 | 110.3541 | 149452.4513 | 0 | 130918.755 | 0 | 0 | 0 | 76748.239 | 139276.5836 | 362369.1011 | 247324.3574 | 1106089.4874 | 961560.8286 | 8542653.4943 | 8542653.4943 | 8315156.4279 | 4204044.374 | 0 | 10610303.8103 | 31672158.1065 | 421.6965 | 0.039632 | 267720.99 | 799157.2792 | 5457.8545 | 16291.9021
1 | 2300 | 707 | 0.035 | 15 | 15 | 7 | 5.6234e-13 | 5spot_SharedNeighbor | CO2 | Porous | Wet | R245fa | MinimizeLCOE_Brownfield | IgnoreSilica | 3.2003 | 0.30137 | 0.014261 | 4 | 190821.7251 | 560044.6583 | 3890.159 | 11417.2679 | 52.034 | 4.9227 | 28.032 | 186284.3115 | 0 | 168289.0928 | 0 | 0 | 0 | 91295.5265 | 173888.883 | 452423.2041 | 308788.1332 | 1380969.1511 | 961560.8286 | 8542653.4943 | 8542653.4943 | 8315156.4279 | 4204044.374 | 0 | 10885183.474 | 31947037.7702 | 562.3413 | 0.057044 | 190821.7251 | 560044.6583 | 3890.159 | 11417.2679
1 | 2300 | 707 | 0.035 | 15 | 15 | 7 | 7.4989e-13 | 5spot_SharedNeighbor | CO2 | Porous | Wet | R245fa | MinimizeLCOE_Brownfield | IgnoreSilica | 4.1897 | 0.41521 | 0.020096 | 4 | 139456.6436 | 401476.947 | 2843.0123 | 8184.6506 | 52.8152 | 4.9811 | 23.7744 | 229705.8545 | 0 | 213583.1586 | 0 | 0 | 0 | 107412.808 | 214773.7102 | 558797.1379 | 381390.5287 | 1705663.1979 | 961560.8286 | 8542653.4943 | 8542653.4943 | 8315156.4279 | 4204044.374 | 0 | 11209877.5208 | 32271731.817 | 749.8942 | 0.080383 | 139456.6436 | 401476.947 | 2843.0123 | 8184.6506
1 | 2300 | 707 | 0.035 | 15 | 15 | 7 | 1e-12 | 5spot_SharedNeighbor | CO2 | Porous | Wet | R245fa | MinimizeLCOE_Brownfield | IgnoreSilica | 5.4802 | 0.56423 | 0.027885 | 4 | 104018.1034 | 292844.1118 | 2120.5497 | 5970.0233 | 53.437 | 5.0258 | 28.6791 | 281789.6809 | 0 | 269416.87 | 0 | 0 | 0 | 126192.235 | 264185.5265 | 687356.548 | 469134.9678 | 2098075.8281 | 961560.8286 | 8542653.4943 | 8542653.4943 | 8315156.4279 | 4204044.374 | 0 | 11602290.1511 | 32664144.4472 | 1000 | 0.11154 | 104018.1034 | 292844.1118 | 2120.5497 | 5970.0233
1 | 2300 | 707 | 0.035 | 15 | 15 | 7 | 1.3335e-12 | 5spot_SharedNeighbor | CO2 | Porous | Wet | R245fa | MinimizeLCOE_Brownfield | IgnoreSilica | 7.1392 | 0.75647 | 0.038219 | 4 | 78942.065 | 216713.922 | 1609.3408 | 4418.0064 | 53.9208 | 5.0593 | 27.3323 | 343441.9774 | 0 | 337309.3783 | 0 | 0 | 0 | 147092.8192 | 322859.2282 | 840013.4842 | 573326.4635 | 2564043.3506 | 961560.8286 | 8542653.4943 | 8542653.4943 | 8315156.4279 | 4204044.374 | 0 | 12068257.6736 | 33130111.9698 | 1333.5214 | 0.15287 | 78942.065 | 216713.922 | 1609.3408 | 4418.0064
1 | 2300 | 707 | 0.035 | 15 | 15 | 7 | 1.7783e-12 | 5spot_SharedNeighbor | CO2 | Porous | Wet | R245fa | MinimizeLCOE_Brownfield | IgnoreSilica | 9.2781 | 1.0048 | 0.051878 | 4 | 60839.2344 | 162336.8814 | 1240.2901 | 3309.4569 | 54.2953 | 5.0839 | 27.9801 | 416738.2052 | 0 | 420188.8601 | 0 | 0 | 0 | 170604.7955 | 392937.4257 | 1022342.5792 | 697769.8174 | 3120581.6832 | 961560.8286 | 8542653.4943 | 8542653.4943 | 8315156.4279 | 4204044.374 | 0 | 12624796.0061 | 33686650.3023 | 1778.2794 | 0.20751 | 60839.2344 | 162336.8814 | 1240.2901 | 3309.4569
1 | 2300 | 707 | 0.035 | 15 | 15 | 7 | 2.3714e-12 | 5spot_SharedNeighbor | CO2 | Porous | Wet | R245fa | MinimizeLCOE_Brownfield | IgnoreSilica | 11.9823 | 1.3197 | 0.06978 | 4 | 47556.7719 | 123014.6911 | 969.5091 | 2507.8209 | 54.5761 | 5.1009 | 32.4346 | 502334.8323 | 0 | 519532.7844 | 0 | 0 | 0 | 195293.614 | 474692.88 | 1235053.5008 | 842949.3921 | 3769857.0036 | 961560.8286 | 8542653.4943 | 8542653.4943 | 8315156.4279 | 4204044.374 | 0 | 13274071.3265 | 34335925.6227 | 2371.3737 | 0.27912 | 47556.7719 | 123014.6911 | 969.5091 | 2507.8209
1 | 2300 | 707 | 0.035 | 15 | 15 | 7 | 3.1623e-12 | 5spot_SharedNeighbor | CO2 | Porous | Wet | R245fa | MinimizeLCOE_Brownfield | IgnoreSilica | 15.3876 | 1.7171 | 0.093084 | 4 | 37680.7453 | 94247.3469 | 768.173 | 1921.3596 | 54.7807 | 5.1111 | 31.0418 | 602084.9913 | 0 | 638329.8394 | 0 | 0 | 0 | 220793.1619 | 569871.1171 | 1482687.7501 | 1011964.8557 | 4525731.7156 | 961560.8286 | 8542653.4943 | 8542653.4943 | 8315156.4279 | 4204044.374 | 0 | 14029946.0385 | 35091800.3347 | 3162.2777 | 0.37234 | 37680.7453 | 94247.3469 | 768.173 | 1921.3596
1 | 2300 | 707 | 0.035 | 15 | 15 | 7 | 4.217e-12 | 5spot_SharedNeighbor | CO2 | Porous | Wet | R245fa | MinimizeLCOE_Brownfield | IgnoreSilica | 19.6607 | 2.2168 | 0.12318 | 4 | 30256.556 | 73001.2919 | 616.8208 | 1488.2301 | 54.9199 | 5.1146 | 26.8432 | 718058.0928 | 0 | 780094.4226 | 0 | 0 | 0 | 246705.842 | 680494.7594 | 1770507.7754 | 1208407.937 | 5404268.8293 | 961560.8286 | 8542653.4943 | 8542653.4943 | 8315156.4279 | 4204044.374 | 0 | 14908483.1522 | 35970337.4484 | 4216.965 | 0.49274 | 30256.556 | 73001.2919 | 616.8208 | 1488.2301
1 | 2300 | 707 | 0.035 | 15 | 15 | 7 | 5.6234e-12 | 5spot_SharedNeighbor | CO2 | Porous | Wet | R245fa | MinimizeLCOE_Brownfield | IgnoreSilica | 24.8929 | 2.8304 | 0.16142 | 4 | 24625.5864 | 57245.0732 | 502.0259 | 1167.0182 | 54.9965 | 5.1107 | 33.9243 | 849770.649 | 0 | 945469.303 | 0 | 0 | 0 | 269851.811 | 805385.7876 | 2095448.612 | 1430186.7348 | 6396112.8975 | 961560.8286 | 8542653.4943 | 8542653.4943 | 8315156.4279 | 4204044.374 | 0 | 15900327.2204 | 36962181.5166 | 5623.4133 | 0.64568 | 24625.5864 | 57245.0732 | 502.0259 | 1167.0182
1 | 2300 | 707 | 0.035 | 15 | 15 | 7 | 7.4989e-12 | 5spot_SharedNeighbor | CO2 | Porous | Wet | R245fa | MinimizeLCOE_Brownfield | IgnoreSilica | 31.154 | 3.567 | 0.209 | 4 | 20325.2601 | 45519.2717 | 414.3579 | 927.9719 | 55.0111 | 5.0981 | 28.5792 | 996151.4073 | 0 | 1134489.8942 | 0 | 0 | 0 | 286800.2028 | 942802.1867 | 2452977.8944 | 1674207.8166 | 7487429.4019 | 961560.8286 | 8542653.4943 | 8542653.4943 | 8315156.4279 | 4204044.374 | 0 | 16991643.7249 | 38053498.021 | 7498.9421 | 0.83599 | 20325.2601 | 45519.2717 | 414.3579 | 927.9719
1 | 2300 | 707 | 0.035 | 15 | 15 | 7 | 1e-11 | 5spot_SharedNeighbor | CO2 | Porous | Wet | R245fa | MinimizeLCOE_Brownfield | IgnoreSilica | 38.4427 | 4.4276 | 0.26659 | 4 | 17025.745 | 36777.1308 | 347.0928 | 749.7516 | 54.9607 | 5.0751 | 30.9841 | 1154556.9329 | 0 | 1345302.7483 | 0 | 0 | 0 | 293310.9552 | 1089336.5482 | 2834230.2447 | 1934420.3796 | 8651157.8088 | 961560.8286 | 8542653.4943 | 8542653.4943 | 8315156.4279 | 4204044.374 | 0 | 18155372.1317 | 39217226.4279 | 10000 | 1.0663 | 17025.745 | 36777.1308 | 347.0928 | 749.7516
1 | 2300 | 707 | 0.035 | 15 | 15 | 7 | 1.3335e-11 | 5spot_SharedNeighbor | CO2 | Porous | Wet | R245fa | MinimizeLCOE_Brownfield | IgnoreSilica | 46.513 | 5.3851 | 0.33342 | 4 | 14486.4307 | 30278.7346 | 295.3255 | 617.273 | 54.8409 | 5.0404 | 27.5214 | 1317696.1768 | 0 | 1569808.7192 | 0 | 0 | 0 | 281762.6127 | 1236014.3284 | 3215855.7412 | 2194887.6226 | 9816025.2009 | 961560.8286 | 8542653.4943 | 8542653.4943 | 8315156.4279 | 4204044.374 | 0 | 19320239.5239 | 40382093.82 | 13335.2143 | 1.3337 | 14486.4307 | 30278.7346 | 295.3255 | 617.273
1 | 2300 | 707 | 0.035 | 15 | 15 | 7 | 1.7783e-11 | 5spot_SharedNeighbor | CO2 | Porous | Wet | R245fa | MinimizeLCOE_Brownfield | IgnoreSilica | 54.8003 | 6.3738 | 0.40634 | 4 | 12534.0543 | 25492.4415 | 255.5237 | 519.6979 | 54.6611 | 4.996 | 32.2657 | 1473871.2233 | 0 | 1792468.4886 | 0 | 0 | 0 | 242560.0724 | 1368470.9159 | 3560480.6111 | 2430101.1776 | 10867952.4888 | 961560.8286 | 8542653.4943 | 8542653.4943 | 8315156.4279 | 4204044.374 | 0 | 20372166.8118 | 41434021.108 | 17782.7941 | 1.6253 | 12534.0543 | 25492.4415 | 255.5237 | 519.6979
1 | 2300 | 707 | 0.035 | 15 | 15 | 7 | 2.3714e-11 | 5spot_SharedNeighbor | CO2 | Porous | Wet | R245fa | MinimizeLCOE_Brownfield | IgnoreSilica | 62.2157 | 7.2669 | 0.4788 | 4 | 11024.8564 | 22021.9622 | 224.7566 | 448.9475 | 54.4517 | 4.9483 | 30.496 | 1604784.0716 | 0 | 1986111.619 | 0 | 0 | 0 | 157841.0169 | 1462007.3159 | 3803843.137 | 2596201.1022 | 11610788.2625 | 961560.8286 | 8542653.4943 | 8542653.4943 | 8315156.4279 | 4204044.374 | 0 | 21115002.5854 | 42176856.8816 | 23713.7371 | 1.9152 | 11024.8564 | 22021.9622 | 224.7566 | 448.9475
1 | 2300 | 707 | 0.035 | 15 | 15 | 7 | 3.1623e-11 | 5spot_SharedNeighbor | CO2 | Porous | Wet | R245fa | MinimizeLCOE_Brownfield | IgnoreSilica | 69.4554 | 8.1407 | 0.55088 | 4 | 9789.1863 | 19347.529 | 199.5658 | 394.4255 | 54.2023 | 4.894 | 31.5262 | 1724982.7159 | 0 | 2170825.1587 | 0 | 0 | 0 | 0 | 1519365.0711 | 3953076.2504 | 2698055.7685 | 12066304.9646 | 961560.8286 | 8542653.4943 | 8542653.4943 | 8315156.4279 | 4204044.374 | 0 | 21570519.2876 | 42632373.5838 | 31622.7766 | 2.2035 | 9789.1863 | 19347.529 | 199.5658 | 394.4255
1 | 2300 | 707 | 0.035 | 15 | 15 | 7 | 4.217e-11 | 5spot_SharedNeighbor | CO2 | Porous | Wet | R245fa | MinimizeLCOE_Brownfield | IgnoreSilica | 85.7238 | 10.0448 | 0.65786 | 4 | 8957.3621 | 16961.2336 | 182.6079 | 345.7777 | 53.4906 | 4.7469 | 27.205 | 1969272.3337 | 0 | 2572399.9162 | 0 | 0 | 0 | 0 | 1771252.1774 | 4608434.8319 | 3145351.4667 | 14066710.7259 | 961560.8286 | 8542653.4943 | 8542653.4943 | 8315156.4279 | 4204044.374 | 0 | 23570925.0488 | 44632779.345 | 42169.6503 | 2.6315 | 8957.3621 | 16961.2336 | 182.6079 | 345.7777
1 | 2300 | 707 | 0.035 | 15 | 15 | 7 | 5.6234e-11 | 5spot_SharedNeighbor | CO2 | Porous | Wet | R245fa | MinimizeLCOE_Brownfield | IgnoreSilica | 102.6226 | 12.0054 | 0.75238 | 4 | 8467.6485 | 15466.0774 | 172.6245 | 315.2969 | 52.5273 | 4.5566 | 32.6553 | 2185950.2601 | 0 | 2973224.9412 | 0 | 0 | 0 | 0 | 2012078.3285 | 5235015.0768 | 3573005.3587 | 15979273.9654 | 961560.8286 | 8542653.4943 | 8542653.4943 | 8315156.4279 | 4204044.374 | 0 | 25483488.2884 | 46545342.5846 | 56234.1325 | 3.0095 | 8467.6485 | 15466.0774 | 172.6245 | 315.2969
1 | 2300 | 707 | 0.035 | 15 | 15 | 7 | 7.4989e-11 | 5spot_SharedNeighbor | CO2 | Porous | Wet | R245fa | MinimizeLCOE_Brownfield | IgnoreSilica | 118.8986 | 13.8728 | 0.82404 | 4 | 8244.3263 | 14634.1787 | 168.0717 | 298.3375 | 51.386 | 4.3388 | 30.388 | 2358752.0271 | 0 | 3346382.1473 | 0 | 0 | 0 | 0 | 2225002.328 | 5788999.6467 | 3951111.2109 | 17670247.3599 | 961560.8286 | 8542653.4943 | 8542653.4943 | 8315156.4279 | 4204044.374 | 0 | 27174461.6828 | 48236315.979 | 74989.4209 | 3.2961 | 8244.3263 | 14634.1787 | 168.0717 | 298.3375
1 | 2300 | 707 | 0.035 | 15 | 15 | 7 | 1e-10 | 5spot_SharedNeighbor | CO2 | Porous | Wet | R245fa | MinimizeLCOE_Brownfield | IgnoreSilica | 128.6667 | 14.9833 | 0.85613 | 4 | 8210.9344 | 14361.2174 | 167.391 | 292.7728 | 50.5909 | 4.1904 | 29.133 | 2444543.6901 | 0 | 3565429.6228 | 0 | 0 | 0 | 0 | 2343889.592 | 6098319.9206 | 4162228.6538 | 18614411.4794 | 961560.8286 | 8542653.4943 | 8542653.4943 | 8315156.4279 | 4204044.374 | 0 | 28118625.8023 | 49180480.0985 | 100000 | 3.4245 | 8210.9344 | 14361.2174 | 167.391 | 292.7728
1 | 2300 | 707 | 0.035 | 15 | 15 | 7 | 1.3335e-10 | 5spot_SharedNeighbor | CO2 | Porous | Wet | R245fa | MinimizeLCOE_Brownfield | IgnoreSilica | 128.6271 | 14.9773 | 0.85584 | 4 | 8212.1283 | 14364.5096 | 167.4153 | 292.84 | 50.5897 | 4.1905 | 35.6363 | 2443918.6034 | 0 | 3564277.9018 | 0 | 0 | 0 | 0 | 2343196.637 | 6096516.9938 | 4160998.1192 | 18608908.2551 | 961560.8286 | 8542653.4943 | 8542653.4943 | 8315156.4279 | 4204044.374 | 0 | 28113122.578 | 49174976.8742 | 133352.1432 | 3.4234 | 8212.1283 | 14364.5096 | 167.4153 | 292.84
1 | 2300 | 707 | 0.035 | 15 | 15 | 7 | 1.7783e-10 | 5spot_SharedNeighbor | CO2 | Porous | Wet | R245fa | MinimizeLCOE_Brownfield | IgnoreSilica | 128.5876 | 14.9717 | 0.85559 | 4 | 8213.0378 | 14367.2121 | 167.4339 | 292.8951 | 50.5896 | 4.1908 | 42.6612 | 2443366.0189 | 0 | 3563191.0075 | 0 | 0 | 0 | 0 | 2342557.2403 | 6094853.4147 | 4159862.6922 | 18603830.3736 | 961560.8286 | 8542653.4943 | 8542653.4943 | 8315156.4279 | 4204044.374 | 0 | 28108044.6965 | 49169898.9927 | 177827.941 | 3.4224 | 8213.0378 | 14367.2121 | 167.4339 | 292.8951
1 | 2300 | 707 | 0.035 | 15 | 15 | 7 | 2.3714e-10 | 5spot_SharedNeighbor | CO2 | Porous | Wet | R245fa | MinimizeLCOE_Brownfield | IgnoreSilica | 128.5681 | 14.9686 | 0.85543 | 4 | 8213.7281 | 14369.0456 | 167.448 | 292.9324 | 50.5886 | 4.1908 | 42.0235 | 2443032.5994 | 0 | 3562601.6265 | 0 | 0 | 0 | 0 | 2342197.3481 | 6093917.049 | 4159223.6034 | 18600972.2265 | 961560.8286 | 8542653.4943 | 8542653.4943 | 8315156.4279 | 4204044.374 | 0 | 28105186.5494 | 49167040.8456 | 237137.3706 | 3.4217 | 8213.7281 | 14369.0456 | 167.448 | 292.9324
1 | 2300 | 707 | 0.035 | 15 | 15 | 7 | 3.1623e-10 | 5spot_SharedNeighbor | CO2 | Porous | Wet | R245fa | MinimizeLCOE_Brownfield | IgnoreSilica | 128.5487 | 14.9658 | 0.8553 | 4 | 8214.2506 | 14370.5308 | 167.4586 | 292.9627 | 50.5882 | 4.1909 | 41.0529 | 2442741.9025 | 0 | 3562050.4232 | 0 | 0 | 0 | 0 | 2341869.007 | 6093062.7729 | 4158640.5424 | 18598364.6481 | 961560.8286 | 8542653.4943 | 8542653.4943 | 8315156.4279 | 4204044.374 | 0 | 28102578.9711 | 49164433.2673 | 316227.766 | 3.4212 | 8214.2506 | 14370.5308 | 167.4586 | 292.9627
1 | 2300 | 707 | 0.035 | 15 | 15 | 7 | 4.217e-10 | 5spot_SharedNeighbor | CO2 | Porous | Wet | R245fa | MinimizeLCOE_Brownfield | IgnoreSilica | 128.5339 | 14.9636 | 0.8552 | 4 | 8214.6452 | 14371.6552 | 167.4667 | 292.9856 | 50.588 | 4.1909 | 45.2392 | 2442521.3556 | 0 | 3561631.35 | 0 | 0 | 0 | 0 | 2341619.5552 | 6092413.7504 | 4158197.5713 | 18596383.5826 | 961560.8286 | 8542653.4943 | 8542653.4943 | 8315156.4279 | 4204044.374 | 0 | 28100597.9055 | 49162452.2017 | 421696.5034 | 3.4208 | 8214.6452 | 14371.6552 | 167.4667 | 292.9856
1 | 2300 | 707 | 0.035 | 15 | 15 | 7 | 5.6234e-10 | 5spot_SharedNeighbor | CO2 | Porous | Wet | R245fa | MinimizeLCOE_Brownfield | IgnoreSilica | 128.5144 | 14.9611 | 0.8551 | 4 | 8214.9427 | 14372.6735 | 167.4727 | 293.0064 | 50.5885 | 4.1911 | 44.1256 | 2442287.8973 | 0 | 3561131.2848 | 0 | 0 | 0 | 0 | 2341333.481 | 6091669.4441 | 4157689.5669 | 18594111.6741 | 961560.8286 | 8542653.4943 | 8542653.4943 | 8315156.4279 | 4204044.374 | 0 | 28098325.997 | 49160180.2932 | 562341.3252 | 3.4204 | 8214.9427 | 14372.6735 | 167.4727 | 293.0064
1 | 2300 | 707 | 0.035 | 15 | 15 | 7 | 7.4989e-10 | 5spot_SharedNeighbor | CO2 | Porous | Wet | R245fa | MinimizeLCOE_Brownfield | IgnoreSilica | 128.5144 | 14.9608 | 0.85506 | 4 | 8215.1667 | 14373.1383 | 167.4773 | 293.0159 | 50.5877 | 4.191 | 43.9204 | 2442231.0459 | 0 | 3561080.649 | 0 | 0 | 0 | 0 | 2341291.561 | 6091560.3768 | 4157615.1262 | 18593778.7589 | 961560.8286 | 8542653.4943 | 8542653.4943 | 8315156.4279 | 4204044.374 | 0 | 28097993.0818 | 49159847.378 | 749894.2093 | 3.4203 | 8215.1667 | 14373.1383 | 167.4773 | 293.0159
1 | 2300 | 707 | 0.035 | 15 | 15 | 7 | 1e-09 | 5spot_SharedNeighbor | CO2 | Porous | Wet | R245fa | MinimizeLCOE_Brownfield | IgnoreSilica | 128.5144 | 14.9606 | 0.85504 | 4 | 8215.3352 | 14373.488 | 167.4807 | 293.023 | 50.587 | 4.191 | 44.3052 | 2442188.2813 | 0 | 3561042.567 | 0 | 0 | 0 | 0 | 2341260.0308 | 6091478.3418 | 4157559.1356 | 18593528.3566 | 961560.8286 | 8542653.4943 | 8542653.4943 | 8315156.4279 | 4204044.374 | 0 | 28097742.6795 | 49159596.9757 | 1000000 | 3.4202 | 8215.3352 | 14373.488 | 167.4807 | 293.023
1 | 2300 | 707 | 0.035 | 15 | 15 | 7 | 1.3335e-09 | 5spot_SharedNeighbor | CO2 | Porous | Wet | R245fa | MinimizeLCOE_Brownfield | IgnoreSilica | 128.5 | 14.9588 | 0.85498 | 4 | 8215.4618 | 14374.048 | 167.4833 | 293.0344 | 50.5878 | 4.1911 | 43.7448 | 2442039.0823 | 0 | 3560693.1464 | 0 | 0 | 0 | 0 | 2341065.5692 | 6090972.3925 | 4157213.8148 | 18591984.0052 | 961560.8286 | 8542653.4943 | 8542653.4943 | 8315156.4279 | 4204044.374 | 0 | 28096198.3281 | 49158052.6243 | 1333521.4322 | 3.4199 | 8215.4618 | 14374.048 | 167.4833 | 293.0344
1 | 2300 | 707 | 0.035 | 15 | 15 | 7 | 1.7783e-09 | 5spot_SharedNeighbor | CO2 | Porous | Wet | R245fa | MinimizeLCOE_Brownfield | IgnoreSilica | 128.5 | 14.9587 | 0.85497 | 4 | 8215.5569 | 14374.2454 | 167.4852 | 293.0384 | 50.5874 | 4.1911 | 43.5027 | 2442014.946 | 0 | 3560671.6592 | 0 | 0 | 0 | 0 | 2341047.776 | 6090926.0983 | 4157182.2181 | 18591842.6975 | 961560.8286 | 8542653.4943 | 8542653.4943 | 8315156.4279 | 4204044.374 | 0 | 28096057.0205 | 49157911.3167 | 1778279.41 | 3.4199 | 8215.5569 | 14374.2454 | 167.4852 | 293.0384
1 | 2300 | 707 | 0.035 | 15 | 15 | 7 | 2.3714e-09 | 5spot_SharedNeighbor | CO2 | Porous | Wet | R245fa | MinimizeLCOE_Brownfield | IgnoreSilica | 128.5 | 14.9586 | 0.85495 | 4 | 8215.6284 | 14374.3937 | 167.4867 | 293.0415 | 50.5871 | 4.1911 | 43.0557 | 2441996.8225 | 0 | 3560655.5264 | 0 | 0 | 0 | 0 | 2341034.4161 | 6090891.3384 | 4157158.4938 | 18591736.5971 | 961560.8286 | 8542653.4943 | 8542653.4943 | 8315156.4279 | 4204044.374 | 0 | 28095950.92 | 49157805.2162 | 2371373.7057 | 3.4198 | 8215.6284 | 14374.3937 | 167.4867 | 293.0415
1 | 2300 | 707 | 0.035 | 15 | 15 | 7 | 3.1623e-09 | 5spot_SharedNeighbor | CO2 | Porous | Wet | R245fa | MinimizeLCOE_Brownfield | IgnoreSilica | 128.495 | 14.958 | 0.85493 | 4 | 8215.682 | 14374.6086 | 167.4878 | 293.0458 | 50.5873 | 4.1911 | 43.6257 | 2441942.3882 | 0 | 3560531.5216 | 0 | 0 | 0 | 0 | 2340964.8248 | 6090710.2763 | 4157034.9152 | 18591183.9262 | 961560.8286 | 8542653.4943 | 8542653.4943 | 8315156.4279 | 4204044.374 | 0 | 28095398.2491 | 49157252.5453 | 3162277.6602 | 3.4197 | 8215.682 | 14374.6086 | 167.4878 | 293.0458
1 | 2300 | 707 | 0.035 | 15 | 15 | 7 | 4.217e-09 | 5spot_SharedNeighbor | CO2 | Porous | Wet | R245fa | MinimizeLCOE_Brownfield | IgnoreSilica | 128.495 | 14.9579 | 0.85493 | 4 | 8215.7222 | 14374.6921 | 167.4886 | 293.0475 | 50.5872 | 4.1911 | 42.9726 | 2441932.1805 | 0 | 3560522.4363 | 0 | 0 | 0 | 0 | 2340957.3006 | 6090690.6997 | 4157021.5537 | 18591124.1709 | 961560.8286 | 8542653.4943 | 8542653.4943 | 8315156.4279 | 4204044.374 | 0 | 28095338.4938 | 49157192.79 | 4216965.0343 | 3.4197 | 8215.7222 | 14374.6921 | 167.4886 | 293.0475
1 | 2300 | 707 | 0.035 | 15 | 15 | 7 | 5.6234e-09 | 5spot_SharedNeighbor | CO2 | Porous | Wet | R245fa | MinimizeLCOE_Brownfield | IgnoreSilica | 128.495 | 14.9579 | 0.85492 | 4 | 8215.7524 | 14374.7548 | 167.4892 | 293.0488 | 50.5871 | 4.1911 | 43.3015 | 2441924.5216 | 0 | 3560515.6198 | 0 | 0 | 0 | 0 | 2340951.6551 | 6090676.0115 | 4157011.5287 | 18591079.3367 | 961560.8286 | 8542653.4943 | 8542653.4943 | 8315156.4279 | 4204044.374 | 0 | 28095293.6596 | 49157147.9558 | 5623413.2519 | 3.4197 | 8215.7524 | 14374.7548 | 167.4892 | 293.0488
1 | 2300 | 707 | 0.035 | 15 | 15 | 7 | 7.4989e-09 | 5spot_SharedNeighbor | CO2 | Porous | Wet | R245fa | MinimizeLCOE_Brownfield | IgnoreSilica | 128.495 | 14.9578 | 0.85492 | 4 | 8215.775 | 14374.8018 | 167.4897 | 293.0498 | 50.587 | 4.1911 | 44.837 | 2441918.7758 | 0 | 3560510.5061 | 0 | 0 | 0 | 0 | 2340947.42 | 6090664.9924 | 4157004.008 | 18591045.7023 | 961560.8286 | 8542653.4943 | 8542653.4943 | 8315156.4279 | 4204044.374 | 0 | 28095260.0252 | 49157114.3214 | 7498942.0933 | 3.4197 | 8215.775 | 14374.8018 | 167.4897 | 293.0498
1 | 2300 | 707 | 0.035 | 15 | 15 | 7 | 1e-08 | 5spot_SharedNeighbor | CO2 | Porous | Wet | R245fa | MinimizeLCOE_Brownfield | IgnoreSilica | 128.4903 | 14.9573 | 0.8549 | 4 | 8215.792 | 14374.9325 | 167.49 | 293.0524 | 50.5873 | 4.1912 | 43.5868 | 2441876.8753 | 0 | 3560403.6542 | 0 | 0 | 0 | 0 | 2340889.4065 | 6090514.0533 | 4156900.9889 | 18590584.9783 | 961560.8286 | 8542653.4943 | 8542653.4943 | 8315156.4279 | 4204044.374 | 0 | 28094799.3013 | 49156653.5975 | 10000000 | 3.4196 | 8215.792 | 14374.9325 | 167.49 | 293.0524
1 | 2400 | 707 | 0.035 | 15 | 15 | 7 | 1e-13 | 5spot_SharedNeighbor | CO2 | Porous | Wet | R245fa | MinimizeLCOE_Brownfield | IgnoreSilica | 0.55509 | 0.0086327 | 0.00075258 | 4 | 3391015.2326 | 10645772.5705 | 69130.4322 | 217028.4733 | 42.1666 | 4.2365 | 19.2931 | 39847.2928 | 0 | 25419.8548 | 0 | 0 | 0 | 30126.4835 | 37203.5161 | 96795.9175 | 66065.2026 | 295458.2673 | 961560.8286 | 8950992.9972 | 8950992.9972 | 8547679.308 | 4340407.0141 | 0 | 10208012.0931 | 32047091.4124 | 100 | 0.0030103 | 3391015.2326 | 10645772.5705 | 69130.4322 | 217028.4733
1 | 2400 | 707 | 0.035 | 15 | 15 | 7 | 1.3335e-13 | 5spot_SharedNeighbor | CO2 | Porous | Wet | R245fa | MinimizeLCOE_Brownfield | IgnoreSilica | 0.77197 | 0.028968 | 0.0016037 | 4 | 1609745.9234 | 5014185.0172 | 32816.848 | 102220.9438 | 45.3289 | 4.5586 | 20.3388 | 56006.6061 | 0 | 39273.0455 | 0 | 0 | 0 | 38315.5875 | 52102.1432 | 135559.089 | 92521.8637 | 413778.335 | 961560.8286 | 8950992.9972 | 8950992.9972 | 8547679.308 | 4340407.0141 | 0 | 10326332.1608 | 32165411.4801 | 133.3521 | 0.0064149 | 1609745.9234 | 5014185.0172 | 32816.848 | 102220.9438
1 | 2400 | 707 | 0.035 | 15 | 15 | 7 | 1.7783e-13 | 5spot_SharedNeighbor | CO2 | Porous | Wet | R245fa | MinimizeLCOE_Brownfield | IgnoreSilica | 1.068 | 0.059214 | 0.0029132 | 4 | 899270.2222 | 2773440.6565 | 18332.8398 | 56540.3391 | 48.0049 | 4.8166 | 46.3313 | 76650.6367 | 0 | 57386.9675 | 0 | 0 | 0 | 48814.8376 | 71312.4523 | 185540.3727 | 126635.1168 | 566340.3836 | 961560.8286 | 8950992.9972 | 8950992.9972 | 8547679.308 | 4340407.0141 | 0 | 10478894.2094 | 32317973.5286 | 177.8279 | 0.011653 | 899270.2222 | 2773440.6565 | 18332.8398 | 56540.3391
1 | 2400 | 707 | 0.035 | 15 | 15 | 7 | 2.3714e-13 | 5spot_SharedNeighbor | CO2 | Porous | Wet | R245fa | MinimizeLCOE_Brownfield | IgnoreSilica | 1.4569 | 0.10127 | 0.0048117 | 4 | 554107.5941 | 1688803.6706 | 11296.2328 | 34428.5471 | 50.1763 | 5.0115 | 67.6748 | 101669.5513 | 0 | 79930.8967 | 0 | 0 | 0 | 61244.3289 | 94709.463 | 246414.5952 | 168183.0245 | 752151.8596 | 961560.8286 | 8950992.9972 | 8950992.9972 | 8547679.308 | 4340407.0141 | 0 | 10664705.6854 | 32503785.0047 | 237.1374 | 0.019247 | 554107.5941 | 1688803.6706 | 11296.2328 | 34428.5471
1 | 2400 | 707 | 0.035 | 15 | 15 | 7 | 3.1623e-13 | 5spot_SharedNeighbor | CO2 | Porous | Wet | R245fa | MinimizeLCOE_Brownfield | IgnoreSilica | 1.9431 | 0.15607 | 0.0074657 | 4 | 364219.1794 | 1095537.031 | 7425.1006 | 22334.0042 | 51.8627 | 5.1529 | 94.0015 | 130389.6689 | 0 | 106533.4141 | 0 | 0 | 0 | 74317.5631 | 121383.852 | 315815.8836 | 215550.8299 | 963991.2115 | 961560.8286 | 8950992.9972 | 8950992.9972 | 8547679.308 | 4340407.0141 | 0 | 10876545.0372 | 32715624.3565 | 316.2278 | 0.029863 | 364219.1794 | 1095537.031 | 7425.1006 | 22334.0042
1 | 2400 | 707 | 0.035 | 15 | 15 | 7 | 4.217e-13 | 5spot_SharedNeighbor | CO2 | Porous | Wet | R245fa | MinimizeLCOE_Brownfield | IgnoreSilica | 2.5655 | 0.22779 | 0.011103 | 4 | 250520.061 | 742280.0102 | 5107.1903 | 15132.382 | 53.2111 | 5.2594 | 120.7221 | 164152.3684 | 0 | 138679.7047 | 0 | 0 | 0 | 88822.0872 | 152745.1225 | 397411.4764 | 271241.4987 | 1213052.2579 | 961560.8286 | 8950992.9972 | 8950992.9972 | 8547679.308 | 4340407.0141 | 0 | 11125606.0837 | 32964685.4029 | 421.6965 | 0.04441 | 250520.061 | 742280.0102 | 5107.1903 | 15132.382
1 | 2400 | 707 | 0.035 | 15 | 15 | 7 | 5.6234e-13 | 5spot_SharedNeighbor | CO2 | Porous | Wet | R245fa | MinimizeLCOE_Brownfield | IgnoreSilica | 3.4003 | 0.32482 | 0.016044 | 4 | 178208.9347 | 518513.1671 | 3633.0302 | 10570.5923 | 54.3267 | 5.3432 | 20.6947 | 205695.3938 | 0 | 179356.3119 | 0 | 0 | 0 | 107007.9254 | 191903.2561 | 499292.9077 | 340777.6689 | 1524033.4639 | 961560.8286 | 8950992.9972 | 8950992.9972 | 8547679.308 | 4340407.0141 | 0 | 11436587.2897 | 33275666.609 | 562.3413 | 0.064175 | 178208.9347 | 518513.1671 | 3633.0302 | 10570.5923
1 | 2400 | 707 | 0.035 | 15 | 15 | 7 | 7.4989e-13 | 5spot_SharedNeighbor | CO2 | Porous | Wet | R245fa | MinimizeLCOE_Brownfield | IgnoreSilica | 4.4527 | 0.44855 | 0.02266 | 4 | 130130.1367 | 371069.1536 | 2652.8789 | 7564.7466 | 55.1869 | 5.405 | 25.8882 | 253771.005 | 0 | 227754.4512 | 0 | 0 | 0 | 126316.2408 | 237058.2618 | 616776.9699 | 420962.9555 | 1882639.8842 | 961560.8286 | 8950992.9972 | 8950992.9972 | 8547679.308 | 4340407.0141 | 0 | 11795193.71 | 33634273.0292 | 749.8942 | 0.090642 | 130130.1367 | 371069.1536 | 2652.8789 | 7564.7466
1 | 2400 | 707 | 0.035 | 15 | 15 | 7 | 1e-12 | 5spot_SharedNeighbor | CO2 | Porous | Wet | R245fa | MinimizeLCOE_Brownfield | IgnoreSilica | 5.824 | 0.61046 | 0.031495 | 4 | 97062.9106 | 270416.2421 | 1978.7587 | 5512.8009 | 55.8711 | 5.4522 | 30.0539 | 311389.4118 | 0 | 287354.0587 | 0 | 0 | 0 | 148837.0826 | 291556.4157 | 758569.9873 | 517739.6034 | 2315446.5596 | 961560.8286 | 8950992.9972 | 8950992.9972 | 8547679.308 | 4340407.0141 | 0 | 12228000.3853 | 34067079.7046 | 1000 | 0.12598 | 97062.9106 | 270416.2421 | 1978.7587 | 5512.8009
1 | 2400 | 707 | 0.035 | 15 | 15 | 7 | 1.3335e-12 | 5spot_SharedNeighbor | CO2 | Porous | Wet | R245fa | MinimizeLCOE_Brownfield | IgnoreSilica | 7.5756 | 0.81816 | 0.043201 | 4 | 73712.9791 | 200093.6206 | 1502.7388 | 4079.1791 | 56.4011 | 5.4874 | 28.2035 | 379187.9941 | 0 | 359378.4942 | 0 | 0 | 0 | 173642.7042 | 355761.5851 | 925618.6676 | 631753.7602 | 2825343.2055 | 961560.8286 | 8950992.9972 | 8950992.9972 | 8547679.308 | 4340407.0141 | 0 | 12737897.0312 | 34576976.3505 | 1333.5214 | 0.1728 | 73712.9791 | 200093.6206 | 1502.7388 | 4079.1791
1 | 2400 | 707 | 0.035 | 15 | 15 | 7 | 1.7783e-12 | 5spot_SharedNeighbor | CO2 | Porous | Wet | R245fa | MinimizeLCOE_Brownfield | IgnoreSilica | 9.8239 | 1.0854 | 0.058652 | 4 | 56877.7555 | 149965.9533 | 1159.53 | 3057.2588 | 56.8111 | 5.5131 | 30.3353 | 459490.9446 | 0 | 446948.3682 | 0 | 0 | 0 | 201421.8412 | 432065.8501 | 1124146.713 | 767253.2305 | 3431326.9476 | 961560.8286 | 8950992.9972 | 8950992.9972 | 8547679.308 | 4340407.0141 | 0 | 13343880.7734 | 35182960.0927 | 1778.2794 | 0.23461 | 56877.7555 | 149965.9533 | 1159.53 | 3057.2588
1 | 2400 | 707 | 0.035 | 15 | 15 | 7 | 2.3714e-12 | 5spot_SharedNeighbor | CO2 | Porous | Wet | R245fa | MinimizeLCOE_Brownfield | IgnoreSilica | 12.6887 | 1.4268 | 0.078922 | 4 | 44533.5933 | 113713.0287 | 907.8775 | 2318.1939 | 57.1215 | 5.5309 | 22.8251 | 554036.8366 | 0 | 552755.4391 | 0 | 0 | 0 | 231859.0105 | 522074.0016 | 1358329.4601 | 927087.7674 | 4146142.5152 | 961560.8286 | 8950992.9972 | 8950992.9972 | 8547679.308 | 4340407.0141 | 0 | 14058696.341 | 35897775.6603 | 2371.3737 | 0.31569 | 44533.5933 | 113713.0287 | 907.8775 | 2318.1939
1 | 2400 | 707 | 0.035 | 15 | 15 | 7 | 3.1623e-12 | 5spot_SharedNeighbor | CO2 | Porous | Wet | R245fa | MinimizeLCOE_Brownfield | IgnoreSilica | 16.289 | 1.8569 | 0.10528 | 4 | 35357.1273 | 87218.2424 | 720.8029 | 1778.0618 | 57.3473 | 5.5412 | 33.9315 | 664000.9483 | 0 | 679031.0946 | 0 | 0 | 0 | 263739.9993 | 626641.0965 | 1630391.5912 | 1112775.7622 | 4976580.4921 | 961560.8286 | 8950992.9972 | 8950992.9972 | 8547679.308 | 4340407.0141 | 0 | 14889134.3179 | 36728213.6372 | 3162.2777 | 0.42111 | 35357.1273 | 87218.2424 | 720.8029 | 1778.0618
1 | 2400 | 707 | 0.035 | 15 | 15 | 7 | 4.217e-12 | 5spot_SharedNeighbor | CO2 | Porous | Wet | R245fa | MinimizeLCOE_Brownfield | IgnoreSilica | 20.7861 | 2.3953 | 0.13923 | 4 | 28458.1954 | 67671.1667 | 580.1588 | 1379.5683 | 57.5001 | 5.5441 | 24.8284 | 791288.913 | 0 | 829056.3885 | 0 | 0 | 0 | 296454.0011 | 747551.728 | 1944976.2524 | 1327486.2575 | 5936813.5405 | 961560.8286 | 8950992.9972 | 8950992.9972 | 8547679.308 | 4340407.0141 | 0 | 15849367.3663 | 37688446.6855 | 4216.965 | 0.55694 | 28458.1954 | 67671.1667 | 580.1588 | 1379.5683
1 | 2400 | 707 | 0.035 | 15 | 15 | 7 | 5.6234e-12 | 5spot_SharedNeighbor | CO2 | Porous | Wet | R245fa | MinimizeLCOE_Brownfield | IgnoreSilica | 26.287 | 3.0559 | 0.18228 | 4 | 23224.4322 | 53176.4038 | 473.4615 | 1084.0729 | 57.5842 | 5.5388 | 34.7538 | 935744.6649 | 0 | 1003944.4804 | 0 | 0 | 0 | 327232.1597 | 884099.3089 | 2300245.0481 | 1569964.5107 | 7021230.1727 | 961560.8286 | 8950992.9972 | 8950992.9972 | 8547679.308 | 4340407.0141 | 0 | 16933783.9984 | 38772863.3177 | 5623.4133 | 0.72914 | 23224.4322 | 53176.4038 | 473.4615 | 1084.0729
1 | 2400 | 707 | 0.035 | 15 | 15 | 7 | 7.4989e-12 | 5spot_SharedNeighbor | CO2 | Porous | Wet | R245fa | MinimizeLCOE_Brownfield | IgnoreSilica | 32.866 | 3.8485 | 0.23572 | 4 | 19226.8382 | 42388.7171 | 391.9651 | 864.1513 | 57.5998 | 5.5237 | 33.971 | 1096213.0294 | 0 | 1203783.7025 | 0 | 0 | 0 | 352746.6943 | 1034569.9362 | 2691738.7545 | 1837167.0096 | 8216219.1265 | 961560.8286 | 8950992.9972 | 8950992.9972 | 8547679.308 | 4340407.0141 | 0 | 18128772.9523 | 39967852.2715 | 7498.9421 | 0.94289 | 19226.8382 | 42388.7171 | 391.9651 | 864.1513
1 | 2400 | 707 | 0.035 | 15 | 15 | 7 | 1e-11 | 5spot_SharedNeighbor | CO2 | Porous | Wet | R245fa | MinimizeLCOE_Brownfield | IgnoreSilica | 40.487 | 4.7703 | 0.3001 | 4 | 16160.2557 | 34353.3061 | 329.4487 | 700.3386 | 57.5438 | 5.4971 | 33.9234 | 1269006.6327 | 0 | 1425638.3014 | 0 | 0 | 0 | 368179.1914 | 1194501.4089 | 3107847.6401 | 2121169.8742 | 9486343.0487 | 961560.8286 | 8950992.9972 | 8950992.9972 | 8547679.308 | 4340407.0141 | 0 | 19398896.8745 | 41237976.1938 | 10000 | 1.2004 | 16160.2557 | 34353.3061 | 329.4487 | 700.3386
1 | 2400 | 707 | 0.035 | 15 | 15 | 7 | 1.3335e-11 | 5spot_SharedNeighbor | CO2 | Porous | Wet | R245fa | MinimizeLCOE_Brownfield | IgnoreSilica | 48.8707 | 5.7891 | 0.3743 | 4 | 13804.2045 | 28390.9093 | 281.4174 | 578.7871 | 57.4135 | 5.4578 | 36.5956 | 1445858.1096 | 0 | 1660440.8937 | 0 | 0 | 0 | 366123.5587 | 1354244.7992 | 3523467.1737 | 2404838.7461 | 10754973.2811 | 961560.8286 | 8950992.9972 | 8950992.9972 | 8547679.308 | 4340407.0141 | 0 | 20667527.1069 | 42506606.4262 | 13335.2143 | 1.4972 | 13804.2045 | 28390.9093 | 281.4174 | 578.7871
1 | 2400 | 707 | 0.035 | 15 | 15 | 7 | 1.7783e-11 | 5spot_SharedNeighbor | CO2 | Porous | Wet | R245fa | MinimizeLCOE_Brownfield | IgnoreSilica | 57.6092 | 6.8567 | 0.45548 | 4 | 11993.8421 | 23980.8168 | 244.5107 | 488.8814 | 57.2098 | 5.4057 | 34.57 | 1617467.3138 | 0 | 1896984.0651 | 0 | 0 | 0 | 340266.0361 | 1503339.7919 | 3911381.761 | 2669598.4227 | 11939037.3906 | 961560.8286 | 8950992.9972 | 8950992.9972 | 8547679.308 | 4340407.0141 | 0 | 21851591.2164 | 43690670.5356 | 17782.7941 | 1.8219 | 11993.8421 | 23980.8168 | 244.5107 | 488.8814
1 | 2400 | 707 | 0.035 | 15 | 15 | 7 | 2.3714e-11 | 5spot_SharedNeighbor | CO2 | Porous | Wet | R245fa | MinimizeLCOE_Brownfield | IgnoreSilica | 65.9204 | 7.878 | 0.5379 | 4 | 10606.7436 | 20756.9598 | 216.2328 | 423.1587 | 56.9581 | 5.3468 | 35.0191 | 1769890.5671 | 0 | 2115370.0653 | 0 | 0 | 0 | 282555.7627 | 1625448.3941 | 4229083.2961 | 2886436.2486 | 12908784.3339 | 961560.8286 | 8950992.9972 | 8950992.9972 | 8547679.308 | 4340407.0141 | 0 | 22821338.1597 | 44660417.479 | 23713.7371 | 2.1516 | 10606.7436 | 20756.9598 | 216.2328 | 423.1587
1 | 2400 | 707 | 0.035 | 15 | 15 | 7 | 3.1623e-11 | 5spot_SharedNeighbor | CO2 | Porous | Wet | R245fa | MinimizeLCOE_Brownfield | IgnoreSilica | 72.807 | 8.733 | 0.61403 | 4 | 9536.6322 | 18428.3267 | 194.4171 | 375.6864 | 56.7053 | 5.2906 | 37.4161 | 1888613.176 | 0 | 2292156.4453 | 0 | 0 | 0 | 181343.4839 | 1701224.111 | 4426236.1678 | 3020997.1346 | 13510570.5187 | 961560.8286 | 8950992.9972 | 8950992.9972 | 8547679.308 | 4340407.0141 | 0 | 23423124.3445 | 45262203.6637 | 31622.7766 | 2.4561 | 9536.6322 | 18428.3267 | 194.4171 | 375.6864
1 | 2400 | 707 | 0.035 | 15 | 15 | 7 | 4.217e-11 | 5spot_SharedNeighbor | CO2 | Porous | Wet | R245fa | MinimizeLCOE_Brownfield | IgnoreSilica | 78.5392 | 9.4499 | 0.68208 | 4 | 8649.8857 | 16654.505 | 176.3396 | 339.5246 | 56.463 | 5.2381 | 34.0411 | 1982290.8859 | 0 | 2436789.2014 | 0 | 0 | 0 | 0 | 1723441.2341 | 4484040.5646 | 3060449.8232 | 13687011.7091 | 961560.8286 | 8950992.9972 | 8950992.9972 | 8547679.308 | 4340407.0141 | 0 | 23599565.5349 | 45438644.8542 | 42169.6503 | 2.7283 | 8649.8857 | 16654.505 | 176.3396 | 339.5246
1 | 2400 | 707 | 0.035 | 15 | 15 | 7 | 5.6234e-11 | 5spot_SharedNeighbor | CO2 | Porous | Wet | R245fa | MinimizeLCOE_Brownfield | IgnoreSilica | 94.34 | 11.3418 | 0.7916 | 4 | 8062.8818 | 14960.0294 | 164.3728 | 304.9804 | 55.6615 | 5.071 | 33.1985 | 2217545.6015 | 0 | 2824888.7137 | 0 | 0 | 0 | 0 | 1966549.3829 | 5116558.0997 | 3492156.0378 | 15617697.8356 | 961560.8286 | 8950992.9972 | 8950992.9972 | 8547679.308 | 4340407.0141 | 0 | 25530251.6614 | 47369330.9806 | 56234.1325 | 3.1664 | 8062.8818 | 14960.0294 | 164.3728 | 304.9804
1 | 2400 | 707 | 0.035 | 15 | 15 | 7 | 7.4989e-11 | 5spot_SharedNeighbor | CO2 | Porous | Wet | R245fa | MinimizeLCOE_Brownfield | IgnoreSilica | 109.7385 | 13.1691 | 0.88211 | 4 | 7729.1979 | 13918.6609 | 157.5702 | 283.7507 | 54.6857 | 4.8752 | 28.9213 | 2414309.2027 | 0 | 3190453.224 | 0 | 0 | 0 | 0 | 2185857.3464 | 5687152.4345 | 3881598.3958 | 17359370.6035 | 961560.8286 | 8950992.9972 | 8950992.9972 | 8547679.308 | 4340407.0141 | 0 | 27271924.4293 | 49111003.7486 | 74989.4209 | 3.5284 | 7729.1979 | 13918.6609 | 157.5702 | 283.7507
1 | 2400 | 707 | 0.035 | 15 | 15 | 7 | 1e-10 | 5spot_SharedNeighbor | CO2 | Porous | Wet | R245fa | MinimizeLCOE_Brownfield | IgnoreSilica | 123.724 | 14.8118 | 0.94805 | 4 | 7578.3176 | 13337.2929 | 154.4943 | 271.8988 | 53.6341 | 4.6705 | 31.1591 | 2564864.0427 | 0 | 3513360.1186 | 0 | 0 | 0 | 0 | 2370507.4229 | 6167574.0564 | 4209496.0245 | 18825801.665 | 961560.8286 | 8950992.9972 | 8950992.9972 | 8547679.308 | 4340407.0141 | 0 | 28738355.4907 | 50577434.81 | 100000 | 3.7922 | 7578.3176 | 13337.2929 | 154.4943 | 271.8988
1 | 2400 | 707 | 0.035 | 15 | 15 | 7 | 1.3335e-10 | 5spot_SharedNeighbor | CO2 | Porous | Wet | R245fa | MinimizeLCOE_Brownfield | IgnoreSilica | 133.3756 | 15.9365 | 0.98294 | 4 | 7550.4437 | 13104.9884 | 153.926 | 267.1629 | 52.8071 | 4.5127 | 34.2082 | 2652156.4686 | 0 | 3732177.2867 | 0 | 0 | 0 | 0 | 2489890.1646 | 6478183.4616 | 4421493.3259 | 19773900.7075 | 961560.8286 | 8950992.9972 | 8950992.9972 | 8547679.308 | 4340407.0141 | 0 | 29686454.5333 | 51525533.8525 | 133352.1432 | 3.9317 | 7550.4437 | 13104.9884 | 153.926 | 267.1629
1 | 2400 | 707 | 0.035 | 15 | 15 | 7 | 1.7783e-10 | 5spot_SharedNeighbor | CO2 | Porous | Wet | R245fa | MinimizeLCOE_Brownfield | IgnoreSilica | 133.3413 | 15.9314 | 0.98268 | 4 | 7551.2519 | 13107.277 | 153.9425 | 267.2096 | 52.8064 | 4.5129 | 33.6054 | 2651619.2453 | 0 | 3731186.4763 | 0 | 0 | 0 | 0 | 2489294.2314 | 6476632.9657 | 4420435.0806 | 19769167.9993 | 961560.8286 | 8950992.9972 | 8950992.9972 | 8547679.308 | 4340407.0141 | 0 | 29681721.8251 | 51520801.1444 | 177827.941 | 3.9307 | 7551.2519 | 13107.277 | 153.9425 | 267.2096
1 | 2400 | 707 | 0.035 | 15 | 15 | 7 | 2.3714e-10 | 5spot_SharedNeighbor | CO2 | Porous | Wet | R245fa | MinimizeLCOE_Brownfield | IgnoreSilica | 133.3166 | 15.9276 | 0.98248 | 4 | 7551.8651 | 13108.9909 | 153.955 | 267.2445 | 52.8058 | 4.513 | 41.254 | 2651222.3155 | 0 | 3730463.35 | 0 | 0 | 0 | 0 | 2488857.4096 | 6475496.4448 | 4419659.3817 | 19765698.9017 | 961560.8286 | 8950992.9972 | 8950992.9972 | 8547679.308 | 4340407.0141 | 0 | 29678252.7274 | 51517332.0467 | 237137.3706 | 3.9299 | 7551.8651 | 13108.9909 | 153.955 | 267.2445
1 | 2400 | 707 | 0.035 | 15 | 15 | 7 | 3.1623e-10 | 5spot_SharedNeighbor | CO2 | Porous | Wet | R245fa | MinimizeLCOE_Brownfield | IgnoreSilica | 133.3017 | 15.9251 | 0.98235 | 4 | 7552.3291 | 13110.2179 | 153.9644 | 267.2695 | 52.805 | 4.513 | 40.7977 | 2650954.6591 | 0 | 3730004.0694 | 0 | 0 | 0 | 0 | 2488573.9041 | 6474758.8218 | 4419155.9389 | 19763447.3933 | 961560.8286 | 8950992.9972 | 8950992.9972 | 8547679.308 | 4340407.0141 | 0 | 29676001.2191 | 51515080.5383 | 316227.766 | 3.9294 | 7552.3291 | 13110.2179 | 153.9644 | 267.2695
1 | 2400 | 707 | 0.035 | 15 | 15 | 7 | 4.217e-10 | 5spot_SharedNeighbor | CO2 | Porous | Wet | R245fa | MinimizeLCOE_Brownfield | IgnoreSilica | 133.2823 | 15.9224 | 0.98222 | 4 | 7552.6794 | 13111.2924 | 153.9716 | 267.2914 | 52.8051 | 4.5132 | 40.6322 | 2650683.4886 | 0 | 3729471.3898 | 0 | 0 | 0 | 0 | 2488260.4026 | 6473943.1551 | 4418599.2296 | 19760957.6658 | 961560.8286 | 8950992.9972 | 8950992.9972 | 8547679.308 | 4340407.0141 | 0 | 29673511.4916 | 51512590.8109 | 421696.5034 | 3.9289 | 7552.6794 | 13111.2924 | 153.9716 | 267.2914
1 | 2400 | 707 | 0.035 | 15 | 15 | 7 | 5.6234e-10 | 5spot_SharedNeighbor | CO2 | Porous | Wet | R245fa | MinimizeLCOE_Brownfield | IgnoreSilica | 133.2675 | 15.9203 | 0.98212 | 4 | 7552.9435 | 13112.1051 | 153.977 | 267.308 | 52.8052 | 4.5133 | 45.7247 | 2650477.7918 | 0 | 3729066.373 | 0 | 0 | 0 | 0 | 2488022.2243 | 6473323.464 | 4418176.2777 | 19759066.1308 | 961560.8286 | 8950992.9972 | 8950992.9972 | 8547679.308 | 4340407.0141 | 0 | 29671619.9565 | 51510699.2758 | 562341.3252 | 3.9285 | 7552.9435 | 13112.1051 | 153.977 | 267.308
1 | 2400 | 707 | 0.035 | 15 | 15 | 7 | 7.4989e-10 | 5spot_SharedNeighbor | CO2 | Porous | Wet | R245fa | MinimizeLCOE_Brownfield | IgnoreSilica | 133.2675 | 15.92 | 0.98208 | 4 | 7553.1423 | 13112.5172 | 153.981 | 267.3164 | 52.8043 | 4.5132 | 44.1384 | 2650416.2871 | 0 | 3729012.6111 | 0 | 0 | 0 | 0 | 2487977.2703 | 6473206.5029 | 4418096.4493 | 19758709.1206 | 961560.8286 | 8950992.9972 | 8950992.9972 | 8547679.308 | 4340407.0141 | 0 | 29671262.9464 | 51510342.2657 | 749894.2093 | 3.9283 | 7553.1423 | 13112.5172 | 153.981 | 267.3164
1 | 2400 | 707 | 0.035 | 15 | 15 | 7 | 1e-09 | 5spot_SharedNeighbor | CO2 | Porous | Wet | R245fa | MinimizeLCOE_Brownfield | IgnoreSilica | 133.248 | 15.9175 | 0.98199 | 4 | 7553.2918 | 13113.1755 | 153.9841 | 267.3298 | 52.8053 | 4.5135 | 43.8203 | 2650207.3196 | 0 | 3728534.4107 | 0 | 0 | 0 | 0 | 2487709.2748 | 6472509.2338 | 4417620.5488 | 19756580.7877 | 961560.8286 | 8950992.9972 | 8950992.9972 | 8547679.308 | 4340407.0141 | 0 | 29669134.6135 | 51508213.9328 | 1000000 | 3.928 | 7553.2918 | 13113.1755 | 153.9841 | 267.3298
1 | 2400 | 707 | 0.035 | 15 | 15 | 7 | 1.3335e-09 | 5spot_SharedNeighbor | CO2 | Porous | Wet | R245fa | MinimizeLCOE_Brownfield | IgnoreSilica | 133.248 | 15.9173 | 0.98197 | 4 | 7553.4041 | 13113.4084 | 153.9864 | 267.3346 | 52.8048 | 4.5134 | 43.6303 | 2650172.5687 | 0 | 3728504.0417 | 0 | 0 | 0 | 0 | 2487683.8781 | 6472443.1566 | 4417575.4498 | 19756379.0949 | 961560.8286 | 8950992.9972 | 8950992.9972 | 8547679.308 | 4340407.0141 | 0 | 29668932.9207 | 51508012.24 | 1333521.4322 | 3.9279 | 7553.4041 | 13113.4084 | 153.9864 | 267.3346
1 | 2400 | 707 | 0.035 | 15 | 15 | 7 | 1.7783e-09 | 5spot_SharedNeighbor | CO2 | Porous | Wet | R245fa | MinimizeLCOE_Brownfield | IgnoreSilica | 133.246 | 15.9169 | 0.98195 | 4 | 7553.4885 | 13113.6196 | 153.9881 | 267.3389 | 52.8046 | 4.5134 | 42.9216 | 2650129.4933 | 0 | 3728435.5708 | 0 | 0 | 0 | 0 | 2487640.375 | 6472329.9705 | 4417498.198 | 19756033.6076 | 961560.8286 | 8950992.9972 | 8950992.9972 | 8547679.308 | 4340407.0141 | 0 | 29668587.4334 | 51507666.7527 | 1778279.41 | 3.9278 | 7553.4885 | 13113.6196 | 153.9881 | 267.3389
1 | 2400 | 707 | 0.035 | 15 | 15 | 7 | 2.3714e-09 | 5spot_SharedNeighbor | CO2 | Porous | Wet | R245fa | MinimizeLCOE_Brownfield | IgnoreSilica | 133.246 | 15.9169 | 0.98194 | 4 | 7553.5519 | 13113.751 | 153.9894 | 267.3416 | 52.8043 | 4.5134 | 43.5672 | 2650109.8943 | 0 | 3728418.4453 | 0 | 0 | 0 | 0 | 2487626.0524 | 6472292.7062 | 4417472.7643 | 19755919.8625 | 961560.8286 | 8950992.9972 | 8950992.9972 | 8547679.308 | 4340407.0141 | 0 | 29668473.6883 | 51507553.0076 | 2371373.7057 | 3.9278 | 7553.5519 | 13113.751 | 153.9894 | 267.3416
1 | 2400 | 707 | 0.035 | 15 | 15 | 7 | 3.1623e-09 | 5spot_SharedNeighbor | CO2 | Porous | Wet | R245fa | MinimizeLCOE_Brownfield | IgnoreSilica | 133.246 | 15.9168 | 0.98193 | 4 | 7553.5995 | 13113.8496 | 153.9903 | 267.3436 | 52.8041 | 4.5134 | 43.0269 | 2650095.1829 | 0 | 3728405.5913 | 0 | 0 | 0 | 0 | 2487615.302 | 6472264.7356 | 4417453.6738 | 19755834.4856 | 961560.8286 | 8950992.9972 | 8950992.9972 | 8547679.308 | 4340407.0141 | 0 | 29668388.3114 | 51507467.6307 | 3162277.6602 | 3.9277 | 7553.5995 | 13113.8496 | 153.9903 | 267.3436
1 | 2400 | 707 | 0.035 | 15 | 15 | 7 | 4.217e-09 | 5spot_SharedNeighbor | CO2 | Porous | Wet | R245fa | MinimizeLCOE_Brownfield | IgnoreSilica | 133.246 | 15.9167 | 0.98192 | 4 | 7553.6352 | 13113.9235 | 153.9911 | 267.3451 | 52.8039 | 4.5133 | 42.3827 | 2650084.143 | 0 | 3728395.9455 | 0 | 0 | 0 | 0 | 2487607.2345 | 6472243.7459 | 4417439.3479 | 19755770.4168 | 961560.8286 | 8950992.9972 | 8950992.9972 | 8547679.308 | 4340407.0141 | 0 | 29668324.2426 | 51507403.5619 | 4216965.0343 | 3.9277 | 7553.6352 | 13113.9235 | 153.9911 | 267.3451
1 | 2400 | 707 | 0.035 | 15 | 15 | 7 | 5.6234e-09 | 5spot_SharedNeighbor | CO2 | Porous | Wet | R245fa | MinimizeLCOE_Brownfield | IgnoreSilica | 133.246 | 15.9167 | 0.98192 | 4 | 7553.662 | 13113.9791 | 153.9916 | 267.3462 | 52.8038 | 4.5133 | 43.31 | 2650075.8598 | 0 | 3728388.7085 | 0 | 0 | 0 | 0 | 2487601.1816 | 6472227.9975 | 4417428.5993 | 19755722.3467 | 961560.8286 | 8950992.9972 | 8950992.9972 | 8547679.308 | 4340407.0141 | 0 | 29668276.1725 | 51507355.4917 | 5623413.2519 | 3.9277 | 7553.662 | 13113.9791 | 153.9916 | 267.3462
1 | 2400 | 707 | 0.035 | 15 | 15 | 7 | 7.4989e-09 | 5spot_SharedNeighbor | CO2 | Porous | Wet | R245fa | MinimizeLCOE_Brownfield | IgnoreSilica | 133.246 | 15.9167 | 0.98191 | 4 | 7553.6821 | 13114.0207 | 153.992 | 267.3471 | 52.8037 | 4.5133 | 42.5696 | 2650069.6458 | 0 | 3728383.2794 | 0 | 0 | 0 | 0 | 2487596.6408 | 6472216.1831 | 4417420.5357 | 19755686.2849 | 961560.8286 | 8950992.9972 | 8950992.9972 | 8547679.308 | 4340407.0141 | 0 | 29668240.1106 | 51507319.4299 | 7498942.0933 | 3.9277 | 7553.6821 | 13114.0207 | 153.992 | 267.3471
1 | 2400 | 707 | 0.035 | 15 | 15 | 7 | 1e-08 | 5spot_SharedNeighbor | CO2 | Porous | Wet | R245fa | MinimizeLCOE_Brownfield | IgnoreSilica | 133.246 | 15.9166 | 0.98191 | 4 | 7553.6971 | 13114.0519 | 153.9923 | 267.3477 | 52.8036 | 4.5133 | 41.9559 | 2650064.9844 | 0 | 3728379.207 | 0 | 0 | 0 | 0 | 2487593.2347 | 6472207.321 | 4417414.4872 | 19755659.2343 | 961560.8286 | 8950992.9972 | 8950992.9972 | 8547679.308 | 4340407.0141 | 0 | 29668213.06 | 51507292.3793 | 10000000 | 3.9276 | 7553.6971 | 13114.0519 | 153.9923 | 267.3477
1 | 2500 | 707 | 0.035 | 15 | 15 | 7 | 1e-13 | 5spot_SharedNeighbor | CO2 | Porous | Wet | R245fa | MinimizeLCOE_Brownfield | IgnoreSilica | 0.5699 | 0.0074323 | 0.00078116 | 4 | 3405201.7171 | 10647627.3891 | 69419.6429 | 217066.2863 | 43.0739 | 4.5698 | 14.6226 | 42338.8036 | 0 | 25732.8999 | 0 | 0 | 0 | 33090.2794 | 39453.1733 | 102649.0641 | 70060.0954 | 313324.3157 | 961560.8286 | 9365192.5909 | 9365192.5909 | 8785769.2746 | 4479113.6905 | 0 | 10640077.7352 | 33270153.2911 | 100 | 0.0031247 | 3405201.7171 | 10647627.3891 | 69419.6429 | 217066.2863
1 | 2500 | 707 | 0.035 | 15 | 15 | 7 | 1.3335e-13 | 5spot_SharedNeighbor | CO2 | Porous | Wet | R245fa | MinimizeLCOE_Brownfield | IgnoreSilica | 0.82568 | 0.030788 | 0.0017278 | 4 | 1560848.6854 | 4835207.415 | 31820.0117 | 98572.2433 | 46.9252 | 4.9509 | 17.9319 | 62049.9391 | 0 | 42122.5677 | 0 | 0 | 0 | 44585.1322 | 58015.4792 | 150944.3763 | 103022.6384 | 460740.1329 | 961560.8286 | 9365192.5909 | 9365192.5909 | 8785769.2746 | 4479113.6905 | 0 | 10787493.5524 | 33417569.1083 | 133.3521 | 0.0069113 | 1560848.6854 | 4835207.415 | 31820.0117 | 98572.2433
1 | 2500 | 707 | 0.035 | 15 | 15 | 7 | 1.7783e-13 | 5spot_SharedNeighbor | CO2 | Porous | Wet | R245fa | MinimizeLCOE_Brownfield | IgnoreSilica | 1.1458 | 0.063791 | 0.0031948 | 4 | 857498.6815 | 2628326.6499 | 17481.2705 | 53581.9938 | 49.8399 | 5.222 | 50.8866 | 85093.6811 | 0 | 61748.918 | 0 | 0 | 0 | 57061.9898 | 79522.7897 | 206901.9864 | 141214.8571 | 631544.2221 | 961560.8286 | 9365192.5909 | 9365192.5909 | 8785769.2746 | 4479113.6905 | 0 | 10958297.6416 | 33588373.1975 | 177.8279 | 0.012779 | 857498.6815 | 2628326.6499 | 17481.2705 | 53581.9938
1 | 2500 | 707 | 0.035 | 15 | 15 | 7 | 2.3714e-13 | 5spot_SharedNeighbor | CO2 | Porous | Wet | R245fa | MinimizeLCOE_Brownfield | IgnoreSilica | 1.5347 | 0.107 | 0.0053229 | 4 | 523557.0191 | 1586421.0695 | 10673.418 | 32341.3393 | 52.0584 | 5.4142 | 72.9787 | 111002.4076 | 0 | 84382.1422 | 0 | 0 | 0 | 69564.0108 | 103329.9386 | 268843.3044 | 183491.0794 | 820612.8831 | 961560.8286 | 9365192.5909 | 9365192.5909 | 8785769.2746 | 4479113.6905 | 0 | 11147366.3026 | 33777441.8585 | 237.1374 | 0.021292 | 523557.0191 | 1586421.0695 | 10673.418 | 32341.3393
1 | 2500 | 707 | 0.035 | 15 | 15 | 7 | 3.1623e-13 | 5spot_SharedNeighbor | CO2 | Porous | Wet | R245fa | MinimizeLCOE_Brownfield | IgnoreSilica | 2.0598 | 0.16704 | 0.008316 | 4 | 342274.1186 | 1022592.6668 | 6977.7209 | 20846.9347 | 53.9387 | 5.5665 | 103.4259 | 143193.8504 | 0 | 113263.7492 | 0 | 0 | 0 | 85339.5402 | 133300.8845 | 346821.5578 | 236712.8397 | 1058632.4218 | 961560.8286 | 9365192.5909 | 9365192.5909 | 8785769.2746 | 4479113.6905 | 0 | 11385385.8413 | 34015461.3972 | 316.2278 | 0.033264 | 342274.1186 | 1022592.6668 | 6977.7209 | 20846.9347
1 | 2500 | 707 | 0.035 | 15 | 15 | 7 | 4.217e-13 | 5spot_SharedNeighbor | CO2 | Porous | Wet | R245fa | MinimizeLCOE_Brownfield | IgnoreSilica | 2.7398 | 0.24667 | 0.01243 | 4 | 234691.5553 | 689837.3753 | 4784.5048 | 14063.268 | 55.4445 | 5.6814 | 27.5961 | 181422.6253 | 0 | 148530.0754 | 0 | 0 | 0 | 103407.6571 | 169010.5396 | 439730.7551 | 300125.2759 | 1342226.9284 | 961560.8286 | 9365192.5909 | 9365192.5909 | 8785769.2746 | 4479113.6905 | 0 | 11668980.3479 | 34299055.9038 | 421.6965 | 0.04972 | 234691.5553 | 689837.3753 | 4784.5048 | 14063.268
1 | 2500 | 707 | 0.035 | 15 | 15 | 7 | 5.6234e-13 | 5spot_SharedNeighbor | CO2 | Porous | Wet | R245fa | MinimizeLCOE_Brownfield | IgnoreSilica | 3.5977 | 0.34893 | 0.017994 | 4 | 166672.5674 | 481087.1828 | 3397.8457 | 9807.6129 | 56.6195 | 5.7665 | 27.4461 | 225703.2035 | 0 | 190520.3035 | 0 | 0 | 0 | 122818.2261 | 210226.2759 | 546965.6465 | 373315.2928 | 1669548.9483 | 961560.8286 | 9365192.5909 | 9365192.5909 | 8785769.2746 | 4479113.6905 | 0 | 11996302.3678 | 34626377.9237 | 562.3413 | 0.071975 | 166672.5674 | 481087.1828 | 3397.8457 | 9807.6129
1 | 2500 | 707 | 0.035 | 15 | 15 | 7 | 7.4989e-13 | 5spot_SharedNeighbor | CO2 | Porous | Wet | R245fa | MinimizeLCOE_Brownfield | IgnoreSilica | 4.7233 | 0.48404 | 0.025475 | 4 | 121631.2627 | 343710.8006 | 2479.6178 | 7007.0096 | 57.5687 | 5.8322 | 24.5862 | 279096.3111 | 0 | 242550.0766 | 0 | 0 | 0 | 145901.696 | 260343.7526 | 677361.0405 | 462312.8285 | 2067565.7054 | 961560.8286 | 9365192.5909 | 9365192.5909 | 8785769.2746 | 4479113.6905 | 0 | 12394319.1248 | 35024394.6807 | 749.8942 | 0.1019 | 121631.2627 | 343710.8006 | 2479.6178 | 7007.0096
1 | 2500 | 707 | 0.035 | 15 | 15 | 7 | 1e-12 | 5spot_SharedNeighbor | CO2 | Porous | Wet | R245fa | MinimizeLCOE_Brownfield | IgnoreSilica | 6.1575 | 0.65741 | 0.035435 | 4 | 90736.5268 | 250394.9413 | 1849.7868 | 5104.6396 | 58.3081 | 5.8814 | 32.797 | 341699.6912 | 0 | 305217.6023 | 0 | 0 | 0 | 171321.8381 | 319113.2613 | 830267.2468 | 566674.4562 | 2534294.096 | 961560.8286 | 9365192.5909 | 9365192.5909 | 8785769.2746 | 4479113.6905 | 0 | 12861047.5155 | 35491123.0714 | 1000 | 0.14174 | 90736.5268 | 250394.9413 | 1849.7868 | 5104.6396
1 | 2500 | 707 | 0.035 | 15 | 15 | 7 | 1.3335e-12 | 5spot_SharedNeighbor | CO2 | Porous | Wet | R245fa | MinimizeLCOE_Brownfield | IgnoreSilica | 8.0212 | 0.88336 | 0.048665 | 4 | 68959.3016 | 185214.0504 | 1405.8286 | 3775.8389 | 58.8921 | 5.9187 | 30.4204 | 416663.0787 | 0 | 382268.7506 | 0 | 0 | 0 | 200928.3082 | 389945.4536 | 1014558.0815 | 692456.7377 | 3096820.4103 | 961560.8286 | 9365192.5909 | 9365192.5909 | 8785769.2746 | 4479113.6905 | 0 | 13423573.8298 | 36053649.3857 | 1333.5214 | 0.19466 | 68959.3016 | 185214.0504 | 1405.8286 | 3775.8389
1 | 2500 | 707 | 0.035 | 15 | 15 | 7 | 1.7783e-12 | 5spot_SharedNeighbor | CO2 | Porous | Wet | R245fa | MinimizeLCOE_Brownfield | IgnoreSilica | 10.3964 | 1.1723 | 0.0661 | 4 | 53274.5771 | 138864.2411 | 1086.0743 | 2830.9354 | 59.3403 | 5.9456 | 33.7063 | 504820.2449 | 0 | 475278.3641 | 0 | 0 | 0 | 233605.5537 | 473344.6234 | 1231545.6139 | 840555.1872 | 3759149.5872 | 961560.8286 | 9365192.5909 | 9365192.5909 | 8785769.2746 | 4479113.6905 | 0 | 14085903.0067 | 36715978.5626 | 1778.2794 | 0.2644 | 53274.5771 | 138864.2411 | 1086.0743 | 2830.9354
1 | 2500 | 707 | 0.035 | 15 | 15 | 7 | 2.3714e-12 | 5spot_SharedNeighbor | CO2 | Porous | Wet | R245fa | MinimizeLCOE_Brownfield | IgnoreSilica | 13.4197 | 1.541 | 0.088957 | 4 | 41779.8726 | 105378.1905 | 851.7392 | 2148.2769 | 59.6796 | 5.9639 | 22.9639 | 608530.3084 | 0 | 587555.8223 | 0 | 0 | 0 | 269632.9969 | 571630.4597 | 1487265.1987 | 1015089.0583 | 4539703.8443 | 961560.8286 | 9365192.5909 | 9365192.5909 | 8785769.2746 | 4479113.6905 | 0 | 14866457.2637 | 37496532.8196 | 2371.3737 | 0.35583 | 41779.8726 | 105378.1905 | 851.7392 | 2148.2769
1 | 2500 | 707 | 0.035 | 15 | 15 | 7 | 3.1623e-12 | 5spot_SharedNeighbor | CO2 | Porous | Wet | R245fa | MinimizeLCOE_Brownfield | IgnoreSilica | 17.2124 | 2.0048 | 0.11863 | 4 | 33235.7987 | 80924.3007 | 677.5567 | 1649.7513 | 59.926 | 5.9742 | 26.2581 | 728960.5549 | 0 | 721330.2777 | 0 | 0 | 0 | 307700.2498 | 685616.5221 | 1783833.5513 | 1217503.0529 | 5444944.2087 | 961560.8286 | 9365192.5909 | 9365192.5909 | 8785769.2746 | 4479113.6905 | 0 | 15771697.6281 | 38401773.184 | 3162.2777 | 0.47454 | 33235.7987 | 80924.3007 | 677.5567 | 1649.7513
1 | 2500 | 707 | 0.035 | 15 | 15 | 7 | 4.217e-12 | 5spot_SharedNeighbor | CO2 | Porous | Wet | R245fa | MinimizeLCOE_Brownfield | IgnoreSilica | 21.9239 | 2.5825 | 0.15676 | 4 | 26811.344 | 62901.1093 | 546.5855 | 1282.3242 | 60.0922 | 5.9764 | 30.7506 | 867658.1242 | 0 | 879450.907 | 0 | 0 | 0 | 346775.4149 | 816614.934 | 2124664.5475 | 1450127.2111 | 6485291.1387 | 961560.8286 | 9365192.5909 | 9365192.5909 | 8785769.2746 | 4479113.6905 | 0 | 16812044.5582 | 39442120.1141 | 4216.965 | 0.62705 | 26811.344 | 62901.1093 | 546.5855 | 1282.3242
1 | 2500 | 707 | 0.035 | 15 | 15 | 7 | 5.6234e-12 | 5spot_SharedNeighbor | CO2 | Porous | Wet | R245fa | MinimizeLCOE_Brownfield | IgnoreSilica | 27.6922 | 3.2919 | 0.20503 | 4 | 21936.2787 | 49530.4931 | 447.2007 | 1009.7461 | 60.1836 | 5.9695 | 30.1073 | 1025253.833 | 0 | 1064005.1055 | 0 | 0 | 0 | 384944.9142 | 964939.5026 | 2510574.6493 | 1713518.7853 | 7663236.7899 | 961560.8286 | 9365192.5909 | 9365192.5909 | 8785769.2746 | 4479113.6905 | 0 | 17989990.2094 | 40620065.7653 | 5623.4133 | 0.8201 | 21936.2787 | 49530.4931 | 447.2007 | 1009.7461
1 | 2500 | 707 | 0.035 | 15 | 15 | 7 | 7.4989e-12 | 5spot_SharedNeighbor | CO2 | Porous | Wet | R245fa | MinimizeLCOE_Brownfield | IgnoreSilica | 34.5787 | 4.1416 | 0.26476 | 4 | 18212.0009 | 39580.4478 | 371.2763 | 806.901 | 60.2 | 5.9517 | 29.8389 | 1200025.6312 | 0 | 1274577.4619 | 0 | 0 | 0 | 418448.4539 | 1128290.1033 | 2935579.4048 | 2003593.2639 | 8960514.319 | 961560.8286 | 9365192.5909 | 9365192.5909 | 8785769.2746 | 4479113.6905 | 0 | 19287267.7385 | 41917343.2944 | 7498.9421 | 1.059 | 18212.0009 | 39580.4478 | 371.2763 | 806.901
1 | 2500 | 707 | 0.035 | 15 | 15 | 7 | 1e-11 | 5spot_SharedNeighbor | CO2 | Porous | Wet | R245fa | MinimizeLCOE_Brownfield | IgnoreSilica | 42.4936 | 5.1223 | 0.33629 | 4 | 15355.5123 | 32178.9047 | 313.0429 | 656.0105 | 60.1383 | 5.9211 | 32.0141 | 1386783.014 | 0 | 1506627.8356 | 0 | 0 | 0 | 441413.1143 | 1300581.3459 | 3383845.8761 | 2309544.3415 | 10328795.5274 | 961560.8286 | 9365192.5909 | 9365192.5909 | 8785769.2746 | 4479113.6905 | 0 | 20655548.9469 | 43285624.5028 | 10000 | 1.3452 | 15355.5123 | 32178.9047 | 313.0429 | 656.0105
1 | 2500 | 707 | 0.035 | 15 | 15 | 7 | 1.3335e-11 | 5spot_SharedNeighbor | CO2 | Porous | Wet | R245fa | MinimizeLCOE_Brownfield | IgnoreSilica | 51.183 | 6.2042 | 0.41832 | 4 | 13162.5951 | 26686.9903 | 268.3373 | 544.0504 | 59.9957 | 5.8765 | 36.9706 | 1577555.5135 | 0 | 1751848.9301 | 0 | 0 | 0 | 447467.4715 | 1472980.0469 | 3832391.9322 | 2615686.2415 | 11697930.1356 | 961560.8286 | 9365192.5909 | 9365192.5909 | 8785769.2746 | 4479113.6905 | 0 | 22024683.5551 | 44654759.111 | 13335.2143 | 1.6733 | 13162.5951 | 26686.9903 | 268.3373 | 544.0504
1 | 2500 | 707 | 0.035 | 15 | 15 | 7 | 1.7783e-11 | 5spot_SharedNeighbor | CO2 | Porous | Wet | R245fa | MinimizeLCOE_Brownfield | IgnoreSilica | 60.1398 | 7.3253 | 0.50717 | 4 | 11481.8502 | 22636.8266 | 234.073 | 461.4823 | 59.7767 | 5.8188 | 40.0731 | 1760686.6109 | 0 | 1996223.4729 | 0 | 0 | 0 | 429524.7422 | 1632709.5821 | 4247975.4179 | 2899330.5099 | 12966450.3359 | 961560.8286 | 9365192.5909 | 9365192.5909 | 8785769.2746 | 4479113.6905 | 0 | 23293203.7554 | 45923279.3113 | 17782.7941 | 2.0287 | 11481.8502 | 22636.8266 | 234.073 | 461.4823
1 | 2500 | 707 | 0.035 | 15 | 15 | 7 | 2.3714e-11 | 5spot_SharedNeighbor | CO2 | Porous | Wet | R245fa | MinimizeLCOE_Brownfield | IgnoreSilica | 68.8272 | 8.4185 | 0.59779 | 4 | 10195.3344 | 19659.3475 | 207.8457 | 400.7824 | 59.4964 | 5.7512 | 32.8673 | 1926334.392 | 0 | 2226517.9671 | 0 | 0 | 0 | 384082.0686 | 1769404.4268 | 4603627.3637 | 3142070.2708 | 14052036.4888 | 961560.8286 | 9365192.5909 | 9365192.5909 | 8785769.2746 | 4479113.6905 | 0 | 24378789.9083 | 47008865.4642 | 23713.7371 | 2.3912 | 10195.3344 | 19659.3475 | 207.8457 | 400.7824
1 | 2500 | 707 | 0.035 | 15 | 15 | 7 | 3.1623e-11 | 5spot_SharedNeighbor | CO2 | Porous | Wet | R245fa | MinimizeLCOE_Brownfield | IgnoreSilica | 76.5077 | 9.3908 | 0.6834 | 4 | 9212.8915 | 17491.3557 | 187.8173 | 356.5849 | 59.1969 | 5.6829 | 33.5609 | 2063618.5045 | 0 | 2425209.4566 | 0 | 0 | 0 | 308221.8419 | 1870849.4232 | 4867566.4351 | 3322214.1104 | 14857679.7717 | 961560.8286 | 9365192.5909 | 9365192.5909 | 8785769.2746 | 4479113.6905 | 0 | 25184433.1912 | 47814508.7471 | 31622.7766 | 2.7336 | 9212.8915 | 17491.3557 | 187.8173 | 356.5849
1 | 2500 | 707 | 0.035 | 15 | 15 | 7 | 4.217e-11 | 5spot_SharedNeighbor | CO2 | Porous | Wet | R245fa | MinimizeLCOE_Brownfield | IgnoreSilica | 82.4197 | 10.1478 | 0.75725 | 4 | 8455.4131 | 15926.5124 | 172.375 | 324.6835 | 58.9318 | 5.6243 | 35.1484 | 2163541.6712 | 0 | 2575385.9332 | 0 | 0 | 0 | 196032.7967 | 1924634.5564 | 5007504.319 | 3417724.5916 | 15284823.8681 | 961560.8286 | 9365192.5909 | 9365192.5909 | 8785769.2746 | 4479113.6905 | 0 | 25611577.2876 | 48241652.8435 | 42169.6503 | 3.029 | 8455.4131 | 15926.5124 | 172.375 | 324.6835
1 | 2500 | 707 | 0.035 | 15 | 15 | 7 | 5.6234e-11 | 5spot_SharedNeighbor | CO2 | Porous | Wet | R245fa | MinimizeLCOE_Brownfield | IgnoreSilica | 86.1982 | 10.6429 | 0.81491 | 4 | 7819.15 | 14761.6184 | 159.4039 | 300.9356 | 58.7447 | 5.5837 | 29.8623 | 2224727.8162 | 0 | 2670255.4489 | 0 | 0 | 0 | 0 | 1909043.4734 | 4966939.519 | 3390038.2822 | 15161004.5396 | 961560.8286 | 9365192.5909 | 9365192.5909 | 8785769.2746 | 4479113.6905 | 0 | 25487757.9591 | 48117833.515 | 56234.1325 | 3.2597 | 7819.15 | 14761.6184 | 159.4039 | 300.9356
1 | 2500 | 707 | 0.035 | 15 | 15 | 7 | 7.4989e-11 | 5spot_SharedNeighbor | CO2 | Porous | Wet | R245fa | MinimizeLCOE_Brownfield | IgnoreSilica | 100.6612 | 12.4154 | 0.92112 | 4 | 7398.4968 | 13540.4931 | 150.8284 | 276.0413 | 57.9295 | 5.4112 | 29.5296 | 2441101.9778 | 0 | 3025959.3826 | 0 | 0 | 0 | 0 | 2132153.9306 | 5547427.1624 | 3786233.0266 | 16932875.48 | 961560.8286 | 9365192.5909 | 9365192.5909 | 8785769.2746 | 4479113.6905 | 0 | 27259628.8995 | 49889704.4554 | 74989.4209 | 3.6845 | 7398.4968 | 13540.4931 | 150.8284 | 276.0413
1 | 2500 | 707 | 0.035 | 15 | 15 | 7 | 1e-10 | 5spot_SharedNeighbor | CO2 | Porous | Wet | R245fa | MinimizeLCOE_Brownfield | IgnoreSilica | 113.9721 | 14.0332 | 1.0051 | 4 | 7159.0907 | 12787.8207 | 145.9477 | 260.697 | 57.027 | 5.2265 | 31.4119 | 2614595.8912 | 0 | 3344255.4723 | 0 | 0 | 0 | 0 | 2323952.0318 | 6046446.4786 | 4126823.9637 | 18456073.8377 | 961560.8286 | 9365192.5909 | 9365192.5909 | 8785769.2746 | 4479113.6905 | 0 | 28782827.2572 | 51412902.8131 | 100000 | 4.0205 | 7159.0907 | 12787.8207 | 145.9477 | 260.697
1 | 2500 | 707 | 0.035 | 15 | 15 | 7 | 1.3335e-10 | 5spot_SharedNeighbor | CO2 | Porous | Wet | R245fa | MinimizeLCOE_Brownfield | IgnoreSilica | 125.4756 | 15.4192 | 1.0657 | 4 | 7042.198 | 12351.1505 | 143.5647 | 251.7949 | 56.1312 | 5.0479 | 31.6324 | 2744510.8488 | 0 | 3613217.8841 | 0 | 0 | 0 | 0 | 2479514.2059 | 6451187.3454 | 4403067.9219 | 19691498.2061 | 961560.8286 | 9365192.5909 | 9365192.5909 | 8785769.2746 | 4479113.6905 | 0 | 30018251.6255 | 52648327.1814 | 133352.1432 | 4.2626 | 7042.198 | 12351.1505 | 143.5647 | 251.7949
1 | 2500 | 707 | 0.035 | 15 | 15 | 7 | 1.7783e-10 | 5spot_SharedNeighbor | CO2 | Porous | Wet | R245fa | MinimizeLCOE_Brownfield | IgnoreSilica | 135.1272 | 16.5739 | 1.1065 | 4 | 7003.1826 | 12115.9893 | 142.7693 | 247.0008 | 55.2891 | 4.883 | 31.6884 | 2838406.751 | 0 | 3835382.9841 | 0 | 0 | 0 | 0 | 2602777.9967 | 6771894.4443 | 4621957.1067 | 20670419.2828 | 961560.8286 | 9365192.5909 | 9365192.5909 | 8785769.2746 | 4479113.6905 | 0 | 30997172.7023 | 53627248.2582 | 177827.941 | 4.4262 | 7003.1826 | 12115.9893 | 142.7693 | 247.0008
1 | 2500 | 707 | 0.035 | 15 | 15 | 7 | 2.3714e-10 | 5spot_SharedNeighbor | CO2 | Porous | Wet | R245fa | MinimizeLCOE_Brownfield | IgnoreSilica | 137.7434 | 16.8853 | 1.1158 | 4 | 7002.4396 | 12072.9195 | 142.7542 | 246.1228 | 55.0428 | 4.8354 | 37.9905 | 2861183.1615 | 0 | 3895079.0179 | 0 | 0 | 0 | 0 | 2634942.25 | 6855579.2335 | 4679073.6949 | 20925857.3577 | 961560.8286 | 9365192.5909 | 9365192.5909 | 8785769.2746 | 4479113.6905 | 0 | 31252610.7772 | 53882686.3331 | 237137.3706 | 4.4631 | 7002.4396 | 12072.9195 | 142.7542 | 246.1228
1 | 2500 | 707 | 0.035 | 15 | 15 | 7 | 3.1623e-10 | 5spot_SharedNeighbor | CO2 | Porous | Wet | R245fa | MinimizeLCOE_Brownfield | IgnoreSilica | 137.7233 | 16.8822 | 1.1156 | 4 | 7002.8552 | 12074.0971 | 142.7627 | 246.1468 | 55.0424 | 4.8355 | 44.8567 | 2860855.9958 | 0 | 3894488.6984 | 0 | 0 | 0 | 0 | 2634584.4307 | 6854648.2612 | 4678438.2872 | 20923015.6733 | 961560.8286 | 9365192.5909 | 9365192.5909 | 8785769.2746 | 4479113.6905 | 0 | 31249769.0927 | 53879844.6486 | 316227.766 | 4.4624 | 7002.8552 | 12074.0971 | 142.7627 | 246.1468
1 | 2500 | 707 | 0.035 | 15 | 15 | 7 | 4.217e-10 | 5spot_SharedNeighbor | CO2 | Porous | Wet | R245fa | MinimizeLCOE_Brownfield | IgnoreSilica | 137.7038 | 16.8793 | 1.1155 | 4 | 7003.1689 | 12075.0536 | 142.7691 | 246.1663 | 55.0425 | 4.8357 | 43.6259 | 2860572.2381 | 0 | 3893945.7601 | 0 | 0 | 0 | 0 | 2634262.0193 | 6853809.4127 | 4677865.7559 | 20920455.1859 | 961560.8286 | 9365192.5909 | 9365192.5909 | 8785769.2746 | 4479113.6905 | 0 | 31247208.6054 | 53877284.1613 | 421696.5034 | 4.4619 | 7003.1689 | 12075.0536 | 142.7691 | 246.1663
1 | 2500 | 707 | 0.035 | 15 | 15 | 7 | 5.6234e-10 | 5spot_SharedNeighbor | CO2 | Porous | Wet | R245fa | MinimizeLCOE_Brownfield | IgnoreSilica | 137.7038 | 16.8789 | 1.1154 | 4 | 7003.4053 | 12075.543 | 142.7739 | 246.1763 | 55.0412 | 4.8356 | 43.8602 | 2860484.7447 | 0 | 3893870.7147 | 0 | 0 | 0 | 0 | 2634198.6291 | 6853644.4846 | 4677753.189 | 20919951.7621 | 961560.8286 | 9365192.5909 | 9365192.5909 | 8785769.2746 | 4479113.6905 | 0 | 31246705.1816 | 53876780.7375 | 562341.3252 | 4.4616 | 7003.4053 | 12075.543 | 142.7739 | 246.1763
1 | 2500 | 707 | 0.035 | 15 | 15 | 7 | 7.4989e-10 | 5spot_SharedNeighbor | CO2 | Porous | Wet | R245fa | MinimizeLCOE_Brownfield | IgnoreSilica | 137.6861 | 16.8765 | 1.1153 | 4 | 7003.5833 | 12076.1905 | 142.7775 | 246.1895 | 55.0418 | 4.8358 | 41.3185 | 2860266.5447 | 0 | 3893411.3452 | 0 | 0 | 0 | 0 | 2633934.3771 | 6852956.955 | 4677283.9359 | 20917853.158 | 961560.8286 | 9365192.5909 | 9365192.5909 | 8785769.2746 | 4479113.6905 | 0 | 31244606.5775 | 53874682.1333 | 749894.2093 | 4.4612 | 7003.5833 | 12076.1905 | 142.7775 | 246.1895
1 | 2500 | 707 | 0.035 | 15 | 15 | 7 | 1e-09 | 5spot_SharedNeighbor | CO2 | Porous | Wet | R245fa | MinimizeLCOE_Brownfield | IgnoreSilica | 137.6861 | 16.8763 | 1.1153 | 4 | 7003.7171 | 12076.4676 | 142.7802 | 246.1951 | 55.0411 | 4.8357 | 40.8973 | 2860217.0294 | 0 | 3893368.8801 | 0 | 0 | 0 | 0 | 2633898.5047 | 6852863.6224 | 4677220.2346 | 20917568.2714 | 961560.8286 | 9365192.5909 | 9365192.5909 | 8785769.2746 | 4479113.6905 | 0 | 31244321.6908 | 53874397.2467 | 1000000 | 4.4611 | 7003.7171 | 12076.4676 | 142.7802 | 246.1951
1 | 2500 | 707 | 0.035 | 15 | 15 | 7 | 1.3335e-09 | 5spot_SharedNeighbor | CO2 | Porous | Wet | R245fa | MinimizeLCOE_Brownfield | IgnoreSilica | 137.6861 | 16.8761 | 1.1153 | 4 | 7003.8177 | 12076.6757 | 142.7823 | 246.1994 | 55.0405 | 4.8357 | 41.4519 | 2860179.8162 | 0 | 3893336.9669 | 0 | 0 | 0 | 0 | 2633871.5454 | 6852793.4799 | 4677172.3609 | 20917354.1694 | 961560.8286 | 9365192.5909 | 9365192.5909 | 8785769.2746 | 4479113.6905 | 0 | 31244107.5889 | 53874183.1448 | 1333521.4322 | 4.461 | 7003.8177 | 12076.6757 | 142.7823 | 246.1994
1 | 2500 | 707 | 0.035 | 15 | 15 | 7 | 1.7783e-09 | 5spot_SharedNeighbor | CO2 | Porous | Wet | R245fa | MinimizeLCOE_Brownfield | IgnoreSilica | 137.6861 | 16.8759 | 1.1152 | 4 | 7003.8932 | 12076.8321 | 142.7838 | 246.2026 | 55.0401 | 4.8356 | 41.4855 | 2860151.864 | 0 | 3893312.9966 | 0 | 0 | 0 | 0 | 2633851.2956 | 6852740.7941 | 4677136.4017 | 20917193.3521 | 961560.8286 | 9365192.5909 | 9365192.5909 | 8785769.2746 | 4479113.6905 | 0 | 31243946.7716 | 53874022.3274 | 1778279.41 | 4.4609 | 7003.8932 | 12076.8321 | 142.7838 | 246.2026
1 | 2500 | 707 | 0.035 | 15 | 15 | 7 | 2.3714e-09 | 5spot_SharedNeighbor | CO2 | Porous | Wet | R245fa | MinimizeLCOE_Brownfield | IgnoreSilica | 137.6861 | 16.8758 | 1.1152 | 4 | 7003.95 | 12076.9496 | 142.785 | 246.205 | 55.0398 | 4.8356 | 43.7271 | 2860130.8766 | 0 | 3893294.9996 | 0 | 0 | 0 | 0 | 2633836.0917 | 6852701.2367 | 4677109.4029 | 20917072.6076 | 961560.8286 | 9365192.5909 | 9365192.5909 | 8785769.2746 | 4479113.6905 | 0 | 31243826.0271 | 53873901.583 | 2371373.7057 | 4.4609 | 7003.95 | 12076.9496 | 142.785 | 246.205
1 | 2500 | 707 | 0.035 | 15 | 15 | 7 | 3.1623e-09 | 5spot_SharedNeighbor | CO2 | Porous | Wet | R245fa | MinimizeLCOE_Brownfield | IgnoreSilica | 137.6667 | 16.8735 | 1.1151 | 4 | 7003.9925 | 12077.3449 | 142.7859 | 246.213 | 55.0414 | 4.8359 | 42.7295 | 2859947.5424 | 0 | 3892838.2894 | 0 | 0 | 0 | 0 | 2633586.4744 | 6852051.7835 | 4676666.1378 | 20915090.2275 | 961560.8286 | 9365192.5909 | 9365192.5909 | 8785769.2746 | 4479113.6905 | 0 | 31241843.647 | 53871919.2029 | 3162277.6602 | 4.4606 | 7003.9925 | 12077.3449 | 142.7859 | 246.213
1 | 2500 | 707 | 0.035 | 15 | 15 | 7 | 4.217e-09 | 5spot_SharedNeighbor | CO2 | Porous | Wet | R245fa | MinimizeLCOE_Brownfield | IgnoreSilica | 137.6667 | 16.8734 | 1.1151 | 4 | 7004.0245 | 12077.411 | 142.7865 | 246.2144 | 55.0412 | 4.8359 | 41.5948 | 2859935.7271 | 0 | 3892828.1583 | 0 | 0 | 0 | 0 | 2633577.9153 | 6852029.5145 | 4676650.9387 | 20915022.2538 | 961560.8286 | 9365192.5909 | 9365192.5909 | 8785769.2746 | 4479113.6905 | 0 | 31241775.6733 | 53871851.2292 | 4216965.0343 | 4.4605 | 7004.0245 | 12077.411 | 142.7865 | 246.2144
1 | 2500 | 707 | 0.035 | 15 | 15 | 7 | 5.6234e-09 | 5spot_SharedNeighbor | CO2 | Porous | Wet | R245fa | MinimizeLCOE_Brownfield | IgnoreSilica | 137.6667 | 16.8734 | 1.1151 | 4 | 7004.0484 | 12077.4606 | 142.787 | 246.2154 | 55.0411 | 4.8359 | 41.6459 | 2859926.8621 | 0 | 3892820.5571 | 0 | 0 | 0 | 0 | 2633571.4935 | 6852012.8063 | 4676639.5351 | 20914971.2543 | 961560.8286 | 9365192.5909 | 9365192.5909 | 8785769.2746 | 4479113.6905 | 0 | 31241724.6738 | 53871800.2297 | 5623413.2519 | 4.4605 | 7004.0484 | 12077.4606 | 142.787 | 246.2154
1 | 2500 | 707 | 0.035 | 15 | 15 | 7 | 7.4989e-09 | 5spot_SharedNeighbor | CO2 | Porous | Wet | R245fa | MinimizeLCOE_Brownfield | IgnoreSilica | 137.6667 | 16.8733 | 1.1151 | 4 | 7004.0664 | 12077.4978 | 142.7874 | 246.2161 | 55.041 | 4.8359 | 40.9085 | 2859920.2118 | 0 | 3892814.8549 | 0 | 0 | 0 | 0 | 2633566.676 | 6852000.2722 | 4676630.9803 | 20914932.9951 | 961560.8286 | 9365192.5909 | 9365192.5909 | 8785769.2746 | 4479113.6905 | 0 | 31241686.4146 | 53871761.9705 | 7498942.0933 | 4.4605 | 7004.0664 | 12077.4978 | 142.7874 | 246.2161
1 | 2500 | 707 | 0.035 | 15 | 15 | 7 | 1e-08 | 5spot_SharedNeighbor | CO2 | Porous | Wet | R245fa | MinimizeLCOE_Brownfield | IgnoreSilica | 137.6667 | 16.8733 | 1.1151 | 4 | 7004.0799 | 12077.5257 | 142.7876 | 246.2167 | 55.0409 | 4.8359 | 41.8051 | 2859915.2232 | 0 | 3892810.5776 | 0 | 0 | 0 | 0 | 2633563.0623 | 6851990.8701 | 4676624.5632 | 20914904.2964 | 961560.8286 | 9365192.5909 | 9365192.5909 | 8785769.2746 | 4479113.6905 | 0 | 31241657.7159 | 53871733.2718 | 10000000 | 4.4605 | 7004.0799 | 12077.5257 | 142.7876 | 246.2167
1 | 2600 | 707 | 0.035 | 15 | 15 | 7 | 1e-13 | 5spot_SharedNeighbor | CO2 | Porous | Wet | R245fa | MinimizeLCOE_Brownfield | IgnoreSilica | 0.60417 | 0.0074893 | 0.00081248 | 4 | 3412997.9722 | 10623865.546 | 69578.5801 | 216581.869 | 44.3439 | 4.9433 | 17.0928 | 46445.5274 | 0 | 27338.6876 | 0 | 0 | 0 | 37670.8885 | 43467.4903 | 113093.4935 | 77188.6331 | 345204.7204 | 961560.8286 | 9785252.2754 | 9785252.2754 | 9029426.3274 | 4620164.4032 | 0 | 11092017.8245 | 34526860.8305 | 100 | 0.0032499 | 3412997.9722 | 10623865.546 | 69578.5801 | 216581.869
1 | 2600 | 707 | 0.035 | 15 | 15 | 7 | 1.3335e-13 | 5spot_SharedNeighbor | CO2 | Porous | Wet | R245fa | MinimizeLCOE_Brownfield | IgnoreSilica | 0.86458 | 0.03156 | 0.0018603 | 4 | 1511255.0081 | 4660594.7908 | 30808.9775 | 95012.5287 | 48.3411 | 5.3287 | 20.6007 | 67156.4714 | 0 | 44085.3669 | 0 | 0 | 0 | 49780.1898 | 62798.591 | 163389.0519 | 111516.3853 | 498726.0563 | 961560.8286 | 9785252.2754 | 9785252.2754 | 9029426.3274 | 4620164.4032 | 0 | 11245539.1603 | 34680382.1664 | 133.3521 | 0.0074412 | 1511255.0081 | 4660594.7908 | 30808.9775 | 95012.5287
1 | 2600 | 707 | 0.035 | 15 | 15 | 7 | 1.7783e-13 | 5spot_SharedNeighbor | CO2 | Porous | Wet | R245fa | MinimizeLCOE_Brownfield | IgnoreSilica | 1.2041 | 0.066871 | 0.0034977 | 4 | 817157.1529 | 2492177.1874 | 16658.8538 | 50806.4029 | 51.5298 | 5.6171 | 57.0185 | 92448.0715 | 0 | 65015.4237 | 0 | 0 | 0 | 63976.5171 | 86361.6048 | 224695.1805 | 153359.0777 | 685855.8752 | 961560.8286 | 9785252.2754 | 9785252.2754 | 9029426.3274 | 4620164.4032 | 0 | 11432668.9793 | 34867511.9853 | 177.8279 | 0.013991 | 817157.1529 | 2492177.1874 | 16658.8538 | 50806.4029
1 | 2600 | 707 | 0.035 | 15 | 15 | 7 | 2.3714e-13 | 5spot_SharedNeighbor | CO2 | Porous | Wet | R245fa | MinimizeLCOE_Brownfield | IgnoreSilica | 1.632 | 0.11477 | 0.0058865 | 4 | 494749.9795 | 1490034.6288 | 10086.1475 | 30376.3713 | 54.0244 | 5.8267 | 83.635 | 121913.9824 | 0 | 90028.7342 | 0 | 0 | 0 | 79446.2786 | 113641.7081 | 295672.4135 | 201802.4977 | 902505.6145 | 961560.8286 | 9785252.2754 | 9785252.2754 | 9029426.3274 | 4620164.4032 | 0 | 11649318.7186 | 35084161.7246 | 237.1374 | 0.023546 | 494749.9795 | 1490034.6288 | 10086.1475 | 30376.3713
1 | 2600 | 707 | 0.035 | 15 | 15 | 7 | 3.1623e-13 | 5spot_SharedNeighbor | CO2 | Porous | Wet | R245fa | MinimizeLCOE_Brownfield | IgnoreSilica | 2.1765 | 0.17843 | 0.0092435 | 4 | 321913.7276 | 955732.5632 | 6562.6468 | 19483.901 | 56.0132 | 5.9827 | 107.7611 | 156437.419 | 0 | 120120.0503 | 0 | 0 | 0 | 96559.5238 | 145515.6273 | 378601.8128 | 258403.5167 | 1155637.9498 | 961560.8286 | 9785252.2754 | 9785252.2754 | 9029426.3274 | 4620164.4032 | 0 | 11902451.0538 | 35337294.0599 | 316.2278 | 0.036974 | 321913.7276 | 955732.5632 | 6562.6468 | 19483.901
1 | 2600 | 707 | 0.035 | 15 | 15 | 7 | 4.217e-13 | 5spot_SharedNeighbor | CO2 | Porous | Wet | R245fa | MinimizeLCOE_Brownfield | IgnoreSilica | 2.8861 | 0.26335 | 0.013863 | 4 | 220132.2268 | 642741.418 | 4487.6932 | 13103.1532 | 57.6307 | 6.1022 | 22.142 | 197772.0433 | 0 | 157136.5907 | 0 | 0 | 0 | 116517.0354 | 183856.0111 | 478355.6267 | 326487.5445 | 1460124.8517 | 961560.8286 | 9785252.2754 | 9785252.2754 | 9029426.3274 | 4620164.4032 | 0 | 12206937.9557 | 35641780.9618 | 421.6965 | 0.055453 | 220132.2268 | 642741.418 | 4487.6932 | 13103.1532
1 | 2600 | 707 | 0.035 | 15 | 15 | 7 | 5.6234e-13 | 5spot_SharedNeighbor | CO2 | Porous | Wet | R245fa | MinimizeLCOE_Brownfield | IgnoreSilica | 3.807 | 0.37523 | 0.020131 | 4 | 156122.3599 | 447158.387 | 3182.7655 | 9115.9285 | 58.9288 | 6.1932 | 26.6362 | 247021.211 | 0 | 202465.3419 | 0 | 0 | 0 | 139581.4625 | 229736.526 | 597727.3152 | 407961.1747 | 1824493.0312 | 961560.8286 | 9785252.2754 | 9785252.2754 | 9029426.3274 | 4620164.4032 | 0 | 12571306.1353 | 36006149.1413 | 562.3413 | 0.080522 | 156122.3599 | 447158.387 | 3182.7655 | 9115.9285
1 | 2600 | 707 | 0.035 | 15 | 15 | 7 | 7.4989e-13 | 5spot_SharedNeighbor | CO2 | Porous | Wet | R245fa | MinimizeLCOE_Brownfield | IgnoreSilica | 5.0003 | 0.52159 | 0.028553 | 4 | 113883.4227 | 319068.8353 | 2321.6676 | 6504.6498 | 59.9609 | 6.2624 | 26.7717 | 305644.9979 | 0 | 257914.257 | 0 | 0 | 0 | 166169.5183 | 284594.2215 | 740455.7861 | 505376.2888 | 2260155.0696 | 961560.8286 | 9785252.2754 | 9785252.2754 | 9029426.3274 | 4620164.4032 | 0 | 13006968.1736 | 36441811.1797 | 749.8942 | 0.11421 | 113883.4227 | 319068.8353 | 2321.6676 | 6504.6498
1 | 2600 | 707 | 0.035 | 15 | 15 | 7 | 1e-12 | 5spot_SharedNeighbor | CO2 | Porous | Wet | R245fa | MinimizeLCOE_Brownfield | IgnoreSilica | 6.513 | 0.70862 | 0.039759 | 4 | 84978.5141 | 232334.7507 | 1732.402 | 4736.4581 | 60.7617 | 6.3138 | 28.7464 | 374046.0725 | 0 | 324361.8959 | 0 | 0 | 0 | 195212.8257 | 348512.1097 | 906757.0198 | 618880.298 | 2767770.2215 | 961560.8286 | 9785252.2754 | 9785252.2754 | 9029426.3274 | 4620164.4032 | 0 | 13514583.3256 | 36949426.3316 | 1000 | 0.15904 | 84978.5141 | 232334.7507 | 1732.402 | 4736.4581
1 | 2600 | 707 | 0.035 | 15 | 15 | 7 | 1.3335e-12 | 5spot_SharedNeighbor | CO2 | Porous | Wet | R245fa | MinimizeLCOE_Brownfield | IgnoreSilica | 8.4692 | 0.95136 | 0.054626 | 4 | 64634.9074 | 171886.663 | 1317.67 | 3504.1421 | 61.3929 | 6.3526 | 24.4271 | 455607.2708 | 0 | 405696.5571 | 0 | 0 | 0 | 228731.4492 | 425113.7581 | 1106058.7957 | 754907.8553 | 3376115.6863 | 961560.8286 | 9785252.2754 | 9785252.2754 | 9029426.3274 | 4620164.4032 | 0 | 14122928.7903 | 37557771.7964 | 1333.5214 | 0.2185 | 64634.9074 | 171886.663 | 1317.67 | 3504.1421
1 | 2600 | 707 | 0.035 | 15 | 15 | 7 | 1.7783e-12 | 5spot_SharedNeighbor | CO2 | Porous | Wet | R245fa | MinimizeLCOE_Brownfield | IgnoreSilica | 10.9862 | 1.2645 | 0.074248 | 4 | 49995.1487 | 128902.0908 | 1019.2187 | 2627.8435 | 61.8824 | 6.3807 | 22.3073 | 552453.716 | 0 | 504816.9225 | 0 | 0 | 0 | 266940.3872 | 516442.3001 | 1343676.9279 | 917087.1131 | 4101417.3667 | 961560.8286 | 9785252.2754 | 9785252.2754 | 9029426.3274 | 4620164.4032 | 0 | 14848230.4708 | 38283073.4768 | 1778.2794 | 0.29699 | 49995.1487 | 128902.0908 | 1019.2187 | 2627.8435
1 | 2600 | 707 | 0.035 | 15 | 15 | 7 | 2.3714e-12 | 5spot_SharedNeighbor | CO2 | Porous | Wet | R245fa | MinimizeLCOE_Brownfield | IgnoreSilica | 14.1554 | 1.6602 | 0.099894 | 4 | 39270.291 | 97919.7766 | 800.578 | 1996.2271 | 62.2492 | 6.3995 | 29.4345 | 665186.9016 | 0 | 623200.3388 | 0 | 0 | 0 | 308058.2376 | 622613.7364 | 1619913.2265 | 1105624.063 | 4944596.5039 | 961560.8286 | 9785252.2754 | 9785252.2754 | 9029426.3274 | 4620164.4032 | 0 | 15691409.608 | 39126252.614 | 2371.3737 | 0.39957 | 39270.291 | 97919.7766 | 800.578 | 1996.2271
1 | 2600 | 707 | 0.035 | 15 | 15 | 7 | 3.1623e-12 | 5spot_SharedNeighbor | CO2 | Porous | Wet | R245fa | MinimizeLCOE_Brownfield | IgnoreSilica | 18.1332 | 2.1582 | 0.13316 | 4 | 31298.671 | 75296.4626 | 638.0657 | 1535.0202 | 62.5164 | 6.4097 | 31.1437 | 796226.0579 | 0 | 764372.2308 | 0 | 0 | 0 | 352067.4827 | 745939.6509 | 1940781.9583 | 1324623.5656 | 5924010.9462 | 961560.8286 | 9785252.2754 | 9785252.2754 | 9029426.3274 | 4620164.4032 | 0 | 16670824.0503 | 40105667.0563 | 3162.2777 | 0.53264 | 31298.671 | 75296.4626 | 638.0657 | 1535.0202
1 | 2600 | 707 | 0.035 | 15 | 15 | 7 | 4.217e-12 | 5spot_SharedNeighbor | CO2 | Porous | Wet | R245fa | MinimizeLCOE_Brownfield | IgnoreSilica | 23.0908 | 2.7804 | 0.17588 | 4 | 25303.4703 | 58613.5236 | 515.8455 | 1194.916 | 62.697 | 6.411 | 23.0003 | 947649.9034 | 0 | 931802.7427 | 0 | 0 | 0 | 398405.853 | 888364.8147 | 2311343.0191 | 1577539.1039 | 7055105.4368 | 961560.8286 | 9785252.2754 | 9785252.2754 | 9029426.3274 | 4620164.4032 | 0 | 17801918.5408 | 41236761.5469 | 4216.965 | 0.70354 | 25303.4703 | 58613.5236 | 515.8455 | 1194.916
1 | 2600 | 707 | 0.035 | 15 | 15 | 7 | 5.6234e-12 | 5spot_SharedNeighbor | CO2 | Porous | Wet | R245fa | MinimizeLCOE_Brownfield | IgnoreSilica | 29.1271 | 3.5405 | 0.22978 | 4 | 20752.9036 | 46249.5837 | 423.076 | 942.8603 | 62.7954 | 6.4022 | 27.7434 | 1118782.036 | 0 | 1126198.2086 | 0 | 0 | 0 | 443810.8401 | 1048628.523 | 2728316.3137 | 1862131.9454 | 8327867.8668 | 961560.8286 | 9785252.2754 | 9785252.2754 | 9029426.3274 | 4620164.4032 | 0 | 19074680.9708 | 42509523.9769 | 5623.4133 | 0.91913 | 20752.9036 | 46249.5837 | 423.076 | 942.8603
1 | 2600 | 707 | 0.035 | 15 | 15 | 7 | 7.4989e-12 | 5spot_SharedNeighbor | CO2 | Porous | Wet | R245fa | MinimizeLCOE_Brownfield | IgnoreSilica | 36.289 | 4.4457 | 0.29618 | 4 | 17275.9267 | 37056.6068 | 352.1931 | 755.4491 | 62.8121 | 6.3815 | 36.4127 | 1307446.977 | 0 | 1346725.337 | 0 | 0 | 0 | 484273.8265 | 1223993.9948 | 3184581.2989 | 2173542.1731 | 9720563.6074 | 961560.8286 | 9785252.2754 | 9785252.2754 | 9029426.3274 | 4620164.4032 | 0 | 20467376.7114 | 43902219.7175 | 7498.9421 | 1.1847 | 17275.9267 | 37056.6068 | 352.1931 | 755.4491
1 | 2600 | 707 | 0.035 | 15 | 15 | 7 | 1e-11 | 5spot_SharedNeighbor | CO2 | Porous | Wet | R245fa | MinimizeLCOE_Brownfield | IgnoreSilica | 44.5009 | 5.4881 | 0.37536 | 4 | 14609.53 | 30217.77 | 297.835 | 616.0301 | 62.7442 | 6.3466 | 32.4235 | 1508622.4998 | 0 | 1589296.548 | 0 | 0 | 0 | 514483.3083 | 1408836.9188 | 3665504.6706 | 2501782.2563 | 11188526.2018 | 961560.8286 | 9785252.2754 | 9785252.2754 | 9029426.3274 | 4620164.4032 | 0 | 21935339.3058 | 45370182.3119 | 10000 | 1.5014 | 14609.53 | 30217.77 | 297.835 | 616.0301
1 | 2600 | 707 | 0.035 | 15 | 15 | 7 | 1.3335e-11 | 5spot_SharedNeighbor | CO2 | Porous | Wet | R245fa | MinimizeLCOE_Brownfield | IgnoreSilica | 53.4534 | 6.6301 | 0.46553 | 4 | 12563.9918 | 25149.0603 | 256.134 | 512.6976 | 62.5891 | 6.2964 | 32.801 | 1712707.9422 | 0 | 1843974.3835 | 0 | 0 | 0 | 527188.142 | 1592709.4824 | 4143903.3636 | 2828299.1944 | 12648782.5081 | 961560.8286 | 9785252.2754 | 9785252.2754 | 9029426.3274 | 4620164.4032 | 0 | 23395595.6121 | 46830438.6182 | 13335.2143 | 1.8621 | 12563.9918 | 25149.0603 | 256.134 | 512.6976
1 | 2600 | 707 | 0.035 | 15 | 15 | 7 | 1.7783e-11 | 5spot_SharedNeighbor | CO2 | Porous | Wet | R245fa | MinimizeLCOE_Brownfield | IgnoreSilica | 62.6297 | 7.807 | 0.56249 | 4 | 10998.3571 | 21414.045 | 224.2164 | 436.5543 | 62.3528 | 6.2323 | 34.3792 | 1907541.4173 | 0 | 2096492.5021 | 0 | 0 | 0 | 515780.147 | 1762727.4859 | 4586255.3332 | 3130213.503 | 13999010.3885 | 961560.8286 | 9785252.2754 | 9785252.2754 | 9029426.3274 | 4620164.4032 | 0 | 24745823.4926 | 48180666.4986 | 17782.7941 | 2.25 | 10998.3571 | 21414.045 | 224.2164 | 436.5543
1 | 2600 | 707 | 0.035 | 15 | 15 | 7 | 2.3714e-11 | 5spot_SharedNeighbor | CO2 | Porous | Wet | R245fa | MinimizeLCOE_Brownfield | IgnoreSilica | 71.4434 | 8.9433 | 0.6604 | 4 | 9803.7034 | 18675.2158 | 199.8618 | 380.7195 | 62.0555 | 6.1587 | 41.3308 | 2082164.5671 | 0 | 2332220.5706 | 0 | 0 | 0 | 477203.4583 | 1907719.5524 | 4963494.9483 | 3387687.2919 | 15150490.3886 | 961560.8286 | 9785252.2754 | 9785252.2754 | 9029426.3274 | 4620164.4032 | 0 | 25897303.4926 | 49332146.4987 | 23713.7371 | 2.6416 | 9803.7034 | 18675.2158 | 199.8618 | 380.7195
1 | 2600 | 707 | 0.035 | 15 | 15 | 7 | 3.1623e-11 | 5spot_SharedNeighbor | CO2 | Porous | Wet | R245fa | MinimizeLCOE_Brownfield | IgnoreSilica | 79.4165 | 9.9767 | 0.75347 | 4 | 8892.6083 | 16668.2952 | 181.2878 | 339.8057 | 61.7268 | 6.0815 | 36.7735 | 2230057.8347 | 0 | 2540551.798 | 0 | 0 | 0 | 412781.1551 | 2021522.4072 | 5259586.6324 | 3589775.9503 | 16054275.7776 | 961560.8286 | 9785252.2754 | 9785252.2754 | 9029426.3274 | 4620164.4032 | 0 | 26801088.8817 | 50235931.8877 | 31622.7766 | 3.0139 | 8892.6083 | 16668.2952 | 181.2878 | 339.8057
1 | 2600 | 707 | 0.035 | 15 | 15 | 7 | 4.217e-11 | 5spot_SharedNeighbor | CO2 | Porous | Wet | R245fa | MinimizeLCOE_Brownfield | IgnoreSilica | 86.0519 | 10.8418 | 0.83601 | 4 | 8198.2633 | 15206.1916 | 167.1327 | 309.9988 | 61.4132 | 6.0106 | 37.8677 | 2346159.0835 | 0 | 2710614.9976 | 0 | 0 | 0 | 324950.7184 | 2098872.6718 | 5460836.1541 | 3727132.8841 | 16668566.5095 | 961560.8286 | 9785252.2754 | 9785252.2754 | 9029426.3274 | 4620164.4032 | 0 | 27415379.6135 | 50850222.6196 | 42169.6503 | 3.344 | 8198.2633 | 15206.1916 | 167.1327 | 309.9988
1 | 2600 | 707 | 0.035 | 15 | 15 | 7 | 5.6234e-11 | 5spot_SharedNeighbor | CO2 | Porous | Wet | R245fa | MinimizeLCOE_Brownfield | IgnoreSilica | 90.8534 | 11.4758 | 0.9033 | 4 | 7663.0579 | 14148.98 | 156.2218 | 288.4461 | 61.1621 | 5.9551 | 36.3029 | 2426205.4386 | 0 | 2831989.9542 | 0 | 0 | 0 | 211566.8556 | 2133207.2769 | 5550167.7535 | 3788103.5363 | 16941240.815 | 961560.8286 | 9785252.2754 | 9785252.2754 | 9029426.3274 | 4620164.4032 | 0 | 27688053.9191 | 51122896.9251 | 56234.1325 | 3.6132 | 7663.0579 | 14148.98 | 156.2218 | 288.4461
1 | 2600 | 707 | 0.035 | 15 | 15 | 7 | 7.4989e-11 | 5spot_SharedNeighbor | CO2 | Porous | Wet | R245fa | MinimizeLCOE_Brownfield | IgnoreSilica | 91.6887 | 11.6141 | 0.94112 | 4 | 7209.3572 | 13434.6324 | 146.9725 | 273.8832 | 61.1135 | 5.9446 | 31.4976 | 2439657.5401 | 0 | 2852958.3345 | 0 | 0 | 0 | 0 | 2064120.1911 | 5370417.3279 | 3665420.1774 | 16392573.5709 | 961560.8286 | 9785252.2754 | 9785252.2754 | 9029426.3274 | 4620164.4032 | 0 | 27139386.675 | 50574229.681 | 74989.4209 | 3.7645 | 7209.3572 | 13434.6324 | 146.9725 | 273.8832
1 | 2600 | 707 | 0.035 | 15 | 15 | 7 | 1e-10 | 5spot_SharedNeighbor | CO2 | Porous | Wet | R245fa | MinimizeLCOE_Brownfield | IgnoreSilica | 104.2491 | 13.1911 | 1.0403 | 4 | 6897.2698 | 12529.2486 | 140.6102 | 255.4257 | 60.3585 | 5.7817 | 32.4109 | 2632203.1613 | 0 | 3164205.0316 | 0 | 0 | 0 | 0 | 2260599.1953 | 5881615.3934 | 4014323.3611 | 17952946.1427 | 961560.8286 | 9785252.2754 | 9785252.2754 | 9029426.3274 | 4620164.4032 | 0 | 28699759.2468 | 52134602.2528 | 100000 | 4.161 | 6897.2698 | 12529.2486 | 140.6102 | 255.4257
1 | 2600 | 707 | 0.035 | 15 | 15 | 7 | 1.3335e-10 | 5spot_SharedNeighbor | CO2 | Porous | Wet | R245fa | MinimizeLCOE_Brownfield | IgnoreSilica | 115.2828 | 14.5668 | 1.117 | 4 | 6713.0507 | 11958.0568 | 136.8546 | 243.7812 | 59.5861 | 5.6195 | 28.4198 | 2782837.469 | 0 | 3431473.542 | 0 | 0 | 0 | 0 | 2423581.2943 | 6305661.3828 | 4303743.4622 | 19247297.1502 | 961560.8286 | 9785252.2754 | 9785252.2754 | 9029426.3274 | 4620164.4032 | 0 | 29994110.2543 | 53428953.2603 | 133352.1432 | 4.468 | 6713.0507 | 11958.0568 | 136.8546 | 243.7812
1 | 2600 | 707 | 0.035 | 15 | 15 | 7 | 1.7783e-10 | 5spot_SharedNeighbor | CO2 | Porous | Wet | R245fa | MinimizeLCOE_Brownfield | IgnoreSilica | 124.4474 | 15.7013 | 1.1727 | 4 | 6612.1796 | 11608.156 | 134.7982 | 236.648 | 58.8694 | 5.4725 | 31.3953 | 2894767.6605 | 0 | 3649489.5264 | 0 | 0 | 0 | 0 | 2552260.3029 | 6640457.7676 | 4532248.8741 | 20269224.1315 | 961560.8286 | 9785252.2754 | 9785252.2754 | 9029426.3274 | 4620164.4032 | 0 | 31016037.2356 | 54450880.2416 | 177827.941 | 4.6907 | 6612.1796 | 11608.156 | 134.7982 | 236.648
1 | 2600 | 707 | 0.035 | 15 | 15 | 7 | 2.3714e-10 | 5spot_SharedNeighbor | CO2 | Porous | Wet | R245fa | MinimizeLCOE_Brownfield | IgnoreSilica | 131.9849 | 16.6296 | 1.2122 | 4 | 6562.3552 | 11395.3282 | 133.7825 | 232.3092 | 58.2232 | 5.3418 | 27.5382 | 2977374.0465 | 0 | 3826626.9901 | 0 | 0 | 0 | 0 | 2653560.4043 | 6904019.8518 | 4712135.4123 | 21073716.7049 | 961560.8286 | 9785252.2754 | 9785252.2754 | 9029426.3274 | 4620164.4032 | 0 | 31820529.809 | 55255372.815 | 237137.3706 | 4.8489 | 6562.3552 | 11395.3282 | 133.7825 | 232.3092
1 | 2600 | 707 | 0.035 | 15 | 15 | 7 | 3.1623e-10 | 5spot_SharedNeighbor | CO2 | Porous | Wet | R245fa | MinimizeLCOE_Brownfield | IgnoreSilica | 137.9091 | 17.3556 | 1.2392 | 4 | 6542.7037 | 11270.6524 | 133.3819 | 229.7675 | 57.6803 | 5.2335 | 33.2801 | 3036249.6604 | 0 | 3964519.3856 | 0 | 0 | 0 | 0 | 2730299.9279 | 7103680.351 | 4848407.8056 | 21683157.1306 | 961560.8286 | 9785252.2754 | 9785252.2754 | 9029426.3274 | 4620164.4032 | 0 | 32429970.2346 | 55864813.2406 | 316227.766 | 4.9567 | 6542.7037 | 11270.6524 | 133.3819 | 229.7675
1 | 2600 | 707 | 0.035 | 15 | 15 | 7 | 4.217e-10 | 5spot_SharedNeighbor | CO2 | Porous | Wet | R245fa | MinimizeLCOE_Brownfield | IgnoreSilica | 141.8682 | 17.8395 | 1.2549 | 4 | 6539.7438 | 11208.5694 | 133.3215 | 228.5018 | 57.2971 | 5.1576 | 30.9487 | 3072379.0658 | 0 | 4056185.6286 | 0 | 0 | 0 | 0 | 2780140.2308 | 7233354.5954 | 4936913.1419 | 22078972.6625 | 961560.8286 | 9785252.2754 | 9785252.2754 | 9029426.3274 | 4620164.4032 | 0 | 32825785.7666 | 56260628.7726 | 421696.5034 | 5.0194 | 6539.7438 | 11208.5694 | 133.3215 | 228.5018
1 | 2600 | 707 | 0.035 | 15 | 15 | 7 | 5.6234e-10 | 5spot_SharedNeighbor | CO2 | Porous | Wet | R245fa | MinimizeLCOE_Brownfield | IgnoreSilica | 141.8675 | 17.8389 | 1.2548 | 4 | 6539.9571 | 11209.0197 | 133.3259 | 228.511 | 57.2958 | 5.1575 | 34.7283 | 3072280.2871 | 0 | 4056092.2558 | 0 | 0 | 0 | 0 | 2780065.2917 | 7233159.6193 | 4936780.0667 | 22078377.5206 | 961560.8286 | 9785252.2754 | 9785252.2754 | 9029426.3274 | 4620164.4032 | 0 | 32825190.6246 | 56260033.6307 | 562341.3252 | 5.0192 | 6539.9571 | 11209.0197 | 133.3259 | 228.511
1 | 2600 | 707 | 0.035 | 15 | 15 | 7 | 7.4989e-10 | 5spot_SharedNeighbor | CO2 | Porous | Wet | R245fa | MinimizeLCOE_Brownfield | IgnoreSilica | 141.8527 | 17.8368 | 1.2547 | 4 | 6540.1177 | 11209.5603 | 133.3291 | 228.522 | 57.2962 | 5.1576 | 39.1972 | 3072078.8709 | 0 | 4055691.2201 | 0 | 0 | 0 | 0 | 2779830.3355 | 7232548.3114 | 4936362.8365 | 22076511.5744 | 961560.8286 | 9785252.2754 | 9785252.2754 | 9029426.3274 | 4620164.4032 | 0 | 32823324.6785 | 56258167.6845 | 749894.2093 | 5.0188 | 6540.1177 | 11209.5603 | 133.3291 | 228.522
1 | 2600 | 707 | 0.035 | 15 | 15 | 7 | 1e-09 | 5spot_SharedNeighbor | CO2 | Porous | Wet | R245fa | MinimizeLCOE_Brownfield | IgnoreSilica | 141.8527 | 17.8365 | 1.2547 | 4 | 6540.2384 | 11209.8099 | 133.3316 | 228.5271 | 57.2954 | 5.1576 | 38.4958 | 3072026.2657 | 0 | 4055646.9512 | 0 | 0 | 0 | 0 | 2779792.5546 | 7232450.0131 | 4936295.746 | 22076211.5305 | 961560.8286 | 9785252.2754 | 9785252.2754 | 9029426.3274 | 4620164.4032 | 0 | 32823024.6346 | 56257867.6406 | 1000000 | 5.0186 | 6540.2384 | 11209.8099 | 133.3316 | 228.5271
1 | 2600 | 707 | 0.035 | 15 | 15 | 7 | 1.3335e-09 | 5spot_SharedNeighbor | CO2 | Porous | Wet | R245fa | MinimizeLCOE_Brownfield | IgnoreSilica | 141.8332 | 17.834 | 1.2546 | 4 | 6540.3291 | 11210.2714 | 133.3335 | 228.5365 | 57.2967 | 5.1579 | 37.2754 | 3071814.2092 | 0 | 4055164.6455 | 0 | 0 | 0 | 0 | 2779521.7533 | 7231745.4438 | 4935814.8629 | 22074060.9148 | 961560.8286 | 9785252.2754 | 9785252.2754 | 9029426.3274 | 4620164.4032 | 0 | 32820874.0188 | 56255717.0249 | 1333521.4322 | 5.0182 | 6540.3291 | 11210.2714 | 133.3335 | 228.5365
1 | 2600 | 707 | 0.035 | 15 | 15 | 7 | 1.7783e-09 | 5spot_SharedNeighbor | CO2 | Porous | Wet | R245fa | MinimizeLCOE_Brownfield | IgnoreSilica | 141.8332 | 17.8338 | 1.2545 | 4 | 6540.3973 | 11210.4123 | 133.3348 | 228.5394 | 57.2963 | 5.1578 | 37.1027 | 3071784.53 | 0 | 4055139.6707 | 0 | 0 | 0 | 0 | 2779500.4383 | 7231689.9864 | 4935777.0121 | 22073891.6374 | 961560.8286 | 9785252.2754 | 9785252.2754 | 9029426.3274 | 4620164.4032 | 0 | 32820704.7415 | 56255547.7475 | 1778279.41 | 5.0182 | 6540.3973 | 11210.4123 | 133.3348 | 228.5394
1 | 2600 | 707 | 0.035 | 15 | 15 | 7 | 2.3714e-09 | 5spot_SharedNeighbor | CO2 | Porous | Wet | R245fa | MinimizeLCOE_Brownfield | IgnoreSilica | 141.8332 | 17.8337 | 1.2545 | 4 | 6540.4484 | 11210.518 | 133.3359 | 228.5416 | 57.296 | 5.1578 | 37.4277 | 3071762.2467 | 0 | 4055120.9196 | 0 | 0 | 0 | 0 | 2779484.4349 | 7231648.3489 | 4935748.5936 | 22073764.5437 | 961560.8286 | 9785252.2754 | 9785252.2754 | 9029426.3274 | 4620164.4032 | 0 | 32820577.6478 | 56255420.6538 | 2371373.7057 | 5.0181 | 6540.4484 | 11210.518 | 133.3359 | 228.5416
1 | 2600 | 707 | 0.035 | 15 | 15 | 7 | 3.1623e-09 | 5spot_SharedNeighbor | CO2 | Porous | Wet | R245fa | MinimizeLCOE_Brownfield | IgnoreSilica | 141.8332 | 17.8336 | 1.2545 | 4 | 6540.4868 | 11210.5974 | 133.3367 | 228.5432 | 57.2957 | 5.1578 | 37.5037 | 3071745.5214 | 0 | 4055106.8456 | 0 | 0 | 0 | 0 | 2779472.4231 | 7231617.0968 | 4935727.2634 | 22073669.1504 | 961560.8286 | 9785252.2754 | 9785252.2754 | 9029426.3274 | 4620164.4032 | 0 | 32820482.2545 | 56255325.2605 | 3162277.6602 | 5.018 | 6540.4868 | 11210.5974 | 133.3367 | 228.5432
1 | 2600 | 707 | 0.035 | 15 | 15 | 7 | 4.217e-09 | 5spot_SharedNeighbor | CO2 | Porous | Wet | R245fa | MinimizeLCOE_Brownfield | IgnoreSilica | 141.8332 | 17.8336 | 1.2545 | 4 | 6540.5156 | 11210.657 | 133.3373 | 228.5444 | 57.2955 | 5.1578 | 37.1801 | 3071732.9706 | 0 | 4055096.2845 | 0 | 0 | 0 | 0 | 2779463.4095 | 7231593.6451 | 4935711.2572 | 22073597.5668 | 961560.8286 | 9785252.2754 | 9785252.2754 | 9029426.3274 | 4620164.4032 | 0 | 32820410.6708 | 56255253.6769 | 4216965.0343 | 5.018 | 6540.5156 | 11210.657 | 133.3373 | 228.5444
1 | 2600 | 707 | 0.035 | 15 | 15 | 7 | 5.6234e-09 | 5spot_SharedNeighbor | CO2 | Porous | Wet | R245fa | MinimizeLCOE_Brownfield | IgnoreSilica | 141.8332 | 17.8335 | 1.2545 | 4 | 6540.5373 | 11210.7017 | 133.3377 | 228.5453 | 57.2954 | 5.1577 | 38.0475 | 3071723.554 | 0 | 4055088.3607 | 0 | 0 | 0 | 0 | 2779456.6467 | 7231576.0498 | 4935699.248 | 22073543.8592 | 961560.8286 | 9785252.2754 | 9785252.2754 | 9029426.3274 | 4620164.4032 | 0 | 32820356.9633 | 56255199.9693 | 5623413.2519 | 5.018 | 6540.5373 | 11210.7017 | 133.3377 | 228.5453
1 | 2600 | 707 | 0.035 | 15 | 15 | 7 | 7.4989e-09 | 5spot_SharedNeighbor | CO2 | Porous | Wet | R245fa | MinimizeLCOE_Brownfield | IgnoreSilica | 141.8324 | 17.8334 | 1.2545 | 4 | 6540.5535 | 11210.7469 | 133.338 | 228.5462 | 57.2954 | 5.1577 | 41.5757 | 3071709.1276 | 0 | 4055063.2541 | 0 | 0 | 0 | 0 | 2779441.2289 | 7231535.9358 | 4935671.8694 | 22073421.4158 | 961560.8286 | 9785252.2754 | 9785252.2754 | 9029426.3274 | 4620164.4032 | 0 | 32820234.5198 | 56255077.5259 | 7498942.0933 | 5.018 | 6540.5535 | 11210.7469 | 133.338 | 228.5462
1 | 2600 | 707 | 0.035 | 15 | 15 | 7 | 1e-08 | 5spot_SharedNeighbor | CO2 | Porous | Wet | R245fa | MinimizeLCOE_Brownfield | IgnoreSilica | 141.8324 | 17.8334 | 1.2545 | 4 | 6540.5656 | 11210.772 | 133.3383 | 228.5468 | 57.2953 | 5.1577 | 41.78 | 3071703.8288 | 0 | 4055058.7954 | 0 | 0 | 0 | 0 | 2779437.4234 | 7231526.0348 | 4935665.1117 | 22073391.1942 | 961560.8286 | 9785252.2754 | 9785252.2754 | 9029426.3274 | 4620164.4032 | 0 | 32820204.2982 | 56255047.3043 | 10000000 | 5.0179 | 6540.5656 | 11210.772 | 133.3383 | 228.5468
1 | 2700 | 707 | 0.035 | 15 | 15 | 7 | 1e-13 | 5spot_SharedNeighbor | CO2 | Porous | Wet | R245fa | MinimizeLCOE_Brownfield | IgnoreSilica | 0.62825 | 0.0069487 | 0.00084587 | 4 | 3411624.3875 | 10579824.2986 | 69550.5777 | 215684.0286 | 45.404 | 5.2987 | 17.6306 | 49817.9036 | 0 | 28306.7945 | 0 | 0 | 0 | 41462.6131 | 46639.0514 | 121345.2447 | 82820.6229 | 370392.2302 | 961560.8286 | 10211172.0509 | 10211172.0509 | 9278650.4665 | 4763559.1523 | 0 | 11543125.1097 | 35796506.7794 | 100 | 0.0033835 | 3411624.3875 | 10579824.2986 | 69550.5777 | 215684.0286
1 | 2700 | 707 | 0.035 | 15 | 15 | 7 | 1.3335e-13 | 5spot_SharedNeighbor | CO2 | Porous | Wet | R245fa | MinimizeLCOE_Brownfield | IgnoreSilica | 0.91829 | 0.033531 | 0.0020062 | 4 | 1460537.3217 | 4482804.3205 | 29775.0288 | 91388.0295 | 49.9269 | 5.725 | 16.5334 | 73574.8439 | 0 | 47028.7882 | 0 | 0 | 0 | 56304.3344 | 68994.107 | 179508.5137 | 122518.2491 | 547928.8363 | 961560.8286 | 10211172.0509 | 10211172.0509 | 9278650.4665 | 4763559.1523 | 0 | 11720661.7157 | 35974043.3855 | 133.3521 | 0.0080249 | 1460537.3217 | 4482804.3205 | 29775.0288 | 91388.0295
1 | 2700 | 707 | 0.035 | 15 | 15 | 7 | 1.7783e-13 | 5spot_SharedNeighbor | CO2 | Porous | Wet | R245fa | MinimizeLCOE_Brownfield | IgnoreSilica | 1.2625 | 0.070089 | 0.0038263 | 4 | 778423.2574 | 2363054.0683 | 15869.211 | 48174.0535 | 53.2119 | 6.0142 | 56.9 | 100011.9787 | 0 | 68343.2858 | 0 | 0 | 0 | 70996.5618 | 93347.2123 | 242870.2982 | 165763.969 | 741333.3057 | 961560.8286 | 10211172.0509 | 10211172.0509 | 9278650.4665 | 4763559.1523 | 0 | 11914066.1852 | 36167447.8549 | 177.8279 | 0.015305 | 778423.2574 | 2363054.0683 | 15869.211 | 48174.0535
1 | 2700 | 707 | 0.035 | 15 | 15 | 7 | 2.3714e-13 | 5spot_SharedNeighbor | CO2 | Porous | Wet | R245fa | MinimizeLCOE_Brownfield | IgnoreSilica | 1.7292 | 0.12284 | 0.0064994 | 4 | 467707.7871 | 1400619.7428 | 9534.8559 | 28553.5279 | 55.9884 | 6.2412 | 82.9319 | 133192.7826 | 0 | 95771.6737 | 0 | 0 | 0 | 89544.1314 | 124218.3492 | 323190.664 | 220584.2691 | 986501.8699 | 961560.8286 | 10211172.0509 | 10211172.0509 | 9278650.4665 | 4763559.1523 | 0 | 12159234.7494 | 36412616.4191 | 237.1374 | 0.025998 | 467707.7871 | 1400619.7428 | 9534.8559 | 28553.5279
1 | 2700 | 707 | 0.035 | 15 | 15 | 7 | 3.1623e-13 | 5spot_SharedNeighbor | CO2 | Porous | Wet | R245fa | MinimizeLCOE_Brownfield | IgnoreSilica | 2.3126 | 0.1922 | 0.010262 | 4 | 303040.2386 | 893901.0115 | 6177.8852 | 18223.3812 | 58.144 | 6.4053 | 114.2821 | 171333.0369 | 0 | 128149.8469 | 0 | 0 | 0 | 109370.8419 | 159452.953 | 414863.8754 | 283153.1196 | 1266323.6736 | 961560.8286 | 10211172.0509 | 10211172.0509 | 9278650.4665 | 4763559.1523 | 0 | 12439056.5531 | 36692438.2228 | 316.2278 | 0.041048 | 303040.2386 | 893901.0115 | 6177.8852 | 18223.3812
1 | 2700 | 707 | 0.035 | 15 | 15 | 7 | 4.217e-13 | 5spot_SharedNeighbor | CO2 | Porous | Wet | R245fa | MinimizeLCOE_Brownfield | IgnoreSilica | 3.0519 | 0.2827 | 0.015434 | 4 | 206746.5573 | 599592.6621 | 4214.8082 | 12223.5074 | 59.8536 | 6.5278 | 18.9684 | 215770.0173 | 0 | 166892.6186 | 0 | 0 | 0 | 131117.2259 | 200374.1461 | 521332.4257 | 355820.0929 | 1591306.5264 | 961560.8286 | 10211172.0509 | 10211172.0509 | 9278650.4665 | 4763559.1523 | 0 | 12764039.4059 | 37017421.0756 | 421.6965 | 0.061738 | 206746.5573 | 599592.6621 | 4214.8082 | 12223.5074
1 | 2700 | 707 | 0.035 | 15 | 15 | 7 | 5.6234e-13 | 5spot_SharedNeighbor | CO2 | Porous | Wet | R245fa | MinimizeLCOE_Brownfield | IgnoreSilica | 4.0265 | 0.40361 | 0.022464 | 4 | 146468.9857 | 416382.2488 | 2985.9684 | 8488.5153 | 61.2543 | 6.623 | 19.6254 | 269609.0299 | 0 | 215114.665 | 0 | 0 | 0 | 157269.0759 | 250377.1806 | 651430.0645 | 444614.4045 | 1988414.4203 | 961560.8286 | 10211172.0509 | 10211172.0509 | 9278650.4665 | 4763559.1523 | 0 | 13161147.2998 | 37414528.9695 | 562.3413 | 0.089856 | 146468.9857 | 416382.2488 | 2985.9684 | 8488.5153
1 | 2700 | 707 | 0.035 | 15 | 15 | 7 | 7.4989e-13 | 5spot_SharedNeighbor | CO2 | Porous | Wet | R245fa | MinimizeLCOE_Brownfield | IgnoreSilica | 5.2755 | 0.56033 | 0.0319 | 4 | 106814.1024 | 296887.1302 | 2177.55 | 6052.4457 | 62.359 | 6.6947 | 30.6185 | 333032.1259 | 0 | 273473.5193 | 0 | 0 | 0 | 186707.4692 | 309353.1146 | 804873.3472 | 549342.5979 | 2456782.1741 | 961560.8286 | 10211172.0509 | 10211172.0509 | 9278650.4665 | 4763559.1523 | 0 | 13629515.0536 | 37882896.7233 | 749.8942 | 0.1276 | 106814.1024 | 296887.1302 | 2177.55 | 6052.4457
1 | 2700 | 707 | 0.035 | 15 | 15 | 7 | 1e-12 | 5spot_SharedNeighbor | CO2 | Porous | Wet | R245fa | MinimizeLCOE_Brownfield | IgnoreSilica | 6.8808 | 0.76315 | 0.044477 | 4 | 79732.8246 | 216057.7481 | 1625.4615 | 4404.6294 | 63.2292 | 6.7488 | 31.3788 | 408080.907 | 0 | 344385.4156 | 0 | 0 | 0 | 220145.4977 | 379318.6099 | 986909.214 | 673585.8175 | 3012425.4615 | 961560.8286 | 10211172.0509 | 10211172.0509 | 9278650.4665 | 4763559.1523 | 0 | 14185158.341 | 38438540.0107 | 1000 | 0.17791 | 79732.8246 | 216057.7481 | 1625.4615 | 4404.6294
1 | 2700 | 707 | 0.035 | 15 | 15 | 7 | 1.3335e-12 | 5spot_SharedNeighbor | CO2 | Porous | Wet | R245fa | MinimizeLCOE_Brownfield | IgnoreSilica | 8.9445 | 1.025 | 0.061148 | 4 | 60696.5809 | 159855.4168 | 1237.3819 | 3258.8689 | 63.9106 | 6.7891 | 20.6798 | 497035.1477 | 0 | 430661.5214 | 0 | 0 | 0 | 258230.9281 | 462511.7629 | 1203360.7328 | 821318.4267 | 3673118.5196 | 961560.8286 | 10211172.0509 | 10211172.0509 | 9278650.4665 | 4763559.1523 | 0 | 14845851.3991 | 39099233.0688 | 1333.5214 | 0.24459 | 60696.5809 | 159855.4168 | 1237.3819 | 3258.8689
1 | 2700 | 707 | 0.035 | 15 | 15 | 7 | 1.7783e-12 | 5spot_SharedNeighbor | CO2 | Porous | Wet | R245fa | MinimizeLCOE_Brownfield | IgnoreSilica | 11.5755 | 1.3601 | 0.083098 | 4 | 47007.0501 | 119973.1605 | 958.3023 | 2445.8152 | 64.4355 | 6.8181 | 27.1928 | 601754.129 | 0 | 534880.0571 | 0 | 0 | 0 | 300785.7478 | 560593.7742 | 1458550.007 | 995490.35 | 4452054.0651 | 961560.8286 | 10211172.0509 | 10211172.0509 | 9278650.4665 | 4763559.1523 | 0 | 15624786.9446 | 39878168.6143 | 1778.2794 | 0.33239 | 47007.0501 | 119973.1605 | 958.3023 | 2445.8152
1 | 2700 | 707 | 0.035 | 15 | 15 | 7 | 2.3714e-12 | 5spot_SharedNeighbor | CO2 | Porous | Wet | R245fa | MinimizeLCOE_Brownfield | IgnoreSilica | 14.9077 | 1.7858 | 0.1118 | 4 | 36980.8982 | 91215.1265 | 753.9056 | 1859.5437 | 64.8322 | 6.8373 | 28.4673 | 724414.5827 | 0 | 660111.8286 | 0 | 0 | 0 | 347657.2719 | 675551.6365 | 1757646.7834 | 1199630.0457 | 5365012.1487 | 961560.8286 | 10211172.0509 | 10211172.0509 | 9278650.4665 | 4763559.1523 | 0 | 16537745.0282 | 40791126.6979 | 2371.3737 | 0.4472 | 36980.8982 | 91215.1265 | 753.9056 | 1859.5437
1 | 2700 | 707 | 0.035 | 15 | 15 | 7 | 3.1623e-12 | 5spot_SharedNeighbor | CO2 | Porous | Wet | R245fa | MinimizeLCOE_Brownfield | IgnoreSilica | 19.0929 | 2.322 | 0.14901 | 4 | 29528.2491 | 70220.2623 | 601.9733 | 1431.535 | 65.1211 | 6.8473 | 31.1179 | 867103.2823 | 0 | 809566.1057 | 0 | 0 | 0 | 398326.0322 | 809248.2139 | 2105497.8529 | 1437045.5483 | 6426787.0353 | 961560.8286 | 10211172.0509 | 10211172.0509 | 9278650.4665 | 4763559.1523 | 0 | 17599519.9148 | 41852901.5845 | 3162.2777 | 0.59602 | 29528.2491 | 70220.2623 | 601.9733 | 1431.535
1 | 2700 | 707 | 0.035 | 15 | 15 | 7 | 4.217e-12 | 5spot_SharedNeighbor | CO2 | Porous | Wet | R245fa | MinimizeLCOE_Brownfield | IgnoreSilica | 24.2692 | 2.9872 | 0.19662 | 4 | 23922.0617 | 54759.4186 | 487.6836 | 1116.3448 | 65.3148 | 6.8475 | 28.4301 | 1030776.5409 | 0 | 985518.0598 | 0 | 0 | 0 | 450992.5254 | 962241.9792 | 2503556.2468 | 1708728.5814 | 7641813.9335 | 961560.8286 | 10211172.0509 | 10211172.0509 | 9278650.4665 | 4763559.1523 | 0 | 18814546.813 | 43067928.4827 | 4216.965 | 0.78649 | 23922.0617 | 54759.4186 | 487.6836 | 1116.3448
1 | 2700 | 707 | 0.035 | 15 | 15 | 7 | 5.6234e-12 | 5spot_SharedNeighbor | CO2 | Porous | Wet | R245fa | MinimizeLCOE_Brownfield | IgnoreSilica | 30.5692 | 3.7994 | 0.25657 | 4 | 19665.5955 | 43297.7557 | 400.9098 | 882.6833 | 65.4199 | 6.8367 | 24.9474 | 1215730.5335 | 0 | 1189795.0836 | 0 | 0 | 0 | 503443.3137 | 1134497.883 | 2951730.7742 | 2014616.9054 | 9009814.4934 | 961560.8286 | 10211172.0509 | 10211172.0509 | 9278650.4665 | 4763559.1523 | 0 | 20182547.3729 | 44435929.0426 | 5623.4133 | 1.0263 | 19665.5955 | 43297.7557 | 400.9098 | 882.6833
1 | 2700 | 707 | 0.035 | 15 | 15 | 7 | 7.4989e-12 | 5spot_SharedNeighbor | CO2 | Porous | Wet | R245fa | MinimizeLCOE_Brownfield | IgnoreSilica | 38.0166 | 4.7633 | 0.33015 | 4 | 16412.842 | 34778.5236 | 334.598 | 709.0072 | 65.4365 | 6.8126 | 31.9542 | 1418928.8774 | 0 | 1420776.3454 | 0 | 0 | 0 | 550964.6974 | 1322361.2689 | 3440512.768 | 2348220.6597 | 10501764.6168 | 961560.8286 | 10211172.0509 | 10211172.0509 | 9278650.4665 | 4763559.1523 | 0 | 21674497.4963 | 45927879.166 | 7498.9421 | 1.3206 | 16412.842 | 34778.5236 | 334.598 | 709.0072
1 | 2700 | 707 | 0.035 | 15 | 15 | 7 | 1e-11 | 5spot_SharedNeighbor | CO2 | Porous | Wet | R245fa | MinimizeLCOE_Brownfield | IgnoreSilica | 46.5083 | 5.8674 | 0.4174 | 4 | 13918.8582 | 28445.3368 | 283.7548 | 579.8967 | 65.3618 | 6.7731 | 31.4798 | 1634439.7961 | 0 | 1673562.0175 | 0 | 0 | 0 | 587761.4937 | 1519347.6899 | 3953031.0279 | 2698024.9032 | 12066166.9284 | 961560.8286 | 10211172.0509 | 10211172.0509 | 9278650.4665 | 4763559.1523 | 0 | 23238899.8079 | 47492281.4776 | 10000 | 1.6696 | 13918.8582 | 28445.3368 | 283.7548 | 579.8967
1 | 2700 | 707 | 0.035 | 15 | 15 | 7 | 1.3335e-11 | 5spot_SharedNeighbor | CO2 | Porous | Wet | R245fa | MinimizeLCOE_Brownfield | IgnoreSilica | 55.6971 | 7.0683 | 0.51605 | 4 | 12006.909 | 23756.5281 | 244.7771 | 484.309 | 65.1939 | 6.7172 | 34.8355 | 1851485.7502 | 0 | 1937143.6549 | 0 | 0 | 0 | 606148.8536 | 1713963.5209 | 4459381.4991 | 3043619.5043 | 13611742.783 | 961560.8286 | 10211172.0509 | 10211172.0509 | 9278650.4665 | 4763559.1523 | 0 | 24784475.6625 | 49037857.3322 | 13335.2143 | 2.0642 | 12006.909 | 23756.5281 | 244.7771 | 484.309
1 | 2700 | 707 | 0.035 | 15 | 15 | 7 | 1.7783e-11 | 5spot_SharedNeighbor | CO2 | Porous | Wet | R245fa | MinimizeLCOE_Brownfield | IgnoreSilica | 65.0339 | 8.2953 | 0.62121 | 4 | 10545.2865 | 20305.8528 | 214.9799 | 413.9623 | 64.9411 | 6.6467 | 37.7776 | 2056955.127 | 0 | 2196386.5654 | 0 | 0 | 0 | 599521.4713 | 1892616.6338 | 4924200.2522 | 3360867.8543 | 15030547.904 | 961560.8286 | 10211172.0509 | 10211172.0509 | 9278650.4665 | 4763559.1523 | 0 | 26203280.7835 | 50456662.4532 | 17782.7941 | 2.4848 | 10545.2865 | 20305.8528 | 214.9799 | 413.9623
1 | 2700 | 707 | 0.035 | 15 | 15 | 7 | 2.3714e-11 | 5spot_SharedNeighbor | CO2 | Porous | Wet | R245fa | MinimizeLCOE_Brownfield | IgnoreSilica | 73.9861 | 9.4777 | 0.72677 | 4 | 9431.9 | 17774.7664 | 192.282 | 362.3627 | 64.6247 | 6.5663 | 39.38 | 2240850.8434 | 0 | 2438118.4825 | 0 | 0 | 0 | 566502.4853 | 2045734.0063 | 5322580.2467 | 3632770.3865 | 16246556.4506 | 961560.8286 | 10211172.0509 | 10211172.0509 | 9278650.4665 | 4763559.1523 | 0 | 27419289.3301 | 51672670.9998 | 23713.7371 | 2.9071 | 9431.9 | 17774.7664 | 192.282 | 362.3627
1 | 2700 | 707 | 0.035 | 15 | 15 | 7 | 3.1623e-11 | 5spot_SharedNeighbor | CO2 | Porous | Wet | R245fa | MinimizeLCOE_Brownfield | IgnoreSilica | 82.0176 | 10.544 | 0.82622 | 4 | 8585.7653 | 15924.4161 | 175.0324 | 324.6408 | 64.2802 | 6.4835 | 41.3905 | 2395439.2419 | 0 | 2650043.8987 | 0 | 0 | 0 | 508539.4089 | 2166068.7943 | 5635666.681 | 3846458.3112 | 17202216.336 | 961560.8286 | 10211172.0509 | 10211172.0509 | 9278650.4665 | 4763559.1523 | 0 | 28374949.2155 | 52628330.8852 | 31622.7766 | 3.3049 | 8585.7653 | 15924.4161 | 175.0324 | 324.6408
1 | 2700 | 707 | 0.035 | 15 | 15 | 7 | 4.217e-11 | 5spot_SharedNeighbor | CO2 | Porous | Wet | R245fa | MinimizeLCOE_Brownfield | IgnoreSilica | 88.8977 | 11.462 | 0.91526 | 4 | 7941.9465 | 14566.6576 | 161.9073 | 296.961 | 63.9387 | 6.4041 | 37.7719 | 2520187.9918 | 0 | 2828327.5458 | 0 | 0 | 0 | 431802.2027 | 2254323.9187 | 5865288.4111 | 4003179.8602 | 17903109.9303 | 961560.8286 | 10211172.0509 | 10211172.0509 | 9278650.4665 | 4763559.1523 | 0 | 29075842.8098 | 53329224.4795 | 42169.6503 | 3.661 | 7941.9465 | 14566.6576 | 161.9073 | 296.961
1 | 2700 | 707 | 0.035 | 15 | 15 | 7 | 5.6234e-11 | 5spot_SharedNeighbor | CO2 | Porous | Wet | R245fa | MinimizeLCOE_Brownfield | IgnoreSilica | 94.3345 | 12.1918 | 0.99016 | 4 | 7451.871 | 13575.4833 | 151.9165 | 276.7546 | 63.6412 | 6.3367 | 38.6313 | 2613927.3085 | 0 | 2967141.2127 | 0 | 0 | 0 | 340756.6509 | 2309511.8171 | 6008876.0021 | 4101181.3415 | 18341394.3327 | 961560.8286 | 10211172.0509 | 10211172.0509 | 9278650.4665 | 4763559.1523 | 0 | 29514127.2122 | 53767508.8819 | 56234.1325 | 3.9606 | 7451.871 | 13575.4833 | 151.9165 | 276.7546
1 | 2700 | 707 | 0.035 | 15 | 15 | 7 | 7.4989e-11 | 5spot_SharedNeighbor | CO2 | Porous | Wet | R245fa | MinimizeLCOE_Brownfield | IgnoreSilica | 98.1855 | 12.715 | 1.0492 | 4 | 7074.7586 | 12853.7607 | 144.2285 | 262.0413 | 63.4143 | 6.2862 | 41.0903 | 2677687.4533 | 0 | 3064461.1129 | 0 | 0 | 0 | 236921.0297 | 2331837.1424 | 6066961.9189 | 4140826.1732 | 18518694.8303 | 961560.8286 | 10211172.0509 | 10211172.0509 | 9278650.4665 | 4763559.1523 | 0 | 29691427.7097 | 53944809.3795 | 74989.4209 | 4.1968 | 7074.7586 | 12853.7607 | 144.2285 | 262.0413
1 | 2700 | 707 | 0.035 | 15 | 15 | 7 | 1e-10 | 5spot_SharedNeighbor | CO2 | Porous | Wet | R245fa | MinimizeLCOE_Brownfield | IgnoreSilica | 94.5922 | 12.2899 | 1.0534 | 4 | 6761.5653 | 12517.3893 | 137.8437 | 255.1839 | 63.6217 | 6.3328 | 36.7215 | 2618034.2195 | 0 | 2973549.3217 | 0 | 0 | 0 | 0 | 2180717.5811 | 5673779.8192 | 3872471.3111 | 17318552.2526 | 961560.8286 | 10211172.0509 | 10211172.0509 | 9278650.4665 | 4763559.1523 | 0 | 28491285.1321 | 52744666.8018 | 100000 | 4.2137 | 6761.5653 | 12517.3893 | 137.8437 | 255.1839
1 | 2700 | 707 | 0.035 | 15 | 15 | 7 | 1.3335e-10 | 5spot_SharedNeighbor | CO2 | Porous | Wet | R245fa | MinimizeLCOE_Brownfield | IgnoreSilica | 105.058 | 13.6379 | 1.1438 | 4 | 6518.9035 | 11819.9044 | 132.8967 | 240.9647 | 62.9758 | 6.1898 | 35.1331 | 2786018.0954 | 0 | 3236366.4583 | 0 | 0 | 0 | 0 | 2348729.976 | 6110913.6067 | 4170824.1033 | 18652852.2397 | 961560.8286 | 10211172.0509 | 10211172.0509 | 9278650.4665 | 4763559.1523 | 0 | 29825585.1191 | 54078966.7889 | 133352.1432 | 4.5752 | 6518.9035 | 11819.9044 | 132.8967 | 240.9647
1 | 2700 | 707 | 0.035 | 15 | 15 | 7 | 1.7783e-10 | 5spot_SharedNeighbor | CO2 | Porous | Wet | R245fa | MinimizeLCOE_Brownfield | IgnoreSilica | 113.8937 | 14.7695 | 1.2131 | 4 | 6368.0629 | 11366.1421 | 129.8216 | 231.7142 | 62.3585 | 6.0563 | 36.0856 | 2915487.403 | 0 | 3454204.1101 | 0 | 0 | 0 | 0 | 2484179.6901 | 6463325.9784 | 4411352.7883 | 19728549.97 | 961560.8286 | 10211172.0509 | 10211172.0509 | 9278650.4665 | 4763559.1523 | 0 | 30901282.8495 | 55154664.5192 | 177827.941 | 4.8525 | 6368.0629 | 11366.1421 | 129.8216 | 231.7142
1 | 2700 | 707 | 0.035 | 15 | 15 | 7 | 2.3714e-10 | 5spot_SharedNeighbor | CO2 | Porous | Wet | R245fa | MinimizeLCOE_Brownfield | IgnoreSilica | 121.117 | 15.6899 | 1.2646 | 4 | 6276.1092 | 11070.8297 | 127.947 | 225.6938 | 61.8042 | 5.9385 | 27.6005 | 3012823.2435 | 0 | 3629846.6655 | 0 | 0 | 0 | 0 | 2590641.2645 | 6740317.1566 | 4600404.9591 | 20574033.2892 | 961560.8286 | 10211172.0509 | 10211172.0509 | 9278650.4665 | 4763559.1523 | 0 | 31746766.1687 | 56000147.8384 | 237137.3706 | 5.0584 | 6276.1092 | 11070.8297 | 127.947 | 225.6938
1 | 2700 | 707 | 0.035 | 15 | 15 | 7 | 3.1623e-10 | 5spot_SharedNeighbor | CO2 | Porous | Wet | R245fa | MinimizeLCOE_Brownfield | IgnoreSilica | 126.8828 | 16.4215 | 1.302 | 4 | 6221.0305 | 10877.8652 | 126.8241 | 221.76 | 61.3294 | 5.839 | 32.7531 | 3084933.3424 | 0 | 3768615.2058 | 0 | 0 | 0 | 0 | 2672883.9338 | 6954295.7119 | 4746449.7198 | 21227177.9137 | 961560.8286 | 10211172.0509 | 10211172.0509 | 9278650.4665 | 4763559.1523 | 0 | 32399910.7932 | 56653292.4629 | 316227.766 | 5.2081 | 6221.0305 | 10877.8652 | 126.8241 | 221.76
1 | 2700 | 707 | 0.035 | 15 | 15 | 7 | 4.217e-10 | 5spot_SharedNeighbor | CO2 | Porous | Wet | R245fa | MinimizeLCOE_Brownfield | IgnoreSilica | 131.295 | 16.9787 | 1.3286 | 4 | 6188.4484 | 10752.3122 | 126.1599 | 219.2004 | 60.9493 | 5.7604 | 29.5231 | 3136900.6203 | 0 | 3873842.898 | 0 | 0 | 0 | 0 | 2734189.9721 | 7113801.448 | 4855315.6623 | 21714050.6007 | 961560.8286 | 10211172.0509 | 10211172.0509 | 9278650.4665 | 4763559.1523 | 0 | 32886783.4802 | 57140165.1499 | 421696.5034 | 5.3142 | 6188.4484 | 10752.3122 | 126.1599 | 219.2004
1 | 2700 | 707 | 0.035 | 15 | 15 | 7 | 5.6234e-10 | 5spot_SharedNeighbor | CO2 | Porous | Wet | R245fa | MinimizeLCOE_Brownfield | IgnoreSilica | 134.7912 | 17.4196 | 1.348 | 4 | 6169.3329 | 10667.4354 | 125.7702 | 217.4701 | 60.6336 | 5.6954 | 33.2745 | 3175818.5805 | 0 | 3956880.826 | 0 | 0 | 0 | 0 | 2781752.7685 | 7237550.0878 | 4939776.6517 | 22091778.9146 | 961560.8286 | 10211172.0509 | 10211172.0509 | 9278650.4665 | 4763559.1523 | 0 | 33264511.7941 | 57517893.4638 | 562341.3252 | 5.3919 | 6169.3329 | 10667.4354 | 125.7702 | 217.4701
1 | 2700 | 707 | 0.035 | 15 | 15 | 7 | 7.4989e-10 | 5spot_SharedNeighbor | CO2 | Porous | Wet | R245fa | MinimizeLCOE_Brownfield | IgnoreSilica | 137.483 | 17.7583 | 1.362 | 4 | 6158.3035 | 10610.0929 | 125.5453 | 216.3011 | 60.3828 | 5.644 | 28.629 | 3204470.2248 | 0 | 4020559.7481 | 0 | 0 | 0 | 0 | 2817761.6894 | 7331237.9135 | 5003720.5178 | 22377750.0936 | 961560.8286 | 10211172.0509 | 10211172.0509 | 9278650.4665 | 4763559.1523 | 0 | 33550482.9731 | 57803864.6428 | 749894.2093 | 5.448 | 6158.3035 | 10610.0929 | 125.5453 | 216.3011
1 | 2700 | 707 | 0.035 | 15 | 15 | 7 | 1e-09 | 5spot_SharedNeighbor | CO2 | Porous | Wet | R245fa | MinimizeLCOE_Brownfield | IgnoreSilica | 139.4755 | 18.0085 | 1.3719 | 4 | 6152.1307 | 10571.9305 | 125.4195 | 215.5231 | 60.1929 | 5.6053 | 30.9433 | 3224949.0016 | 0 | 4067546.8465 | 0 | 0 | 0 | 0 | 2844073.3808 | 7399695.5371 | 5050444.2526 | 22586709.0186 | 961560.8286 | 10211172.0509 | 10211172.0509 | 9278650.4665 | 4763559.1523 | 0 | 33759441.8981 | 58012823.5678 | 1000000 | 5.4874 | 6152.1307 | 10571.9305 | 125.4195 | 215.5231
1 | 2700 | 707 | 0.035 | 15 | 15 | 7 | 1.3335e-09 | 5spot_SharedNeighbor | CO2 | Porous | Wet | R245fa | MinimizeLCOE_Brownfield | IgnoreSilica | 141.0912 | 18.2112 | 1.3795 | 4 | 6148.3881 | 10543.6608 | 125.3432 | 214.9468 | 60.0363 | 5.5735 | 29.5589 | 3241089.032 | 0 | 4105563.3291 | 0 | 0 | 0 | 0 | 2865194.4208 | 7454648.1508 | 5087950.5406 | 22754445.4733 | 961560.8286 | 10211172.0509 | 10211172.0509 | 9278650.4665 | 4763559.1523 | 0 | 33927178.3528 | 58180560.0225 | 1333521.4322 | 5.5181 | 6148.3881 | 10543.6608 | 125.3432 | 214.9468
1 | 2700 | 707 | 0.035 | 15 | 15 | 7 | 1.7783e-09 | 5spot_SharedNeighbor | CO2 | Porous | Wet | R245fa | MinimizeLCOE_Brownfield | IgnoreSilica | 142.2017 | 18.3504 | 1.3846 | 4 | 6146.437 | 10525.5488 | 125.3034 | 214.5775 | 59.9274 | 5.5515 | 30.0699 | 3251946.8566 | 0 | 4131641.6059 | 0 | 0 | 0 | 0 | 2879599.5004 | 7492127.2128 | 5113530.7706 | 22868845.9462 | 961560.8286 | 10211172.0509 | 10211172.0509 | 9278650.4665 | 4763559.1523 | 0 | 34041578.8257 | 58294960.4954 | 1778279.41 | 5.5384 | 6146.437 | 10525.5488 | 125.3034 | 214.5775
1 | 2700 | 707 | 0.035 | 15 | 15 | 7 | 2.3714e-09 | 5spot_SharedNeighbor | CO2 | Porous | Wet | R245fa | MinimizeLCOE_Brownfield | IgnoreSilica | 143.105 | 18.4635 | 1.3886 | 4 | 6145.3165 | 10511.7646 | 125.2806 | 214.2965 | 59.8376 | 5.5333 | 30.5296 | 3260612.1406 | 0 | 4152843.1093 | 0 | 0 | 0 | 0 | 2891247.5475 | 7522433.0422 | 5134215.1218 | 22961350.9615 | 961560.8286 | 10211172.0509 | 10211172.0509 | 9278650.4665 | 4763559.1523 | 0 | 34134083.841 | 58387465.5107 | 2371373.7057 | 5.5545 | 6145.3165 | 10511.7646 | 125.2806 | 214.2965
1 | 2700 | 707 | 0.035 | 15 | 15 | 7 | 3.1623e-09 | 5spot_SharedNeighbor | CO2 | Porous | Wet | R245fa | MinimizeLCOE_Brownfield | IgnoreSilica | 143.7823 | 18.5483 | 1.3916 | 4 | 6144.6937 | 10501.8845 | 125.2679 | 214.0951 | 59.7699 | 5.5196 | 33.7326 | 3267026.7253 | 0 | 4168724.3151 | 0 | 0 | 0 | 0 | 2899942.9058 | 7545056.5808 | 5149656.1518 | 23030406.6788 | 961560.8286 | 10211172.0509 | 10211172.0509 | 9278650.4665 | 4763559.1523 | 0 | 34203139.5582 | 58456521.228 | 3162277.6602 | 5.5663 | 6144.6937 | 10501.8845 | 125.2679 | 214.0951
1 | 2700 | 707 | 0.035 | 15 | 15 | 7 | 4.217e-09 | 5spot_SharedNeighbor | CO2 | Porous | Wet | R245fa | MinimizeLCOE_Brownfield | IgnoreSilica | 144.277 | 18.6102 | 1.3937 | 4 | 6144.3068 | 10494.8287 | 125.26 | 213.9513 | 59.7203 | 5.5097 | 31.5631 | 3271679.2007 | 0 | 4180302.8863 | 0 | 0 | 0 | 0 | 2906273.0139 | 7561526.2237 | 5160897.0215 | 23080678.3461 | 961560.8286 | 10211172.0509 | 10211172.0509 | 9278650.4665 | 4763559.1523 | 0 | 34253411.2256 | 58506792.8953 | 4216965.0343 | 5.5748 | 6144.3068 | 10494.8287 | 125.26 | 213.9513
1 | 2700 | 707 | 0.035 | 15 | 15 | 7 | 5.6234e-09 | 5spot_SharedNeighbor | CO2 | Porous | Wet | R245fa | MinimizeLCOE_Brownfield | IgnoreSilica | 144.6643 | 18.6586 | 1.3953 | 4 | 6144.1364 | 10489.5585 | 125.2565 | 213.8438 | 59.6811 | 5.5018 | 34.9232 | 3275278.4962 | 0 | 4189375.5982 | 0 | 0 | 0 | 0 | 2911215.0968 | 7574384.5096 | 5169673.0658 | 23119926.7666 | 961560.8286 | 10211172.0509 | 10211172.0509 | 9278650.4665 | 4763559.1523 | 0 | 34292659.6461 | 58546041.3158 | 5623413.2519 | 5.5814 | 6144.1364 | 10489.5585 | 125.2565 | 213.8438
1 | 2700 | 707 | 0.035 | 15 | 15 | 7 | 7.4989e-09 | 5spot_SharedNeighbor | CO2 | Porous | Wet | R245fa | MinimizeLCOE_Brownfield | IgnoreSilica | 144.9395 | 18.693 | 1.3965 | 4 | 6143.9954 | 10485.7926 | 125.2537 | 213.7671 | 59.6535 | 5.4962 | 37.9859 | 3277836.5598 | 0 | 4195807.4738 | 0 | 0 | 0 | 0 | 2914721.1731 | 7583506.601 | 5175899.0806 | 23147770.8884 | 961560.8286 | 10211172.0509 | 10211172.0509 | 9278650.4665 | 4763559.1523 | 0 | 34320503.7679 | 58573885.4376 | 7498942.0933 | 5.586 | 6143.9954 | 10485.7926 | 125.2537 | 213.7671
1 | 2700 | 707 | 0.035 | 15 | 15 | 7 | 1e-08 | 5spot_SharedNeighbor | CO2 | Porous | Wet | R245fa | MinimizeLCOE_Brownfield | IgnoreSilica | 145.2198 | 18.7281 | 1.3977 | 4 | 6143.9292 | 10482.1009 | 125.2523 | 213.6918 | 59.625 | 5.4905 | 27.7087 | 3280418.2924 | 0 | 4202366.5859 | 0 | 0 | 0 | 0 | 2918286.1025 | 7592781.816 | 5182229.6055 | 23176082.4024 | 961560.8286 | 10211172.0509 | 10211172.0509 | 9278650.4665 | 4763559.1523 | 0 | 34348815.2819 | 58602196.9516 | 10000000 | 5.5907 | 6143.9292 | 10482.1009 | 125.2523 | 213.6918
1 | 2800 | 707 | 0.035 | 15 | 15 | 7 | 1e-13 | 5spot_SharedNeighbor | CO2 | Porous | Wet | R245fa | MinimizeLCOE_Brownfield | IgnoreSilica | 0.66251 | 0.0070667 | 0.00088264 | 4 | 3401183.2745 | 10506463.8105 | 69337.7215 | 214188.4758 | 46.6623 | 5.6757 | 13.2273 | 54139.7777 | 0 | 29968.1951 | 0 | 0 | 0 | 46202.1458 | 50820.9462 | 132225.6773 | 90246.7417 | 403603.4838 | 961560.8286 | 10642951.9172 | 10642951.9172 | 9533441.692 | 4909297.9377 | 0 | 12008116.2296 | 37093807.7765 | 100 | 0.0035306 | 3401183.2745 | 10506463.8105 | 69337.7215 | 214188.4758
1 | 2800 | 707 | 0.035 | 15 | 15 | 7 | 1.3335e-13 | 5spot_SharedNeighbor | CO2 | Porous | Wet | R245fa | MinimizeLCOE_Brownfield | IgnoreSilica | 0.95719 | 0.034451 | 0.0021623 | 4 | 1409606.1315 | 4309913.6638 | 28736.7276 | 87863.4196 | 51.3272 | 6.1066 | 18.4323 | 78976.0669 | 0 | 49075.5406 | 0 | 0 | 0 | 61672.4468 | 73992.3812 | 192512.998 | 131394.0769 | 587623.5104 | 961560.8286 | 10642951.9172 | 10642951.9172 | 9533441.692 | 4909297.9377 | 0 | 12192136.2561 | 37277827.803 | 133.3521 | 0.0086493 | 1409606.1315 | 4309913.6638 | 28736.7276 | 87863.4196
1 | 2800 | 707 | 0.035 | 15 | 15 | 7 | 1.7783e-13 | 5spot_SharedNeighbor | CO2 | Porous | Wet | R245fa | MinimizeLCOE_Brownfield | IgnoreSilica | 1.3402 | 0.075148 | 0.0041882 | 4 | 741114.8053 | 2238512.9676 | 15108.6277 | 45635.1147 | 55.0365 | 6.4255 | 60.2618 | 109266.1348 | 0 | 72912.9552 | 0 | 0 | 0 | 79754.5045 | 102154.1019 | 265784.0183 | 181403.0538 | 811274.7685 | 961560.8286 | 10642951.9172 | 10642951.9172 | 9533441.692 | 4909297.9377 | 0 | 12415787.5143 | 37501479.0612 | 177.8279 | 0.016753 | 741114.8053 | 2238512.9676 | 15108.6277 | 45635.1147
1 | 2800 | 707 | 0.035 | 15 | 15 | 7 | 2.3714e-13 | 5spot_SharedNeighbor | CO2 | Porous | Wet | R245fa | MinimizeLCOE_Brownfield | IgnoreSilica | 1.8264 | 0.13119 | 0.0071648 | 4 | 442340.9021 | 1317655.4099 | 9017.7176 | 26862.1878 | 57.9512 | 6.6575 | 87.0188 | 144830.8496 | 0 | 101609.5736 | 0 | 0 | 0 | 99854.1083 | 135054.8673 | 351385.0612 | 239827.5245 | 1072561.9845 | 961560.8286 | 10642951.9172 | 10642951.9172 | 9533441.692 | 4909297.9377 | 0 | 12677074.7303 | 37762766.2772 | 237.1374 | 0.028659 | 442340.9021 | 1317655.4099 | 9017.7176 | 26862.1878
1 | 2800 | 707 | 0.035 | 15 | 15 | 7 | 3.1623e-13 | 5spot_SharedNeighbor | CO2 | Porous | Wet | R245fa | MinimizeLCOE_Brownfield | IgnoreSilica | 2.4293 | 0.20447 | 0.011358 | 4 | 285544.7899 | 837709.4687 | 5821.2168 | 17077.8406 | 60.2187 | 6.8256 | 119.3599 | 185466.891 | 0 | 135255.3056 | 0 | 0 | 0 | 121032.6293 | 172284.3821 | 448248.6219 | 305938.895 | 1368226.725 | 961560.8286 | 10642951.9172 | 10642951.9172 | 9533441.692 | 4909297.9377 | 0 | 12972739.4708 | 38058431.0177 | 316.2278 | 0.045432 | 285544.7899 | 837709.4687 | 5821.2168 | 17077.8406
1 | 2800 | 707 | 0.035 | 15 | 15 | 7 | 4.217e-13 | 5spot_SharedNeighbor | CO2 | Porous | Wet | R245fa | MinimizeLCOE_Brownfield | IgnoreSilica | 3.2151 | 0.30245 | 0.017138 | 4 | 194435.9815 | 560378.2902 | 3963.8405 | 11424.0694 | 62.0753 | 6.955 | 23.1281 | 234200.5787 | 0 | 176680.3564 | 0 | 0 | 0 | 145824.458 | 217115.1033 | 564888.9623 | 385548.3241 | 1724257.7826 | 961560.8286 | 10642951.9172 | 10642951.9172 | 9533441.692 | 4909297.9377 | 0 | 13328770.5284 | 38414462.0753 | 421.6965 | 0.068551 | 194435.9815 | 560378.2902 | 3963.8405 | 11424.0694
1 | 2800 | 707 | 0.035 | 15 | 15 | 7 | 5.6234e-13 | 5spot_SharedNeighbor | CO2 | Porous | Wet | R245fa | MinimizeLCOE_Brownfield | IgnoreSilica | 4.246 | 0.433 | 0.024996 | 4 | 137629.154 | 388522.7788 | 2805.7565 | 7920.5624 | 63.5859 | 7.0547 | 27.1495 | 292947.8222 | 0 | 227978.9325 | 0 | 0 | 0 | 175299.394 | 271528.198 | 706460.6731 | 482173.9257 | 2156388.9456 | 961560.8286 | 10642951.9172 | 10642951.9172 | 9533441.692 | 4909297.9377 | 0 | 13760901.6914 | 38846593.2383 | 562.3413 | 0.099985 | 137629.154 | 388522.7788 | 2805.7565 | 7920.5624
1 | 2800 | 707 | 0.035 | 15 | 15 | 7 | 7.4989e-13 | 5spot_SharedNeighbor | CO2 | Porous | Wet | R245fa | MinimizeLCOE_Brownfield | IgnoreSilica | 5.5534 | 0.60075 | 0.035533 | 4 | 100357.6897 | 276854.9339 | 2045.9272 | 5644.0623 | 64.7666 | 7.1291 | 27.3737 | 361453.8103 | 0 | 289420.4977 | 0 | 0 | 0 | 207758.7328 | 334866.8859 | 871254.9466 | 594649.4035 | 2659404.2769 | 961560.8286 | 10642951.9172 | 10642951.9172 | 9533441.692 | 4909297.9377 | 0 | 14263917.0227 | 39349608.5696 | 749.8942 | 0.14213 | 100357.6897 | 276854.9339 | 2045.9272 | 5644.0623
1 | 2800 | 707 | 0.035 | 15 | 15 | 7 | 1e-12 | 5spot_SharedNeighbor | CO2 | Porous | Wet | R245fa | MinimizeLCOE_Brownfield | IgnoreSilica | 7.2512 | 0.81995 | 0.049597 | 4 | 74947.8006 | 201395.1906 | 1527.9123 | 4105.7134 | 65.7073 | 7.1857 | 27.4726 | 443385.5037 | 0 | 364866.292 | 0 | 0 | 0 | 245668.7531 | 411029.014 | 1069413.1808 | 729896.4702 | 3264259.2138 | 961560.8286 | 10642951.9172 | 10642951.9172 | 9533441.692 | 4909297.9377 | 0 | 14868771.9596 | 39954463.5065 | 1000 | 0.19839 | 74947.8006 | 201395.1906 | 1527.9123 | 4105.7134
1 | 2800 | 707 | 0.035 | 15 | 15 | 7 | 1.3335e-12 | 5spot_SharedNeighbor | CO2 | Porous | Wet | R245fa | MinimizeLCOE_Brownfield | IgnoreSilica | 9.4218 | 1.1016 | 0.06822 | 4 | 57105.0522 | 149034.7346 | 1164.1637 | 3038.2746 | 66.4395 | 7.2276 | 31.6062 | 539957.5617 | 0 | 456141.5436 | 0 | 0 | 0 | 288349.8292 | 500935.0844 | 1303330.3338 | 889549.7336 | 3978264.0862 | 961560.8286 | 10642951.9172 | 10642951.9172 | 9533441.692 | 4909297.9377 | 0 | 15582776.832 | 40668468.3789 | 1333.5214 | 0.27288 | 57105.0522 | 149034.7346 | 1164.1637 | 3038.2746
1 | 2800 | 707 | 0.035 | 15 | 15 | 7 | 1.7783e-12 | 5spot_SharedNeighbor | CO2 | Porous | Wet | R245fa | MinimizeLCOE_Brownfield | IgnoreSilica | 12.1823 | 1.4613 | 0.092717 | 4 | 44280.6392 | 111921.4173 | 902.7207 | 2281.6695 | 67.0029 | 7.2575 | 25.4341 | 653398.9621 | 0 | 566146.8227 | 0 | 0 | 0 | 335925.2544 | 606633.7053 | 1578336.4635 | 1077247.0679 | 4817688.2761 | 961560.8286 | 10642951.9172 | 10642951.9172 | 9533441.692 | 4909297.9377 | 0 | 16422201.0218 | 41507892.5687 | 1778.2794 | 0.37087 | 44280.6392 | 111921.4173 | 902.7207 | 2281.6695
1 | 2800 | 707 | 0.035 | 15 | 15 | 7 | 2.3714e-12 | 5spot_SharedNeighbor | CO2 | Porous | Wet | R245fa | MinimizeLCOE_Brownfield | IgnoreSilica | 15.6823 | 1.9187 | 0.12473 | 4 | 34889.5702 | 85167.6001 | 711.2711 | 1736.2567 | 67.4293 | 7.2771 | 36.3321 | 786451.3668 | 0 | 698495.9869 | 0 | 0 | 0 | 388735.0155 | 730736.124 | 1901225.5 | 1297625.47 | 5803269.4633 | 961560.8286 | 10642951.9172 | 10642951.9172 | 9533441.692 | 4909297.9377 | 0 | 17407782.209 | 42493473.756 | 2371.3737 | 0.49894 | 34889.5702 | 85167.6001 | 711.2711 | 1736.2567
1 | 2800 | 707 | 0.035 | 15 | 15 | 7 | 3.1623e-12 | 5spot_SharedNeighbor | CO2 | Porous | Wet | R245fa | MinimizeLCOE_Brownfield | IgnoreSilica | 20.048 | 2.4912 | 0.16612 | 4 | 27908.2172 | 65660.2623 | 568.9468 | 1338.5733 | 67.7381 | 7.2866 | 31.618 | 940218.5803 | 0 | 855402.103 | 0 | 0 | 0 | 445105.291 | 873883.13 | 2273664.6461 | 1551822.8401 | 6940096.5906 | 961560.8286 | 10642951.9172 | 10642951.9172 | 9533441.692 | 4909297.9377 | 0 | 18544609.3364 | 43630300.8833 | 3162.2777 | 0.66449 | 27908.2172 | 65660.2623 | 568.9468 | 1338.5733
1 | 2800 | 707 | 0.035 | 15 | 15 | 7 | 4.217e-12 | 5spot_SharedNeighbor | CO2 | Porous | Wet | R245fa | MinimizeLCOE_Brownfield | IgnoreSilica | 25.4607 | 3.203 | 0.21905 | 4 | 22655.2164 | 51285.1804 | 461.8572 | 1045.5178 | 67.9456 | 7.2856 | 29.8239 | 1117078.8974 | 0 | 1040627.8995 | 0 | 0 | 0 | 504677.8928 | 1038330.029 | 2701521.7447 | 1843844.1015 | 8246080.5649 | 961560.8286 | 10642951.9172 | 10642951.9172 | 9533441.692 | 4909297.9377 | 0 | 19850593.3107 | 44936284.8576 | 4216.965 | 0.8762 | 22655.2164 | 51285.1804 | 461.8572 | 1045.5178
1 | 2800 | 707 | 0.035 | 15 | 15 | 7 | 5.6234e-12 | 5spot_SharedNeighbor | CO2 | Porous | Wet | R245fa | MinimizeLCOE_Brownfield | IgnoreSilica | 32.0165 | 4.0683 | 0.28546 | 4 | 18665.8183 | 40635.5354 | 380.528 | 828.4104 | 68.0571 | 7.2725 | 29.9846 | 1316011.3149 | 0 | 1254701.2091 | 0 | 0 | 0 | 563898.9201 | 1222498.4632 | 3180690.2323 | 2170886.4402 | 9708686.5799 | 961560.8286 | 10642951.9172 | 10642951.9172 | 9533441.692 | 4909297.9377 | 0 | 21313199.3256 | 46398890.8726 | 5623.4133 | 1.1418 | 18665.8183 | 40635.5354 | 380.528 | 828.4104
1 | 2800 | 707 | 0.035 | 15 | 15 | 7 | 7.4989e-12 | 5spot_SharedNeighbor | CO2 | Porous | Wet | R245fa | MinimizeLCOE_Brownfield | IgnoreSilica | 39.7534 | 5.0935 | 0.36671 | 4 | 15616.7847 | 32718.8626 | 318.3693 | 667.0183 | 68.0733 | 7.2448 | 27.548 | 1534246.0111 | 0 | 1496456.2451 | 0 | 0 | 0 | 618504.6511 | 1423190.6938 | 3702850.2488 | 2527271.3808 | 11302519.2307 | 961560.8286 | 10642951.9172 | 10642951.9172 | 9533441.692 | 4909297.9377 | 0 | 22907031.9765 | 47992723.5234 | 7498.9421 | 1.4668 | 15616.7847 | 32718.8626 | 318.3693 | 667.0183
1 | 2800 | 707 | 0.035 | 15 | 15 | 7 | 1e-11 | 5spot_SharedNeighbor | CO2 | Porous | Wet | R245fa | MinimizeLCOE_Brownfield | IgnoreSilica | 48.5009 | 6.2583 | 0.46242 | 4 | 13279.5295 | 26841.6244 | 270.7212 | 547.2028 | 67.9914 | 7.2004 | 31.2346 | 1763798.001 | 0 | 1758935.9703 | 0 | 0 | 0 | 661140.4389 | 1631711.02 | 4245377.3641 | 2897557.2848 | 12958520.0793 | 961560.8286 | 10642951.9172 | 10642951.9172 | 9533441.692 | 4909297.9377 | 0 | 24563032.8251 | 49648724.372 | 10000 | 1.8497 | 13279.5295 | 26841.6244 | 270.7212 | 547.2028
1 | 2800 | 707 | 0.035 | 15 | 15 | 7 | 1.3335e-11 | 5spot_SharedNeighbor | CO2 | Porous | Wet | R245fa | MinimizeLCOE_Brownfield | IgnoreSilica | 57.9085 | 7.5177 | 0.5699 | 4 | 11488.9831 | 22493.3604 | 234.2185 | 458.5576 | 67.8104 | 7.1384 | 43.7719 | 1993625.9853 | 0 | 2031113.1419 | 0 | 0 | 0 | 684559.2173 | 1836626.3544 | 4778525.0302 | 3261441.522 | 14585891.2511 | 961560.8286 | 10642951.9172 | 10642951.9172 | 9533441.692 | 4909297.9377 | 0 | 26190403.9969 | 51276095.5438 | 13335.2143 | 2.2796 | 11488.9831 | 22493.3604 | 234.2185 | 458.5576
1 | 2800 | 707 | 0.035 | 15 | 15 | 7 | 1.7783e-11 | 5spot_SharedNeighbor | CO2 | Porous | Wet | R245fa | MinimizeLCOE_Brownfield | IgnoreSilica | 67.4091 | 8.7966 | 0.68363 | 4 | 10121.6873 | 19295.443 | 206.3443 | 393.3637 | 67.5405 | 7.0611 | 40.7976 | 2209914.5818 | 0 | 2297330.8462 | 0 | 0 | 0 | 682288.8289 | 2023918.3602 | 5265820.4105 | 3594030.6319 | 16073303.6595 | 961560.8286 | 10642951.9172 | 10642951.9172 | 9533441.692 | 4909297.9377 | 0 | 27677816.4053 | 52763507.9522 | 17782.7941 | 2.7345 | 10121.6873 | 19295.443 | 206.3443 | 393.3637
1 | 2800 | 707 | 0.035 | 15 | 15 | 7 | 2.3714e-11 | 5spot_SharedNeighbor | CO2 | Porous | Wet | R245fa | MinimizeLCOE_Brownfield | IgnoreSilica | 76.4345 | 10.018 | 0.79676 | 4 | 9081.6353 | 16952.8121 | 185.1414 | 345.606 | 67.207 | 6.9742 | 40.4029 | 2401796.0755 | 0 | 2543437.5838 | 0 | 0 | 0 | 652935.1779 | 2183285.8465 | 5680461.9191 | 3877031.9816 | 17338948.5843 | 961560.8286 | 10642951.9172 | 10642951.9172 | 9533441.692 | 4909297.9377 | 0 | 28943461.33 | 54029152.877 | 23713.7371 | 3.187 | 9081.6353 | 16952.8121 | 185.1414 | 345.606
1 | 2800 | 707 | 0.035 | 15 | 15 | 7 | 3.1623e-11 | 5spot_SharedNeighbor | CO2 | Porous | Wet | R245fa | MinimizeLCOE_Brownfield | IgnoreSilica | 84.5197 | 11.1176 | 0.90277 | 4 | 8292.685 | 15239.5736 | 169.0576 | 310.6793 | 66.8457 | 6.8852 | 39.9456 | 2562959.3692 | 0 | 2759014.3338 | 0 | 0 | 0 | 599705.4125 | 2309454.855 | 6008727.7984 | 4101080.1894 | 18340941.9584 | 961560.8286 | 10642951.9172 | 10642951.9172 | 9533441.692 | 4909297.9377 | 0 | 29945454.7041 | 55031146.251 | 31622.7766 | 3.6111 | 8292.685 | 15239.5736 | 169.0576 | 310.6793
1 | 2800 | 707 | 0.035 | 15 | 15 | 7 | 4.217e-11 | 5spot_SharedNeighbor | CO2 | Porous | Wet | R245fa | MinimizeLCOE_Brownfield | IgnoreSilica | 91.4038 | 12.0583 | 0.99699 | 4 | 7694.6744 | 13985.019 | 156.8663 | 285.1035 | 66.492 | 6.8011 | 51.1957 | 2692379.3142 | 0 | 2939304.9696 | 0 | 0 | 0 | 529128.8909 | 2402717.1382 | 6251377.1285 | 4266693.3431 | 19081600.7845 | 961560.8286 | 10642951.9172 | 10642951.9172 | 9533441.692 | 4909297.9377 | 0 | 30686113.5303 | 55771805.0772 | 42169.6503 | 3.988 | 7694.6744 | 13985.019 | 156.8663 | 285.1035
1 | 2800 | 707 | 0.035 | 15 | 15 | 7 | 5.6234e-11 | 5spot_SharedNeighbor | CO2 | Porous | Wet | R245fa | MinimizeLCOE_Brownfield | IgnoreSilica | 97.0607 | 12.8348 | 1.0774 | 4 | 7240.1812 | 13061.0585 | 147.6009 | 266.2673 | 66.1686 | 6.726 | 35.8328 | 2793350.7774 | 0 | 3085463.9344 | 0 | 0 | 0 | 448668.6568 | 2467718.5138 | 6420497.3741 | 4382121.3859 | 19597820.6423 | 961560.8286 | 10642951.9172 | 10642951.9172 | 9533441.692 | 4909297.9377 | 0 | 31202333.3881 | 56288024.935 | 56234.1325 | 4.3096 | 7240.1812 | 13061.0585 | 147.6009 | 266.2673
1 | 2800 | 707 | 0.035 | 15 | 15 | 7 | 7.4989e-11 | 5spot_SharedNeighbor | CO2 | Porous | Wet | R245fa | MinimizeLCOE_Brownfield | IgnoreSilica | 101.3797 | 13.4312 | 1.1425 | 4 | 6894.7248 | 12384.1392 | 140.5583 | 252.4674 | 65.9039 | 6.6657 | 43.9267 | 2867293.0306 | 0 | 3195810.291 | 0 | 0 | 0 | 362979.6276 | 2506172.3502 | 6520546.3685 | 4450406.8804 | 19903208.5483 | 961560.8286 | 10642951.9172 | 10642951.9172 | 9533441.692 | 4909297.9377 | 0 | 31507721.294 | 56593412.841 | 74989.4209 | 4.5698 | 6894.7248 | 12384.1392 | 140.5583 | 252.4674
1 | 2800 | 707 | 0.035 | 15 | 15 | 7 | 1e-10 | 5spot_SharedNeighbor | CO2 | Porous | Wet | R245fa | MinimizeLCOE_Brownfield | IgnoreSilica | 104.464 | 13.8614 | 1.1929 | 4 | 6629.8916 | 11887.0292 | 135.1593 | 242.3332 | 65.7044 | 6.6208 | 37.6333 | 2918371.7418 | 0 | 3274015.6686 | 0 | 0 | 0 | 275150.079 | 2522339.6208 | 6562610.2904 | 4479116.3714 | 20031603.7719 | 961560.8286 | 10642951.9172 | 10642951.9172 | 9533441.692 | 4909297.9377 | 0 | 31636116.5177 | 56721808.0646 | 100000 | 4.7717 | 6629.8916 | 11887.0292 | 135.1593 | 242.3332
1 | 2800 | 707 | 0.035 | 15 | 15 | 7 | 1.3335e-10 | 5spot_SharedNeighbor | CO2 | Porous | Wet | R245fa | MinimizeLCOE_Brownfield | IgnoreSilica | 106.0855 | 14.0963 | 1.2279 | 4 | 6424.4103 | 11532.0158 | 130.9703 | 235.0957 | 65.5954 | 6.5965 | 42.2811 | 2944615.3596 | 0 | 3314910.8255 | 0 | 0 | 0 | 181207.0798 | 2511885.9733 | 6535412.0439 | 4460553.0093 | 19948584.2914 | 961560.8286 | 10642951.9172 | 10642951.9172 | 9533441.692 | 4909297.9377 | 0 | 31553097.0372 | 56638788.5841 | 133352.1432 | 4.9114 | 6424.4103 | 11532.0158 | 130.9703 | 235.0957
1 | 2800 | 707 | 0.035 | 15 | 15 | 7 | 1.7783e-10 | 5spot_SharedNeighbor | CO2 | Porous | Wet | R245fa | MinimizeLCOE_Brownfield | IgnoreSilica | 103.2155 | 13.7441 | 1.2263 | 4 | 6242.786 | 11357.0284 | 127.2676 | 231.5284 | 65.781 | 6.6384 | 37.4409 | 2897599.7692 | 0 | 3242278.0376 | 0 | 0 | 0 | 0 | 2394552.3446 | 6230134.0105 | 4252194.4786 | 19016758.6405 | 961560.8286 | 10642951.9172 | 10642951.9172 | 9533441.692 | 4909297.9377 | 0 | 30621271.3863 | 55706962.9332 | 177827.941 | 4.9051 | 6242.786 | 11357.0284 | 127.2676 | 231.5284
1 | 2800 | 707 | 0.035 | 15 | 15 | 7 | 2.3714e-10 | 5spot_SharedNeighbor | CO2 | Porous | Wet | R245fa | MinimizeLCOE_Brownfield | IgnoreSilica | 110.1418 | 14.6563 | 1.2884 | 4 | 6113.3498 | 10980.9783 | 124.6289 | 223.8621 | 65.3127 | 6.5335 | 33.1341 | 3008551.5039 | 0 | 3416850.2044 | 0 | 0 | 0 | 0 | 2505906.6663 | 6519855.1135 | 4449935.0846 | 19901098.5727 | 961560.8286 | 10642951.9172 | 10642951.9172 | 9533441.692 | 4909297.9377 | 0 | 31505611.3185 | 56591302.8654 | 237137.3706 | 5.1536 | 6113.3498 | 10980.9783 | 124.6289 | 223.8621
1 | 2800 | 707 | 0.035 | 15 | 15 | 7 | 3.1623e-10 | 5spot_SharedNeighbor | CO2 | Porous | Wet | R245fa | MinimizeLCOE_Brownfield | IgnoreSilica | 115.6842 | 15.3834 | 1.335 | 4 | 6028.3697 | 10725.9038 | 122.8965 | 218.6621 | 64.9084 | 6.4442 | 35.3027 | 3092208.4591 | 0 | 3554998.1732 | 0 | 0 | 0 | 0 | 2592410.5866 | 6744920.5699 | 4603546.8832 | 20588084.672 | 961560.8286 | 10642951.9172 | 10642951.9172 | 9533441.692 | 4909297.9377 | 0 | 32192597.4178 | 57278288.9647 | 316227.766 | 5.3402 | 6028.3697 | 10725.9038 | 122.8965 | 218.6621
1 | 2800 | 707 | 0.035 | 15 | 15 | 7 | 4.217e-10 | 5spot_SharedNeighbor | CO2 | Porous | Wet | R245fa | MinimizeLCOE_Brownfield | IgnoreSilica | 120.0279 | 15.9515 | 1.3696 | 4 | 5972.2025 | 10551.1958 | 121.7514 | 215.1004 | 64.5732 | 6.3711 | 35.0067 | 3154576.7401 | 0 | 3662358.6062 | 0 | 0 | 0 | 0 | 2658604.7851 | 6917144.2959 | 4721093.1151 | 21113777.5424 | 961560.8286 | 10642951.9172 | 10642951.9172 | 9533441.692 | 4909297.9377 | 0 | 32718290.2882 | 57803981.8351 | 421696.5034 | 5.4784 | 5972.2025 | 10551.1958 | 121.7514 | 215.1004
1 | 2800 | 707 | 0.035 | 15 | 15 | 7 | 5.6234e-10 | 5spot_SharedNeighbor | CO2 | Porous | Wet | R245fa | MinimizeLCOE_Brownfield | IgnoreSilica | 123.4191 | 16.394 | 1.3953 | 4 | 5934.4816 | 10429.2353 | 120.9824 | 212.6141 | 64.2996 | 6.3118 | 30.5076 | 3201257.5715 | 0 | 3745687.5462 | 0 | 0 | 0 | 0 | 2709308.5959 | 7049065.211 | 4811131.8503 | 21516450.775 | 961560.8286 | 10642951.9172 | 10642951.9172 | 9533441.692 | 4909297.9377 | 0 | 33120963.5208 | 58206655.0677 | 562341.3252 | 5.5811 | 5934.4816 | 10429.2353 | 120.9824 | 212.6141
1 | 2800 | 707 | 0.035 | 15 | 15 | 7 | 7.4989e-10 | 5spot_SharedNeighbor | CO2 | Porous | Wet | R245fa | MinimizeLCOE_Brownfield | IgnoreSilica | 126.0131 | 16.7318 | 1.4141 | 4 | 5908.9642 | 10343.7578 | 120.4622 | 210.8715 | 64.0839 | 6.2654 | 36.8028 | 3235802.8264 | 0 | 3809121.8281 | 0 | 0 | 0 | 0 | 2747520.6152 | 7148485.0469 | 4878987.9312 | 21819918.2478 | 961560.8286 | 10642951.9172 | 10642951.9172 | 9533441.692 | 4909297.9377 | 0 | 33424430.9936 | 58510122.5405 | 749894.2093 | 5.6566 | 5908.9642 | 10343.7578 | 120.4622 | 210.8715
1 | 2800 | 707 | 0.035 | 15 | 15 | 7 | 1e-09 | 5spot_SharedNeighbor | CO2 | Porous | Wet | R245fa | MinimizeLCOE_Brownfield | IgnoreSilica | 128.0011 | 16.9903 | 1.4281 | 4 | 5891.3899 | 10282.7911 | 120.104 | 209.6286 | 63.9143 | 6.2291 | 35.7873 | 3261567.307 | 0 | 3857578.6271 | 0 | 0 | 0 | 0 | 2776466.9143 | 7223797.3793 | 4930390.1456 | 22049800.3732 | 961560.8286 | 10642951.9172 | 10642951.9172 | 9533441.692 | 4909297.9377 | 0 | 33654313.119 | 58740004.6659 | 1000000 | 5.7125 | 5891.3899 | 10282.7911 | 120.104 | 209.6286
1 | 2800 | 707 | 0.035 | 15 | 15 | 7 | 1.3335e-09 | 5spot_SharedNeighbor | CO2 | Porous | Wet | R245fa | MinimizeLCOE_Brownfield | IgnoreSilica | 129.524 | 17.1882 | 1.4385 | 4 | 5879.113 | 10238.7549 | 119.8537 | 208.7309 | 63.7817 | 6.2008 | 33.8226 | 3280872.6264 | 0 | 3894621.1781 | 0 | 0 | 0 | 0 | 2798442.5838 | 7280973.5635 | 4969414.0661 | 22224324.018 | 961560.8286 | 10642951.9172 | 10642951.9172 | 9533441.692 | 4909297.9377 | 0 | 33828836.7638 | 58914528.3107 | 1333521.4322 | 5.7541 | 5879.113 | 10238.7549 | 119.8537 | 208.7309
1 | 2800 | 707 | 0.035 | 15 | 15 | 7 | 1.7783e-09 | 5spot_SharedNeighbor | CO2 | Porous | Wet | R245fa | MinimizeLCOE_Brownfield | IgnoreSilica | 130.6541 | 17.3347 | 1.4461 | 4 | 5870.4888 | 10207.2419 | 119.6779 | 208.0884 | 63.6826 | 6.1797 | 35.9082 | 3295003.789 | 0 | 3922029.2208 | 0 | 0 | 0 | 0 | 2814642.8738 | 7323123.395 | 4998182.1922 | 22352981.4709 | 961560.8286 | 10642951.9172 | 10642951.9172 | 9533441.692 | 4909297.9377 | 0 | 33957494.2167 | 59043185.7636 | 1778279.41 | 5.7844 | 5870.4888 | 10207.2419 | 119.6779 | 208.0884
1 | 2800 | 707 | 0.035 | 15 | 15 | 7 | 2.3714e-09 | 5spot_SharedNeighbor | CO2 | Porous | Wet | R245fa | MinimizeLCOE_Brownfield | IgnoreSilica | 131.5238 | 17.4475 | 1.4518 | 4 | 5864.2998 | 10183.9545 | 119.5517 | 207.6137 | 63.6051 | 6.1633 | 31.9276 | 3305715.9385 | 0 | 3943110.3309 | 0 | 0 | 0 | 0 | 2827042.2451 | 7355384.0156 | 5020200.7286 | 22451453.2587 | 961560.8286 | 10642951.9172 | 10642951.9172 | 9533441.692 | 4909297.9377 | 0 | 34055966.0044 | 59141657.5513 | 2371373.7057 | 5.8073 | 5864.2998 | 10183.9545 | 119.5517 | 207.6137
1 | 2800 | 707 | 0.035 | 15 | 15 | 7 | 3.1623e-09 | 5spot_SharedNeighbor | CO2 | Porous | Wet | R245fa | MinimizeLCOE_Brownfield | IgnoreSilica | 132.1816 | 17.5328 | 1.4561 | 4 | 5859.8342 | 10166.8158 | 119.4606 | 207.2643 | 63.546 | 6.1507 | 33.7016 | 3313737.8556 | 0 | 3959044.9922 | 0 | 0 | 0 | 0 | 2836385.3106 | 7379692.7557 | 5036791.9433 | 22525652.8573 | 961560.8286 | 10642951.9172 | 10642951.9172 | 9533441.692 | 4909297.9377 | 0 | 34130165.6031 | 59215857.15 | 3162277.6602 | 5.8244 | 5859.8342 | 10166.8158 | 119.4606 | 207.2643
1 | 2800 | 707 | 0.035 | 15 | 15 | 7 | 4.217e-09 | 5spot_SharedNeighbor | CO2 | Porous | Wet | R245fa | MinimizeLCOE_Brownfield | IgnoreSilica | 132.681 | 17.5976 | 1.4593 | 4 | 5856.5845 | 10154.1079 | 119.3944 | 207.0052 | 63.5008 | 6.1411 | 36.4802 | 3319774.8569 | 0 | 3971135.6091 | 0 | 0 | 0 | 0 | 2843455.0818 | 7398086.8499 | 5049346.2905 | 22581798.6882 | 961560.8286 | 10642951.9172 | 10642951.9172 | 9533441.692 | 4909297.9377 | 0 | 34186311.434 | 59272002.9809 | 4216965.0343 | 5.8372 | 5856.5845 | 10154.1079 | 119.3944 | 207.0052
1 | 2800 | 707 | 0.035 | 15 | 15 | 7 | 5.6234e-09 | 5spot_SharedNeighbor | CO2 | Porous | Wet | R245fa | MinimizeLCOE_Brownfield | IgnoreSilica | 133.0318 | 17.6429 | 1.4616 | 4 | 5854.2202 | 10145.0665 | 119.3462 | 206.8209 | 63.4695 | 6.1345 | 29.5305 | 3324032.5104 | 0 | 3979591.0053 | 0 | 0 | 0 | 0 | 2848413.1711 | 7410986.7814 | 5058150.7589 | 22621174.2272 | 961560.8286 | 10642951.9172 | 10642951.9172 | 9533441.692 | 4909297.9377 | 0 | 34225686.9729 | 59311378.5198 | 5623413.2519 | 5.8463 | 5854.2202 | 10145.0665 | 119.3462 | 206.8209
1 | 2800 | 707 | 0.035 | 15 | 15 | 7 | 7.4989e-09 | 5spot_SharedNeighbor | CO2 | Porous | Wet | R245fa | MinimizeLCOE_Brownfield | IgnoreSilica | 133.3265 | 17.6812 | 1.4634 | 4 | 5852.4617 | 10137.8879 | 119.3103 | 206.6746 | 63.4423 | 6.1287 | 32.0385 | 3327540.5676 | 0 | 3986735.791 | 0 | 0 | 0 | 0 | 2852567.7799 | 7421796.2211 | 5065528.4236 | 22654168.7831 | 961560.8286 | 10642951.9172 | 10642951.9172 | 9533441.692 | 4909297.9377 | 0 | 34258681.5289 | 59344373.0758 | 7498942.0933 | 5.8537 | 5852.4617 | 10137.8879 | 119.3103 | 206.6746
1 | 2800 | 707 | 0.035 | 15 | 15 | 7 | 1e-08 | 5spot_SharedNeighbor | CO2 | Porous | Wet | R245fa | MinimizeLCOE_Brownfield | IgnoreSilica | 133.5311 | 17.7076 | 1.4647 | 4 | 5851.1696 | 10132.7879 | 119.284 | 206.5706 | 63.4238 | 6.1248 | 32.1479 | 3329994.7653 | 0 | 3991674.5524 | 0 | 0 | 0 | 0 | 2855451.0339 | 7429297.8566 | 5070648.4439 | 22677066.6521 | 961560.8286 | 10642951.9172 | 10642951.9172 | 9533441.692 | 4909297.9377 | 0 | 34281579.3979 | 59367270.9448 | 10000000 | 5.8589 | 5851.1696 | 10132.7879 | 119.284 | 206.5706
1 | 2900 | 707 | 0.035 | 15 | 15 | 7 | 1e-13 | 5spot_SharedNeighbor | CO2 | Porous | Wet | R245fa | MinimizeLCOE_Brownfield | IgnoreSilica | 0.69881 | 0.0073395 | 0.00092252 | 4 | 3382371.9703 | 10409784.2024 | 68954.2276 | 212217.5312 | 47.9571 | 6.0576 | 23.4117 | 58755.9672 | 0 | 31791.3327 | 0 | 0 | 0 | 51223.1392 | 55290.4713 | 143854.4646 | 98183.628 | 439099.003 | 961560.8286 | 11080591.8743 | 11080591.8743 | 9793800.0038 | 5057380.7595 | 0 | 12481251.7059 | 38413024.3435 | 100 | 0.0036901 | 3382371.9703 | 10409784.2024 | 68954.2276 | 212217.5312
1 | 2900 | 707 | 0.035 | 15 | 15 | 7 | 1.3335e-13 | 5spot_SharedNeighbor | CO2 | Porous | Wet | R245fa | MinimizeLCOE_Brownfield | IgnoreSilica | 1.0109 | 0.036584 | 0.0023341 | 4 | 1358271.7584 | 4135813.8155 | 27690.207 | 84314.1587 | 52.9041 | 6.5059 | 15.5184 | 85750.5693 | 0 | 52109.3672 | 0 | 0 | 0 | 68447.1615 | 80459.7682 | 209339.8124 | 142878.7235 | 638985.4022 | 961560.8286 | 11080591.8743 | 11080591.8743 | 9793800.0038 | 5057380.7595 | 0 | 12681138.1052 | 38612910.7428 | 133.3521 | 0.0093362 | 1358271.7584 | 4135813.8155 | 27690.207 | 84314.1587
1 | 2900 | 707 | 0.035 | 15 | 15 | 7 | 1.7783e-13 | 5spot_SharedNeighbor | CO2 | Porous | Wet | R245fa | MinimizeLCOE_Brownfield | IgnoreSilica | 1.418 | 0.080387 | 0.0045798 | 4 | 705545.513 | 2121090.0064 | 14383.4996 | 43241.2888 | 56.8586 | 6.8382 | 64.9015 | 118805.183 | 0 | 77552.8493 | 0 | 0 | 0 | 88714.3397 | 111178.2251 | 289262.9359 | 197427.8975 | 882941.4305 | 961560.8286 | 11080591.8743 | 11080591.8743 | 9793800.0038 | 5057380.7595 | 0 | 12925094.1334 | 38856866.7711 | 177.8279 | 0.018319 | 705545.513 | 2121090.0064 | 14383.4996 | 43241.2888
1 | 2900 | 707 | 0.035 | 15 | 15 | 7 | 2.3714e-13 | 5spot_SharedNeighbor | CO2 | Porous | Wet | R245fa | MinimizeLCOE_Brownfield | IgnoreSilica | 1.9237 | 0.13984 | 0.0078857 | 4 | 418568.3187 | 1240683.3839 | 8533.0813 | 25293.0089 | 59.9133 | 7.0753 | 93.3914 | 156821.013 | 0 | 107541.0288 | 0 | 0 | 0 | 110371.3952 | 146146.0404 | 380242.0185 | 259522.9908 | 1160644.4867 | 961560.8286 | 11080591.8743 | 11080591.8743 | 9793800.0038 | 5057380.7595 | 0 | 13202797.1896 | 39134569.8273 | 237.1374 | 0.031543 | 418568.3187 | 1240683.3839 | 8533.0813 | 25293.0089
1 | 2900 | 707 | 0.035 | 15 | 15 | 7 | 3.1623e-13 | 5spot_SharedNeighbor | CO2 | Porous | Wet | R245fa | MinimizeLCOE_Brownfield | IgnoreSilica | 2.5655 | 0.21919 | 0.012555 | 4 | 269342.1041 | 785703.6627 | 5490.9031 | 16017.6319 | 62.3532 | 7.2517 | 127.4548 | 201310.7355 | 0 | 143540.6283 | 0 | 0 | 0 | 134365.9031 | 186894.7341 | 486261.7606 | 331883.6433 | 1484257.4049 | 961560.8286 | 11080591.8743 | 11080591.8743 | 9793800.0038 | 5057380.7595 | 0 | 13526410.1078 | 39458182.7454 | 316.2278 | 0.05022 | 269342.1041 | 785703.6627 | 5490.9031 | 16017.6319
1 | 2900 | 707 | 0.035 | 15 | 15 | 7 | 4.217e-13 | 5spot_SharedNeighbor | CO2 | Porous | Wet | R245fa | MinimizeLCOE_Brownfield | IgnoreSilica | 3.4003 | 0.32531 | 0.018999 | 4 | 183105.7049 | 524339.9535 | 3732.8575 | 10689.3792 | 64.3429 | 7.3866 | 21.0007 | 254550.6948 | 0 | 187765.5313 | 0 | 0 | 0 | 162345.7351 | 235818.1649 | 613550.492 | 418760.818 | 1872791.4361 | 961560.8286 | 11080591.8743 | 11080591.8743 | 9793800.0038 | 5057380.7595 | 0 | 13914944.1391 | 39846716.7767 | 421.6965 | 0.075994 | 183105.7049 | 524339.9535 | 3732.8575 | 10689.3792
1 | 2900 | 707 | 0.035 | 15 | 15 | 7 | 5.6234e-13 | 5spot_SharedNeighbor | CO2 | Porous | Wet | R245fa | MinimizeLCOE_Brownfield | IgnoreSilica | 4.4649 | 0.46335 | 0.027736 | 4 | 129526.6315 | 363264.1323 | 2640.5756 | 7405.6307 | 65.9236 | 7.4881 | 28.1787 | 316992.9113 | 0 | 241026.2907 | 0 | 0 | 0 | 193630.4362 | 293143.3589 | 762698.8879 | 520557.6629 | 2328049.548 | 961560.8286 | 11080591.8743 | 11080591.8743 | 9793800.0038 | 5057380.7595 | 0 | 14370202.251 | 40301974.8886 | 562.3413 | 0.11094 | 129526.6315 | 363264.1323 | 2640.5756 | 7405.6307
1 | 2900 | 707 | 0.035 | 15 | 15 | 7 | 7.4989e-13 | 5spot_SharedNeighbor | CO2 | Porous | Wet | R245fa | MinimizeLCOE_Brownfield | IgnoreSilica | 5.848 | 0.64455 | 0.039483 | 4 | 94453.1666 | 258649.7886 | 1925.5556 | 5272.9258 | 67.1945 | 7.5659 | 32.1899 | 391647.0859 | 0 | 306407.1998 | 0 | 0 | 0 | 230171.6195 | 362008.103 | 941870.826 | 642846.1923 | 2874951.0265 | 961560.8286 | 11080591.8743 | 11080591.8743 | 9793800.0038 | 5057380.7595 | 0 | 14917103.7295 | 40848876.3671 | 749.8942 | 0.15793 | 94453.1666 | 258649.7886 | 1925.5556 | 5272.9258
1 | 2900 | 707 | 0.035 | 15 | 15 | 7 | 1e-12 | 5spot_SharedNeighbor | CO2 | Porous | Wet | R245fa | MinimizeLCOE_Brownfield | IgnoreSilica | 7.6339 | 0.88019 | 0.055152 | 4 | 70576.5643 | 188123.5476 | 1438.7987 | 3835.153 | 68.2007 | 7.6247 | 25.2772 | 480412.9689 | 0 | 386218.0959 | 0 | 0 | 0 | 272307.8372 | 444186.1718 | 1155681.304 | 788776.2368 | 3527582.6147 | 961560.8286 | 11080591.8743 | 11080591.8743 | 9793800.0038 | 5057380.7595 | 0 | 15569735.3176 | 41501507.9552 | 1000 | 0.22061 | 70576.5643 | 188123.5476 | 1438.7987 | 3835.153
1 | 2900 | 707 | 0.035 | 15 | 15 | 7 | 1.3335e-12 | 5spot_SharedNeighbor | CO2 | Porous | Wet | R245fa | MinimizeLCOE_Brownfield | IgnoreSilica | 9.8971 | 1.1807 | 0.075857 | 4 | 53824.602 | 139286.8466 | 1097.2873 | 2839.5508 | 68.9788 | 7.6678 | 28.512 | 584182.6054 | 0 | 481962.0802 | 0 | 0 | 0 | 318896.39 | 540166.0195 | 1405401.1793 | 959215.183 | 4289823.4574 | 961560.8286 | 11080591.8743 | 11080591.8743 | 9793800.0038 | 5057380.7595 | 0 | 16331976.1603 | 42263748.7979 | 1333.5214 | 0.30343 | 53824.602 | 139286.8466 | 1097.2873 | 2839.5508
1 | 2900 | 707 | 0.035 | 15 | 15 | 7 | 1.7783e-12 | 5spot_SharedNeighbor | CO2 | Porous | Wet | R245fa | MinimizeLCOE_Brownfield | IgnoreSilica | 12.7935 | 1.5666 | 0.10311 | 4 | 41789.019 | 104661.7725 | 851.9257 | 2133.6718 | 69.5826 | 7.6986 | 24.1658 | 706900.1284 | 0 | 598111.3793 | 0 | 0 | 0 | 371849.9918 | 653975.9848 | 1701511.3635 | 1161316.4682 | 5193665.316 | 961560.8286 | 11080591.8743 | 11080591.8743 | 9793800.0038 | 5057380.7595 | 0 | 17235818.0189 | 43167590.6566 | 1778.2794 | 0.41245 | 41789.019 | 104661.7725 | 851.9257 | 2133.6718
1 | 2900 | 707 | 0.035 | 15 | 15 | 7 | 2.3714e-12 | 5spot_SharedNeighbor | CO2 | Porous | Wet | R245fa | MinimizeLCOE_Brownfield | IgnoreSilica | 16.4593 | 2.0566 | 0.1387 | 4 | 32976.1722 | 79717.7951 | 672.2639 | 1625.1551 | 70.039 | 7.7184 | 32.498 | 850595.0948 | 0 | 737615.7224 | 0 | 0 | 0 | 430574.2106 | 787326.1609 | 2048461.1678 | 1398116.8387 | 6252689.1953 | 961560.8286 | 11080591.8743 | 11080591.8743 | 9793800.0038 | 5057380.7595 | 0 | 18294841.8982 | 44226614.5359 | 2371.3737 | 0.55479 | 32976.1722 | 79717.7951 | 672.2639 | 1625.1551
1 | 2900 | 707 | 0.035 | 15 | 15 | 7 | 3.1623e-12 | 5spot_SharedNeighbor | CO2 | Porous | Wet | R245fa | MinimizeLCOE_Brownfield | IgnoreSilica | 21.0297 | 2.6697 | 0.18465 | 4 | 26423.6267 | 61533.6388 | 538.6814 | 1254.4465 | 70.3691 | 7.7274 | 26.2041 | 1016608.4604 | 0 | 902951.9179 | 0 | 0 | 0 | 493537.143 | 941108.0333 | 2448570.0548 | 1671199.3755 | 7473974.9849 | 961560.8286 | 11080591.8743 | 11080591.8743 | 9793800.0038 | 5057380.7595 | 0 | 19516127.6878 | 45447900.3255 | 3162.2777 | 0.73859 | 26423.6267 | 61533.6388 | 538.6814 | 1254.4465
1 | 2900 | 707 | 0.035 | 15 | 15 | 7 | 4.217e-12 | 5spot_SharedNeighbor | CO2 | Porous | Wet | R245fa | MinimizeLCOE_Brownfield | IgnoreSilica | 26.6593 | 3.4273 | 0.24321 | 4 | 21491.9106 | 48147.3948 | 438.1417 | 981.5498 | 70.5894 | 7.725 | 26.0158 | 1206363.1489 | 0 | 1096915.8562 | 0 | 0 | 0 | 559334.5621 | 1116419.2912 | 2904693.9866 | 1982513.3314 | 8866240.1764 | 961560.8286 | 11080591.8743 | 11080591.8743 | 9793800.0038 | 5057380.7595 | 0 | 20908392.8794 | 46840165.517 | 4216.965 | 0.97285 | 21491.9106 | 48147.3948 | 438.1417 | 981.5498
1 | 2900 | 707 | 0.035 | 15 | 15 | 7 | 5.6234e-12 | 5spot_SharedNeighbor | CO2 | Porous | Wet | R245fa | MinimizeLCOE_Brownfield | IgnoreSilica | 33.4922 | 4.3501 | 0.31661 | 4 | 17745.5213 | 38221.9317 | 361.7665 | 779.2058 | 70.7072 | 7.7093 | 33.057 | 1420298.3229 | 0 | 1321639.831 | 0 | 0 | 0 | 625936.6834 | 1313471.1866 | 3417382.5974 | 2332433.8429 | 10431162.4643 | 961560.8286 | 11080591.8743 | 11080591.8743 | 9793800.0038 | 5057380.7595 | 0 | 22473315.1672 | 48405087.8048 | 5623.4133 | 1.2664 | 17745.5213 | 38221.9317 | 361.7665 | 779.2058
1 | 2900 | 707 | 0.035 | 15 | 15 | 7 | 7.4989e-12 | 5spot_SharedNeighbor | CO2 | Porous | Wet | R245fa | MinimizeLCOE_Brownfield | IgnoreSilica | 41.4971 | 5.436 | 0.40594 | 4 | 14881.9651 | 30852.2975 | 303.389 | 628.9658 | 70.7223 | 7.6778 | 36.1761 | 1653306.4013 | 0 | 1573662.3795 | 0 | 0 | 0 | 686946.2087 | 1526426.8459 | 3971449.5398 | 2710595.916 | 12122387.2911 | 961560.8286 | 11080591.8743 | 11080591.8743 | 9793800.0038 | 5057380.7595 | 0 | 24164539.9941 | 50096312.6317 | 7498.9421 | 1.6237 | 14881.9651 | 30852.2975 | 303.389 | 628.9658
1 | 2900 | 707 | 0.035 | 15 | 15 | 7 | 1e-11 | 5spot_SharedNeighbor | CO2 | Porous | Wet | R245fa | MinimizeLCOE_Brownfield | IgnoreSilica | 50.4908 | 6.6623 | 0.51055 | 4 | 12687.4894 | 25385.3247 | 258.6516 | 517.5142 | 70.6326 | 7.6281 | 33.0853 | 1896920.792 | 0 | 1845721.3923 | 0 | 0 | 0 | 735031.5504 | 1746292.7565 | 4543495.5386 | 3101029.0646 | 13868491.0943 | 961560.8286 | 11080591.8743 | 11080591.8743 | 9793800.0038 | 5057380.7595 | 0 | 25910643.7973 | 51842416.4349 | 10000 | 2.0422 | 12687.4894 | 25385.3247 | 258.6516 | 517.5142
1 | 2900 | 707 | 0.035 | 15 | 15 | 7 | 1.3335e-11 | 5spot_SharedNeighbor | CO2 | Porous | Wet | R245fa | MinimizeLCOE_Brownfield | IgnoreSilica | 60.1035 | 7.9801 | 0.62723 | 4 | 11007.524 | 21343.3715 | 224.4033 | 435.1135 | 70.438 | 7.5597 | 29.5093 | 2139381.2522 | 0 | 2126259.8719 | 0 | 0 | 0 | 762942.8428 | 1961147.7471 | 5102504.1513 | 3482563.9292 | 15574799.7945 | 961560.8286 | 11080591.8743 | 11080591.8743 | 9793800.0038 | 5057380.7595 | 0 | 27616952.4975 | 53548725.1351 | 13335.2143 | 2.5089 | 11007.524 | 21343.3715 | 224.4033 | 435.1135
1 | 2900 | 707 | 0.035 | 15 | 15 | 7 | 1.7783e-11 | 5spot_SharedNeighbor | CO2 | Porous | Wet | R245fa | MinimizeLCOE_Brownfield | IgnoreSilica | 69.7332 | 9.3078 | 0.74967 | 4 | 9726.0102 | 18373.7892 | 198.2779 | 374.5745 | 70.1516 | 7.4756 | 41.316 | 2365792.4853 | 0 | 2398618.9774 | 0 | 0 | 0 | 763993.307 | 2156077.8602 | 5609672.3198 | 3828716.6255 | 17122871.5752 | 961560.8286 | 11080591.8743 | 11080591.8743 | 9793800.0038 | 5057380.7595 | 0 | 29165024.2782 | 55096796.9158 | 17782.7941 | 2.9987 | 9726.0102 | 18373.7892 | 198.2779 | 374.5745
1 | 2900 | 707 | 0.035 | 15 | 15 | 7 | 2.3714e-11 | 5spot_SharedNeighbor | CO2 | Porous | Wet | R245fa | MinimizeLCOE_Brownfield | IgnoreSilica | 78.8124 | 10.5663 | 0.87047 | 4 | 8752.4171 | 16200.0298 | 178.4299 | 330.2595 | 69.8016 | 7.3822 | 36.1348 | 2565250.7486 | 0 | 2648673.5981 | 0 | 0 | 0 | 737414.6559 | 2321022.211 | 6038823.6859 | 4121621.251 | 18432806.1504 | 961560.8286 | 11080591.8743 | 11080591.8743 | 9793800.0038 | 5057380.7595 | 0 | 30474958.8534 | 56406731.491 | 23713.7371 | 3.4819 | 8752.4171 | 16200.0298 | 178.4299 | 330.2595
1 | 2900 | 707 | 0.035 | 15 | 15 | 7 | 3.1623e-11 | 5spot_SharedNeighbor | CO2 | Porous | Wet | R245fa | MinimizeLCOE_Brownfield | IgnoreSilica | 86.9144 | 11.695 | 0.98297 | 4 | 8014.9545 | 14610.2123 | 163.3957 | 297.8489 | 69.4253 | 7.2872 | 44.1929 | 2732257.3399 | 0 | 2867006.6315 | 0 | 0 | 0 | 687499.1249 | 2451837.6075 | 6379178.5138 | 4353920.4147 | 19471699.6323 | 961560.8286 | 11080591.8743 | 11080591.8743 | 9793800.0038 | 5057380.7595 | 0 | 31513852.3352 | 57445624.9729 | 31622.7766 | 3.9319 | 8014.9545 | 14610.2123 | 163.3957 | 297.8489
1 | 2900 | 707 | 0.035 | 15 | 15 | 7 | 4.217e-11 | 5spot_SharedNeighbor | CO2 | Porous | Wet | R245fa | MinimizeLCOE_Brownfield | IgnoreSilica | 93.8157 | 12.6608 | 1.0826 | 4 | 7457.0362 | 13445.4289 | 152.0218 | 274.1033 | 69.0579 | 7.1978 | 44.1041 | 2866523.622 | 0 | 3049777.4597 | 0 | 0 | 0 | 621537.6657 | 2549757.1115 | 6633944.977 | 4527803.7607 | 20249344.5966 | 961560.8286 | 11080591.8743 | 11080591.8743 | 9793800.0038 | 5057380.7595 | 0 | 32291497.2995 | 58223269.9372 | 42169.6503 | 4.3303 | 7457.0362 | 13445.4289 | 152.0218 | 274.1033
1 | 2900 | 707 | 0.035 | 15 | 15 | 7 | 5.6234e-11 | 5spot_SharedNeighbor | CO2 | Porous | Wet | R245fa | MinimizeLCOE_Brownfield | IgnoreSilica | 99.4501 | 13.4527 | 1.167 | 4 | 7034.7629 | 12589.8264 | 143.4132 | 256.6606 | 68.726 | 7.119 | 49.5851 | 2970742.5599 | 0 | 3196994.04 | 0 | 0 | 0 | 546938.9538 | 2618723.466 | 6813381.2844 | 4650272.7276 | 20797053.0316 | 961560.8286 | 11080591.8743 | 11080591.8743 | 9793800.0038 | 5057380.7595 | 0 | 32839205.7346 | 58770978.3722 | 56234.1325 | 4.6681 | 7034.7629 | 12589.8264 | 143.4132 | 256.6606
1 | 2900 | 707 | 0.035 | 15 | 15 | 7 | 7.4989e-11 | 5spot_SharedNeighbor | CO2 | Porous | Wet | R245fa | MinimizeLCOE_Brownfield | IgnoreSilica | 103.9519 | 14.0879 | 1.2366 | 4 | 6714.0829 | 11956.7094 | 136.8757 | 243.7537 | 68.4389 | 7.0519 | 43.2462 | 3050460.0448 | 0 | 3313470.1304 | 0 | 0 | 0 | 470489.8542 | 2665423.8115 | 6934886.0039 | 4733202.1953 | 21167932.0401 | 961560.8286 | 11080591.8743 | 11080591.8743 | 9793800.0038 | 5057380.7595 | 0 | 33210084.743 | 59141857.3807 | 74989.4209 | 4.9463 | 6714.0829 | 11956.7094 | 136.8757 | 243.7537
1 | 2900 | 707 | 0.035 | 15 | 15 | 7 | 1e-10 | 5spot_SharedNeighbor | CO2 | Porous | Wet | R245fa | MinimizeLCOE_Brownfield | IgnoreSilica | 107.3159 | 14.5653 | 1.2913 | 4 | 6470.9295 | 11491.3184 | 131.9187 | 234.2661 | 68.2138 | 7.0001 | 49.4788 | 3108079.8828 | 0 | 3399769.3912 | 0 | 0 | 0 | 395713.6957 | 2692389.5582 | 7005045.3454 | 4781087.3875 | 21382085.2608 | 961560.8286 | 11080591.8743 | 11080591.8743 | 9793800.0038 | 5057380.7595 | 0 | 33424237.9638 | 59356010.6014 | 100000 | 5.1653 | 6470.9295 | 11491.3184 | 131.9187 | 234.2661
1 | 2900 | 707 | 0.035 | 15 | 15 | 7 | 1.3335e-10 | 5spot_SharedNeighbor | CO2 | Porous | Wet | R245fa | MinimizeLCOE_Brownfield | IgnoreSilica | 109.7667 | 14.9155 | 1.3335 | 4 | 6285.4409 | 11146.9787 | 128.1372 | 227.2462 | 68.0431 | 6.9611 | 38.0394 | 3148954.3873 | 0 | 3462293.8665 | 0 | 0 | 0 | 325483.0123 | 2705325.1938 | 7038701.2157 | 4804058.2106 | 21484815.8861 | 961560.8286 | 11080591.8743 | 11080591.8743 | 9793800.0038 | 5057380.7595 | 0 | 33526968.5891 | 59458741.2267 | 133352.1432 | 5.3341 | 6285.4409 | 11146.9787 | 128.1372 | 227.2462
1 | 2900 | 707 | 0.035 | 15 | 15 | 7 | 1.7783e-10 | 5spot_SharedNeighbor | CO2 | Porous | Wet | R245fa | MinimizeLCOE_Brownfield | IgnoreSilica | 111.4038 | 15.1527 | 1.3647 | 4 | 6143.3525 | 10893.6501 | 125.2406 | 222.0818 | 67.9257 | 6.9345 | 45.4946 | 3175727.9307 | 0 | 3503892.0523 | 0 | 0 | 0 | 260165.9363 | 2706516.5085 | 7041800.7723 | 4806173.7216 | 21494276.9217 | 961560.8286 | 11080591.8743 | 11080591.8743 | 9793800.0038 | 5057380.7595 | 0 | 33536429.6246 | 59468202.2622 | 177827.941 | 5.459 | 6143.3525 | 10893.6501 | 125.2406 | 222.0818
1 | 2900 | 707 | 0.035 | 15 | 15 | 7 | 2.3714e-10 | 5spot_SharedNeighbor | CO2 | Porous | Wet | R245fa | MinimizeLCOE_Brownfield | IgnoreSilica | 112.254 | 15.2812 | 1.3861 | 4 | 6033.8592 | 10711.0266 | 123.0084 | 218.3588 | 67.8633 | 6.9205 | 39.2519 | 3189442.5159 | 0 | 3525424.3928 | 0 | 0 | 0 | 198216.1183 | 2696102.3805 | 7014705.3475 | 4787680.5375 | 21411571.2925 | 961560.8286 | 11080591.8743 | 11080591.8743 | 9793800.0038 | 5057380.7595 | 0 | 33453723.9955 | 59385496.6331 | 237137.3706 | 5.5443 | 6033.8592 | 10711.0266 | 123.0084 | 218.3588
1 | 2900 | 707 | 0.035 | 15 | 15 | 7 | 3.1623e-10 | 5spot_SharedNeighbor | CO2 | Porous | Wet | R245fa | MinimizeLCOE_Brownfield | IgnoreSilica | 112.0714 | 15.2693 | 1.3965 | 4 | 5948.508 | 10590.7236 | 121.2684 | 215.9062 | 67.8754 | 6.9234 | 35.065 | 3186433.924 | 0 | 3520739.0154 | 0 | 0 | 0 | 133296.9003 | 2667783.2375 | 6941024.7464 | 4737392.0132 | 21186669.8368 | 961560.8286 | 11080591.8743 | 11080591.8743 | 9793800.0038 | 5057380.7595 | 0 | 33228822.5397 | 59160595.1773 | 316227.766 | 5.5861 | 5948.508 | 10590.7236 | 121.2684 | 215.9062
1 | 2900 | 707 | 0.035 | 15 | 15 | 7 | 4.217e-10 | 5spot_SharedNeighbor | CO2 | Porous | Wet | R245fa | MinimizeLCOE_Brownfield | IgnoreSilica | 108.583 | 14.8159 | 1.3791 | 4 | 5866.8561 | 10567.8502 | 119.6038 | 215.4399 | 68.1194 | 6.9791 | 36.313 | 3128962.3136 | 0 | 3431942.104 | 0 | 0 | 0 | 0 | 2558752.7228 | 6657349.7125 | 4543777.9736 | 20320784.8265 | 961560.8286 | 11080591.8743 | 11080591.8743 | 9793800.0038 | 5057380.7595 | 0 | 32362937.5294 | 58294710.1671 | 421696.5034 | 5.5162 | 5866.8561 | 10567.8502 | 119.6038 | 215.4399
1 | 2900 | 707 | 0.035 | 15 | 15 | 7 | 5.6234e-10 | 5spot_SharedNeighbor | CO2 | Porous | Wet | R245fa | MinimizeLCOE_Brownfield | IgnoreSilica | 111.8466 | 15.256 | 1.4103 | 4 | 5812.1445 | 10409.1272 | 118.4884 | 212.2041 | 67.8887 | 6.9264 | 39.8053 | 3182634.2725 | 0 | 3515040.8294 | 0 | 0 | 0 | 0 | 2612093.2898 | 6796130.926 | 4638499.0035 | 20744398.3212 | 961560.8286 | 11080591.8743 | 11080591.8743 | 9793800.0038 | 5057380.7595 | 0 | 32786551.0241 | 58718323.6617 | 562341.3252 | 5.641 | 5812.1445 | 10409.1272 | 118.4884 | 212.2041
1 | 2900 | 707 | 0.035 | 15 | 15 | 7 | 7.4989e-10 | 5spot_SharedNeighbor | CO2 | Porous | Wet | R245fa | MinimizeLCOE_Brownfield | IgnoreSilica | 114.3533 | 15.5934 | 1.4336 | 4 | 5773.6411 | 10295.896 | 117.7035 | 209.8958 | 67.7054 | 6.8849 | 41.0624 | 3222771.0975 | 0 | 3578541.5015 | 0 | 0 | 0 | 0 | 2652511.9136 | 6901291.8942 | 4710273.5252 | 21065389.9321 | 961560.8286 | 11080591.8743 | 11080591.8743 | 9793800.0038 | 5057380.7595 | 0 | 33107542.635 | 59039315.2727 | 749894.2093 | 5.7343 | 5773.6411 | 10295.896 | 117.7035 | 209.8958
1 | 2900 | 707 | 0.035 | 15 | 15 | 7 | 1e-09 | 5spot_SharedNeighbor | CO2 | Porous | Wet | R245fa | MinimizeLCOE_Brownfield | IgnoreSilica | 116.2901 | 15.8538 | 1.4511 | 4 | 5745.999 | 10213.4878 | 117.14 | 208.2158 | 67.5595 | 6.8519 | 38.2956 | 3253103.1669 | 0 | 3627444.0921 | 0 | 0 | 0 | 0 | 2683413.431 | 6981691.3037 | 4765147.7742 | 21310799.7678 | 961560.8286 | 11080591.8743 | 11080591.8743 | 9793800.0038 | 5057380.7595 | 0 | 33352952.4708 | 59284725.1084 | 1000000 | 5.8046 | 5745.999 | 10213.4878 | 117.14 | 208.2158
1 | 2900 | 707 | 0.035 | 15 | 15 | 7 | 1.3335e-09 | 5spot_SharedNeighbor | CO2 | Porous | Wet | R245fa | MinimizeLCOE_Brownfield | IgnoreSilica | 117.7445 | 16.0491 | 1.4641 | 4 | 5726.2781 | 10154.1653 | 116.7379 | 207.0064 | 67.4483 | 6.827 | 36.8971 | 3275527.1338 | 0 | 3664040.8781 | 0 | 0 | 0 | 0 | 2706431.5246 | 7041579.6616 | 4806022.8091 | 21493602.0072 | 961560.8286 | 11080591.8743 | 11080591.8743 | 9793800.0038 | 5057380.7595 | 0 | 33535754.7101 | 59467527.3478 | 1333521.4322 | 5.8565 | 5726.2781 | 10154.1653 | 116.7379 | 207.0064
1 | 2900 | 707 | 0.035 | 15 | 15 | 7 | 1.7783e-09 | 5spot_SharedNeighbor | CO2 | Porous | Wet | R245fa | MinimizeLCOE_Brownfield | IgnoreSilica | 118.8654 | 16.1995 | 1.474 | 4 | 5711.8023 | 10110.132 | 116.4428 | 206.1087 | 67.3609 | 6.8073 | 35.7351 | 3292565.3161 | 0 | 3692210.4102 | 0 | 0 | 0 | 0 | 2724062.5332 | 7087451.9294 | 4837331.5744 | 21633621.7633 | 961560.8286 | 11080591.8743 | 11080591.8743 | 9793800.0038 | 5057380.7595 | 0 | 33675774.4663 | 59607547.1039 | 1778279.41 | 5.8958 | 5711.8023 | 10110.132 | 116.4428 | 206.1087
1 | 2900 | 707 | 0.035 | 15 | 15 | 7 | 2.3714e-09 | 5spot_SharedNeighbor | CO2 | Porous | Wet | R245fa | MinimizeLCOE_Brownfield | IgnoreSilica | 119.7008 | 16.3115 | 1.4812 | 4 | 5701.3181 | 10078.0756 | 116.2291 | 205.4552 | 67.2953 | 6.7927 | 34.282 | 3305152.7036 | 0 | 3713156.98 | 0 | 0 | 0 | 0 | 2737140.7766 | 7121478.836 | 4860555.6373 | 21737484.9335 | 961560.8286 | 11080591.8743 | 11080591.8743 | 9793800.0038 | 5057380.7595 | 0 | 33779637.6365 | 59711410.2741 | 2371373.7057 | 5.9249 | 5701.3181 | 10078.0756 | 116.2291 | 205.4552
1 | 2900 | 707 | 0.035 | 15 | 15 | 7 | 3.1623e-09 | 5spot_SharedNeighbor | CO2 | Porous | Wet | R245fa | MinimizeLCOE_Brownfield | IgnoreSilica | 120.3392 | 16.3971 | 1.4867 | 4 | 5693.5454 | 10054.126 | 116.0706 | 204.967 | 67.2445 | 6.7813 | 35.4781 | 3314689.6333 | 0 | 3729156.8767 | 0 | 0 | 0 | 0 | 2747100.1389 | 7147391.0537 | 4878241.2583 | 21816578.9609 | 961560.8286 | 11080591.8743 | 11080591.8743 | 9793800.0038 | 5057380.7595 | 0 | 33858731.6639 | 59790504.3015 | 3162277.6602 | 5.9469 | 5693.5454 | 10054.126 | 116.0706 | 204.967
1 | 2900 | 707 | 0.035 | 15 | 15 | 7 | 4.217e-09 | 5spot_SharedNeighbor | CO2 | Porous | Wet | R245fa | MinimizeLCOE_Brownfield | IgnoreSilica | 120.8191 | 16.4615 | 1.4908 | 4 | 5687.8132 | 10036.3882 | 115.9538 | 204.6053 | 67.2062 | 6.7728 | 36.7592 | 3321818.2614 | 0 | 3741172.013 | 0 | 0 | 0 | 0 | 2754566.207 | 7166816.2315 | 4891499.3413 | 21875872.0542 | 961560.8286 | 11080591.8743 | 11080591.8743 | 9793800.0038 | 5057380.7595 | 0 | 33918024.7572 | 59849797.3948 | 4216965.0343 | 5.9633 | 5687.8132 | 10036.3882 | 115.9538 | 204.6053
1 | 2900 | 707 | 0.035 | 15 | 15 | 7 | 5.6234e-09 | 5spot_SharedNeighbor | CO2 | Porous | Wet | R245fa | MinimizeLCOE_Brownfield | IgnoreSilica | 121.1675 | 16.5081 | 1.4938 | 4 | 5683.6559 | 10023.555 | 115.869 | 204.3437 | 67.1785 | 6.7666 | 39.2538 | 3326988.1136 | 0 | 3749874.5803 | 0 | 0 | 0 | 0 | 2759976.4506 | 7180892.5755 | 4901106.7354 | 21918838.4554 | 961560.8286 | 11080591.8743 | 11080591.8743 | 9793800.0038 | 5057380.7595 | 0 | 33960991.1583 | 59892763.796 | 5623413.2519 | 5.9752 | 5683.6559 | 10023.555 | 115.869 | 204.3437
1 | 2900 | 707 | 0.035 | 15 | 15 | 7 | 7.4989e-09 | 5spot_SharedNeighbor | CO2 | Porous | Wet | R245fa | MinimizeLCOE_Brownfield | IgnoreSilica | 121.4453 | 16.5453 | 1.4961 | 4 | 5680.4516 | 10013.54 | 115.8037 | 204.1396 | 67.1559 | 6.7616 | 37.248 | 3331075.4392 | 0 | 3756830.066 | 0 | 0 | 0 | 0 | 2764283.147 | 7192097.7161 | 4908754.4741 | 21953040.8423 | 961560.8286 | 11080591.8743 | 11080591.8743 | 9793800.0038 | 5057380.7595 | 0 | 33995193.5452 | 59926966.1829 | 7498942.0933 | 5.9846 | 5680.4516 | 10013.54 | 115.8037 | 204.1396
1 | 2900 | 707 | 0.035 | 15 | 15 | 7 | 1e-08 | 5spot_SharedNeighbor | CO2 | Porous | Wet | R245fa | MinimizeLCOE_Brownfield | IgnoreSilica | 121.6474 | 16.5724 | 1.4979 | 4 | 5678.1122 | 10006.2522 | 115.756 | 203.991 | 67.1396 | 6.758 | 41.3738 | 3334049.3804 | 0 | 3761879.5038 | 0 | 0 | 0 | 0 | 2767412.2648 | 7200239.0388 | 4914311.0941 | 21977891.2818 | 961560.8286 | 11080591.8743 | 11080591.8743 | 9793800.0038 | 5057380.7595 | 0 | 34020043.9847 | 59951816.6224 | 10000000 | 5.9914 | 5678.1122 | 10006.2522 | 115.756 | 203.991
1 | 3000 | 707 | 0.035 | 15 | 15 | 7 | 1e-13 | 5spot_SharedNeighbor | CO2 | Porous | Wet | R245fa | MinimizeLCOE_Brownfield | IgnoreSilica | 0.73307 | 0.0075224 | 0.00096599 | 4 | 3353928.8188 | 10287651.6319 | 68374.3755 | 209727.6936 | 49.2061 | 6.4368 | 20.1384 | 63308.765 | 0 | 33508.7989 | 0 | 0 | 0 | 56154.3341 | 59659.0402 | 155220.5848 | 105941.2386 | 473792.7616 | 961560.8286 | 11524091.9223 | 11524091.9223 | 10059725.4019 | 5207807.6177 | 0 | 12959445.5126 | 39751070.4544 | 100 | 0.003864 | 3353928.8188 | 10287651.6319 | 68374.3755 | 209727.6936
1 | 3000 | 707 | 0.035 | 15 | 15 | 7 | 1.3335e-13 | 5spot_SharedNeighbor | CO2 | Porous | Wet | R245fa | MinimizeLCOE_Brownfield | IgnoreSilica | 1.0692 | 0.039162 | 0.0025204 | 4 | 1307378.2821 | 3964815.1559 | 26652.6746 | 80828.1198 | 54.5346 | 6.9111 | 20.1402 | 93112.8417 | 0 | 55487.2208 | 0 | 0 | 0 | 75796.6505 | 87514.7181 | 227695.3447 | 155406.7515 | 695013.5273 | 961560.8286 | 11524091.9223 | 11524091.9223 | 10059725.4019 | 5207807.6177 | 0 | 13180666.2783 | 39972291.2202 | 133.3521 | 0.010082 | 1307378.2821 | 3964815.1559 | 26652.6746 | 80828.1198
1 | 3000 | 707 | 0.035 | 15 | 15 | 7 | 1.7783e-13 | 5spot_SharedNeighbor | CO2 | Porous | Wet | R245fa | MinimizeLCOE_Brownfield | IgnoreSilica | 1.4764 | 0.084069 | 0.0049987 | 4 | 671574.9534 | 2011502.864 | 13690.9638 | 41007.2066 | 58.5286 | 7.2402 | 70.4186 | 127058.8234 | 0 | 81069.6429 | 0 | 0 | 0 | 96131.8458 | 118661.5217 | 308732.9386 | 210716.5745 | 942371.3468 | 961560.8286 | 11524091.9223 | 11524091.9223 | 10059725.4019 | 5207807.6177 | 0 | 13428024.0978 | 40219649.0397 | 177.8279 | 0.019995 | 671574.9534 | 2011502.864 | 13690.9638 | 41007.2066
1 | 3000 | 707 | 0.035 | 15 | 15 | 7 | 2.3714e-13 | 5spot_SharedNeighbor | CO2 | Porous | Wet | R245fa | MinimizeLCOE_Brownfield | IgnoreSilica | 2.0209 | 0.14878 | 0.0086651 | 4 | 396311.8724 | 1169285.0903 | 8079.3536 | 23837.4581 | 61.8755 | 7.4946 | 101.0921 | 169156.7881 | 0 | 113564.6449 | 0 | 0 | 0 | 121090.5432 | 157486.6707 | 409748.0122 | 279661.4378 | 1250708.0969 | 961560.8286 | 11524091.9223 | 11524091.9223 | 10059725.4019 | 5207807.6177 | 0 | 13736360.8479 | 40527985.7898 | 237.1374 | 0.03466 | 396311.8724 | 1169285.0903 | 8079.3536 | 23837.4581
1 | 3000 | 707 | 0.035 | 15 | 15 | 7 | 3.1623e-13 | 5spot_SharedNeighbor | CO2 | Porous | Wet | R245fa | MinimizeLCOE_Brownfield | IgnoreSilica | 2.7035 | 0.23461 | 0.01385 | 4 | 254333.6526 | 737944.8485 | 5184.9355 | 15044.0039 | 64.4969 | 7.6795 | 18.4825 | 217764.2991 | 0 | 152058.0647 | 0 | 0 | 0 | 148121.2328 | 201998.0027 | 525557.3675 | 358703.7024 | 1604202.6692 | 961560.8286 | 11524091.9223 | 11524091.9223 | 10059725.4019 | 5207807.6177 | 0 | 14089855.4201 | 40881480.362 | 316.2278 | 0.055399 | 254333.6526 | 737944.8485 | 5184.9355 | 15044.0039
1 | 3000 | 707 | 0.035 | 15 | 15 | 7 | 4.217e-13 | 5spot_SharedNeighbor | CO2 | Porous | Wet | R245fa | MinimizeLCOE_Brownfield | IgnoreSilica | 3.5707 | 0.34728 | 0.020997 | 4 | 172670.9225 | 491671.1708 | 3520.1303 | 10023.3819 | 66.5882 | 7.8178 | 24.3362 | 274603.0077 | 0 | 198253.444 | 0 | 0 | 0 | 178147.8066 | 253891.6608 | 660574.0209 | 450855.3427 | 2016325.2828 | 961560.8286 | 11524091.9223 | 11524091.9223 | 10059725.4019 | 5207807.6177 | 0 | 14501978.0337 | 41293602.9756 | 421.6965 | 0.083986 | 172670.9225 | 491671.1708 | 3520.1303 | 10023.3819
1 | 3000 | 707 | 0.035 | 15 | 15 | 7 | 5.6234e-13 | 5spot_SharedNeighbor | CO2 | Porous | Wet | R245fa | MinimizeLCOE_Brownfield | IgnoreSilica | 4.689 | 0.49532 | 0.030698 | 4 | 122091.8238 | 340276.5643 | 2489.007 | 6936.998 | 68.2744 | 7.9234 | 28.39 | 342065.1728 | 0 | 254535.377 | 0 | 0 | 0 | 212634.2991 | 315601.5911 | 821130.6012 | 560438.5079 | 2506405.549 | 961560.8286 | 11524091.9223 | 11524091.9223 | 10059725.4019 | 5207807.6177 | 0 | 14992058.3 | 41783683.2418 | 562.3413 | 0.12279 | 122091.8238 | 340276.5643 | 2489.007 | 6936.998
1 | 3000 | 707 | 0.035 | 15 | 15 | 7 | 7.4989e-13 | 5spot_SharedNeighbor | CO2 | Porous | Wet | R245fa | MinimizeLCOE_Brownfield | IgnoreSilica | 6.1575 | 0.69159 | 0.043765 | 4 | 89045.9709 | 242087.1899 | 1815.3226 | 4935.2748 | 69.6422 | 8.0049 | 33.3405 | 423566.0201 | 0 | 324348.3541 | 0 | 0 | 0 | 253898.4053 | 390706.984 | 1016539.4274 | 693809.047 | 3102868.238 | 961560.8286 | 11524091.9223 | 11524091.9223 | 10059725.4019 | 5207807.6177 | 0 | 15588520.9889 | 42380145.9308 | 749.8942 | 0.17506 | 89045.9709 | 242087.1899 | 1815.3226 | 4935.2748
1 | 3000 | 707 | 0.035 | 15 | 15 | 7 | 1e-12 | 5spot_SharedNeighbor | CO2 | Porous | Wet | R245fa | MinimizeLCOE_Brownfield | IgnoreSilica | 8.0166 | 0.94249 | 0.061143 | 4 | 66576.8533 | 176122.6847 | 1357.2592 | 3590.4992 | 70.7042 | 8.0652 | 29.3594 | 518597.3601 | 0 | 407909.3187 | 0 | 0 | 0 | 299433.8941 | 478116.8234 | 1243961.8993 | 849029.5571 | 3797048.8527 | 961560.8286 | 11524091.9223 | 11524091.9223 | 10059725.4019 | 5207807.6177 | 0 | 16282701.6037 | 43074326.5456 | 1000 | 0.24457 | 66576.8533 | 176122.6847 | 1357.2592 | 3590.4992
1 | 3000 | 707 | 0.035 | 15 | 15 | 7 | 1.3335e-12 | 5spot_SharedNeighbor | CO2 | Porous | Wet | R245fa | MinimizeLCOE_Brownfield | IgnoreSilica | 10.3964 | 1.2654 | 0.084137 | 4 | 50823.2292 | 130430.7324 | 1036.1003 | 2659.0069 | 71.5355 | 8.1098 | 33.2242 | 630868.8978 | 0 | 509196.0702 | 0 | 0 | 0 | 351167.8101 | 581580.7835 | 1513153.8999 | 1032758.6289 | 4618726.0904 | 961560.8286 | 11524091.9223 | 11524091.9223 | 10059725.4019 | 5207807.6177 | 0 | 17104378.8414 | 43896003.7833 | 1333.5214 | 0.33655 | 50823.2292 | 130430.7324 | 1036.1003 | 2659.0069
1 | 3000 | 707 | 0.035 | 15 | 15 | 7 | 1.7783e-12 | 5spot_SharedNeighbor | CO2 | Porous | Wet | R245fa | MinimizeLCOE_Brownfield | IgnoreSilica | 13.4197 | 1.6774 | 0.11434 | 4 | 39508.0591 | 98085.7231 | 805.4252 | 1999.6101 | 72.1764 | 8.1413 | 22.9756 | 762693.7437 | 0 | 631180.8214 | 0 | 0 | 0 | 409051.8723 | 703141.3106 | 1829429.4561 | 1248623.1948 | 5584120.3989 | 961560.8286 | 11524091.9223 | 11524091.9223 | 10059725.4019 | 5207807.6177 | 0 | 18069773.1498 | 44861398.0917 | 1778.2794 | 0.45737 | 39508.0591 | 98085.7231 | 805.4252 | 1999.6101
1 | 3000 | 707 | 0.035 | 15 | 15 | 7 | 2.3714e-12 | 5spot_SharedNeighbor | CO2 | Porous | Wet | R245fa | MinimizeLCOE_Brownfield | IgnoreSilica | 17.2512 | 2.2011 | 0.15376 | 4 | 31222.6148 | 74782.7897 | 636.5152 | 1524.5483 | 72.662 | 8.1612 | 28.6586 | 917315.7672 | 0 | 777928.7282 | 0 | 0 | 0 | 473700.6152 | 845888.5932 | 2200828.6038 | 1502110.7446 | 6717773.0523 | 961560.8286 | 11524091.9223 | 11524091.9223 | 10059725.4019 | 5207807.6177 | 0 | 19203425.8032 | 45995050.7451 | 2371.3737 | 0.61505 | 31222.6148 | 74782.7897 | 636.5152 | 1524.5483
1 | 3000 | 707 | 0.035 | 15 | 15 | 7 | 3.1623e-12 | 5spot_SharedNeighbor | CO2 | Porous | Wet | R245fa | MinimizeLCOE_Brownfield | IgnoreSilica | 22.0165 | 2.8549 | 0.20457 | 4 | 25060.9486 | 57801.6652 | 510.9013 | 1178.3651 | 73.0127 | 8.1695 | 29.7761 | 1095555.8392 | 0 | 951458.0073 | 0 | 0 | 0 | 542907.206 | 1010069.2105 | 2627992.892 | 1793659.1486 | 8021642.3036 | 961560.8286 | 11524091.9223 | 11524091.9223 | 10059725.4019 | 5207807.6177 | 0 | 20507295.0546 | 47298919.9965 | 3162.2777 | 0.8183 | 25060.9486 | 57801.6652 | 510.9013 | 1178.3651
1 | 3000 | 707 | 0.035 | 15 | 15 | 7 | 4.217e-12 | 5spot_SharedNeighbor | CO2 | Porous | Wet | R245fa | MinimizeLCOE_Brownfield | IgnoreSilica | 27.8897 | 3.6634 | 0.26926 | 4 | 20422.0767 | 45296.9515 | 416.3317 | 923.4396 | 73.2463 | 8.1655 | 31.4567 | 1299444.1955 | 0 | 1155205.4256 | 0 | 0 | 0 | 615832.1868 | 1197487.9051 | 3115617.8905 | 2126473.2298 | 9510060.8333 | 961560.8286 | 11524091.9223 | 11524091.9223 | 10059725.4019 | 5207807.6177 | 0 | 21995713.5843 | 48787338.5262 | 4216.965 | 1.0771 | 20422.0767 | 45296.9515 | 416.3317 | 923.4396
1 | 3000 | 707 | 0.035 | 15 | 15 | 7 | 5.6234e-12 | 5spot_SharedNeighbor | CO2 | Porous | Wet | R245fa | MinimizeLCOE_Brownfield | IgnoreSilica | 34.966 | 4.6413 | 0.34997 | 4 | 16897.2647 | 36035.5242 | 344.4736 | 734.6329 | 73.3695 | 8.147 | 33.5715 | 1527682.6716 | 0 | 1389618.6596 | 0 | 0 | 0 | 688734.1462 | 1406353.8362 | 3659044.1989 | 2497372.8516 | 11168806.3641 | 961560.8286 | 11524091.9223 | 11524091.9223 | 10059725.4019 | 5207807.6177 | 0 | 23654459.1151 | 50446084.0569 | 5623.4133 | 1.3999 | 16897.2647 | 36035.5242 | 344.4736 | 734.6329
1 | 3000 | 707 | 0.035 | 15 | 15 | 7 | 7.4989e-12 | 5spot_SharedNeighbor | CO2 | Porous | Wet | R245fa | MinimizeLCOE_Brownfield | IgnoreSilica | 43.2292 | 5.7885 | 0.44783 | 4 | 14202.9345 | 29159.2546 | 289.546 | 594.4508 | 73.3832 | 8.1113 | 32.4377 | 1775545.1231 | 0 | 1651791.0459 | 0 | 0 | 0 | 755858.2469 | 1631445.8222 | 4244687.3739 | 2897086.3523 | 12956413.9643 | 961560.8286 | 11524091.9223 | 11524091.9223 | 10059725.4019 | 5207807.6177 | 0 | 25442066.7152 | 52233691.6571 | 7498.9421 | 1.7913 | 14202.9345 | 29159.2546 | 289.546 | 594.4508
1 | 3000 | 707 | 0.035 | 15 | 15 | 7 | 1e-11 | 5spot_SharedNeighbor | CO2 | Porous | Wet | R245fa | MinimizeLCOE_Brownfield | IgnoreSilica | 52.4936 | 7.0812 | 0.56195 | 4 | 12138.8065 | 24057.8415 | 247.466 | 490.4516 | 73.2848 | 8.0559 | 31.735 | 2034168.1752 | 0 | 1934340.1899 | 0 | 0 | 0 | 809910.4873 | 1863583.3525 | 4848661.6096 | 3309311.1786 | 14799974.9933 | 961560.8286 | 11524091.9223 | 11524091.9223 | 10059725.4019 | 5207807.6177 | 0 | 27285627.7442 | 54077252.6861 | 10000 | 2.2478 | 12138.8065 | 24057.8415 | 247.466 | 490.4516
1 | 3000 | 707 | 0.035 | 15 | 15 | 7 | 1.3335e-11 | 5spot_SharedNeighbor | CO2 | Porous | Wet | R245fa | MinimizeLCOE_Brownfield | IgnoreSilica | 62.2741 | 8.4541 | 0.68804 | 4 | 10559.7815 | 20294.5688 | 215.2754 | 413.7322 | 73.0767 | 7.981 | 34.6779 | 2288454.9257 | 0 | 2222285.6636 | 0 | 0 | 0 | 841253.3627 | 2087277.6413 | 5430668.2631 | 3706542.6786 | 16576482.535 | 961560.8286 | 11524091.9223 | 11524091.9223 | 10059725.4019 | 5207807.6177 | 0 | 29062135.2859 | 55853760.2278 | 13335.2143 | 2.7522 | 10559.7815 | 20294.5688 | 215.2754 | 413.7322
1 | 3000 | 707 | 0.035 | 15 | 15 | 7 | 1.7783e-11 | 5spot_SharedNeighbor | CO2 | Porous | Wet | R245fa | MinimizeLCOE_Brownfield | IgnoreSilica | 72.0159 | 9.8295 | 0.8194 | 4 | 9356.4665 | 17530.6286 | 190.7442 | 357.3856 | 72.7737 | 7.8899 | 43.7093 | 2524648.286 | 0 | 2500421.8444 | 0 | 0 | 0 | 844998.6374 | 2289326.8194 | 5956358.7787 | 4065337.2574 | 18181091.6234 | 961560.8286 | 11524091.9223 | 11524091.9223 | 10059725.4019 | 5207807.6177 | 0 | 30666744.3743 | 57458369.3162 | 17782.7941 | 3.2776 | 9356.4665 | 17530.6286 | 190.7442 | 357.3856
1 | 3000 | 707 | 0.035 | 15 | 15 | 7 | 2.3714e-11 | 5spot_SharedNeighbor | CO2 | Porous | Wet | R245fa | MinimizeLCOE_Brownfield | IgnoreSilica | 81.1339 | 11.1238 | 0.94799 | 4 | 8443.2959 | 15508.6596 | 172.128 | 316.165 | 72.4078 | 7.7898 | 44.084 | 2731330.2469 | 0 | 2754092.8846 | 0 | 0 | 0 | 820500.684 | 2459310.288 | 6398620.8955 | 4367190.2397 | 19531045.2387 | 961560.8286 | 11524091.9223 | 11524091.9223 | 10059725.4019 | 5207807.6177 | 0 | 32016697.9897 | 58808322.9316 | 23713.7371 | 3.792 | 8443.2959 | 15508.6596 | 172.128 | 316.165
1 | 3000 | 707 | 0.035 | 15 | 15 | 7 | 3.1623e-11 | 5spot_SharedNeighbor | CO2 | Porous | Wet | R245fa | MinimizeLCOE_Brownfield | IgnoreSilica | 89.2339 | 12.2794 | 1.067 | 4 | 7752.4361 | 14029.8643 | 158.0439 | 286.0178 | 72.0178 | 7.6891 | 39.4654 | 2903738.7476 | 0 | 2974724.9918 | 0 | 0 | 0 | 772978.2101 | 2594062.3603 | 6749218.1462 | 4606480.0673 | 20601202.5233 | 961560.8286 | 11524091.9223 | 11524091.9223 | 10059725.4019 | 5207807.6177 | 0 | 33086855.2743 | 59878480.2162 | 31622.7766 | 4.2679 | 7752.4361 | 14029.8643 | 158.0439 | 286.0178
1 | 3000 | 707 | 0.035 | 15 | 15 | 7 | 4.217e-11 | 5spot_SharedNeighbor | CO2 | Porous | Wet | R245fa | MinimizeLCOE_Brownfield | IgnoreSilica | 96.123 | 13.2666 | 1.1719 | 4 | 7230.5286 | 12946.0492 | 147.4041 | 263.9227 | 71.6385 | 7.5946 | 41.6135 | 3042253.7561 | 0 | 3159242.0628 | 0 | 0 | 0 | 710306.2612 | 2695602.8112 | 7013405.5707 | 4786793.4131 | 21407603.8751 | 961560.8286 | 11524091.9223 | 11524091.9223 | 10059725.4019 | 5207807.6177 | 0 | 33893256.6261 | 60684881.5679 | 42169.6503 | 4.6875 | 7230.5286 | 12946.0492 | 147.4041 | 263.9227
1 | 3000 | 707 | 0.035 | 15 | 15 | 7 | 5.6234e-11 | 5spot_SharedNeighbor | CO2 | Porous | Wet | R245fa | MinimizeLCOE_Brownfield | IgnoreSilica | 101.7398 | 14.0749 | 1.2605 | 4 | 6836.2723 | 12150.0476 | 139.3667 | 247.6952 | 71.2971 | 7.5117 | 46.9464 | 3149710.7761 | 0 | 3307730.4826 | 0 | 0 | 0 | 639904.2115 | 2767964.7334 | 7201676.4486 | 4915292.1558 | 21982278.808 | 961560.8286 | 11524091.9223 | 11524091.9223 | 10059725.4019 | 5207807.6177 | 0 | 34467931.559 | 61259556.5009 | 56234.1325 | 5.0419 | 6836.2723 | 12150.0476 | 139.3667 | 247.6952
1 | 3000 | 707 | 0.035 | 15 | 15 | 7 | 7.4989e-11 | 5spot_SharedNeighbor | CO2 | Porous | Wet | R245fa | MinimizeLCOE_Brownfield | IgnoreSilica | 106.1982 | 14.719 | 1.333 | 4 | 6538.1803 | 11562.8097 | 133.2896 | 235.7235 | 71.0055 | 7.4421 | 41.0819 | 3231507.234 | 0 | 3424428.5164 | 0 | 0 | 0 | 568631.1161 | 2817581.0779 | 7330767.9995 | 5003399.7919 | 22376315.7358 | 961560.8286 | 11524091.9223 | 11524091.9223 | 10059725.4019 | 5207807.6177 | 0 | 34861968.4867 | 61653593.4286 | 74989.4209 | 5.3321 | 6538.1803 | 11562.8097 | 133.2896 | 235.7235
1 | 3000 | 707 | 0.035 | 15 | 15 | 7 | 1e-10 | 5spot_SharedNeighbor | CO2 | Porous | Wet | R245fa | MinimizeLCOE_Brownfield | IgnoreSilica | 109.6935 | 15.2258 | 1.3912 | 4 | 6311.9923 | 11126.3466 | 128.6785 | 226.8256 | 70.7627 | 7.3847 | 41.7577 | 3293386.1442 | 0 | 3515300.7655 | 0 | 0 | 0 | 501095.0339 | 2850814.958 | 7417235.7381 | 5062415.8002 | 22640248.4399 | 961560.8286 | 11524091.9223 | 11524091.9223 | 10059725.4019 | 5207807.6177 | 0 | 35125901.1909 | 61917526.1327 | 100000 | 5.5649 | 6311.9923 | 11126.3466 | 128.6785 | 226.8256
1 | 3000 | 707 | 0.035 | 15 | 15 | 7 | 1.3335e-10 | 5spot_SharedNeighbor | CO2 | Porous | Wet | R245fa | MinimizeLCOE_Brownfield | IgnoreSilica | 112.3077 | 15.6062 | 1.4364 | 4 | 6141.0619 | 10803.9431 | 125.1939 | 220.253 | 70.5751 | 7.3409 | 38.6563 | 3338493.6685 | 0 | 3582813.1092 | 0 | 0 | 0 | 439791.6393 | 2870828.3826 | 7469306.5637 | 5097955.2086 | 22799188.572 | 961560.8286 | 11524091.9223 | 11524091.9223 | 10059725.4019 | 5207807.6177 | 0 | 35284841.323 | 62076466.2648 | 133352.1432 | 5.7457 | 6141.0619 | 10803.9431 | 125.1939 | 220.253
1 | 3000 | 707 | 0.035 | 15 | 15 | 7 | 1.7783e-10 | 5spot_SharedNeighbor | CO2 | Porous | Wet | R245fa | MinimizeLCOE_Brownfield | IgnoreSilica | 114.2297 | 15.8874 | 1.471 | 4 | 6011.302 | 10564.5462 | 122.5485 | 215.3726 | 70.4331 | 7.308 | 37.3953 | 3370966.127 | 0 | 3632247.6169 | 0 | 0 | 0 | 385684.6038 | 2881670.3556 | 7497515.1535 | 5117208.1508 | 22885292.0077 | 961560.8286 | 11524091.9223 | 11524091.9223 | 10059725.4019 | 5207807.6177 | 0 | 35370944.7587 | 62162569.7005 | 177827.941 | 5.8841 | 6011.302 | 10564.5462 | 122.5485 | 215.3726
1 | 3000 | 707 | 0.035 | 15 | 15 | 7 | 2.3714e-10 | 5spot_SharedNeighbor | CO2 | Porous | Wet | R245fa | MinimizeLCOE_Brownfield | IgnoreSilica | 115.6056 | 16.0901 | 1.4971 | 4 | 5912.7151 | 10386.7833 | 120.5387 | 211.7486 | 70.3291 | 7.284 | 42.572 | 3393846.8457 | 0 | 3667529.9475 | 0 | 0 | 0 | 339012.0683 | 2886151.656 | 7509174.5778 | 5125165.9475 | 22920881.0429 | 961560.8286 | 11524091.9223 | 11524091.9223 | 10059725.4019 | 5207807.6177 | 0 | 35406533.7938 | 62198158.7357 | 237137.3706 | 5.9882 | 5912.7151 | 10386.7833 | 120.5387 | 211.7486
1 | 3000 | 707 | 0.035 | 15 | 15 | 7 | 3.1623e-10 | 5spot_SharedNeighbor | CO2 | Porous | Wet | R245fa | MinimizeLCOE_Brownfield | IgnoreSilica | 116.5756 | 16.234 | 1.5164 | 4 | 5837.7801 | 10254.6216 | 119.011 | 209.0543 | 70.2547 | 7.2669 | 43.6587 | 3409791.3961 | 0 | 3692349.4683 | 0 | 0 | 0 | 299604.9263 | 2886680.8584 | 7510551.4538 | 5126105.6936 | 22925083.7965 | 961560.8286 | 11524091.9223 | 11524091.9223 | 10059725.4019 | 5207807.6177 | 0 | 35410736.5475 | 62202361.4894 | 316227.766 | 6.0658 | 5837.7801 | 10254.6216 | 119.011 | 209.0543
1 | 3000 | 707 | 0.035 | 15 | 15 | 7 | 4.217e-10 | 5spot_SharedNeighbor | CO2 | Porous | Wet | R245fa | MinimizeLCOE_Brownfield | IgnoreSilica | 117.2381 | 16.3334 | 1.5307 | 4 | 5780.8202 | 10156.5272 | 117.8498 | 207.0545 | 70.2032 | 7.2552 | 46.0112 | 3420590.1467 | 0 | 3709274.0003 | 0 | 0 | 0 | 266757.7923 | 2884682.5563 | 7505352.2818 | 5122557.1519 | 22909213.9293 | 961560.8286 | 11524091.9223 | 11524091.9223 | 10059725.4019 | 5207807.6177 | 0 | 35394866.6803 | 62186491.6222 | 421696.5034 | 6.1228 | 5780.8202 | 10156.5272 | 117.8498 | 207.0545
1 | 3000 | 707 | 0.035 | 15 | 15 | 7 | 5.6234e-10 | 5spot_SharedNeighbor | CO2 | Porous | Wet | R245fa | MinimizeLCOE_Brownfield | IgnoreSilica | 117.6324 | 16.3942 | 1.5407 | 4 | 5737.536 | 10084.711 | 116.9674 | 205.5905 | 70.1723 | 7.2481 | 43.3797 | 3426976.4052 | 0 | 3719331.7312 | 0 | 0 | 0 | 239190.4691 | 2880344.4562 | 7494065.435 | 5114853.6471 | 22874762.1438 | 961560.8286 | 11524091.9223 | 11524091.9223 | 10059725.4019 | 5207807.6177 | 0 | 35360414.8948 | 62152039.8366 | 562341.3252 | 6.163 | 5737.536 | 10084.711 | 116.9674 | 205.5905
1 | 3000 | 707 | 0.035 | 15 | 15 | 7 | 7.4989e-10 | 5spot_SharedNeighbor | CO2 | Porous | Wet | R245fa | MinimizeLCOE_Brownfield | IgnoreSilica | 117.8862 | 16.4341 | 1.548 | 4 | 5704.6649 | 10031.4087 | 116.2973 | 204.5038 | 70.1522 | 7.2435 | 39.6012 | 3431068.0223 | 0 | 3725796.551 | 0 | 0 | 0 | 216827.9211 | 2875740.0728 | 7482085.774 | 5106677.2823 | 22838195.6234 | 961560.8286 | 11524091.9223 | 11524091.9223 | 10059725.4019 | 5207807.6177 | 0 | 35323848.3744 | 62115473.3163 | 749894.2093 | 6.1921 | 5704.6649 | 10031.4087 | 116.2973 | 204.5038
1 | 3000 | 707 | 0.035 | 15 | 15 | 7 | 1e-09 | 5spot_SharedNeighbor | CO2 | Porous | Wet | R245fa | MinimizeLCOE_Brownfield | IgnoreSilica | 118.0151 | 16.4558 | 1.5531 | 4 | 5679.7228 | 9992.4506 | 115.7888 | 203.7096 | 70.1418 | 7.2412 | 40.4917 | 3433135.3532 | 0 | 3729073.5338 | 0 | 0 | 0 | 198521.5518 | 2870684.8711 | 7468933.1762 | 5097700.364 | 22798048.8501 | 961560.8286 | 11524091.9223 | 11524091.9223 | 10059725.4019 | 5207807.6177 | 0 | 35283701.601 | 62075326.5429 | 1000000 | 6.2122 | 5679.7228 | 9992.4506 | 115.7888 | 203.7096
1 | 3000 | 707 | 0.035 | 15 | 15 | 7 | 1.3335e-09 | 5spot_SharedNeighbor | CO2 | Porous | Wet | R245fa | MinimizeLCOE_Brownfield | IgnoreSilica | 118.054 | 16.4643 | 1.5564 | 4 | 5660.8166 | 9964.2404 | 115.4034 | 203.1345 | 70.1385 | 7.2405 | 43.0135 | 3433748.7395 | 0 | 3730053.863 | 0 | 0 | 0 | 183554.5917 | 2865469.3057 | 7455363.3449 | 5088438.6753 | 22756628.5201 | 961560.8286 | 11524091.9223 | 11524091.9223 | 10059725.4019 | 5207807.6177 | 0 | 35242281.271 | 62033906.2129 | 1333521.4322 | 6.2257 | 5660.8166 | 9964.2404 | 115.4034 | 203.1345
1 | 3000 | 707 | 0.035 | 15 | 15 | 7 | 1.7783e-09 | 5spot_SharedNeighbor | CO2 | Porous | Wet | R245fa | MinimizeLCOE_Brownfield | IgnoreSilica | 118.054 | 16.4667 | 1.5587 | 4 | 5646.5019 | 9943.5627 | 115.1116 | 202.713 | 70.1383 | 7.2405 | 42.57 | 3433736.3336 | 0 | 3730043.4375 | 0 | 0 | 0 | 171610.5504 | 2860802.2254 | 7443220.5592 | 5080150.9746 | 22719564.0806 | 961560.8286 | 11524091.9223 | 11524091.9223 | 10059725.4019 | 5207807.6177 | 0 | 35205216.8316 | 61996841.7735 | 1778279.41 | 6.2349 | 5646.5019 | 9943.5627 | 115.1116 | 202.713
1 | 3000 | 707 | 0.035 | 15 | 15 | 7 | 2.3714e-09 | 5spot_SharedNeighbor | CO2 | Porous | Wet | R245fa | MinimizeLCOE_Brownfield | IgnoreSilica | 118.0151 | 16.4632 | 1.5602 | 4 | 5635.6765 | 9928.773 | 114.8909 | 202.4115 | 70.1411 | 7.2411 | 42.1042 | 3433097.2228 | 0 | 3729041.3929 | 0 | 0 | 0 | 161936.061 | 2856389.1239 | 7431738.5745 | 5072314.284 | 22684516.6592 | 961560.8286 | 11524091.9223 | 11524091.9223 | 10059725.4019 | 5207807.6177 | 0 | 35170169.4102 | 61961794.3521 | 2371373.7057 | 6.2406 | 5635.6765 | 9928.773 | 114.8909 | 202.4115
1 | 3000 | 707 | 0.035 | 15 | 15 | 7 | 3.1623e-09 | 5spot_SharedNeighbor | CO2 | Porous | Wet | R245fa | MinimizeLCOE_Brownfield | IgnoreSilica | 117.9614 | 16.4573 | 1.5611 | 4 | 5627.4997 | 9918.1357 | 114.7242 | 202.1946 | 70.1452 | 7.2421 | 44.5675 | 3432220.1544 | 0 | 3727662.4683 | 0 | 0 | 0 | 154218.8222 | 2852499.5635 | 7421618.7362 | 5065407.2865 | 22653627.0312 | 961560.8286 | 11524091.9223 | 11524091.9223 | 10059725.4019 | 5207807.6177 | 0 | 35139279.7822 | 61930904.724 | 3162277.6602 | 6.2442 | 5627.4997 | 9918.1357 | 114.7242 | 202.1946
1 | 3000 | 707 | 0.035 | 15 | 15 | 7 | 4.217e-09 | 5spot_SharedNeighbor | CO2 | Porous | Wet | R245fa | MinimizeLCOE_Brownfield | IgnoreSilica | 117.9102 | 16.4514 | 1.5616 | 4 | 5621.3303 | 9910.3507 | 114.5984 | 202.0359 | 70.149 | 7.243 | 40.3927 | 3431386.5712 | 0 | 3726351.4366 | 0 | 0 | 0 | 148194.6255 | 2849313.727 | 7413329.8431 | 5059749.9466 | 22628326.15 | 961560.8286 | 11524091.9223 | 11524091.9223 | 10059725.4019 | 5207807.6177 | 0 | 35113978.901 | 61905603.8428 | 4216965.0343 | 6.2466 | 5621.3303 | 9910.3507 | 114.5984 | 202.0359
1 | 3000 | 707 | 0.035 | 15 | 15 | 7 | 5.6234e-09 | 5spot_SharedNeighbor | CO2 | Porous | Wet | R245fa | MinimizeLCOE_Brownfield | IgnoreSilica | 117.8714 | 16.4469 | 1.5621 | 4 | 5616.6804 | 9904.5054 | 114.5036 | 201.9167 | 70.152 | 7.2437 | 38.8326 | 3430752.0023 | 0 | 3725353.7371 | 0 | 0 | 0 | 143606.9475 | 2846887.9479 | 7407018.4633 | 5055442.3002 | 22609061.3982 | 961560.8286 | 11524091.9223 | 11524091.9223 | 10059725.4019 | 5207807.6177 | 0 | 35094714.1491 | 61886339.091 | 5623413.2519 | 6.2483 | 5616.6804 | 9904.5054 | 114.5036 | 201.9167
1 | 3000 | 707 | 0.035 | 15 | 15 | 7 | 7.4989e-09 | 5spot_SharedNeighbor | CO2 | Porous | Wet | R245fa | MinimizeLCOE_Brownfield | IgnoreSilica | 117.8176 | 16.4402 | 1.5622 | 4 | 5613.179 | 9900.6166 | 114.4322 | 201.8375 | 70.156 | 7.2446 | 39.763 | 3429877.8143 | 0 | 3723977.9177 | 0 | 0 | 0 | 139816.7973 | 2844532.2864 | 7400889.5154 | 5051259.1674 | 22590353.4984 | 961560.8286 | 11524091.9223 | 11524091.9223 | 10059725.4019 | 5207807.6177 | 0 | 35076006.2494 | 61867631.1913 | 7498942.0933 | 6.2489 | 5613.179 | 9900.6166 | 114.4322 | 201.8375
1 | 3000 | 707 | 0.035 | 15 | 15 | 7 | 1e-08 | 5spot_SharedNeighbor | CO2 | Porous | Wet | R245fa | MinimizeLCOE_Brownfield | IgnoreSilica | 117.7787 | 16.4354 | 1.5623 | 4 | 5610.5447 | 9897.6657 | 114.3785 | 201.7773 | 70.159 | 7.2453 | 37.69 | 3429244.4289 | 0 | 3722981.5093 | 0 | 0 | 0 | 136967.4485 | 2842785.4208 | 7396344.5295 | 5048157.1211 | 22576480.4582 | 961560.8286 | 11524091.9223 | 11524091.9223 | 10059725.4019 | 5207807.6177 | 0 | 35062133.2092 | 61853758.151 | 10000000 | 6.2493 | 5610.5447 | 9897.6657 | 114.3785 | 201.7773
1 | 3100 | 707 | 0.035 | 15 | 15 | 7 | 1e-13 | 5spot_SharedNeighbor | CO2 | Porous | Wet | R245fa | MinimizeLCOE_Brownfield | IgnoreSilica | 0.75252 | 0.0068429 | 0.0010131 | 4 | 3314534.9099 | 10141115.7492 | 67571.2774 | 206740.3614 | 50.1444 | 6.7889 | 21.0071 | 66592.1633 | 0 | 34267.4792 | 0 | 0 | 0 | 59733.2696 | 62631.2357 | 162953.6279 | 111219.1994 | 497396.9751 | 961560.8286 | 11973452.0612 | 11973452.0612 | 10331217.8863 | 5360578.5121 | 0 | 13432409.865 | 41097658.3246 | 100 | 0.0040526 | 3314534.9099 | 10141115.7492 | 67571.2774 | 206740.3614
1 | 3100 | 707 | 0.035 | 15 | 15 | 7 | 1.3335e-13 | 5spot_SharedNeighbor | CO2 | Porous | Wet | R245fa | MinimizeLCOE_Brownfield | IgnoreSilica | 1.1069 | 0.040221 | 0.0027189 | 4 | 1257048.8099 | 3800803.7701 | 25626.6403 | 77484.5258 | 55.9028 | 7.2955 | 49.0975 | 98844.2895 | 0 | 57573.4751 | 0 | 0 | 0 | 81321.3724 | 92718.2634 | 241233.9023 | 164647.0952 | 736338.3979 | 961560.8286 | 11973452.0612 | 11973452.0612 | 10331217.8863 | 5360578.5121 | 0 | 13671351.2877 | 41336599.7474 | 133.3521 | 0.010876 | 1257048.8099 | 3800803.7701 | 25626.6403 | 77484.5258
1 | 3100 | 707 | 0.035 | 15 | 15 | 7 | 1.7783e-13 | 5spot_SharedNeighbor | CO2 | Porous | Wet | R245fa | MinimizeLCOE_Brownfield | IgnoreSilica | 1.5542 | 0.089658 | 0.0054565 | 4 | 639243.0647 | 1906781.9945 | 13031.8345 | 38872.3301 | 60.3472 | 7.6553 | 73.6533 | 137112.1773 | 0 | 85842.6052 | 0 | 0 | 0 | 105425.7828 | 128068.4205 | 333207.7596 | 227421.1427 | 1017077.888 | 961560.8286 | 11973452.0612 | 11973452.0612 | 10331217.8863 | 5360578.5121 | 0 | 13952090.7778 | 41617339.2375 | 177.8279 | 0.021826 | 639243.0647 | 1906781.9945 | 13031.8345 | 38872.3301
1 | 3100 | 707 | 0.035 | 15 | 15 | 7 | 2.3714e-13 | 5spot_SharedNeighbor | CO2 | Porous | Wet | R245fa | MinimizeLCOE_Brownfield | IgnoreSilica | 2.1182 | 0.15803 | 0.009506 | 4 | 375493.705 | 1103069.4341 | 7654.9471 | 22487.5624 | 63.8385 | 7.9151 | 105.1421 | 181832.2893 | 0 | 119679.0554 | 0 | 0 | 0 | 132005.8691 | 169071.7134 | 439889.9168 | 300233.907 | 1342712.7509 | 961560.8286 | 11973452.0612 | 11973452.0612 | 10331217.8863 | 5360578.5121 | 0 | 14277725.6408 | 41942974.1004 | 237.1374 | 0.038024 | 375493.705 | 1103069.4341 | 7654.9471 | 22487.5624
1 | 3100 | 707 | 0.035 | 15 | 15 | 7 | 3.1623e-13 | 5spot_SharedNeighbor | CO2 | Porous | Wet | R245fa | MinimizeLCOE_Brownfield | IgnoreSilica | 2.8324 | 0.24955 | 0.01524 | 4 | 240417.5681 | 694237.3745 | 4901.2373 | 14152.9679 | 66.6164 | 8.1068 | 25.9535 | 234054.8756 | 0 | 160198.5336 | 0 | 0 | 0 | 161416.3919 | 216711.2225 | 563838.1472 | 384831.1212 | 1721050.2921 | 961560.8286 | 11973452.0612 | 11973452.0612 | 10331217.8863 | 5360578.5121 | 0 | 14656063.1819 | 42321311.6416 | 316.2278 | 0.060961 | 240417.5681 | 694237.3745 | 4901.2373 | 14152.9679
1 | 3100 | 707 | 0.035 | 15 | 15 | 7 | 4.217e-13 | 5spot_SharedNeighbor | CO2 | Porous | Wet | R245fa | MinimizeLCOE_Brownfield | IgnoreSilica | 3.7487 | 0.37084 | 0.023156 | 4 | 163053.4908 | 461740.0543 | 3324.066 | 9413.1956 | 68.8538 | 8.2513 | 23.153 | 295721.2591 | 0 | 209296.506 | 0 | 0 | 0 | 194793.2451 | 272926.294 | 710098.232 | 484656.6344 | 2167492.1706 | 961560.8286 | 11973452.0612 | 11973452.0612 | 10331217.8863 | 5360578.5121 | 0 | 15102505.0605 | 42767753.5201 | 421.6965 | 0.092623 | 163053.4908 | 461740.0543 | 3324.066 | 9413.1956
1 | 3100 | 707 | 0.035 | 15 | 15 | 7 | 5.6234e-13 | 5spot_SharedNeighbor | CO2 | Porous | Wet | R245fa | MinimizeLCOE_Brownfield | IgnoreSilica | 4.9324 | 0.53061 | 0.033911 | 4 | 115259.8984 | 319215.2306 | 2349.7289 | 6507.6342 | 70.656 | 8.3613 | 24.3026 | 369016.5187 | 0 | 269200.22 | 0 | 0 | 0 | 233285.0273 | 339885.6887 | 884312.842 | 603561.6855 | 2699261.9822 | 961560.8286 | 11973452.0612 | 11973452.0612 | 10331217.8863 | 5360578.5121 | 0 | 15634274.872 | 43299523.3317 | 562.3413 | 0.13564 | 115259.8984 | 319215.2306 | 2349.7289 | 6507.6342
1 | 3100 | 707 | 0.035 | 15 | 15 | 7 | 7.4989e-13 | 5spot_SharedNeighbor | CO2 | Porous | Wet | R245fa | MinimizeLCOE_Brownfield | IgnoreSilica | 6.4593 | 0.73925 | 0.048364 | 4 | 84086.1852 | 227090.4041 | 1714.2106 | 4629.5451 | 72.0934 | 8.4448 | 32.0825 | 456025.839 | 0 | 342201.06 | 0 | 0 | 0 | 277595.8949 | 419570.8896 | 1091637.389 | 745064.9489 | 3332096.0214 | 961560.8286 | 11973452.0612 | 11973452.0612 | 10331217.8863 | 5360578.5121 | 0 | 16267108.9112 | 43932357.3709 | 749.8942 | 0.19346 | 84086.1852 | 227090.4041 | 1714.2106 | 4629.5451
1 | 3100 | 707 | 0.035 | 15 | 15 | 7 | 1e-12 | 5spot_SharedNeighbor | CO2 | Porous | Wet | R245fa | MinimizeLCOE_Brownfield | IgnoreSilica | 8.4085 | 1.008 | 0.067603 | 4 | 62911.0471 | 165218.7685 | 1282.5268 | 3368.2081 | 73.2217 | 8.5072 | 33.1707 | 558391.1806 | 0 | 430341.9961 | 0 | 0 | 0 | 327561.0845 | 513354.7619 | 1335643.7869 | 911604.3293 | 4076897.1393 | 961560.8286 | 11973452.0612 | 11973452.0612 | 10331217.8863 | 5360578.5121 | 0 | 17011910.0292 | 44677158.4888 | 1000 | 0.27041 | 62911.0471 | 165218.7685 | 1282.5268 | 3368.2081
1 | 3100 | 707 | 0.035 | 15 | 15 | 7 | 1.3335e-12 | 5spot_SharedNeighbor | CO2 | Porous | Wet | R245fa | MinimizeLCOE_Brownfield | IgnoreSilica | 10.8936 | 1.3526 | 0.093032 | 4 | 48072.3622 | 122415.5475 | 980.0201 | 2495.6065 | 74.1024 | 8.553 | 24.1041 | 678863.9329 | 0 | 536757.631 | 0 | 0 | 0 | 383893.1922 | 623810.7549 | 1623027.623 | 1107749.7026 | 4954102.8366 | 961560.8286 | 11973452.0612 | 11973452.0612 | 10331217.8863 | 5360578.5121 | 0 | 17889115.7264 | 45554364.1861 | 1333.5214 | 0.37213 | 48072.3622 | 122415.5475 | 980.0201 | 2495.6065
1 | 3100 | 707 | 0.035 | 15 | 15 | 7 | 1.7783e-12 | 5spot_SharedNeighbor | CO2 | Porous | Wet | R245fa | MinimizeLCOE_Brownfield | IgnoreSilica | 14.0628 | 1.7939 | 0.12645 | 4 | 37416.2 | 92112.4098 | 762.7798 | 1877.8361 | 74.7841 | 8.5853 | 30.4392 | 820892.0899 | 0 | 665429.899 | 0 | 0 | 0 | 447661.2042 | 754253.4453 | 1962412.7461 | 1339387.0227 | 5990036.4072 | 961560.8286 | 11973452.0612 | 11973452.0612 | 10331217.8863 | 5360578.5121 | 0 | 18925049.2971 | 46590297.7567 | 1778.2794 | 0.5058 | 37416.2 | 92112.4098 | 762.7798 | 1877.8361
1 | 3100 | 707 | 0.035 | 15 | 15 | 7 | 2.3714e-12 | 5spot_SharedNeighbor | CO2 | Porous | Wet | R245fa | MinimizeLCOE_Brownfield | IgnoreSilica | 18.0406 | 2.35 | 0.16992 | 4 | 29612.6896 | 70315.953 | 603.6947 | 1433.4858 | 75.2964 | 8.605 | 31.0825 | 985934.728 | 0 | 818771.6804 | 0 | 0 | 0 | 517408.7531 | 905624.913 | 2356250.2544 | 1608189.2147 | 7192179.5436 | 961560.8286 | 11973452.0612 | 11973452.0612 | 10331217.8863 | 5360578.5121 | 0 | 20127192.4335 | 47792440.8931 | 2371.3737 | 0.67968 | 29612.6896 | 70315.953 | 603.6947 | 1433.4858
1 | 3100 | 707 | 0.035 | 15 | 15 | 7 | 3.1623e-12 | 5spot_SharedNeighbor | CO2 | Porous | Wet | R245fa | MinimizeLCOE_Brownfield | IgnoreSilica | 23.0176 | 3.0481 | 0.22599 | 4 | 23808.0272 | 54412.9474 | 485.3588 | 1109.2815 | 75.6687 | 8.6126 | 25.2229 | 1177386.0779 | 0 | 1001235.2095 | 0 | 0 | 0 | 593576.4917 | 1081157.1338 | 2812949.0864 | 1919895.5518 | 8586199.5511 | 961560.8286 | 11973452.0612 | 11973452.0612 | 10331217.8863 | 5360578.5121 | 0 | 21521212.4409 | 49186460.9006 | 3162.2777 | 0.90395 | 23808.0272 | 54412.9474 | 485.3588 | 1109.2815
1 | 3100 | 707 | 0.035 | 15 | 15 | 7 | 4.217e-12 | 5spot_SharedNeighbor | CO2 | Porous | Wet | R245fa | MinimizeLCOE_Brownfield | IgnoreSilica | 29.1271 | 3.9081 | 0.29719 | 4 | 19436.6229 | 42709.3673 | 396.2418 | 870.6882 | 75.9151 | 8.6068 | 28.5097 | 1395526.816 | 0 | 1214653.3521 | 0 | 0 | 0 | 673401.0015 | 1280596.6561 | 3331849.8127 | 2274055.9599 | 10170083.5983 | 961560.8286 | 11973452.0612 | 11973452.0612 | 10331217.8863 | 5360578.5121 | 0 | 23105096.4881 | 50770344.9478 | 4216.965 | 1.1887 | 19436.6229 | 42709.3673 | 396.2418 | 870.6882
1 | 3100 | 707 | 0.035 | 15 | 15 | 7 | 5.6234e-12 | 5spot_SharedNeighbor | CO2 | Porous | Wet | R245fa | MinimizeLCOE_Brownfield | IgnoreSilica | 36.4593 | 4.9446 | 0.38573 | 4 | 16114.2629 | 34044.8717 | 328.511 | 694.0508 | 76.0435 | 8.5852 | 34.2474 | 1638804.8252 | 0 | 1459310.2068 | 0 | 0 | 0 | 752969.0465 | 1501922.7906 | 3907695.0144 | 2667082.1424 | 11927784.0259 | 961560.8286 | 11973452.0612 | 11973452.0612 | 10331217.8863 | 5360578.5121 | 0 | 24862796.9158 | 52528045.3754 | 5623.4133 | 1.5429 | 16114.2629 | 34044.8717 | 328.511 | 694.0508
1 | 3100 | 707 | 0.035 | 15 | 15 | 7 | 7.4989e-12 | 5spot_SharedNeighbor | CO2 | Porous | Wet | R245fa | MinimizeLCOE_Brownfield | IgnoreSilica | 45.0003 | 6.1575 | 0.49271 | 4 | 13574.6569 | 27612.0756 | 276.7377 | 562.9095 | 76.0551 | 8.5448 | 29.6117 | 1902391.2875 | 0 | 1732384.2317 | 0 | 0 | 0 | 826665.6175 | 1739962.0433 | 4527024.3214 | 3089787.1204 | 13818214.6219 | 961560.8286 | 11973452.0612 | 11973452.0612 | 10331217.8863 | 5360578.5121 | 0 | 26753227.5117 | 54418475.9714 | 7498.9421 | 1.9708 | 13574.6569 | 27612.0756 | 276.7377 | 562.9095
1 | 3100 | 707 | 0.035 | 15 | 15 | 7 | 1e-11 | 5spot_SharedNeighbor | CO2 | Porous | Wet | R245fa | MinimizeLCOE_Brownfield | IgnoreSilica | 54.4667 | 7.5096 | 0.61646 | 4 | 11629.7764 | 22849.1712 | 237.0887 | 465.8113 | 75.948 | 8.4837 | 31.3129 | 2174342.5288 | 0 | 2023480.3858 | 0 | 0 | 0 | 884799.7767 | 1982222.8496 | 5157337.2449 | 3519988.6423 | 15742171.4282 | 961560.8286 | 11973452.0612 | 11973452.0612 | 10331217.8863 | 5360578.5121 | 0 | 28677184.318 | 56342432.7777 | 10000 | 2.4658 | 11629.7764 | 22849.1712 | 237.0887 | 465.8113
1 | 3100 | 707 | 0.035 | 15 | 15 | 7 | 1.3335e-11 | 5spot_SharedNeighbor | CO2 | Porous | Wet | R245fa | MinimizeLCOE_Brownfield | IgnoreSilica | 64.4271 | 8.9406 | 0.75242 | 4 | 10143.0811 | 19335.2045 | 206.7804 | 394.1743 | 75.7256 | 8.4018 | 40.5805 | 2440920.8084 | 0 | 2319329.8148 | 0 | 0 | 0 | 919718.0949 | 2215187.8 | 5763464.2582 | 3933682.7836 | 17592303.5599 | 961560.8286 | 11973452.0612 | 11973452.0612 | 10331217.8863 | 5360578.5121 | 0 | 30527316.4497 | 58192564.9094 | 13335.2143 | 3.0097 | 10143.0811 | 19335.2045 | 206.7804 | 394.1743
1 | 3100 | 707 | 0.035 | 15 | 15 | 7 | 1.7783e-11 | 5spot_SharedNeighbor | CO2 | Porous | Wet | R245fa | MinimizeLCOE_Brownfield | IgnoreSilica | 74.2614 | 10.3618 | 0.89288 | 4 | 9011.2087 | 16757.3027 | 183.7057 | 341.6203 | 75.4064 | 8.3036 | 44.0804 | 2686448.9504 | 0 | 2602777.6119 | 0 | 0 | 0 | 925506.7373 | 2423745.9869 | 6306089.8791 | 4304035.9197 | 19248605.0853 | 961560.8286 | 11973452.0612 | 11973452.0612 | 10331217.8863 | 5360578.5121 | 0 | 32183617.9752 | 59848866.4348 | 17782.7941 | 3.5715 | 9011.2087 | 16757.3027 | 183.7057 | 341.6203
1 | 3100 | 707 | 0.035 | 15 | 15 | 7 | 2.3714e-11 | 5spot_SharedNeighbor | CO2 | Porous | Wet | R245fa | MinimizeLCOE_Brownfield | IgnoreSilica | 83.4138 | 11.6919 | 1.0294 | 4 | 8153.1204 | 14871.8375 | 166.2124 | 303.1825 | 75.0248 | 8.1969 | 44.4572 | 2900206.9854 | 0 | 2859998.7151 | 0 | 0 | 0 | 902661.6213 | 2598518.2555 | 6760811.4715 | 4614392.7501 | 20636589.7989 | 961560.8286 | 11973452.0612 | 11973452.0612 | 10331217.8863 | 5360578.5121 | 0 | 33571602.6887 | 61236851.1484 | 23713.7371 | 4.1176 | 8153.1204 | 14871.8375 | 166.2124 | 303.1825
1 | 3100 | 707 | 0.035 | 15 | 15 | 7 | 3.1623e-11 | 5spot_SharedNeighbor | CO2 | Porous | Wet | R245fa | MinimizeLCOE_Brownfield | IgnoreSilica | 91.4964 | 12.8725 | 1.1549 | 4 | 7504.6044 | 13493.2803 | 152.9915 | 275.0788 | 74.6219 | 8.0904 | 50.8966 | 3077602.9929 | 0 | 3082536.8227 | 0 | 0 | 0 | 856789.2493 | 2736602.3353 | 7120077.9222 | 4859599.4849 | 21733208.8073 | 961560.8286 | 11973452.0612 | 11973452.0612 | 10331217.8863 | 5360578.5121 | 0 | 34668221.6971 | 62333470.1568 | 31622.7766 | 4.6196 | 7504.6044 | 13493.2803 | 152.9915 | 275.0788
1 | 3100 | 707 | 0.035 | 15 | 15 | 7 | 4.217e-11 | 5spot_SharedNeighbor | CO2 | Porous | Wet | R245fa | MinimizeLCOE_Brownfield | IgnoreSilica | 98.3318 | 13.8755 | 1.2649 | 4 | 7015.2481 | 12483.2988 | 143.0153 | 254.4889 | 74.2336 | 7.9915 | 46.0338 | 3219457.9904 | 0 | 3267702.2034 | 0 | 0 | 0 | 796124.9688 | 2840481.2134 | 7390349.4544 | 5044065.3592 | 22558181.1895 | 961560.8286 | 11973452.0612 | 11973452.0612 | 10331217.8863 | 5360578.5121 | 0 | 35493194.0794 | 63158442.539 | 42169.6503 | 5.0594 | 7015.2481 | 12483.2988 | 143.0153 | 254.4889
1 | 3100 | 707 | 0.035 | 15 | 15 | 7 | 5.6234e-11 | 5spot_SharedNeighbor | CO2 | Porous | Wet | R245fa | MinimizeLCOE_Brownfield | IgnoreSilica | 103.9324 | 14.7005 | 1.3577 | 4 | 6646.1044 | 11740.4227 | 135.4898 | 239.3444 | 73.883 | 7.9044 | 46.9024 | 3330152.2471 | 0 | 3417520.1889 | 0 | 0 | 0 | 729073.4386 | 2915930.8911 | 7586654.039 | 5178047.2717 | 23157378.0764 | 961560.8286 | 11973452.0612 | 11973452.0612 | 10331217.8863 | 5360578.5121 | 0 | 36092390.9663 | 63757639.4259 | 56234.1325 | 5.4306 | 6646.1044 | 11740.4227 | 135.4898 | 239.3444
1 | 3100 | 707 | 0.035 | 15 | 15 | 7 | 7.4989e-11 | 5spot_SharedNeighbor | CO2 | Porous | Wet | R245fa | MinimizeLCOE_Brownfield | IgnoreSilica | 108.3707 | 15.3567 | 1.4334 | 4 | 6367.515 | 11192.6584 | 129.8104 | 228.1775 | 73.5845 | 7.8315 | 47.5032 | 3414333.5999 | 0 | 3535110.2347 | 0 | 0 | 0 | 661658.9275 | 2968330.0772 | 7722985.9727 | 5271096.6178 | 23573515.4298 | 961560.8286 | 11973452.0612 | 11973452.0612 | 10331217.8863 | 5360578.5121 | 0 | 36508528.3197 | 64173776.7793 | 74989.4209 | 5.7336 | 6367.515 | 11192.6584 | 129.8104 | 228.1775
1 | 3100 | 707 | 0.035 | 15 | 15 | 7 | 1e-10 | 5spot_SharedNeighbor | CO2 | Porous | Wet | R245fa | MinimizeLCOE_Brownfield | IgnoreSilica | 111.8324 | 15.8702 | 1.4939 | 4 | 6157.1111 | 10786.8681 | 125.521 | 219.9049 | 73.3389 | 7.7723 | 46.3687 | 3477814.0278 | 0 | 3626166.0302 | 0 | 0 | 0 | 598645.4029 | 3004023.9298 | 7815854.0552 | 5334480.9924 | 23856984.4384 | 961560.8286 | 11973452.0612 | 11973452.0612 | 10331217.8863 | 5360578.5121 | 0 | 36791997.3282 | 64457245.7879 | 100000 | 5.9755 | 6157.1111 | 10786.8681 | 125.521 | 219.9049
1 | 3100 | 707 | 0.035 | 15 | 15 | 7 | 1.3335e-10 | 5spot_SharedNeighbor | CO2 | Porous | Wet | R245fa | MinimizeLCOE_Brownfield | IgnoreSilica | 114.4618 | 16.2617 | 1.5411 | 4 | 5998.0988 | 10485.9179 | 122.2794 | 213.7696 | 73.1448 | 7.7259 | 80.8844 | 3524747.9753 | 0 | 3694954.7393 | 0 | 0 | 0 | 542136.3039 | 3027117.2172 | 7875938.052 | 5375489.5548 | 24040383.8424 | 961560.8286 | 11973452.0612 | 11973452.0612 | 10331217.8863 | 5360578.5121 | 0 | 36975396.7323 | 64640645.1919 | 133352.1432 | 6.1645 | 5998.0988 | 10485.9179 | 122.2794 | 213.7696
1 | 3100 | 707 | 0.035 | 15 | 15 | 7 | 1.7783e-10 | 5spot_SharedNeighbor | CO2 | Porous | Wet | R245fa | MinimizeLCOE_Brownfield | IgnoreSilica | 116.505 | 16.5665 | 1.5781 | 4 | 5877.4871 | 10260.1803 | 119.8205 | 209.1677 | 72.9883 | 7.6886 | 46.2057 | 3560380.9251 | 0 | 3748251.7319 | 0 | 0 | 0 | 493747.64 | 3042928.3158 | 7917075.2874 | 5403566.5632 | 24165950.4634 | 961560.8286 | 11973452.0612 | 11973452.0612 | 10331217.8863 | 5360578.5121 | 0 | 37100963.3532 | 64766211.8129 | 177827.941 | 6.3124 | 5877.4871 | 10260.1803 | 119.8205 | 209.1677
1 | 3100 | 707 | 0.035 | 15 | 15 | 7 | 2.3714e-10 | 5spot_SharedNeighbor | CO2 | Porous | Wet | R245fa | MinimizeLCOE_Brownfield | IgnoreSilica | 117.9808 | 16.7876 | 1.6059 | 4 | 5786.6841 | 10093.4486 | 117.9694 | 205.7686 | 72.8738 | 7.6616 | 45.3563 | 3585763.5971 | 0 | 3786576.2285 | 0 | 0 | 0 | 452901.2355 | 3051844.0138 | 7940272.1047 | 5419398.8677 | 24236756.0474 | 961560.8286 | 11973452.0612 | 11973452.0612 | 10331217.8863 | 5360578.5121 | 0 | 37171768.9372 | 64837017.3969 | 237137.3706 | 6.4237 | 5786.6841 | 10093.4486 | 117.9694 | 205.7686
1 | 3100 | 707 | 0.035 | 15 | 15 | 7 | 3.1623e-10 | 5spot_SharedNeighbor | CO2 | Porous | Wet | R245fa | MinimizeLCOE_Brownfield | IgnoreSilica | 119.0823 | 16.953 | 1.6271 | 4 | 5718.0482 | 9968.839 | 116.5701 | 203.2283 | 72.787 | 7.6413 | 41.4659 | 3604476.5333 | 0 | 3815118.238 | 0 | 0 | 0 | 419455.8226 | 3057229.7316 | 7954284.6376 | 5428962.7093 | 24279527.6723 | 961560.8286 | 11973452.0612 | 11973452.0612 | 10331217.8863 | 5360578.5121 | 0 | 37214540.5622 | 64879789.0218 | 316227.766 | 6.5083 | 5718.0482 | 9968.839 | 116.5701 | 203.2283
1 | 3100 | 707 | 0.035 | 15 | 15 | 7 | 4.217e-10 | 5spot_SharedNeighbor | CO2 | Porous | Wet | R245fa | MinimizeLCOE_Brownfield | IgnoreSilica | 119.8936 | 17.0752 | 1.643 | 4 | 5666.2003 | 9875.7712 | 115.5132 | 201.331 | 72.7223 | 7.6261 | 39.2834 | 3618131.1441 | 0 | 3836105.8589 | 0 | 0 | 0 | 392451.9163 | 3060208.6785 | 7962035.2464 | 5434252.6591 | 24303185.5033 | 961560.8286 | 11973452.0612 | 11973452.0612 | 10331217.8863 | 5360578.5121 | 0 | 37238198.3931 | 64903446.8528 | 421696.5034 | 6.572 | 5666.2003 | 9875.7712 | 115.5132 | 201.331
1 | 3100 | 707 | 0.035 | 15 | 15 | 7 | 5.6234e-10 | 5spot_SharedNeighbor | CO2 | Porous | Wet | R245fa | MinimizeLCOE_Brownfield | IgnoreSilica | 120.4829 | 17.1643 | 1.6549 | 4 | 5627.0656 | 9806.3408 | 114.7153 | 199.9155 | 72.6748 | 7.615 | 42.4835 | 3627981.7266 | 0 | 3851333.8376 | 0 | 0 | 0 | 370887.8399 | 3061579.3276 | 7965601.3941 | 5436686.6282 | 24314070.7541 | 961560.8286 | 11973452.0612 | 11973452.0612 | 10331217.8863 | 5360578.5121 | 0 | 37249083.6439 | 64914332.1036 | 562341.3252 | 6.6196 | 5627.0656 | 9806.3408 | 114.7153 | 199.9155
1 | 3100 | 707 | 0.035 | 15 | 15 | 7 | 7.4989e-10 | 5spot_SharedNeighbor | CO2 | Porous | Wet | R245fa | MinimizeLCOE_Brownfield | IgnoreSilica | 120.9117 | 17.2294 | 1.6638 | 4 | 5597.554 | 9754.4945 | 114.1137 | 198.8586 | 72.6401 | 7.6069 | 41.5109 | 3635111.7986 | 0 | 3862402.8341 | 0 | 0 | 0 | 353892.2983 | 3062048.7031 | 7966822.6128 | 5437520.1351 | 24317798.3819 | 961560.8286 | 11973452.0612 | 11973452.0612 | 10331217.8863 | 5360578.5121 | 0 | 37252811.2718 | 64918059.7314 | 749894.2093 | 6.6552 | 5597.554 | 9754.4945 | 114.1137 | 198.8586
1 | 3100 | 707 | 0.035 | 15 | 15 | 7 | 1e-09 | 5spot_SharedNeighbor | CO2 | Porous | Wet | R245fa | MinimizeLCOE_Brownfield | IgnoreSilica | 121.2406 | 17.2793 | 1.6706 | 4 | 5575.3175 | 9715.4481 | 113.6604 | 198.0626 | 72.6133 | 7.6007 | 42.3874 | 3640561.3275 | 0 | 3870889.8103 | 0 | 0 | 0 | 340816.8039 | 3062384.4973 | 7967696.2804 | 5438116.4312 | 24320465.1506 | 961560.8286 | 11973452.0612 | 11973452.0612 | 10331217.8863 | 5360578.5121 | 0 | 37255478.0404 | 64920726.5001 | 1000000 | 6.6822 | 5575.3175 | 9715.4481 | 113.6604 | 198.0626
1 | 3100 | 707 | 0.035 | 15 | 15 | 7 | 1.3335e-09 | 5spot_SharedNeighbor | CO2 | Porous | Wet | R245fa | MinimizeLCOE_Brownfield | IgnoreSilica | 121.4723 | 17.3147 | 1.6755 | 4 | 5558.5782 | 9686.4217 | 113.3191 | 197.4708 | 72.5944 | 7.5963 | 42.8325 | 3644388.2053 | 0 | 3876864.1501 | 0 | 0 | 0 | 330598.2154 | 3062221.7226 | 7967272.7741 | 5437827.3794 | 24319172.4468 | 961560.8286 | 11973452.0612 | 11973452.0612 | 10331217.8863 | 5360578.5121 | 0 | 37254185.3366 | 64919433.7963 | 1333521.4322 | 6.7021 | 5558.5782 | 9686.4217 | 113.3191 | 197.4708
1 | 3100 | 707 | 0.035 | 15 | 15 | 7 | 1.7783e-09 | 5spot_SharedNeighbor | CO2 | Porous | Wet | R245fa | MinimizeLCOE_Brownfield | IgnoreSilica | 121.6427 | 17.3407 | 1.6792 | 4 | 5545.9862 | 9664.6998 | 113.0624 | 197.028 | 72.5804 | 7.593 | 41.1259 | 3647196.704 | 0 | 3881256.2501 | 0 | 0 | 0 | 322751.9909 | 3061969.9286 | 7966617.6578 | 5437380.2491 | 24317172.7806 | 961560.8286 | 11973452.0612 | 11973452.0612 | 10331217.8863 | 5360578.5121 | 0 | 37252185.6704 | 64917434.1301 | 1778279.41 | 6.717 | 5545.9862 | 9664.6998 | 113.0624 | 197.028
1 | 3100 | 707 | 0.035 | 15 | 15 | 7 | 2.3714e-09 | 5spot_SharedNeighbor | CO2 | Porous | Wet | R245fa | MinimizeLCOE_Brownfield | IgnoreSilica | 121.7741 | 17.3608 | 1.6821 | 4 | 5536.5201 | 9648.335 | 112.8695 | 196.6944 | 72.5696 | 7.5905 | 37.1933 | 3649358.2262 | 0 | 3884640.7354 | 0 | 0 | 0 | 316822.0897 | 3061820.21 | 7966228.1208 | 5437114.3821 | 24315983.7642 | 961560.8286 | 11973452.0612 | 11973452.0612 | 10331217.8863 | 5360578.5121 | 0 | 37250996.654 | 64916245.1137 | 2371373.7057 | 6.7282 | 5536.5201 | 9648.335 | 112.8695 | 196.6944
1 | 3100 | 707 | 0.035 | 15 | 15 | 7 | 3.1623e-09 | 5spot_SharedNeighbor | CO2 | Porous | Wet | R245fa | MinimizeLCOE_Brownfield | IgnoreSilica | 121.8667 | 17.375 | 1.6841 | 4 | 5529.4077 | 9636.1638 | 112.7245 | 196.4462 | 72.562 | 7.5888 | 36.6082 | 3650880.288 | 0 | 3887026.5018 | 0 | 0 | 0 | 312260.2063 | 3061565.1285 | 7965564.451 | 5436661.4138 | 24313957.9895 | 961560.8286 | 11973452.0612 | 11973452.0612 | 10331217.8863 | 5360578.5121 | 0 | 37248970.8793 | 64914219.339 | 3162277.6602 | 6.7365 | 5529.4077 | 9636.1638 | 112.7245 | 196.4462
1 | 3100 | 707 | 0.035 | 15 | 15 | 7 | 4.217e-09 | 5spot_SharedNeighbor | CO2 | Porous | Wet | R245fa | MinimizeLCOE_Brownfield | IgnoreSilica | 121.925 | 17.3841 | 1.6856 | 4 | 5524.0661 | 9627.235 | 112.6156 | 196.2642 | 72.5572 | 7.5876 | 38.4687 | 3651837.5792 | 0 | 3888528.5366 | 0 | 0 | 0 | 308687.0299 | 3061130.7268 | 7964434.2268 | 5435890.0126 | 24310508.1117 | 961560.8286 | 11973452.0612 | 11973452.0612 | 10331217.8863 | 5360578.5121 | 0 | 37245521.0016 | 64910769.4612 | 4216965.0343 | 6.7424 | 5524.0661 | 9627.235 | 112.6156 | 196.2642
1 | 3100 | 707 | 0.035 | 15 | 15 | 7 | 5.6234e-09 | 5spot_SharedNeighbor | CO2 | Porous | Wet | R245fa | MinimizeLCOE_Brownfield | IgnoreSilica | 121.9787 | 17.3923 | 1.6868 | 4 | 5520.0559 | 9620.355 | 112.5338 | 196.1239 | 72.5528 | 7.5866 | 36.2095 | 3652719.3202 | 0 | 3889912.1056 | 0 | 0 | 0 | 306101.9941 | 3061006.0338 | 7964109.8012 | 5435668.5854 | 24309517.8402 | 961560.8286 | 11973452.0612 | 11973452.0612 | 10331217.8863 | 5360578.5121 | 0 | 37244530.73 | 64909779.1897 | 5623413.2519 | 6.7471 | 5520.0559 | 9620.355 | 112.5338 | 196.1239
1 | 3100 | 707 | 0.035 | 15 | 15 | 7 | 7.4989e-09 | 5spot_SharedNeighbor | CO2 | Porous | Wet | R245fa | MinimizeLCOE_Brownfield | IgnoreSilica | 122.0176 | 17.3983 | 1.6877 | 4 | 5517.0459 | 9615.2195 | 112.4724 | 196.0193 | 72.5496 | 7.5859 | 38.2531 | 3653357.4157 | 0 | 3890913.8269 | 0 | 0 | 0 | 304138.7179 | 3060879.8846 | 7963781.587 | 5435444.5725 | 24308516.0046 | 961560.8286 | 11973452.0612 | 11973452.0612 | 10331217.8863 | 5360578.5121 | 0 | 37243528.8945 | 64908777.3541 | 7498942.0933 | 6.7506 | 5517.0459 | 9615.2195 | 112.4724 | 196.0193
1 | 3100 | 707 | 0.035 | 15 | 15 | 7 | 1e-08 | 5spot_SharedNeighbor | CO2 | Porous | Wet | R245fa | MinimizeLCOE_Brownfield | IgnoreSilica | 122.0519 | 17.4035 | 1.6884 | 4 | 5514.7873 | 9611.2748 | 112.4264 | 195.9388 | 72.5467 | 7.5852 | 34.6965 | 3653919.7436 | 0 | 3891796.6193 | 0 | 0 | 0 | 302717.9003 | 3060889.3627 | 7963806.2469 | 5435461.4033 | 24308591.2761 | 961560.8286 | 11973452.0612 | 11973452.0612 | 10331217.8863 | 5360578.5121 | 0 | 37243604.1659 | 64908852.6256 | 10000000 | 6.7534 | 5514.7873 | 9611.2748 | 112.4264 | 195.9388
1 | 3200 | 707 | 0.035 | 15 | 15 | 7 | 1e-13 | 5spot_SharedNeighbor | CO2 | Porous | Wet | R245fa | MinimizeLCOE_Brownfield | IgnoreSilica | 0.79142 | 0.0073673 | 0.001065 | 4 | 3269378.1582 | 9972019.6048 | 66650.6959 | 203293.1078 | 51.4816 | 7.1794 | 25.6323 | 71771.834 | 0 | 36341.8861 | 0 | 0 | 0 | 65272.3399 | 67620.5634 | 175934.8351 | 120079.14 | 537020.5985 | 961560.8286 | 12428672.291 | 12428672.291 | 10608277.457 | 5515693.4429 | 0 | 13927253.7181 | 42479896.9091 | 100 | 0.0042599 | 3269378.1582 | 9972019.6048 | 66650.6959 | 203293.1078
1 | 3200 | 707 | 0.035 | 15 | 15 | 7 | 1.3335e-13 | 5spot_SharedNeighbor | CO2 | Porous | Wet | R245fa | MinimizeLCOE_Brownfield | IgnoreSilica | 1.1652 | 0.042983 | 0.0029374 | 4 | 1207265.7779 | 3637373.7712 | 24611.7458 | 74152.7842 | 57.5276 | 7.7027 | 51.9228 | 106567.5246 | 0 | 61041.9894 | 0 | 0 | 0 | 88934.0618 | 100051.9946 | 260314.7664 | 177670.177 | 794580.5138 | 961560.8286 | 12428672.291 | 12428672.291 | 10608277.457 | 5515693.4429 | 0 | 14184813.6334 | 42737456.8243 | 133.3521 | 0.01175 | 1207265.7779 | 3637373.7712 | 24611.7458 | 74152.7842
1 | 3200 | 707 | 0.035 | 15 | 15 | 7 | 1.7783e-13 | 5spot_SharedNeighbor | CO2 | Porous | Wet | R245fa | MinimizeLCOE_Brownfield | IgnoreSilica | 1.632 | 0.095437 | 0.00595 | 4 | 608555.4311 | 1808245.0486 | 12406.2256 | 36863.5211 | 62.1652 | 8.0713 | 77.4669 | 147435.1942 | 0 | 90683.7785 | 0 | 0 | 0 | 114903.947 | 137678.9387 | 358212.3566 | 244487.2939 | 1093401.509 | 961560.8286 | 12428672.291 | 12428672.291 | 10608277.457 | 5515693.4429 | 0 | 14483634.6285 | 43036277.8195 | 177.8279 | 0.0238 | 608555.4311 | 1808245.0486 | 12406.2256 | 36863.5211
1 | 3200 | 707 | 0.035 | 15 | 15 | 7 | 2.3714e-13 | 5spot_SharedNeighbor | CO2 | Porous | Wet | R245fa | MinimizeLCOE_Brownfield | IgnoreSilica | 2.2154 | 0.16758 | 0.010411 | 4 | 356035.5532 | 1041666.9521 | 7258.2663 | 21235.7898 | 65.803 | 8.3367 | 109.615 | 194842.1547 | 0 | 125882.9306 | 0 | 0 | 0 | 143111.6816 | 180896.3391 | 470655.1674 | 321231.8227 | 1436620.0961 | 961560.8286 | 12428672.291 | 12428672.291 | 10608277.457 | 5515693.4429 | 0 | 14826853.2157 | 43379496.4066 | 237.1374 | 0.041644 | 356035.5532 | 1041666.9521 | 7258.2663 | 21235.7898
1 | 3200 | 707 | 0.035 | 15 | 15 | 7 | 3.1623e-13 | 5spot_SharedNeighbor | CO2 | Porous | Wet | R245fa | MinimizeLCOE_Brownfield | IgnoreSilica | 2.9593 | 0.26476 | 0.016734 | 4 | 227521.4887 | 654091.4315 | 4638.3333 | 13334.5386 | 68.7335 | 8.5347 | 20.1304 | 250638.0146 | 0 | 168345.9882 | 0 | 0 | 0 | 174772.9654 | 231565.2176 | 602485.1957 | 411208.5259 | 1839015.9075 | 961560.8286 | 12428672.291 | 12428672.291 | 10608277.457 | 5515693.4429 | 0 | 15229249.027 | 43781892.218 | 316.2278 | 0.066935 | 227521.4887 | 654091.4315 | 4638.3333 | 13334.5386
1 | 3200 | 707 | 0.035 | 15 | 15 | 7 | 4.217e-13 | 5spot_SharedNeighbor | CO2 | Porous | Wet | R245fa | MinimizeLCOE_Brownfield | IgnoreSilica | 3.9339 | 0.396 | 0.025484 | 4 | 154179.9903 | 434283.0141 | 3143.1676 | 8853.4467 | 71.1398 | 8.6867 | 21.351 | 317911.9344 | 0 | 220880.7016 | 0 | 0 | 0 | 212289.5948 | 292922.07 | 762123.1396 | 520164.7029 | 2326292.1433 | 961560.8286 | 12428672.291 | 12428672.291 | 10608277.457 | 5515693.4429 | 0 | 15716525.2629 | 44269168.4539 | 421.6965 | 0.10194 | 154179.9903 | 434283.0141 | 3143.1676 | 8853.4467
1 | 3200 | 707 | 0.035 | 15 | 15 | 7 | 5.6234e-13 | 5spot_SharedNeighbor | CO2 | Porous | Wet | R245fa | MinimizeLCOE_Brownfield | IgnoreSilica | 5.1707 | 0.56644 | 0.037357 | 4 | 108974.5668 | 300054.7056 | 2221.5939 | 6117.021 | 73.0394 | 8.8 | 30.426 | 396437.7817 | 0 | 283826.3059 | 0 | 0 | 0 | 253974.2142 | 364352.9377 | 947971.6049 | 647010.0992 | 2893572.9437 | 961560.8286 | 12428672.291 | 12428672.291 | 10608277.457 | 5515693.4429 | 0 | 16283806.0633 | 44836449.2542 | 562.3413 | 0.14943 | 108974.5668 | 300054.7056 | 2221.5939 | 6117.021
1 | 3200 | 707 | 0.035 | 15 | 15 | 7 | 7.4989e-13 | 5spot_SharedNeighbor | CO2 | Porous | Wet | R245fa | MinimizeLCOE_Brownfield | IgnoreSilica | 6.7714 | 0.78973 | 0.053319 | 4 | 79530 | 213406.0179 | 1621.3266 | 4350.5703 | 74.5611 | 8.8863 | 25.0035 | 489998.9924 | 0 | 360803.1121 | 0 | 0 | 0 | 302370.3411 | 449737.2538 | 1170124.0806 | 798633.7287 | 3571667.5087 | 961560.8286 | 12428672.291 | 12428672.291 | 10608277.457 | 5515693.4429 | 0 | 16961900.6283 | 45514543.8193 | 749.8942 | 0.21328 | 79530 | 213406.0179 | 1621.3266 | 4350.5703
1 | 3200 | 707 | 0.035 | 15 | 15 | 7 | 1e-12 | 5spot_SharedNeighbor | CO2 | Porous | Wet | R245fa | MinimizeLCOE_Brownfield | IgnoreSilica | 8.7982 | 1.0753 | 0.074532 | 4 | 59545.4389 | 155319.178 | 1213.9143 | 3166.3915 | 75.7481 | 8.9502 | 25.3552 | 599223.0492 | 0 | 453010.103 | 0 | 0 | 0 | 356050.4 | 549230.5854 | 1428985.3205 | 975311.8439 | 4361811.302 | 961560.8286 | 12428672.291 | 12428672.291 | 10608277.457 | 5515693.4429 | 0 | 17752044.4216 | 46304687.6126 | 1000 | 0.29813 | 59545.4389 | 155319.178 | 1213.9143 | 3166.3915
1 | 3200 | 707 | 0.035 | 15 | 15 | 7 | 1.3335e-12 | 5spot_SharedNeighbor | CO2 | Porous | Wet | R245fa | MinimizeLCOE_Brownfield | IgnoreSilica | 11.4124 | 1.4455 | 0.10262 | 4 | 45546.5571 | 115103.4561 | 928.5282 | 2346.5396 | 76.6856 | 8.9976 | 23.3842 | 729284.8005 | 0 | 565639.5024 | 0 | 0 | 0 | 418311.2079 | 668161.8492 | 1738420.0728 | 1186507.4206 | 5306324.8534 | 961560.8286 | 12428672.291 | 12428672.291 | 10608277.457 | 5515693.4429 | 0 | 18696557.973 | 47249201.164 | 1333.5214 | 0.41049 | 45546.5571 | 115103.4561 | 928.5282 | 2346.5396
1 | 3200 | 707 | 0.035 | 15 | 15 | 7 | 1.7783e-12 | 5spot_SharedNeighbor | CO2 | Porous | Wet | R245fa | MinimizeLCOE_Brownfield | IgnoreSilica | 14.7102 | 1.9148 | 0.13944 | 4 | 35494.2524 | 86687.0714 | 723.5983 | 1767.2332 | 77.4034 | 9.0303 | 28.6429 | 880980.8972 | 0 | 700365.2862 | 0 | 0 | 0 | 487125.3986 | 806703.917 | 2098878.1142 | 1432527.4406 | 6406581.0538 | 961560.8286 | 12428672.291 | 12428672.291 | 10608277.457 | 5515693.4429 | 0 | 19796814.1733 | 48349457.3643 | 1778.2794 | 0.55775 | 35494.2524 | 86687.0714 | 723.5983 | 1767.2332
1 | 3200 | 707 | 0.035 | 15 | 15 | 7 | 2.3714e-12 | 5spot_SharedNeighbor | CO2 | Porous | Wet | R245fa | MinimizeLCOE_Brownfield | IgnoreSilica | 18.8714 | 2.5092 | 0.18735 | 4 | 28131.9393 | 66231.691 | 573.5076 | 1350.2226 | 77.9459 | 9.05 | 24.4956 | 1058223.8484 | 0 | 861793.9381 | 0 | 0 | 0 | 563586.1219 | 968605.5243 | 2520112.8859 | 1720028.8278 | 7692351.1464 | 961560.8286 | 12428672.291 | 12428672.291 | 10608277.457 | 5515693.4429 | 0 | 21082584.2659 | 49635227.4569 | 2371.3737 | 0.74942 | 28131.9393 | 66231.691 | 573.5076 | 1350.2226
1 | 3200 | 707 | 0.035 | 15 | 15 | 7 | 3.1623e-12 | 5spot_SharedNeighbor | CO2 | Porous | Wet | R245fa | MinimizeLCOE_Brownfield | IgnoreSilica | 24.0381 | 3.2501 | 0.24896 | 4 | 22653.9864 | 51325.8629 | 461.8322 | 1046.3471 | 78.3371 | 9.0566 | 35.4548 | 1262306.6889 | 0 | 1052460.4516 | 0 | 0 | 0 | 645773.6463 | 1154610.9069 | 3004060.7364 | 2050333.1799 | 9169545.6099 | 961560.8286 | 12428672.291 | 12428672.291 | 10608277.457 | 5515693.4429 | 0 | 22559778.7295 | 51112421.9205 | 3162.2777 | 0.99584 | 22653.9864 | 51325.8629 | 461.8322 | 1046.3471
1 | 3200 | 707 | 0.035 | 15 | 15 | 7 | 4.217e-12 | 5spot_SharedNeighbor | CO2 | Porous | Wet | R245fa | MinimizeLCOE_Brownfield | IgnoreSilica | 30.377 | 4.1624 | 0.32706 | 4 | 18527.369 | 40352.6053 | 377.7055 | 822.6424 | 78.5955 | 9.0487 | 34.3688 | 1494787.2888 | 0 | 1275429.7665 | 0 | 0 | 0 | 732243.5808 | 1365959.6481 | 3553946.8075 | 2425641.7224 | 10848008.8142 | 961560.8286 | 12428672.291 | 12428672.291 | 10608277.457 | 5515693.4429 | 0 | 24238241.9338 | 52790885.1247 | 4216.965 | 1.3082 | 18527.369 | 40352.6053 | 377.7055 | 822.6424
1 | 3200 | 707 | 0.035 | 15 | 15 | 7 | 5.6234e-12 | 5spot_SharedNeighbor | CO2 | Porous | Wet | R245fa | MinimizeLCOE_Brownfield | IgnoreSilica | 37.9675 | 5.2595 | 0.42392 | 4 | 15390.3726 | 32228.8287 | 313.7536 | 657.0283 | 78.7287 | 9.0237 | 35.4334 | 1753533.0427 | 0 | 1530559.1378 | 0 | 0 | 0 | 818549.9347 | 1600030.425 | 4162950.9544 | 2841299.5665 | 12706923.0611 | 961560.8286 | 12428672.291 | 12428672.291 | 10608277.457 | 5515693.4429 | 0 | 26097156.1807 | 54649799.3717 | 5623.4133 | 1.6957 | 15390.3726 | 32228.8287 | 313.7536 | 657.0283
1 | 3200 | 707 | 0.035 | 15 | 15 | 7 | 7.4989e-12 | 5spot_SharedNeighbor | CO2 | Porous | Wet | R245fa | MinimizeLCOE_Brownfield | IgnoreSilica | 46.7519 | 6.5356 | 0.54035 | 4 | 12992.5285 | 26202.7662 | 264.8703 | 534.1788 | 78.7376 | 8.9786 | 28.1958 | 2032113.714 | 0 | 1813599.2362 | 0 | 0 | 0 | 897796.8006 | 1849968.8028 | 4813239.3442 | 3285134.7546 | 14691852.6523 | 961560.8286 | 12428672.291 | 12428672.291 | 10608277.457 | 5515693.4429 | 0 | 28082085.7719 | 56634728.9629 | 7498.9421 | 2.1614 | 12992.5285 | 26202.7662 | 264.8703 | 534.1788
1 | 3200 | 707 | 0.035 | 15 | 15 | 7 | 1e-11 | 5spot_SharedNeighbor | CO2 | Porous | Wet | R245fa | MinimizeLCOE_Brownfield | IgnoreSilica | 56.4493 | 7.9525 | 0.67436 | 4 | 11156.9642 | 21742.1297 | 227.4498 | 443.2427 | 78.621 | 8.9111 | 39.9258 | 2318444.2589 | 0 | 2114277.5229 | 0 | 0 | 0 | 960698.8971 | 2103434.0648 | 5472703.9629 | 3735232.9075 | 16704791.6141 | 961560.8286 | 12428672.291 | 12428672.291 | 10608277.457 | 5515693.4429 | 0 | 30095024.7337 | 58647667.9246 | 10000 | 2.6974 | 11156.9642 | 21742.1297 | 227.4498 | 443.2427
1 | 3200 | 707 | 0.035 | 15 | 15 | 7 | 1.3335e-11 | 5spot_SharedNeighbor | CO2 | Porous | Wet | R245fa | MinimizeLCOE_Brownfield | IgnoreSilica | 66.566 | 9.4396 | 0.82044 | 4 | 9754.8912 | 18455.3448 | 198.8667 | 376.2372 | 78.3841 | 8.8221 | 40.9508 | 2596781.0486 | 0 | 2417435.9496 | 0 | 0 | 0 | 998465.5077 | 2344946.1773 | 6101068.9387 | 4164104.9151 | 18622802.537 | 961560.8286 | 12428672.291 | 12428672.291 | 10608277.457 | 5515693.4429 | 0 | 32013035.6566 | 60565678.8476 | 13335.2143 | 3.2817 | 9754.8912 | 18455.3448 | 198.8667 | 376.2372
1 | 3200 | 707 | 0.035 | 15 | 15 | 7 | 1.7783e-11 | 5spot_SharedNeighbor | CO2 | Porous | Wet | R245fa | MinimizeLCOE_Brownfield | IgnoreSilica | 76.4734 | 10.905 | 0.97014 | 4 | 8688.4244 | 16046.26 | 177.1253 | 327.1247 | 78.049 | 8.7167 | 43.3323 | 2851162.0501 | 0 | 2705714.7526 | 0 | 0 | 0 | 1005666.6961 | 2559391.9645 | 6659012.8882 | 4544913.1252 | 20325861.4767 | 961560.8286 | 12428672.291 | 12428672.291 | 10608277.457 | 5515693.4429 | 0 | 33716094.5963 | 62268737.7872 | 17782.7941 | 3.8806 | 8688.4244 | 16046.26 | 177.1253 | 327.1247
1 | 3200 | 707 | 0.035 | 15 | 15 | 7 | 2.3714e-11 | 5spot_SharedNeighbor | CO2 | Porous | Wet | R245fa | MinimizeLCOE_Brownfield | IgnoreSilica | 85.6381 | 12.2682 | 1.1146 | 4 | 7880.6706 | 14284.6852 | 160.6581 | 291.2126 | 77.6527 | 8.6033 | 44.6949 | 3071427.5526 | 0 | 2965908.2246 | 0 | 0 | 0 | 983774.9174 | 2738233.1709 | 7124321.0219 | 4862495.4876 | 21746160.375 | 961560.8286 | 12428672.291 | 12428672.291 | 10608277.457 | 5515693.4429 | 0 | 35136393.4946 | 63689036.6856 | 23713.7371 | 4.4586 | 7880.6706 | 14284.6852 | 160.6581 | 291.2126
1 | 3200 | 707 | 0.035 | 15 | 15 | 7 | 3.1623e-11 | 5spot_SharedNeighbor | CO2 | Porous | Wet | R245fa | MinimizeLCOE_Brownfield | IgnoreSilica | 93.7085 | 13.4746 | 1.2468 | 4 | 7270.7486 | 12996.1615 | 148.224 | 264.9443 | 77.237 | 8.491 | 49.5812 | 3253845.58 | 0 | 3190515.5063 | 0 | 0 | 0 | 939277.7885 | 2879619.1612 | 7492178.3663 | 5113565.6839 | 22869002.0862 | 961560.8286 | 12428672.291 | 12428672.291 | 10608277.457 | 5515693.4429 | 0 | 36259235.2058 | 64811878.3967 | 31622.7766 | 4.987 | 7270.7486 | 12996.1615 | 148.224 | 264.9443
1 | 3200 | 707 | 0.035 | 15 | 15 | 7 | 4.217e-11 | 5spot_SharedNeighbor | CO2 | Porous | Wet | R245fa | MinimizeLCOE_Brownfield | IgnoreSilica | 100.4977 | 14.4943 | 1.3619 | 4 | 6810.9509 | 12052.4292 | 138.8504 | 245.7051 | 76.8396 | 8.3874 | 48.1199 | 3399077.8936 | 0 | 3376522.0077 | 0 | 0 | 0 | 880221.0694 | 2985770.1786 | 7768361.5391 | 5302066.3743 | 23712019.0627 | 961560.8286 | 12428672.291 | 12428672.291 | 10608277.457 | 5515693.4429 | 0 | 37102252.1823 | 65654895.3733 | 42169.6503 | 5.4474 | 6810.9509 | 12052.4292 | 138.8504 | 245.7051
1 | 3200 | 707 | 0.035 | 15 | 15 | 7 | 5.6234e-11 | 5spot_SharedNeighbor | CO2 | Porous | Wet | R245fa | MinimizeLCOE_Brownfield | IgnoreSilica | 106.0324 | 15.329 | 1.4585 | 4 | 6464.4834 | 11358.5981 | 131.7872 | 231.5604 | 76.4834 | 8.2969 | 43.9306 | 3511947.5956 | 0 | 3526330.255 | 0 | 0 | 0 | 815151.3116 | 3062837.3733 | 7968874.571 | 5438920.6387 | 24324061.7452 | 961560.8286 | 12428672.291 | 12428672.291 | 10608277.457 | 5515693.4429 | 0 | 37714294.8648 | 66266938.0557 | 56234.1325 | 5.8341 | 6464.4834 | 11358.5981 | 131.7872 | 231.5604
1 | 3200 | 707 | 0.035 | 15 | 15 | 7 | 7.4989e-11 | 5spot_SharedNeighbor | CO2 | Porous | Wet | R245fa | MinimizeLCOE_Brownfield | IgnoreSilica | 110.4318 | 15.9948 | 1.5373 | 4 | 6203.3561 | 10846.5585 | 126.4638 | 221.1218 | 76.1797 | 8.2211 | 44.5847 | 3598125.1366 | 0 | 3644315.3553 | 0 | 0 | 0 | 750553.6564 | 3117267.7178 | 8110491.1623 | 5535576.8722 | 24756329.9006 | 961560.8286 | 12428672.291 | 12428672.291 | 10608277.457 | 5515693.4429 | 0 | 38146563.0202 | 66699206.2112 | 74989.4209 | 6.1493 | 6203.3561 | 10846.5585 | 126.4638 | 221.1218
1 | 3200 | 707 | 0.035 | 15 | 15 | 7 | 1e-10 | 5spot_SharedNeighbor | CO2 | Porous | Wet | R245fa | MinimizeLCOE_Brownfield | IgnoreSilica | 113.8546 | 16.5144 | 1.6001 | 4 | 6006.4627 | 10467.4987 | 122.4499 | 213.3941 | 75.9308 | 8.1598 | 41.316 | 3662997.7219 | 0 | 3735474.4605 | 0 | 0 | 0 | 690577.7643 | 3154729.4792 | 8207958.981 | 5602100.6612 | 25053839.0682 | 961560.8286 | 12428672.291 | 12428672.291 | 10608277.457 | 5515693.4429 | 0 | 38444072.1878 | 66996715.3787 | 100000 | 6.4005 | 6006.4627 | 10467.4987 | 122.4499 | 213.3941
1 | 3200 | 707 | 0.035 | 15 | 15 | 7 | 1.3335e-10 | 5spot_SharedNeighbor | CO2 | Porous | Wet | R245fa | MinimizeLCOE_Brownfield | IgnoreSilica | 116.505 | 16.9177 | 1.6495 | 4 | 5857.9513 | 10185.5213 | 119.4223 | 207.6456 | 75.7303 | 8.1108 | 51.0033 | 3711917.4704 | 0 | 3805694.2836 | 0 | 0 | 0 | 637881.3684 | 3180642.3178 | 8275378.8713 | 5648116.1217 | 25259630.4333 | 961560.8286 | 12428672.291 | 12428672.291 | 10608277.457 | 5515693.4429 | 0 | 38649863.5528 | 67202506.7438 | 133352.1432 | 6.5978 | 5857.9513 | 10185.5213 | 119.4223 | 207.6456
1 | 3200 | 707 | 0.035 | 15 | 15 | 7 | 1.7783e-10 | 5spot_SharedNeighbor | CO2 | Porous | Wet | R245fa | MinimizeLCOE_Brownfield | IgnoreSilica | 118.5144 | 17.2243 | 1.6876 | 4 | 5745.9218 | 9975.6925 | 117.1384 | 203.368 | 75.5739 | 8.0729 | 50.9226 | 3748238.4308 | 0 | 3858724.4874 | 0 | 0 | 0 | 592893.7836 | 3197944.1137 | 8320394.5952 | 5678840.2783 | 25397035.6889 | 961560.8286 | 12428672.291 | 12428672.291 | 10608277.457 | 5515693.4429 | 0 | 38787268.8085 | 67339911.9994 | 177827.941 | 6.7504 | 5745.9218 | 9975.6925 | 117.1384 | 203.368
1 | 3200 | 707 | 0.035 | 15 | 15 | 7 | 2.3714e-10 | 5spot_SharedNeighbor | CO2 | Porous | Wet | R245fa | MinimizeLCOE_Brownfield | IgnoreSilica | 118.9114 | 17.299 | 1.7082 | 4 | 5661.301 | 9839.9642 | 115.4133 | 200.601 | 75.5397 | 8.0646 | 39.5328 | 3755172.7307 | 0 | 3869199.6407 | 0 | 0 | 0 | 541964.3194 | 3184871.3094 | 8286381.8402 | 5655625.8741 | 25293215.7145 | 961560.8286 | 12428672.291 | 12428672.291 | 10608277.457 | 5515693.4429 | 0 | 38683448.8341 | 67236092.0251 | 237137.3706 | 6.833 | 5661.301 | 9839.9642 | 115.4133 | 200.601
1 | 3200 | 707 | 0.035 | 15 | 15 | 7 | 3.1623e-10 | 5spot_SharedNeighbor | CO2 | Porous | Wet | R245fa | MinimizeLCOE_Brownfield | IgnoreSilica | 121.2017 | 17.6355 | 1.7394 | 4 | 5597.3337 | 9701.1573 | 114.1092 | 197.7712 | 75.3572 | 8.0205 | 42.1843 | 3795689.6139 | 0 | 3929436.4121 | 0 | 0 | 0 | 525283.8529 | 3217659.8528 | 8371690.9041 | 5713851.0631 | 25553611.699 | 961560.8286 | 12428672.291 | 12428672.291 | 10608277.457 | 5515693.4429 | 0 | 38943844.8186 | 67496488.0095 | 316227.766 | 6.9576 | 5597.3337 | 9701.1573 | 114.1092 | 197.7712
1 | 3200 | 707 | 0.035 | 15 | 15 | 7 | 4.217e-10 | 5spot_SharedNeighbor | CO2 | Porous | Wet | R245fa | MinimizeLCOE_Brownfield | IgnoreSilica | 122.0371 | 17.7639 | 1.7561 | 4 | 5549.3889 | 9614.1317 | 113.1318 | 195.9971 | 75.289 | 8.0042 | 41.8361 | 3810230.4556 | 0 | 3951325.042 | 0 | 0 | 0 | 501008.2322 | 3222399.8546 | 8384023.4166 | 5722268.2563 | 25591255.2573 | 961560.8286 | 12428672.291 | 12428672.291 | 10608277.457 | 5515693.4429 | 0 | 38981488.3769 | 67534131.5678 | 421696.5034 | 7.0245 | 5549.3889 | 9614.1317 | 113.1318 | 195.9971
1 | 3200 | 707 | 0.035 | 15 | 15 | 7 | 5.6234e-10 | 5spot_SharedNeighbor | CO2 | Porous | Wet | R245fa | MinimizeLCOE_Brownfield | IgnoreSilica | 122.6755 | 17.862 | 1.7689 | 4 | 5513.2865 | 9548.7589 | 112.3958 | 194.6644 | 75.2364 | 7.9916 | 41.4691 | 3821265.5982 | 0 | 3968035.3253 | 0 | 0 | 0 | 482078.3836 | 3225837.9298 | 8392968.5829 | 5728373.5161 | 25618559.3359 | 961560.8286 | 12428672.291 | 12428672.291 | 10608277.457 | 5515693.4429 | 0 | 39008792.4555 | 67561435.6464 | 562341.3252 | 7.0754 | 5513.2865 | 9548.7589 | 112.3958 | 194.6644
1 | 3200 | 707 | 0.035 | 15 | 15 | 7 | 7.4989e-10 | 5spot_SharedNeighbor | CO2 | Porous | Wet | R245fa | MinimizeLCOE_Brownfield | IgnoreSilica | 123.136 | 17.933 | 1.7783 | 4 | 5486.1195 | 9500.1021 | 111.842 | 193.6724 | 75.1982 | 7.9825 | 43.4682 | 3829180.8741 | 0 | 3980075.3935 | 0 | 0 | 0 | 467158.321 | 3227801.6895 | 8398077.883 | 5731860.7184 | 25634154.8796 | 961560.8286 | 12428672.291 | 12428672.291 | 10608277.457 | 5515693.4429 | 0 | 39024387.9991 | 67577031.1901 | 749894.2093 | 7.1133 | 5486.1195 | 9500.1021 | 111.842 | 193.6724
1 | 3200 | 707 | 0.035 | 15 | 15 | 7 | 1e-09 | 5spot_SharedNeighbor | CO2 | Porous | Wet | R245fa | MinimizeLCOE_Brownfield | IgnoreSilica | 123.5038 | 17.9895 | 1.7856 | 4 | 5465.6894 | 9463.2418 | 111.4255 | 192.921 | 75.1675 | 7.9752 | 45.1577 | 3835479.9281 | 0 | 3989689.0501 | 0 | 0 | 0 | 455917.1366 | 3229623.5848 | 8402818.0807 | 5735096.0007 | 25648623.7811 | 961560.8286 | 12428672.291 | 12428672.291 | 10608277.457 | 5515693.4429 | 0 | 39038856.9006 | 67591500.0916 | 1000000 | 7.1425 | 5465.6894 | 9463.2418 | 111.4255 | 192.921
1 | 3200 | 707 | 0.035 | 15 | 15 | 7 | 1.3335e-09 | 5spot_SharedNeighbor | CO2 | Porous | Wet | R245fa | MinimizeLCOE_Brownfield | IgnoreSilica | 123.7567 | 18.0286 | 1.791 | 4 | 5450.334 | 9436.0055 | 111.1124 | 192.3657 | 75.1464 | 7.9702 | 46.6681 | 3839796.5695 | 0 | 3996294.6562 | 0 | 0 | 0 | 447051.052 | 3230425.4883 | 8404904.4692 | 5736520.0037 | 25654992.2389 | 961560.8286 | 12428672.291 | 12428672.291 | 10608277.457 | 5515693.4429 | 0 | 39045225.3584 | 67597868.5494 | 1333521.4322 | 7.1638 | 5450.334 | 9436.0055 | 111.1124 | 192.3657
1 | 3200 | 707 | 0.035 | 15 | 15 | 7 | 1.7783e-09 | 5spot_SharedNeighbor | CO2 | Porous | Wet | R245fa | MinimizeLCOE_Brownfield | IgnoreSilica | 123.9466 | 18.058 | 1.795 | 4 | 5438.7985 | 9415.5803 | 110.8773 | 191.9493 | 75.1304 | 7.9664 | 45.193 | 3843029.6991 | 0 | 4001251.3166 | 0 | 0 | 0 | 440300.8286 | 3230986.9193 | 8406365.1975 | 5737516.9808 | 25659450.9419 | 961560.8286 | 12428672.291 | 12428672.291 | 10608277.457 | 5515693.4429 | 0 | 39049684.0615 | 67602327.2524 | 1778279.41 | 7.1798 | 5438.7985 | 9415.5803 | 110.8773 | 191.9493
1 | 3200 | 707 | 0.035 | 15 | 15 | 7 | 2.3714e-09 | 5spot_SharedNeighbor | CO2 | Porous | Wet | R245fa | MinimizeLCOE_Brownfield | IgnoreSilica | 124.0929 | 18.0806 | 1.798 | 4 | 5430.1359 | 9400.1966 | 110.7007 | 191.6357 | 75.1181 | 7.9635 | 42.3753 | 3845517.6853 | 0 | 4005070.8409 | 0 | 0 | 0 | 435223.0232 | 3231466.5043 | 8407612.9792 | 5738368.6175 | 25663259.6505 | 961560.8286 | 12428672.291 | 12428672.291 | 10608277.457 | 5515693.4429 | 0 | 39053492.7701 | 67606135.961 | 2371373.7057 | 7.192 | 5430.1359 | 9400.1966 | 110.7007 | 191.6357
1 | 3200 | 707 | 0.035 | 15 | 15 | 7 | 3.1623e-09 | 5spot_SharedNeighbor | CO2 | Porous | Wet | R245fa | MinimizeLCOE_Brownfield | IgnoreSilica | 124.2024 | 18.0975 | 1.8003 | 4 | 5423.6329 | 9388.6654 | 110.5681 | 191.4006 | 75.1089 | 7.9613 | 47.7402 | 3847376.4232 | 0 | 4007927.4141 | 0 | 0 | 0 | 431377.7858 | 3231805.833 | 8408495.8429 | 5738971.1901 | 25665954.4891 | 961560.8286 | 12428672.291 | 12428672.291 | 10608277.457 | 5515693.4429 | 0 | 39056187.6087 | 67608830.7996 | 3162277.6602 | 7.2011 | 5423.6329 | 9388.6654 | 110.5681 | 191.4006
1 | 3200 | 707 | 0.035 | 15 | 15 | 7 | 4.217e-09 | 5spot_SharedNeighbor | CO2 | Porous | Wet | R245fa | MinimizeLCOE_Brownfield | IgnoreSilica | 124.2903 | 18.1111 | 1.802 | 4 | 5418.7522 | 9379.9179 | 110.4686 | 191.2223 | 75.1015 | 7.9595 | 47.0248 | 3848869.3725 | 0 | 4010223.5364 | 0 | 0 | 0 | 428540.027 | 3232176.845 | 8409461.14 | 5739630.0252 | 25668900.9461 | 961560.8286 | 12428672.291 | 12428672.291 | 10608277.457 | 5515693.4429 | 0 | 39059134.0657 | 67611777.2567 | 4216965.0343 | 7.2081 | 5418.7522 | 9379.9179 | 110.4686 | 191.2223
1 | 3200 | 707 | 0.035 | 15 | 15 | 7 | 5.6234e-09 | 5spot_SharedNeighbor | CO2 | Porous | Wet | R245fa | MinimizeLCOE_Brownfield | IgnoreSilica | 124.3487 | 18.1201 | 1.8033 | 4 | 5415.09 | 9373.4883 | 110.3939 | 191.0912 | 75.0966 | 7.9584 | 43.9839 | 3849858.2544 | 0 | 4011745.5711 | 0 | 0 | 0 | 426316.2405 | 3232288.8257 | 8409752.4909 | 5739828.8781 | 25669790.2606 | 961560.8286 | 12428672.291 | 12428672.291 | 10608277.457 | 5515693.4429 | 0 | 39060023.3802 | 67612666.5711 | 5623413.2519 | 7.2132 | 5415.09 | 9373.4883 | 110.3939 | 191.0912
1 | 3200 | 707 | 0.035 | 15 | 15 | 7 | 7.4989e-09 | 5spot_SharedNeighbor | CO2 | Porous | Wet | R245fa | MinimizeLCOE_Brownfield | IgnoreSilica | 124.405 | 18.1287 | 1.8043 | 4 | 5412.3423 | 9368.453 | 110.3379 | 190.9886 | 75.0918 | 7.9572 | 46.7212 | 3850813.0729 | 0 | 4013215.4539 | 0 | 0 | 0 | 424781.4256 | 3232635.8814 | 8410655.4587 | 5740445.1722 | 25672546.4648 | 961560.8286 | 12428672.291 | 12428672.291 | 10608277.457 | 5515693.4429 | 0 | 39062779.5844 | 67615422.7753 | 7498942.0933 | 7.2174 | 5412.3423 | 9368.453 | 110.3379 | 190.9886
1 | 3200 | 707 | 0.035 | 15 | 15 | 7 | 1e-08 | 5spot_SharedNeighbor | CO2 | Porous | Wet | R245fa | MinimizeLCOE_Brownfield | IgnoreSilica | 124.4413 | 18.1343 | 1.8051 | 4 | 5410.2811 | 9364.7782 | 110.2959 | 190.9137 | 75.0888 | 7.9565 | 43.2822 | 3851427.8322 | 0 | 4014162.3661 | 0 | 0 | 0 | 423561.1058 | 3232769.0086 | 8411001.8283 | 5740681.5766 | 25673603.7177 | 961560.8286 | 12428672.291 | 12428672.291 | 10608277.457 | 5515693.4429 | 0 | 39063836.8373 | 67616480.0282 | 10000000 | 7.2203 | 5410.2811 | 9364.7782 | 110.2959 | 190.9137
1 | 3300 | 707 | 0.035 | 15 | 15 | 7 | 1e-13 | 5spot_SharedNeighbor | CO2 | Porous | Wet | R245fa | MinimizeLCOE_Brownfield | IgnoreSilica | 0.82568 | 0.0076593 | 0.0011218 | 4 | 3214641.7256 | 9778517.8542 | 65534.8197 | 199348.3129 | 52.7181 | 7.5613 | 20.9009 | 76623.5907 | 0 | 38136.2793 | 0 | 0 | 0 | 70441.3218 | 72228.4648 | 187923.6494 | 128261.7522 | 573615.0582 | 961560.8286 | 12889752.6116 | 12889752.6116 | 10890904.1141 | 5673152.4101 | 0 | 14424928.4984 | 43878737.6342 | 100 | 0.0044873 | 3214641.7256 | 9778517.8542 | 65534.8197 | 199348.3129
1 | 3300 | 707 | 0.035 | 15 | 15 | 7 | 1.3335e-13 | 5spot_SharedNeighbor | CO2 | Porous | Wet | R245fa | MinimizeLCOE_Brownfield | IgnoreSilica | 1.2236 | 0.045833 | 0.0031721 | 4 | 1158956.758 | 3480259.8253 | 23626.9011 | 70949.8039 | 59.1503 | 8.1111 | 55.2316 | 114489.7123 | 0 | 64555.8783 | 0 | 0 | 0 | 96710.6467 | 107544.9326 | 279809.854 | 190975.9749 | 854086.9988 | 961560.8286 | 12889752.6116 | 12889752.6116 | 10890904.1141 | 5673152.4101 | 0 | 14705400.439 | 44159209.5748 | 133.3521 | 0.012688 | 1158956.758 | 3480259.8253 | 23626.9011 | 70949.8039
1 | 3300 | 707 | 0.035 | 15 | 15 | 7 | 1.7783e-13 | 5spot_SharedNeighbor | CO2 | Porous | Wet | R245fa | MinimizeLCOE_Brownfield | IgnoreSilica | 1.7098 | 0.10141 | 0.0064813 | 4 | 579463.1066 | 1715576.1569 | 11813.1392 | 34974.3404 | 63.9831 | 8.4882 | 80.307 | 158023.5241 | 0 | 95592.5556 | 0 | 0 | 0 | 124560.1016 | 147488.7107 | 383735.3712 | 261907.2758 | 1171307.5391 | 961560.8286 | 12889752.6116 | 12889752.6116 | 10890904.1141 | 5673152.4101 | 0 | 15022620.9793 | 44476430.1151 | 177.8279 | 0.025925 | 579463.1066 | 1715576.1569 | 11813.1392 | 34974.3404
1 | 3300 | 707 | 0.035 | 15 | 15 | 7 | 2.3714e-13 | 5spot_SharedNeighbor | CO2 | Porous | Wet | R245fa | MinimizeLCOE_Brownfield | IgnoreSilica | 2.3321 | 0.17945 | 0.011394 | 4 | 337853.6025 | 984130.3956 | 6887.6027 | 20062.8292 | 67.8664 | 8.766 | 114.4787 | 209738.2517 | 0 | 133324.0338 | 0 | 0 | 0 | 156164.1301 | 194698.3021 | 506565.044 | 345741.0514 | 1546230.8131 | 961560.8286 | 12889752.6116 | 12889752.6116 | 10890904.1141 | 5673152.4101 | 0 | 15397544.2533 | 44851353.3891 | 237.1374 | 0.045575 | 337853.6025 | 984130.3956 | 6887.6027 | 20062.8292
1 | 3300 | 707 | 0.035 | 15 | 15 | 7 | 3.1623e-13 | 5spot_SharedNeighbor | CO2 | Porous | Wet | R245fa | MinimizeLCOE_Brownfield | IgnoreSilica | 3.1102 | 0.28312 | 0.018356 | 4 | 215552.7353 | 616703.7789 | 4394.3341 | 12572.3407 | 70.9305 | 8.9685 | 22.4718 | 269424.5188 | 0 | 177955.0625 | 0 | 0 | 0 | 190368.2167 | 248721.6412 | 647122.6906 | 441674.5334 | 1975266.6633 | 961560.8286 | 12889752.6116 | 12889752.6116 | 10890904.1141 | 5673152.4101 | 0 | 15826580.1035 | 45280389.2393 | 316.2278 | 0.073423 | 215552.7353 | 616703.7789 | 4394.3341 | 12572.3407
1 | 3300 | 707 | 0.035 | 15 | 15 | 7 | 4.217e-13 | 5spot_SharedNeighbor | CO2 | Porous | Wet | R245fa | MinimizeLCOE_Brownfield | IgnoreSilica | 4.1165 | 0.42164 | 0.027979 | 4 | 145983.671 | 409156.9467 | 2976.0746 | 8341.2178 | 73.4273 | 9.1229 | 26.0815 | 340534.7838 | 0 | 232491.8747 | 0 | 0 | 0 | 229903.1784 | 313142.6364 | 814732.9054 | 556071.949 | 2486877.3276 | 961560.8286 | 12889752.6116 | 12889752.6116 | 10890904.1141 | 5673152.4101 | 0 | 16338190.7678 | 45791999.9036 | 421.6965 | 0.11192 | 145983.671 | 409156.9467 | 2976.0746 | 8341.2178
1 | 3300 | 707 | 0.035 | 15 | 15 | 7 | 5.6234e-13 | 5spot_SharedNeighbor | CO2 | Porous | Wet | R245fa | MinimizeLCOE_Brownfield | IgnoreSilica | 5.407 | 0.60315 | 0.041049 | 4 | 103183.727 | 282567.2635 | 2103.5398 | 5760.5159 | 75.4281 | 9.2396 | 32.0402 | 424493.9707 | 0 | 298564.0902 | 0 | 0 | 0 | 274889.9204 | 389199.7127 | 1012617.8167 | 691132.4671 | 3090897.9778 | 961560.8286 | 12889752.6116 | 12889752.6116 | 10890904.1141 | 5673152.4101 | 0 | 16942211.418 | 46396020.5538 | 562.3413 | 0.16419 | 103183.727 | 282567.2635 | 2103.5398 | 5760.5159
1 | 3300 | 707 | 0.035 | 15 | 15 | 7 | 7.4989e-13 | 5spot_SharedNeighbor | CO2 | Porous | Wet | R245fa | MinimizeLCOE_Brownfield | IgnoreSilica | 7.0855 | 0.84206 | 0.058632 | 4 | 75337.6153 | 200925.5413 | 1535.8592 | 4096.1389 | 77.0391 | 9.3288 | 30.8746 | 525038.0103 | 0 | 379766.7849 | 0 | 0 | 0 | 327713.3391 | 480682.0724 | 1250636.1509 | 853584.871 | 3817421.2285 | 961560.8286 | 12889752.6116 | 12889752.6116 | 10890904.1141 | 5673152.4101 | 0 | 17668734.6687 | 47122543.8045 | 749.8942 | 0.23453 | 75337.6153 | 200925.5413 | 1535.8592 | 4096.1389
1 | 3300 | 707 | 0.035 | 15 | 15 | 7 | 1e-12 | 5spot_SharedNeighbor | CO2 | Porous | Wet | R245fa | MinimizeLCOE_Brownfield | IgnoreSilica | 9.2003 | 1.1464 | 0.081975 | 4 | 56450.0845 | 146275.3388 | 1150.8113 | 2982.0206 | 78.2894 | 9.3946 | 24.3798 | 641846.5041 | 0 | 476557.2052 | 0 | 0 | 0 | 385747.3578 | 586618.9162 | 1526262.0878 | 1041705.2365 | 4658737.3077 | 961560.8286 | 12889752.6116 | 12889752.6116 | 10890904.1141 | 5673152.4101 | 0 | 18510050.7478 | 47963859.8836 | 1000 | 0.3279 | 56450.0845 | 146275.3388 | 1150.8113 | 2982.0206
1 | 3300 | 707 | 0.035 | 15 | 15 | 7 | 1.3335e-12 | 5spot_SharedNeighbor | CO2 | Porous | Wet | R245fa | MinimizeLCOE_Brownfield | IgnoreSilica | 11.9265 | 1.5406 | 0.11288 | 4 | 43223.1386 | 108458.4139 | 881.1621 | 2211.0715 | 79.2774 | 9.4431 | 22.0898 | 780904.1537 | 0 | 594741.615 | 0 | 0 | 0 | 453067.316 | 713198.103 | 1855595.167 | 1266481.8301 | 5663988.1848 | 961560.8286 | 12889752.6116 | 12889752.6116 | 10890904.1141 | 5673152.4101 | 0 | 19515301.625 | 48969110.7608 | 1333.5214 | 0.4515 | 43223.1386 | 108458.4139 | 881.1621 | 2211.0715
1 | 3300 | 707 | 0.035 | 15 | 15 | 7 | 1.7783e-12 | 5spot_SharedNeighbor | CO2 | Porous | Wet | R245fa | MinimizeLCOE_Brownfield | IgnoreSilica | 15.3681 | 2.0409 | 0.15335 | 4 | 33725.1572 | 81741.1619 | 687.5329 | 1666.4041 | 80.0347 | 9.4764 | 29.9945 | 943231.6847 | 0 | 736225.0774 | 0 | 0 | 0 | 527741.9426 | 860807.4949 | 2239644.5258 | 1528603.4089 | 6836254.1344 | 961560.8286 | 12889752.6116 | 12889752.6116 | 10890904.1141 | 5673152.4101 | 0 | 20687567.5746 | 50141376.7103 | 1778.2794 | 0.61342 | 33725.1572 | 81741.1619 | 687.5329 | 1666.4041
1 | 3300 | 707 | 0.035 | 15 | 15 | 7 | 2.3714e-12 | 5spot_SharedNeighbor | CO2 | Porous | Wet | R245fa | MinimizeLCOE_Brownfield | IgnoreSilica | 19.6802 | 2.6704 | 0.2059 | 4 | 26767.5068 | 62529.4092 | 545.6918 | 1274.7466 | 80.6037 | 9.4958 | 28.2923 | 1131631.0342 | 0 | 904606.9092 | 0 | 0 | 0 | 609536.5106 | 1031852.037 | 2684667.3384 | 1832340.6228 | 8194634.4522 | 961560.8286 | 12889752.6116 | 12889752.6116 | 10890904.1141 | 5673152.4101 | 0 | 22045947.8924 | 51499757.0281 | 2371.3737 | 0.82361 | 26767.5068 | 62529.4092 | 545.6918 | 1274.7466
1 | 3300 | 707 | 0.035 | 15 | 15 | 7 | 3.1623e-12 | 5spot_SharedNeighbor | CO2 | Porous | Wet | R245fa | MinimizeLCOE_Brownfield | IgnoreSilica | 25.0586 | 3.4584 | 0.27348 | 4 | 21589.1246 | 48514.621 | 440.1235 | 989.0362 | 81.0159 | 9.5012 | 30.9281 | 1349598.9907 | 0 | 1104437.7444 | 0 | 0 | 0 | 698768.3239 | 1229593.973 | 3199151.2934 | 2183486.4937 | 9765036.8191 | 961560.8286 | 12889752.6116 | 12889752.6116 | 10890904.1141 | 5673152.4101 | 0 | 23616350.2592 | 53070159.395 | 3162.2777 | 1.0939 | 21589.1246 | 48514.621 | 440.1235 | 989.0362
1 | 3300 | 707 | 0.035 | 15 | 15 | 7 | 4.217e-12 | 5spot_SharedNeighbor | CO2 | Porous | Wet | R245fa | MinimizeLCOE_Brownfield | IgnoreSilica | 31.6339 | 4.4255 | 0.35893 | 4 | 17686.9879 | 38202.1001 | 360.5732 | 778.8015 | 81.2866 | 9.4911 | 32.092 | 1597035.9955 | 0 | 1337341.9107 | 0 | 0 | 0 | 792188.5862 | 1453360.932 | 3781347.0198 | 2580847.0399 | 11542121.4841 | 961560.8286 | 12889752.6116 | 12889752.6116 | 10890904.1141 | 5673152.4101 | 0 | 25393434.9243 | 54847244.0601 | 4216.965 | 1.4357 | 17686.9879 | 38202.1001 | 360.5732 | 778.8015
1 | 3300 | 707 | 0.035 | 15 | 15 | 7 | 5.6234e-12 | 5spot_SharedNeighbor | CO2 | Porous | Wet | R245fa | MinimizeLCOE_Brownfield | IgnoreSilica | 39.4755 | 5.5842 | 0.46455 | 4 | 14720.0591 | 30570.7063 | 300.0883 | 623.2252 | 81.4241 | 9.4625 | 31.3136 | 1871359.112 | 0 | 1602852.4519 | 0 | 0 | 0 | 885014.0493 | 1700097.9892 | 4423306.2297 | 3018997.3917 | 13501627.2238 | 961560.8286 | 12889752.6116 | 12889752.6116 | 10890904.1141 | 5673152.4101 | 0 | 27352940.664 | 56806749.7998 | 5623.4133 | 1.8582 | 14720.0591 | 30570.7063 | 300.0883 | 623.2252
1 | 3300 | 707 | 0.035 | 15 | 15 | 7 | 7.4989e-12 | 5spot_SharedNeighbor | CO2 | Porous | Wet | R245fa | MinimizeLCOE_Brownfield | IgnoreSilica | 48.5157 | 6.9269 | 0.591 | 4 | 12452.3697 | 24911.7488 | 253.8584 | 507.8597 | 81.4298 | 9.4122 | 31.2199 | 2165619.1807 | 0 | 1896403.4846 | 0 | 0 | 0 | 970153.495 | 1962548.7025 | 5106149.1498 | 3485051.7156 | 15585925.728 | 961560.8286 | 12889752.6116 | 12889752.6116 | 10890904.1141 | 5673152.4101 | 0 | 29437239.1682 | 58891048.304 | 7498.9421 | 2.364 | 12452.3697 | 24911.7488 | 253.8584 | 507.8597
1 | 3300 | 707 | 0.035 | 15 | 15 | 7 | 1e-11 | 5spot_SharedNeighbor | CO2 | Porous | Wet | R245fa | MinimizeLCOE_Brownfield | IgnoreSilica | 58.4297 | 8.4082 | 0.73564 | 4 | 10717.2182 | 20726.8249 | 218.485 | 422.5444 | 81.303 | 9.3381 | 37.2333 | 2466105.2769 | 0 | 2206343.6876 | 0 | 0 | 0 | 1037345.2758 | 2226819.7537 | 5793728.2157 | 3954338.5564 | 17684680.7661 | 961560.8286 | 12889752.6116 | 12889752.6116 | 10890904.1141 | 5673152.4101 | 0 | 31535994.2063 | 60989803.3421 | 10000 | 2.9426 | 10717.2182 | 20726.8249 | 218.485 | 422.5444
1 | 3300 | 707 | 0.035 | 15 | 15 | 7 | 1.3335e-11 | 5spot_SharedNeighbor | CO2 | Porous | Wet | R245fa | MinimizeLCOE_Brownfield | IgnoreSilica | 68.6855 | 9.9504 | 0.89211 | 4 | 9392.8539 | 17646.8615 | 191.486 | 359.7551 | 81.0515 | 9.2416 | 41.2038 | 2755815.6226 | 0 | 2516398.1156 | 0 | 0 | 0 | 1077406.3336 | 2476351.828 | 6442959.4868 | 4397452.2393 | 19666383.6259 | 961560.8286 | 12889752.6116 | 12889752.6116 | 10890904.1141 | 5673152.4101 | 0 | 33517697.066 | 62971506.2018 | 13335.2143 | 3.5684 | 9392.8539 | 17646.8615 | 191.486 | 359.7551
1 | 3300 | 707 | 0.035 | 15 | 15 | 7 | 1.7783e-11 | 5spot_SharedNeighbor | CO2 | Porous | Wet | R245fa | MinimizeLCOE_Brownfield | IgnoreSilica | 78.664 | 11.4603 | 1.0513 | 4 | 8386.3847 | 15390.4966 | 170.9678 | 313.7561 | 80.7004 | 9.1288 | 40.7457 | 3018980.7554 | 0 | 2809510.2584 | 0 | 0 | 0 | 1085780.5293 | 2696565.9018 | 7015911.3348 | 4788503.6485 | 21415252.4282 | 961560.8286 | 12889752.6116 | 12889752.6116 | 10890904.1141 | 5673152.4101 | 0 | 35266565.8684 | 64720375.0042 | 17782.7941 | 4.2052 | 8386.3847 | 15390.4966 | 170.9678 | 313.7561
1 | 3300 | 707 | 0.035 | 15 | 15 | 7 | 2.3714e-11 | 5spot_SharedNeighbor | CO2 | Porous | Wet | R245fa | MinimizeLCOE_Brownfield | IgnoreSilica | 87.8307 | 12.8555 | 1.2038 | 4 | 7624.7289 | 13741.3582 | 155.4404 | 280.1362 | 80.29 | 9.0087 | 42.5114 | 3245417.472 | 0 | 3072408.2999 | 0 | 0 | 0 | 1064374.581 | 2879058.1376 | 7490718.6981 | 5112569.4303 | 22864546.619 | 961560.8286 | 12889752.6116 | 12889752.6116 | 10890904.1141 | 5673152.4101 | 0 | 36715860.0592 | 66169669.1949 | 23713.7371 | 4.8154 | 7624.7289 | 13741.3582 | 155.4404 | 280.1362
1 | 3300 | 707 | 0.035 | 15 | 15 | 7 | 3.1623e-11 | 5spot_SharedNeighbor | CO2 | Porous | Wet | R245fa | MinimizeLCOE_Brownfield | IgnoreSilica | 95.8498 | 14.0823 | 1.3424 | 4 | 7050.0781 | 12535.4663 | 143.7254 | 255.5524 | 79.8639 | 8.891 | 37.8944 | 3431877.4599 | 0 | 3298000.7089 | 0 | 0 | 0 | 1020246.9016 | 3022548.7774 | 7864051.9089 | 5367377.0179 | 24004102.7746 | 961560.8286 | 12889752.6116 | 12889752.6116 | 10890904.1141 | 5673152.4101 | 0 | 37855416.2148 | 67309225.3506 | 31622.7766 | 5.3695 | 7050.0781 | 12535.4663 | 143.7254 | 255.5524
1 | 3300 | 707 | 0.035 | 15 | 15 | 7 | 4.217e-11 | 5spot_SharedNeighbor | CO2 | Porous | Wet | R245fa | MinimizeLCOE_Brownfield | IgnoreSilica | 102.5829 | 15.1171 | 1.4626 | 4 | 6617.2178 | 11651.7543 | 134.9009 | 237.5368 | 79.4585 | 8.7831 | 46.9887 | 3580190.3654 | 0 | 3484567.0757 | 0 | 0 | 0 | 962269.4231 | 3130540.4771 | 8145024.1591 | 5559146.3521 | 24861737.8526 | 961560.8286 | 12889752.6116 | 12889752.6116 | 10890904.1141 | 5673152.4101 | 0 | 38713051.2928 | 68166860.4286 | 42169.6503 | 5.8504 | 6617.2178 | 11651.7543 | 134.9009 | 237.5368
1 | 3300 | 707 | 0.035 | 15 | 15 | 7 | 5.6234e-11 | 5spot_SharedNeighbor | CO2 | Porous | Wet | R245fa | MinimizeLCOE_Brownfield | IgnoreSilica | 108.0734 | 15.9643 | 1.5633 | 4 | 6291.3339 | 11001.605 | 128.2574 | 224.2826 | 79.0959 | 8.6889 | 50.0022 | 3695593.6368 | 0 | 3634935.7655 | 0 | 0 | 0 | 899033.8669 | 3209529.675 | 8350537.8492 | 5699413.6685 | 25489044.4619 | 961560.8286 | 12889752.6116 | 12889752.6116 | 10890904.1141 | 5673152.4101 | 0 | 39340357.9021 | 68794167.0379 | 56234.1325 | 6.2531 | 6291.3339 | 11001.605 | 128.2574 | 224.2826
1 | 3300 | 707 | 0.035 | 15 | 15 | 7 | 7.4989e-11 | 5spot_SharedNeighbor | CO2 | Porous | Wet | R245fa | MinimizeLCOE_Brownfield | IgnoreSilica | 112.4197 | 16.6374 | 1.6451 | 4 | 6045.9688 | 10522.0579 | 123.2553 | 214.5064 | 78.7884 | 8.6104 | 43.2145 | 3783417.7525 | 0 | 3752916.1527 | 0 | 0 | 0 | 836472.3472 | 3265394.4384 | 8495886.5042 | 5798617.1121 | 25932704.307 | 961560.8286 | 12889752.6116 | 12889752.6116 | 10890904.1141 | 5673152.4101 | 0 | 39784017.7472 | 69237826.883 | 74989.4209 | 6.5803 | 6045.9688 | 10522.0579 | 123.2553 | 214.5064
1 | 3300 | 707 | 0.035 | 15 | 15 | 7 | 1e-10 | 5spot_SharedNeighbor | CO2 | Porous | Wet | R245fa | MinimizeLCOE_Brownfield | IgnoreSilica | 115.8102 | 17.164 | 1.7102 | 4 | 5861.1778 | 10166.8582 | 119.488 | 207.2652 | 78.536 | 8.5468 | 47.4682 | 3849755.5178 | 0 | 3844338.3391 | 0 | 0 | 0 | 778949.7009 | 3304486.9876 | 8597597.2982 | 5868036.819 | 26243164.6627 | 961560.8286 | 12889752.6116 | 12889752.6116 | 10890904.1141 | 5673152.4101 | 0 | 40094478.1029 | 69548287.2387 | 100000 | 6.8407 | 5861.1778 | 10166.8582 | 119.488 | 207.2652
1 | 3300 | 707 | 0.035 | 15 | 15 | 7 | 1.3335e-10 | 5spot_SharedNeighbor | CO2 | Porous | Wet | R245fa | MinimizeLCOE_Brownfield | IgnoreSilica | 118.4218 | 17.5707 | 1.7612 | 4 | 5721.9799 | 9902.9601 | 116.6503 | 201.8852 | 78.334 | 8.4964 | 51.9864 | 3899548.5874 | 0 | 3914405.0427 | 0 | 0 | 0 | 728581.5813 | 3331588.7324 | 8668110.479 | 5916163.5138 | 26458397.9366 | 961560.8286 | 12889752.6116 | 12889752.6116 | 10890904.1141 | 5673152.4101 | 0 | 40309711.3768 | 69763520.5126 | 133352.1432 | 7.0447 | 5721.9799 | 9902.9601 | 116.6503 | 201.8852
1 | 3300 | 707 | 0.035 | 15 | 15 | 7 | 1.7783e-10 | 5spot_SharedNeighbor | CO2 | Porous | Wet | R245fa | MinimizeLCOE_Brownfield | IgnoreSilica | 120.4272 | 17.8835 | 1.8008 | 4 | 5617.1267 | 9706.2016 | 114.5127 | 197.874 | 78.1744 | 8.4568 | 44.895 | 3937010.578 | 0 | 3968006.6058 | 0 | 0 | 0 | 686183.9071 | 3350568.4255 | 8717491.7469 | 5949867.2438 | 26609128.5071 | 961560.8286 | 12889752.6116 | 12889752.6116 | 10890904.1141 | 5673152.4101 | 0 | 40460441.9473 | 69914251.0831 | 177827.941 | 7.203 | 5617.1267 | 9706.2016 | 114.5127 | 197.874
1 | 3300 | 707 | 0.035 | 15 | 15 | 7 | 2.3714e-10 | 5spot_SharedNeighbor | CO2 | Porous | Wet | R245fa | MinimizeLCOE_Brownfield | IgnoreSilica | 121.925 | 18.1179 | 1.831 | 4 | 5538.1616 | 9559.805 | 112.9029 | 194.8896 | 78.0526 | 8.4268 | 45.4946 | 3964550.0192 | 0 | 4007930.1899 | 0 | 0 | 0 | 651033.5025 | 3363170.3475 | 8750279.3631 | 5972245.4656 | 26709208.8878 | 961560.8286 | 12889752.6116 | 12889752.6116 | 10890904.1141 | 5673152.4101 | 0 | 40560522.328 | 70014331.4638 | 237137.3706 | 7.3238 | 5538.1616 | 9559.805 | 112.9029 | 194.8896
1 | 3300 | 707 | 0.035 | 15 | 15 | 7 | 3.1623e-10 | 5spot_SharedNeighbor | CO2 | Porous | Wet | R245fa | MinimizeLCOE_Brownfield | IgnoreSilica | 123.0823 | 18.2988 | 1.8542 | 4 | 5478.7159 | 9449.9655 | 111.691 | 192.6503 | 77.957 | 8.4033 | 51.8805 | 3985569.568 | 0 | 4038711.4919 | 0 | 0 | 0 | 623061.5822 | 3372463.6305 | 8774458.579 | 5988748.2773 | 26783013.129 | 961560.8286 | 12889752.6116 | 12889752.6116 | 10890904.1141 | 5673152.4101 | 0 | 40634326.5692 | 70088135.7049 | 316227.766 | 7.4168 | 5478.7159 | 9449.9655 | 111.691 | 192.6503
1 | 3300 | 707 | 0.035 | 15 | 15 | 7 | 4.217e-10 | 5spot_SharedNeighbor | CO2 | Porous | Wet | R245fa | MinimizeLCOE_Brownfield | IgnoreSilica | 123.9271 | 18.4315 | 1.8716 | 4 | 5433.9863 | 9368.2679 | 110.7792 | 190.9848 | 77.8863 | 8.386 | 50.187 | 4000770.8297 | 0 | 4061148.1199 | 0 | 0 | 0 | 600582.0864 | 3378375.404 | 8789839.8012 | 5999246.2775 | 26829962.5187 | 961560.8286 | 12889752.6116 | 12889752.6116 | 10890904.1141 | 5673152.4101 | 0 | 40681275.9589 | 70135085.0946 | 421696.5034 | 7.4865 | 5433.9863 | 9368.2679 | 110.7792 | 190.9848
1 | 3300 | 707 | 0.035 | 15 | 15 | 7 | 5.6234e-10 | 5spot_SharedNeighbor | CO2 | Porous | Wet | R245fa | MinimizeLCOE_Brownfield | IgnoreSilica | 124.5728 | 18.5328 | 1.8849 | 4 | 5400.3472 | 9306.9382 | 110.0934 | 189.7345 | 77.8319 | 8.3727 | 49.6267 | 4012307.0783 | 0 | 4078275.3027 | 0 | 0 | 0 | 583133.0637 | 3382749.0234 | 8801219.0616 | 6007012.8565 | 26864696.3861 | 961560.8286 | 12889752.6116 | 12889752.6116 | 10890904.1141 | 5673152.4101 | 0 | 40716009.8263 | 70169818.962 | 562341.3252 | 7.5395 | 5400.3472 | 9306.9382 | 110.0934 | 189.7345
1 | 3300 | 707 | 0.035 | 15 | 15 | 7 | 7.4989e-10 | 5spot_SharedNeighbor | CO2 | Porous | Wet | R245fa | MinimizeLCOE_Brownfield | IgnoreSilica | 125.0577 | 18.6089 | 1.8949 | 4 | 5375.0616 | 9261.0086 | 109.5779 | 188.7982 | 77.7907 | 8.3627 | 100.3393 | 4020924.7266 | 0 | 4091127.3258 | 0 | 0 | 0 | 569621.7265 | 3385852.7738 | 8809294.3834 | 6012524.4296 | 26889345.3657 | 961560.8286 | 12889752.6116 | 12889752.6116 | 10890904.1141 | 5673152.4101 | 0 | 40740658.8059 | 70194467.9416 | 749894.2093 | 7.5796 | 5375.0616 | 9261.0086 | 109.5779 | 188.7982
1 | 3300 | 707 | 0.035 | 15 | 15 | 7 | 1e-09 | 5spot_SharedNeighbor | CO2 | Porous | Wet | R245fa | MinimizeLCOE_Brownfield | IgnoreSilica | 125.4502 | 18.6706 | 1.9027 | 4 | 5355.6615 | 9225.5947 | 109.1824 | 188.0762 | 77.7557 | 8.3539 | 47.9948 | 4027774.8033 | 0 | 4101592.7174 | 0 | 0 | 0 | 559064.3667 | 3388488.4361 | 8816151.8362 | 6017204.782 | 26910276.9418 | 961560.8286 | 12889752.6116 | 12889752.6116 | 10890904.1141 | 5673152.4101 | 0 | 40761590.382 | 70215399.5178 | 1000000 | 7.6109 | 5355.6615 | 9225.5947 | 109.1824 | 188.0762
1 | 3300 | 707 | 0.035 | 15 | 15 | 7 | 1.3335e-09 | 5spot_SharedNeighbor | CO2 | Porous | Wet | R245fa | MinimizeLCOE_Brownfield | IgnoreSilica | 125.7176 | 18.7127 | 1.9084 | 4 | 5341.4118 | 9199.9281 | 108.8919 | 187.553 | 77.7329 | 8.3484 | 44.9059 | 4032496.8705 | 0 | 4108669.7432 | 0 | 0 | 0 | 551085.9765 | 3389978.5102 | 8820028.7033 | 6019850.8235 | 26922110.6272 | 961560.8286 | 12889752.6116 | 12889752.6116 | 10890904.1141 | 5673152.4101 | 0 | 40773424.0674 | 70227233.2032 | 1333521.4322 | 7.6335 | 5341.4118 | 9199.9281 | 108.8919 | 187.553
1 | 3300 | 707 | 0.035 | 15 | 15 | 7 | 1.7783e-09 | 5spot_SharedNeighbor | CO2 | Porous | Wet | R245fa | MinimizeLCOE_Brownfield | IgnoreSilica | 125.9151 | 18.7439 | 1.9126 | 4 | 5330.7103 | 9180.738 | 108.6737 | 187.1618 | 77.716 | 8.3443 | 44.8032 | 4035973.8222 | 0 | 4113892.1639 | 0 | 0 | 0 | 544979.1592 | 3390989.6067 | 8822659.3689 | 6021646.3068 | 26930140.4277 | 961560.8286 | 12889752.6116 | 12889752.6116 | 10890904.1141 | 5673152.4101 | 0 | 40781453.8679 | 70235263.0037 | 1778279.41 | 7.6503 | 5330.7103 | 9180.738 | 108.6737 | 187.1618
1 | 3300 | 707 | 0.035 | 15 | 15 | 7 | 2.3714e-09 | 5spot_SharedNeighbor | CO2 | Porous | Wet | R245fa | MinimizeLCOE_Brownfield | IgnoreSilica | 126.066 | 18.7676 | 1.9158 | 4 | 5322.679 | 9166.307 | 108.51 | 186.8676 | 77.703 | 8.3411 | 46.9815 | 4038628.1682 | 0 | 4117884.0359 | 0 | 0 | 0 | 540385.6854 | 3391790.1769 | 8824742.2885 | 6023067.9422 | 26936498.2972 | 961560.8286 | 12889752.6116 | 12889752.6116 | 10890904.1141 | 5673152.4101 | 0 | 40787811.7374 | 70241620.8732 | 2371373.7057 | 7.663 | 5322.679 | 9166.307 | 108.51 | 186.8676
1 | 3300 | 707 | 0.035 | 15 | 15 | 7 | 3.1623e-09 | 5spot_SharedNeighbor | CO2 | Porous | Wet | R245fa | MinimizeLCOE_Brownfield | IgnoreSilica | 126.1929 | 18.7874 | 1.9183 | 4 | 5316.652 | 9155.267 | 108.3871 | 186.6425 | 77.6921 | 8.3385 | 41.9422 | 4040856.9306 | 0 | 4121239.413 | 0 | 0 | 0 | 537068.3082 | 3392674.2142 | 8827042.3722 | 6024637.7966 | 26943519.0348 | 961560.8286 | 12889752.6116 | 12889752.6116 | 10890904.1141 | 5673152.4101 | 0 | 40794832.475 | 70248641.6107 | 3162277.6602 | 7.673 | 5316.652 | 9155.267 | 108.3871 | 186.6425
1 | 3300 | 707 | 0.035 | 15 | 15 | 7 | 4.217e-09 | 5spot_SharedNeighbor | CO2 | Porous | Wet | R245fa | MinimizeLCOE_Brownfield | IgnoreSilica | 126.2661 | 18.7991 | 1.92 | 4 | 5312.13 | 9147.3451 | 108.295 | 186.481 | 77.6858 | 8.3369 | 40.725 | 4042139.6824 | 0 | 4123172.612 | 0 | 0 | 0 | 534315.7978 | 3392854.956 | 8827512.6252 | 6024958.754 | 26944954.4274 | 961560.8286 | 12889752.6116 | 12889752.6116 | 10890904.1141 | 5673152.4101 | 0 | 40796267.8676 | 70250077.0034 | 4216965.0343 | 7.6798 | 5312.13 | 9147.3451 | 108.295 | 186.481
1 | 3300 | 707 | 0.035 | 15 | 15 | 7 | 5.6234e-09 | 5spot_SharedNeighbor | CO2 | Porous | Wet | R245fa | MinimizeLCOE_Brownfield | IgnoreSilica | 126.3413 | 18.8108 | 1.9214 | 4 | 5308.7375 | 9141.0773 | 108.2258 | 186.3532 | 77.6793 | 8.3354 | 49.7307 | 4043458.4853 | 0 | 4125160.8313 | 0 | 0 | 0 | 532472.7695 | 3393425.9136 | 8828998.1397 | 6025972.6481 | 26949488.7875 | 961560.8286 | 12889752.6116 | 12889752.6116 | 10890904.1141 | 5673152.4101 | 0 | 40800802.2277 | 70254611.3635 | 5623413.2519 | 7.6856 | 5308.7375 | 9141.0773 | 108.2258 | 186.3532
1 | 3300 | 707 | 0.035 | 15 | 15 | 7 | 7.4989e-09 | 5spot_SharedNeighbor | CO2 | Porous | Wet | R245fa | MinimizeLCOE_Brownfield | IgnoreSilica | 126.3903 | 18.8185 | 1.9224 | 4 | 5306.1928 | 9136.4957 | 108.1739 | 186.2598 | 77.6751 | 8.3343 | 47.2736 | 4044318.4431 | 0 | 4126458.1891 | 0 | 0 | 0 | 531002.9995 | 3393694.0563 | 8829695.7922 | 6026448.8103 | 26951618.2904 | 961560.8286 | 12889752.6116 | 12889752.6116 | 10890904.1141 | 5673152.4101 | 0 | 40802931.7306 | 70256740.8663 | 7498942.0933 | 7.6897 | 5306.1928 | 9136.4957 | 108.1739 | 186.2598
1 | 3300 | 707 | 0.035 | 15 | 15 | 7 | 1e-08 | 5spot_SharedNeighbor | CO2 | Porous | Wet | R245fa | MinimizeLCOE_Brownfield | IgnoreSilica | 126.4339 | 18.8253 | 1.9232 | 4 | 5304.2843 | 9132.9526 | 108.135 | 186.1876 | 77.6713 | 8.3334 | 48.4195 | 4045081.0076 | 0 | 4127609.1224 | 0 | 0 | 0 | 529973.8147 | 3394038.9384 | 8830593.1047 | 6027061.2445 | 26954357.2322 | 961560.8286 | 12889752.6116 | 12889752.6116 | 10890904.1141 | 5673152.4101 | 0 | 40805670.6724 | 70259479.8082 | 10000000 | 7.693 | 5304.2843 | 9132.9526 | 108.135 | 186.1876
1 | 3400 | 707 | 0.035 | 15 | 15 | 7 | 1e-13 | 5spot_SharedNeighbor | CO2 | Porous | Wet | R245fa | MinimizeLCOE_Brownfield | IgnoreSilica | 0.86458 | 0.0082736 | 0.0011843 | 4 | 3152417.8368 | 9563378.5904 | 64266.3016 | 194962.408 | 54.0472 | 7.9523 | 23.312 | 82038.4517 | 0 | 40269.3544 | 0 | 0 | 0 | 76178.3091 | 77409.5849 | 201403.8611 | 137462.2736 | 614761.8348 | 961560.8286 | 13356693.023 | 13356693.023 | 11179097.8575 | 5832955.4136 | 0 | 14933015.6864 | 45301761.9806 | 100 | 0.004737 | 3152417.8368 | 9563378.5904 | 64266.3016 | 194962.408
1 | 3400 | 707 | 0.035 | 15 | 15 | 7 | 1.3335e-13 | 5spot_SharedNeighbor | CO2 | Porous | Wet | R245fa | MinimizeLCOE_Brownfield | IgnoreSilica | 1.2819 | 0.048801 | 0.003426 | 4 | 1111571.1564 | 3327612.942 | 22660.8815 | 67837.8908 | 60.7703 | 8.5197 | 61.0968 | 122603.0784 | 0 | 68119.3116 | 0 | 0 | 0 | 104627.1039 | 115186.3026 | 299691.1314 | 204545.3552 | 914772.283 | 961560.8286 | 13356693.023 | 13356693.023 | 11179097.8575 | 5832955.4136 | 0 | 15233026.1346 | 45601772.4288 | 133.3521 | 0.013704 | 1111571.1564 | 3327612.942 | 22660.8815 | 67837.8908
1 | 3400 | 707 | 0.035 | 15 | 15 | 7 | 1.7783e-13 | 5spot_SharedNeighbor | CO2 | Porous | Wet | R245fa | MinimizeLCOE_Brownfield | IgnoreSilica | 1.7875 | 0.10758 | 0.0070522 | 4 | 551917.5249 | 1628481.5127 | 11251.5853 | 33198.7983 | 65.8015 | 8.9058 | 84.2615 | 168873.1738 | 0 | 100568.2988 | 0 | 0 | 0 | 134388.3567 | 157493.6334 | 409766.1278 | 279673.8021 | 1250763.3927 | 961560.8286 | 13356693.023 | 13356693.023 | 11179097.8575 | 5832955.4136 | 0 | 15569017.2444 | 45937763.5385 | 177.8279 | 0.028209 | 551917.5249 | 1628481.5127 | 11251.5853 | 33198.7983
1 | 3400 | 707 | 0.035 | 15 | 15 | 7 | 2.3714e-13 | 5spot_SharedNeighbor | CO2 | Porous | Wet | R245fa | MinimizeLCOE_Brownfield | IgnoreSilica | 2.4293 | 0.18965 | 0.012438 | 4 | 320845.8065 | 931262.6724 | 6540.8757 | 18985.0492 | 69.8363 | 9.1894 | 119.7108 | 223439.5564 | 0 | 139710.2583 | 0 | 0 | 0 | 167672.5973 | 207020.7407 | 538625.5015 | 367622.9724 | 1644091.6266 | 961560.8286 | 13356693.023 | 13356693.023 | 11179097.8575 | 5832955.4136 | 0 | 15962345.4782 | 46331091.7724 | 237.1374 | 0.049751 | 320845.8065 | 931262.6724 | 6540.8757 | 18985.0492
1 | 3400 | 707 | 0.035 | 15 | 15 | 7 | 3.1623e-13 | 5spot_SharedNeighbor | CO2 | Porous | Wet | R245fa | MinimizeLCOE_Brownfield | IgnoreSilica | 3.254 | 0.30124 | 0.020088 | 4 | 204443.9935 | 582383.3975 | 4167.8673 | 11872.6733 | 73.11 | 9.4017 | 25.4342 | 288168.5677 | 0 | 187288.5691 | 0 | 0 | 0 | 205640.6144 | 265628.1229 | 691109.8881 | 471696.6995 | 2109532.4617 | 961560.8286 | 13356693.023 | 13356693.023 | 11179097.8575 | 5832955.4136 | 0 | 16427786.3133 | 46796532.6075 | 316.2278 | 0.080353 | 204443.9935 | 582383.3975 | 4167.8673 | 11872.6733
1 | 3400 | 707 | 0.035 | 15 | 15 | 7 | 4.217e-13 | 5spot_SharedNeighbor | CO2 | Porous | Wet | R245fa | MinimizeLCOE_Brownfield | IgnoreSilica | 4.3017 | 0.44838 | 0.030654 | 4 | 138404.5534 | 386078.2164 | 2821.564 | 7870.7267 | 75.7262 | 9.5602 | 24.2837 | 363931.5246 | 0 | 244401.5469 | 0 | 0 | 0 | 248023.875 | 333979.2091 | 868945.3936 | 593073.0862 | 2652354.6355 | 961560.8286 | 13356693.023 | 13356693.023 | 11179097.8575 | 5832955.4136 | 0 | 16970608.4872 | 47339354.7813 | 421.6965 | 0.12262 | 138404.5534 | 386078.2164 | 2821.564 | 7870.7267
1 | 3400 | 707 | 0.035 | 15 | 15 | 7 | 5.6234e-13 | 5spot_SharedNeighbor | CO2 | Porous | Wet | R245fa | MinimizeLCOE_Brownfield | IgnoreSilica | 5.6628 | 0.64341 | 0.045027 | 4 | 97840.4219 | 266455.3421 | 1994.6093 | 5432.0526 | 77.8481 | 9.6814 | 35.0343 | 454536.5877 | 0 | 314481.0878 | 0 | 0 | 0 | 297573.0493 | 415970.3827 | 1082269.6085 | 738671.2462 | 3303501.9621 | 961560.8286 | 13356693.023 | 13356693.023 | 11179097.8575 | 5832955.4136 | 0 | 17621755.8138 | 47990502.1079 | 562.3413 | 0.18011 | 97840.4219 | 266455.3421 | 1994.6093 | 5432.0526
1 | 3400 | 707 | 0.035 | 15 | 15 | 7 | 7.4989e-13 | 5spot_SharedNeighbor | CO2 | Porous | Wet | R245fa | MinimizeLCOE_Brownfield | IgnoreSilica | 7.395 | 0.89539 | 0.064303 | 4 | 71473.6388 | 189541.682 | 1457.0868 | 3864.0636 | 79.5219 | 9.7721 | 30.6361 | 560748.0054 | 0 | 398774.6175 | 0 | 0 | 0 | 353176.5392 | 511952.6732 | 1331995.8399 | 909114.5305 | 4065762.2057 | 961560.8286 | 13356693.023 | 13356693.023 | 11179097.8575 | 5832955.4136 | 0 | 18384016.0574 | 48752762.3515 | 749.8942 | 0.25721 | 71473.6388 | 189541.682 | 1457.0868 | 3864.0636
1 | 3400 | 707 | 0.035 | 15 | 15 | 7 | 1e-12 | 5spot_SharedNeighbor | CO2 | Porous | Wet | R245fa | MinimizeLCOE_Brownfield | IgnoreSilica | 9.607 | 1.2202 | 0.089939 | 4 | 53598.2958 | 138013.0819 | 1092.6738 | 2813.5834 | 80.8417 | 9.8399 | 29.2936 | 685874.6733 | 0 | 500640.3822 | 0 | 0 | 0 | 416217.0055 | 625065.5038 | 1626292.2223 | 1109977.8587 | 4964067.6459 | 961560.8286 | 13356693.023 | 13356693.023 | 11179097.8575 | 5832955.4136 | 0 | 19282321.4975 | 49651067.7917 | 1000 | 0.35976 | 53598.2958 | 138013.0819 | 1092.6738 | 2813.5834
1 | 3400 | 707 | 0.035 | 15 | 15 | 7 | 1.3335e-12 | 5spot_SharedNeighbor | CO2 | Porous | Wet | R245fa | MinimizeLCOE_Brownfield | IgnoreSilica | 12.4381 | 1.6384 | 0.12381 | 4 | 41082.0526 | 102401.6094 | 837.5132 | 2087.5953 | 81.8778 | 9.8894 | 28.1256 | 833791.7641 | 0 | 624140.1651 | 0 | 0 | 0 | 488240.8498 | 759007.3838 | 1974781.5188 | 1347828.9643 | 6027790.6459 | 961560.8286 | 13356693.023 | 13356693.023 | 11179097.8575 | 5832955.4136 | 0 | 20346044.4976 | 50714790.7917 | 1333.5214 | 0.49525 | 41082.0526 | 102401.6094 | 837.5132 | 2087.5953
1 | 3400 | 707 | 0.035 | 15 | 15 | 7 | 1.7783e-12 | 5spot_SharedNeighbor | CO2 | Porous | Wet | R245fa | MinimizeLCOE_Brownfield | IgnoreSilica | 16.0332 | 2.1719 | 0.16823 | 4 | 32093.7606 | 77224.5615 | 654.2747 | 1574.3271 | 82.6769 | 9.9232 | 31.5365 | 1007511.8619 | 0 | 772879.5273 | 0 | 0 | 0 | 569368.2433 | 916406.2567 | 2384301.0991 | 1627334.4926 | 7277801.4808 | 961560.8286 | 13356693.023 | 13356693.023 | 11179097.8575 | 5832955.4136 | 0 | 21596055.3325 | 51964801.6266 | 1778.2794 | 0.67291 | 32093.7606 | 77224.5615 | 654.2747 | 1574.3271
1 | 3400 | 707 | 0.035 | 15 | 15 | 7 | 2.3714e-12 | 5spot_SharedNeighbor | CO2 | Porous | Wet | R245fa | MinimizeLCOE_Brownfield | IgnoreSilica | 20.5233 | 2.8413 | 0.2258 | 4 | 25507.9516 | 59131.5126 | 520.0141 | 1205.4759 | 83.2748 | 9.9423 | 28.0314 | 1208488.8873 | 0 | 949337.3416 | 0 | 0 | 0 | 657728.4935 | 1098066.3417 | 2856943.3767 | 1949922.5589 | 8720486.9996 | 961560.8286 | 13356693.023 | 13356693.023 | 11179097.8575 | 5832955.4136 | 0 | 23038740.8513 | 53407487.1454 | 2371.3737 | 0.9032 | 25507.9516 | 59131.5126 | 520.0141 | 1205.4759
1 | 3400 | 707 | 0.035 | 15 | 15 | 7 | 3.1623e-12 | 5spot_SharedNeighbor | CO2 | Porous | Wet | R245fa | MinimizeLCOE_Brownfield | IgnoreSilica | 26.1038 | 3.6765 | 0.29968 | 4 | 20604.7923 | 45938.7885 | 420.0566 | 936.5243 | 83.7062 | 9.9464 | 37.455 | 1440218.7397 | 0 | 1158048.4869 | 0 | 0 | 0 | 753550.8101 | 1307209.0343 | 3401089.7619 | 2321313.6479 | 10381430.4808 | 961560.8286 | 13356693.023 | 13356693.023 | 11179097.8575 | 5832955.4136 | 0 | 24699684.3324 | 55068430.6266 | 3162.2777 | 1.1987 | 20604.7923 | 45938.7885 | 420.0566 | 936.5243
1 | 3400 | 707 | 0.035 | 15 | 15 | 7 | 4.217e-12 | 5spot_SharedNeighbor | CO2 | Porous | Wet | R245fa | MinimizeLCOE_Brownfield | IgnoreSilica | 32.9003 | 4.698 | 0.39286 | 4 | 16908.9284 | 36234.2832 | 344.7114 | 738.6849 | 83.9878 | 9.9338 | 29.9822 | 1702355.2775 | 0 | 1400465.1322 | 0 | 0 | 0 | 853332.7431 | 1542899.7296 | 4014308.6041 | 2739848.1081 | 12253209.5946 | 961560.8286 | 13356693.023 | 13356693.023 | 11179097.8575 | 5832955.4136 | 0 | 26571463.4462 | 56940209.7404 | 4216.965 | 1.5714 | 16908.9284 | 36234.2832 | 344.7114 | 738.6849
1 | 3400 | 707 | 0.035 | 15 | 15 | 7 | 5.6234e-12 | 5spot_SharedNeighbor | CO2 | Porous | Wet | R245fa | MinimizeLCOE_Brownfield | IgnoreSilica | 40.9977 | 5.9206 | 0.50776 | 4 | 14098.3504 | 29050.5843 | 287.4139 | 592.2355 | 84.1292 | 9.9013 | 38.3813 | 1992745.1441 | 0 | 1676648.9344 | 0 | 0 | 0 | 952833.721 | 1802668.8418 | 4690174.5481 | 3201140.5025 | 14316211.6919 | 961560.8286 | 13356693.023 | 13356693.023 | 11179097.8575 | 5832955.4136 | 0 | 28634465.5436 | 59003211.8377 | 5623.4133 | 2.0311 | 14098.3504 | 29050.5843 | 287.4139 | 592.2355
1 | 3400 | 707 | 0.035 | 15 | 15 | 7 | 7.4989e-12 | 5spot_SharedNeighbor | CO2 | Porous | Wet | R245fa | MinimizeLCOE_Brownfield | IgnoreSilica | 50.2667 | 7.3279 | 0.64457 | 4 | 11950.4008 | 23729.1255 | 243.6251 | 483.7503 | 84.1313 | 9.8455 | 32.8214 | 2302090.7799 | 0 | 1979976.3914 | 0 | 0 | 0 | 1043011.7129 | 2076780.7648 | 5403357.5437 | 3687902.5515 | 16493119.7441 | 961560.8286 | 13356693.023 | 13356693.023 | 11179097.8575 | 5832955.4136 | 0 | 30811373.5958 | 61180119.8899 | 7498.9421 | 2.5783 | 11950.4008 | 23729.1255 | 243.6251 | 483.7503
1 | 3400 | 707 | 0.035 | 15 | 15 | 7 | 1e-11 | 5spot_SharedNeighbor | CO2 | Porous | Wet | R245fa | MinimizeLCOE_Brownfield | IgnoreSilica | 60.3787 | 8.8728 | 0.80018 | 4 | 10307.6643 | 19795.7483 | 210.1357 | 403.5631 | 83.9942 | 9.7646 | 33.9444 | 2616407.956 | 0 | 2298748.7585 | 0 | 0 | 0 | 1113972.9217 | 2351360.5581 | 6117757.8419 | 4175495.4344 | 18673743.4707 | 961560.8286 | 13356693.023 | 13356693.023 | 11179097.8575 | 5832955.4136 | 0 | 32991997.3223 | 63360743.6165 | 10000 | 3.2007 | 10307.6643 | 19795.7483 | 210.1357 | 403.5631
1 | 3400 | 707 | 0.035 | 15 | 15 | 7 | 1.3335e-11 | 5spot_SharedNeighbor | CO2 | Porous | Wet | R245fa | MinimizeLCOE_Brownfield | IgnoreSilica | 70.766 | 10.47 | 0.96733 | 4 | 9054.7948 | 16903.3795 | 184.5942 | 344.5983 | 83.728 | 9.6605 | 38.9913 | 2917396.2673 | 0 | 2615582.2165 | 0 | 0 | 0 | 1156081.224 | 2608733.286 | 6787388.8855 | 4632532.3813 | 20717714.2606 | 961560.8286 | 13356693.023 | 13356693.023 | 11179097.8575 | 5832955.4136 | 0 | 35035968.1123 | 65404714.4064 | 13335.2143 | 3.8693 | 9054.7948 | 16903.3795 | 184.5942 | 344.5983
1 | 3400 | 707 | 0.035 | 15 | 15 | 7 | 1.7783e-11 | 5spot_SharedNeighbor | CO2 | Porous | Wet | R245fa | MinimizeLCOE_Brownfield | IgnoreSilica | 80.8197 | 12.0256 | 1.1363 | 4 | 8103.4682 | 14785.0299 | 165.2002 | 301.4128 | 83.3606 | 9.5399 | 36.3588 | 3189471.5382 | 0 | 2913717.0414 | 0 | 0 | 0 | 1165599.551 | 2834827.3709 | 7375639.3161 | 5034025.3875 | 22513280.2051 | 961560.8286 | 13356693.023 | 13356693.023 | 11179097.8575 | 5832955.4136 | 0 | 36831534.0567 | 67200280.3509 | 17782.7941 | 4.5452 | 8103.4682 | 14785.0299 | 165.2002 | 301.4128
1 | 3400 | 707 | 0.035 | 15 | 15 | 7 | 2.3714e-11 | 5spot_SharedNeighbor | CO2 | Porous | Wet | R245fa | MinimizeLCOE_Brownfield | IgnoreSilica | 89.9908 | 13.4533 | 1.297 | 4 | 7384.1186 | 13237.661 | 150.5352 | 269.8676 | 82.9361 | 9.4131 | 42.898 | 3422058.6889 | 0 | 3179406.7126 | 0 | 0 | 0 | 1144516.558 | 3020932.9642 | 7859847.8943 | 5364507.6916 | 23991270.5097 | 961560.8286 | 13356693.023 | 13356693.023 | 11179097.8575 | 5832955.4136 | 0 | 38309524.3614 | 68678270.6555 | 23713.7371 | 5.1881 | 7384.1186 | 13237.661 | 150.5352 | 269.8676
1 | 3400 | 707 | 0.035 | 15 | 15 | 7 | 3.1623e-11 | 5spot_SharedNeighbor | CO2 | Porous | Wet | R245fa | MinimizeLCOE_Brownfield | IgnoreSilica | 97.9614 | 14.7007 | 1.4421 | 4 | 6841.7807 | 12106.6085 | 139.479 | 246.8096 | 82.4998 | 9.2899 | 49.53 | 3612485.5494 | 0 | 3406040.9578 | 0 | 0 | 0 | 1100512.2193 | 3166425.1033 | 8238388.5957 | 5622869.4985 | 25146721.924 | 961560.8286 | 13356693.023 | 13356693.023 | 11179097.8575 | 5832955.4136 | 0 | 39464975.7757 | 69833722.0698 | 31622.7766 | 5.7682 | 6841.7807 | 12106.6085 | 139.479 | 246.8096
1 | 3400 | 707 | 0.035 | 15 | 15 | 7 | 4.217e-11 | 5spot_SharedNeighbor | CO2 | Porous | Wet | R245fa | MinimizeLCOE_Brownfield | IgnoreSilica | 104.6318 | 15.7496 | 1.5673 | 4 | 6433.5435 | 11277.5272 | 131.1565 | 229.9076 | 82.0872 | 9.1776 | 42.0147 | 3763602.4977 | 0 | 3592955.3485 | 0 | 0 | 0 | 1043153.761 | 3275887.5268 | 8523187.3678 | 5817250.5125 | 26016037.0143 | 961560.8286 | 13356693.023 | 13356693.023 | 11179097.8575 | 5832955.4136 | 0 | 40334290.866 | 70703037.1601 | 42169.6503 | 6.2694 | 6433.5435 | 11277.5272 | 131.1565 | 229.9076
1 | 3400 | 707 | 0.035 | 15 | 15 | 7 | 5.6234e-11 | 5spot_SharedNeighbor | CO2 | Porous | Wet | R245fa | MinimizeLCOE_Brownfield | IgnoreSilica | 110.0567 | 16.6059 | 1.6719 | 4 | 6126.4194 | 10667.4757 | 124.8953 | 217.4709 | 81.72 | 9.0801 | 49.1819 | 3880988.5632 | 0 | 3743270.1391 | 0 | 0 | 0 | 981029.4083 | 3356062.3631 | 8731785.8458 | 5959623.26 | 26652759.5795 | 961560.8286 | 13356693.023 | 13356693.023 | 11179097.8575 | 5832955.4136 | 0 | 40971013.4312 | 71339759.7253 | 56234.1325 | 6.6876 | 6126.4194 | 10667.4757 | 124.8953 | 217.4709
1 | 3400 | 707 | 0.035 | 15 | 15 | 7 | 7.4989e-11 | 5spot_SharedNeighbor | CO2 | Porous | Wet | R245fa | MinimizeLCOE_Brownfield | IgnoreSilica | 114.3493 | 17.286 | 1.7566 | 4 | 5895.3632 | 10217.3455 | 120.185 | 208.2944 | 81.4092 | 8.9991 | 46.0028 | 3970364.3918 | 0 | 3861200.0417 | 0 | 0 | 0 | 920052.2925 | 3413130.5231 | 8880265.4918 | 6060963.6694 | 27105976.4103 | 961560.8286 | 13356693.023 | 13356693.023 | 11179097.8575 | 5832955.4136 | 0 | 41424230.262 | 71792976.5561 | 74989.4209 | 7.0266 | 5895.3632 | 10217.3455 | 120.185 | 208.2944
1 | 3400 | 707 | 0.035 | 15 | 15 | 7 | 1e-10 | 5spot_SharedNeighbor | CO2 | Porous | Wet | R245fa | MinimizeLCOE_Brownfield | IgnoreSilica | 117.701 | 17.8185 | 1.824 | 4 | 5721.5031 | 9883.8244 | 116.6406 | 201.4951 | 81.1541 | 8.9334 | 47.4846 | 4037985.5827 | 0 | 3952689.305 | 0 | 0 | 0 | 864412.5072 | 3453484.084 | 8985257.1796 | 6132622.6536 | 27426451.312 | 961560.8286 | 13356693.023 | 13356693.023 | 11179097.8575 | 5832955.4136 | 0 | 41744705.1637 | 72113451.4578 | 100000 | 7.2961 | 5721.5031 | 9883.8244 | 116.6406 | 201.4951
1 | 3400 | 707 | 0.035 | 15 | 15 | 7 | 1.3335e-10 | 5spot_SharedNeighbor | CO2 | Porous | Wet | R245fa | MinimizeLCOE_Brownfield | IgnoreSilica | 120.2855 | 18.2301 | 1.8768 | 4 | 5590.6651 | 9635.9966 | 113.9733 | 196.4428 | 80.9499 | 8.8813 | 49.5081 | 4088829.6946 | 0 | 4022900.6572 | 0 | 0 | 0 | 816011.4956 | 3481819.3205 | 9058979.6526 | 6182939.7563 | 27651480.5768 | 961560.8286 | 13356693.023 | 13356693.023 | 11179097.8575 | 5832955.4136 | 0 | 41969734.4285 | 72338480.7226 | 133352.1432 | 7.5071 | 5590.6651 | 9635.9966 | 113.9733 | 196.4428
1 | 3400 | 707 | 0.035 | 15 | 15 | 7 | 1.7783e-10 | 5spot_SharedNeighbor | CO2 | Porous | Wet | R245fa | MinimizeLCOE_Brownfield | IgnoreSilica | 122.2493 | 18.5436 | 1.9175 | 4 | 5492.2074 | 9451.6181 | 111.9661 | 192.684 | 80.7903 | 8.8409 | 47.1596 | 4126702.328 | 0 | 4076059.1355 | 0 | 0 | 0 | 775214.7787 | 3501410.7345 | 9109952.4931 | 6217729.7673 | 27807069.2372 | 961560.8286 | 13356693.023 | 13356693.023 | 11179097.8575 | 5832955.4136 | 0 | 42125323.0888 | 72494069.3829 | 177827.941 | 7.67 | 5492.2074 | 9451.6181 | 111.9661 | 192.684
1 | 3400 | 707 | 0.035 | 15 | 15 | 7 | 2.3714e-10 | 5spot_SharedNeighbor | CO2 | Porous | Wet | R245fa | MinimizeLCOE_Brownfield | IgnoreSilica | 123.7419 | 18.7823 | 1.9488 | 4 | 5418.1321 | 9314.0301 | 110.456 | 189.8791 | 80.6664 | 8.8097 | 52.6505 | 4155045.0405 | 0 | 4116352.4817 | 0 | 0 | 0 | 741875.7841 | 3515176.5895 | 9145768.424 | 6242174.8761 | 27916393.1959 | 961560.8286 | 13356693.023 | 13356693.023 | 11179097.8575 | 5832955.4136 | 0 | 42234647.0476 | 72603393.3417 | 237137.3706 | 7.7951 | 5418.1321 | 9314.0301 | 110.456 | 189.8791
1 | 3400 | 707 | 0.035 | 15 | 15 | 7 | 3.1623e-10 | 5spot_SharedNeighbor | CO2 | Porous | Wet | R245fa | MinimizeLCOE_Brownfield | IgnoreSilica | 124.8823 | 18.9647 | 1.9727 | 4 | 5362.4194 | 9211.0452 | 109.3202 | 187.7796 | 80.5703 | 8.7855 | 50.6353 | 4176443.0512 | 0 | 4147076.8147 | 0 | 0 | 0 | 715306.7548 | 3525142.382 | 9171697.3719 | 6259871.9159 | 27995538.2905 | 961560.8286 | 13356693.023 | 13356693.023 | 11179097.8575 | 5832955.4136 | 0 | 42313792.1421 | 72682538.4363 | 316227.766 | 7.8908 | 5362.4194 | 9211.0452 | 109.3202 | 187.7796
1 | 3400 | 707 | 0.035 | 15 | 15 | 7 | 4.217e-10 | 5spot_SharedNeighbor | CO2 | Porous | Wet | R245fa | MinimizeLCOE_Brownfield | IgnoreSilica | 125.7371 | 19.1017 | 1.9908 | 4 | 5320.5341 | 9134.1142 | 108.4663 | 186.2113 | 80.4974 | 8.7673 | 50.3274 | 4192335.1009 | 0 | 4170071.7847 | 0 | 0 | 0 | 694276.0829 | 3532106.3577 | 9189816.2081 | 6272238.3939 | 28050843.9282 | 961560.8286 | 13356693.023 | 13356693.023 | 11179097.8575 | 5832955.4136 | 0 | 42369097.7798 | 72737844.074 | 421696.5034 | 7.9633 | 5320.5341 | 9134.1142 | 108.4663 | 186.2113
1 | 3400 | 707 | 0.035 | 15 | 15 | 7 | 5.6234e-10 | 5spot_SharedNeighbor | CO2 | Porous | Wet | R245fa | MinimizeLCOE_Brownfield | IgnoreSilica | 126.3755 | 19.2041 | 2.0045 | 4 | 5289.0573 | 9076.6182 | 107.8246 | 185.0391 | 80.4425 | 8.7536 | 50.4683 | 4204122.0567 | 0 | 4187226.9959 | 0 | 0 | 0 | 677822.2243 | 3536976.798 | 9202488.0947 | 6280887.2169 | 28089523.3865 | 961560.8286 | 13356693.023 | 13356693.023 | 11179097.8575 | 5832955.4136 | 0 | 42407777.2382 | 72776523.5323 | 562341.3252 | 8.018 | 5289.0573 | 9076.6182 | 107.8246 | 185.0391
1 | 3400 | 707 | 0.035 | 15 | 15 | 7 | 7.4989e-10 | 5spot_SharedNeighbor | CO2 | Porous | Wet | R245fa | MinimizeLCOE_Brownfield | IgnoreSilica | 126.8554 | 19.2812 | 2.0148 | 4 | 5265.4117 | 9033.5653 | 107.3425 | 184.1614 | 80.401 | 8.7432 | 54.6927 | 4212935.5968 | 0 | 4200111.3727 | 0 | 0 | 0 | 665115.5145 | 3540483.3688 | 9211611.4725 | 6287114.1097 | 28117371.4349 | 961560.8286 | 13356693.023 | 13356693.023 | 11179097.8575 | 5832955.4136 | 0 | 42435625.2866 | 72804371.5807 | 749894.2093 | 8.0593 | 5265.4117 | 9033.5653 | 107.3425 | 184.1614
1 | 3400 | 707 | 0.035 | 15 | 15 | 7 | 1e-09 | 5spot_SharedNeighbor | CO2 | Porous | Wet | R245fa | MinimizeLCOE_Brownfield | IgnoreSilica | 127.2038 | 19.3373 | 2.0225 | 4 | 5247.6554 | 9001.5035 | 106.9806 | 183.5078 | 80.3706 | 8.7357 | 58.8249 | 4219307.9459 | 0 | 4209458.656 | 0 | 0 | 0 | 655229.1777 | 3542758.354 | 9217530.5175 | 6291153.9795 | 28135438.6305 | 961560.8286 | 13356693.023 | 13356693.023 | 11179097.8575 | 5832955.4136 | 0 | 42453692.4822 | 72822438.7763 | 1000000 | 8.09 | 5247.6554 | 9001.5035 | 106.9806 | 183.5078
1 | 3400 | 707 | 0.035 | 15 | 15 | 7 | 1.3335e-09 | 5spot_SharedNeighbor | CO2 | Porous | Wet | R245fa | MinimizeLCOE_Brownfield | IgnoreSilica | 127.4887 | 19.3829 | 2.0285 | 4 | 5234.3249 | 8977.1146 | 106.7088 | 183.0106 | 80.3458 | 8.7295 | 49.461 | 4224505.1682 | 0 | 4217099.8461 | 0 | 0 | 0 | 647967.1605 | 3544933.1482 | 9223188.8858 | 6295015.9321 | 28152710.1409 | 961560.8286 | 13356693.023 | 13356693.023 | 11179097.8575 | 5832955.4136 | 0 | 42470963.9925 | 72839710.2867 | 1333521.4322 | 8.1139 | 5234.3249 | 8977.1146 | 106.7088 | 183.0106
1 | 3400 | 707 | 0.035 | 15 | 15 | 7 | 1.7783e-09 | 5spot_SharedNeighbor | CO2 | Porous | Wet | R245fa | MinimizeLCOE_Brownfield | IgnoreSilica | 127.6861 | 19.4147 | 2.0328 | 4 | 5224.32 | 8959.091 | 106.5048 | 182.6432 | 80.3285 | 8.7252 | 48.0389 | 4228097.4482 | 0 | 4222392.6942 | 0 | 0 | 0 | 642256.8276 | 3546171.3183 | 9226410.3505 | 6297214.648 | 28162543.2867 | 961560.8286 | 13356693.023 | 13356693.023 | 11179097.8575 | 5832955.4136 | 0 | 42480797.1384 | 72849543.4325 | 1778279.41 | 8.1314 | 5224.32 | 8959.091 | 106.5048 | 182.6432
1 | 3400 | 707 | 0.035 | 15 | 15 | 7 | 2.3714e-09 | 5spot_SharedNeighbor | CO2 | Porous | Wet | R245fa | MinimizeLCOE_Brownfield | IgnoreSilica | 127.8519 | 19.4412 | 2.0363 | 4 | 5216.8124 | 8945.3083 | 106.3518 | 182.3622 | 80.3139 | 8.7216 | 45.1891 | 4231109.848 | 0 | 4226836.5213 | 0 | 0 | 0 | 638140.5763 | 3547473.9088 | 9229799.4237 | 6299527.7601 | 28172888.0382 | 961560.8286 | 13356693.023 | 13356693.023 | 11179097.8575 | 5832955.4136 | 0 | 42491141.8899 | 72859888.184 | 2371373.7057 | 8.145 | 5216.8124 | 8945.3083 | 106.3518 | 182.3622
1 | 3400 | 707 | 0.035 | 15 | 15 | 7 | 3.1623e-09 | 5spot_SharedNeighbor | CO2 | Porous | Wet | R245fa | MinimizeLCOE_Brownfield | IgnoreSilica | 127.9567 | 19.4582 | 2.0387 | 4 | 5211.1795 | 8935.2776 | 106.2369 | 182.1577 | 80.3047 | 8.7193 | 51.2299 | 4233010.8198 | 0 | 4229645.0048 | 0 | 0 | 0 | 634801.7257 | 3548008.4446 | 9231190.1763 | 6300476.9773 | 28177133.1486 | 961560.8286 | 13356693.023 | 13356693.023 | 11179097.8575 | 5832955.4136 | 0 | 42495387.0003 | 72864133.2944 | 3162277.6602 | 8.1547 | 5211.1795 | 8935.2776 | 106.2369 | 182.1577
1 | 3400 | 707 | 0.035 | 15 | 15 | 7 | 4.217e-09 | 5spot_SharedNeighbor | CO2 | Porous | Wet | R245fa | MinimizeLCOE_Brownfield | IgnoreSilica | 128.0493 | 19.473 | 2.0406 | 4 | 5206.9539 | 8927.5421 | 106.1508 | 182 | 80.2966 | 8.7173 | 50.4342 | 4234689.9117 | 0 | 4232126.7017 | 0 | 0 | 0 | 632448.1223 | 3548713.2469 | 9233023.9273 | 6301728.55 | 28182730.4599 | 961560.8286 | 13356693.023 | 13356693.023 | 11179097.8575 | 5832955.4136 | 0 | 42500984.3115 | 72869730.6057 | 4216965.0343 | 8.1624 | 5206.9539 | 8927.5421 | 106.1508 | 182
1 | 3400 | 707 | 0.035 | 15 | 15 | 7 | 5.6234e-09 | 5spot_SharedNeighbor | CO2 | Porous | Wet | R245fa | MinimizeLCOE_Brownfield | IgnoreSilica | 128.1077 | 19.4825 | 2.0419 | 4 | 5203.7842 | 8921.9133 | 106.0862 | 181.8853 | 80.2914 | 8.716 | 47.3249 | 4235746.1359 | 0 | 4233689.4163 | 0 | 0 | 0 | 630545.9313 | 3548992.7785 | 9233751.2112 | 6302224.9363 | 28184950.4095 | 961560.8286 | 13356693.023 | 13356693.023 | 11179097.8575 | 5832955.4136 | 0 | 42503204.2612 | 72871950.5553 | 5623413.2519 | 8.1677 | 5203.7842 | 8921.9133 | 106.0862 | 181.8853
1 | 3400 | 707 | 0.035 | 15 | 15 | 7 | 7.4989e-09 | 5spot_SharedNeighbor | CO2 | Porous | Wet | R245fa | MinimizeLCOE_Brownfield | IgnoreSilica | 128.164 | 19.4914 | 2.0431 | 4 | 5201.4067 | 8917.5 | 106.0377 | 181.7953 | 80.2865 | 8.7147 | 49.4407 | 4236766.2033 | 0 | 4235198.4514 | 0 | 0 | 0 | 629261.6048 | 3549478.2412 | 9235014.2855 | 6303087.0104 | 28188805.7967 | 961560.8286 | 13356693.023 | 13356693.023 | 11179097.8575 | 5832955.4136 | 0 | 42507059.6483 | 72875805.9425 | 7498942.0933 | 8.1722 | 5201.4067 | 8917.5 | 106.0377 | 181.7953
1 | 3400 | 707 | 0.035 | 15 | 15 | 7 | 1e-08 | 5spot_SharedNeighbor | CO2 | Porous | Wet | R245fa | MinimizeLCOE_Brownfield | IgnoreSilica | 128.2003 | 19.4973 | 2.0438 | 4 | 5199.6235 | 8914.282 | 106.0014 | 181.7297 | 80.2833 | 8.714 | 45.9084 | 4237422.9081 | 0 | 4236170.6394 | 0 | 0 | 0 | 628226.8507 | 3549709.9553 | 9235617.158 | 6303498.4833 | 28190645.9946 | 961560.8286 | 13356693.023 | 13356693.023 | 11179097.8575 | 5832955.4136 | 0 | 42508899.8463 | 72877646.1404 | 10000000 | 8.1754 | 5199.6235 | 8914.282 | 106.0014 | 181.7297
1 | 3500 | 707 | 0.035 | 15 | 15 | 7 | 1e-13 | 5spot_SharedNeighbor | CO2 | Porous | Wet | R245fa | MinimizeLCOE_Brownfield | IgnoreSilica | 0.90348 | 0.0089319 | 0.0012525 | 4 | 3083435.3475 | 9330539.9048 | 62860.0002 | 190215.6764 | 55.3726 | 8.3437 | 25.5654 | 87573.2402 | 0 | 42431.3565 | 0 | 0 | 0 | 82018.9251 | 82689.1735 | 215140.2676 | 146837.6533 | 656690.6162 | 961560.8286 | 13829493.5254 | 13829493.5254 | 11472858.6872 | 5995102.4534 | 0 | 15447744.9702 | 46745199.6362 | 100 | 0.0050099 | 3083435.3475 | 9330539.9048 | 62860.0002 | 190215.6764
1 | 3500 | 707 | 0.035 | 15 | 15 | 7 | 1.3335e-13 | 5spot_SharedNeighbor | CO2 | Porous | Wet | R245fa | MinimizeLCOE_Brownfield | IgnoreSilica | 1.3402 | 0.051877 | 0.0036995 | 4 | 1065523.937 | 3180493.511 | 21722.1467 | 64838.6622 | 62.3886 | 8.9287 | 72.3751 | 130906.6473 | 0 | 71729.9297 | 0 | 0 | 0 | 112686.9196 | 122976.1637 | 319958.7519 | 218378.4227 | 976636.8348 | 961560.8286 | 13829493.5254 | 13829493.5254 | 11472858.6872 | 5995102.4534 | 0 | 15767691.1888 | 47065145.8549 | 133.3521 | 0.014798 | 1065523.937 | 3180493.511 | 21722.1467 | 64838.6622
1 | 3500 | 707 | 0.035 | 15 | 15 | 7 | 1.7783e-13 | 5spot_SharedNeighbor | CO2 | Porous | Wet | R245fa | MinimizeLCOE_Brownfield | IgnoreSilica | 1.8653 | 0.11393 | 0.0076635 | 4 | 525964.8464 | 1546961.4867 | 10722.5048 | 31536.9023 | 67.6216 | 9.3247 | 91.9839 | 179983.8491 | 0 | 105607.4679 | 0 | 0 | 0 | 144396.4644 | 167695.2348 | 436308.6018 | 297789.586 | 1331781.204 | 961560.8286 | 13829493.5254 | 13829493.5254 | 11472858.6872 | 5995102.4534 | 0 | 16122835.5579 | 47420290.224 | 177.8279 | 0.030654 | 525964.8464 | 1546961.4867 | 10722.5048 | 31536.9023
1 | 3500 | 707 | 0.035 | 15 | 15 | 7 | 2.3714e-13 | 5spot_SharedNeighbor | CO2 | Porous | Wet | R245fa | MinimizeLCOE_Brownfield | IgnoreSilica | 2.546 | 0.20223 | 0.013567 | 4 | 304954.468 | 881678.8252 | 6216.9093 | 17974.2154 | 71.9065 | 9.62 | 129.5891 | 239088.396 | 0 | 147344.3462 | 0 | 0 | 0 | 181198.1849 | 221376.0616 | 575975.1018 | 393114.8421 | 1758096.9325 | 961560.8286 | 13829493.5254 | 13829493.5254 | 11472858.6872 | 5995102.4534 | 0 | 16549151.2865 | 47846605.9525 | 237.1374 | 0.054268 | 304954.468 | 881678.8252 | 6216.9093 | 17974.2154
1 | 3500 | 707 | 0.035 | 15 | 15 | 7 | 3.1623e-13 | 5spot_SharedNeighbor | CO2 | Porous | Wet | R245fa | MinimizeLCOE_Brownfield | IgnoreSilica | 3.4003 | 0.32021 | 0.021944 | 4 | 194122.9802 | 550684.2069 | 3957.4595 | 11226.4424 | 75.3028 | 9.8361 | 21.8337 | 307586.3012 | 0 | 196893.6985 | 0 | 0 | 0 | 221404.9397 | 283095.1264 | 736555.448 | 502714.228 | 2248249.7417 | 961560.8286 | 13829493.5254 | 13829493.5254 | 11472858.6872 | 5995102.4534 | 0 | 17039304.0957 | 48336758.7617 | 316.2278 | 0.087776 | 194122.9802 | 550684.2069 | 3957.4595 | 11226.4424
1 | 3500 | 707 | 0.035 | 15 | 15 | 7 | 4.217e-13 | 5spot_SharedNeighbor | CO2 | Porous | Wet | R245fa | MinimizeLCOE_Brownfield | IgnoreSilica | 4.5038 | 0.47797 | 0.033532 | 4 | 131387.306 | 364725.2758 | 2678.5079 | 7435.4181 | 78.0649 | 10.0002 | 31.7917 | 389119.4564 | 0 | 257369.8161 | 0 | 0 | 0 | 267814.5637 | 356578.4961 | 927744.1026 | 633204.4133 | 2831830.8483 | 961560.8286 | 13829493.5254 | 13829493.5254 | 11472858.6872 | 5995102.4534 | 0 | 17622885.2023 | 48920339.8683 | 421.6965 | 0.13413 | 131387.306 | 364725.2758 | 2678.5079 | 7435.4181
1 | 3500 | 707 | 0.035 | 15 | 15 | 7 | 5.6234e-13 | 5spot_SharedNeighbor | CO2 | Porous | Wet | R245fa | MinimizeLCOE_Brownfield | IgnoreSilica | 5.9166 | 0.68462 | 0.049273 | 4 | 92903.226 | 251700.8687 | 1893.9579 | 5131.2627 | 80.273 | 10.1238 | 30.331 | 485236.98 | 0 | 330509.1785 | 0 | 0 | 0 | 320505.1316 | 443138.0032 | 1152954.1841 | 786914.9215 | 3519258.3989 | 961560.8286 | 13829493.5254 | 13829493.5254 | 11472858.6872 | 5995102.4534 | 0 | 18310312.7529 | 49607767.4189 | 562.3413 | 0.19709 | 92903.226 | 251700.8687 | 1893.9579 | 5131.2627
1 | 3500 | 707 | 0.035 | 15 | 15 | 7 | 7.4989e-13 | 5spot_SharedNeighbor | CO2 | Porous | Wet | R245fa | MinimizeLCOE_Brownfield | IgnoreSilica | 7.7265 | 0.9532 | 0.070398 | 4 | 67906.7922 | 179051.0125 | 1384.3718 | 3650.1971 | 82.0293 | 10.217 | 25.2863 | 598708.9803 | 0 | 419090.5115 | 0 | 0 | 0 | 380547.5336 | 545355.3399 | 1418902.7266 | 968430.2664 | 4331035.3582 | 961560.8286 | 13829493.5254 | 13829493.5254 | 11472858.6872 | 5995102.4534 | 0 | 19122089.7122 | 50419544.3782 | 749.8942 | 0.28159 | 67906.7922 | 179051.0125 | 1384.3718 | 3650.1971
1 | 3500 | 707 | 0.035 | 15 | 15 | 7 | 1e-12 | 5spot_SharedNeighbor | CO2 | Porous | Wet | R245fa | MinimizeLCOE_Brownfield | IgnoreSilica | 10.0286 | 1.2982 | 0.098467 | 4 | 50966.2509 | 130427.8339 | 1039.016 | 2658.9478 | 83.4096 | 10.2863 | 29.3502 | 731880.2968 | 0 | 525718.4053 | 0 | 0 | 0 | 448097.0219 | 665221.3324 | 1730769.4512 | 1181285.7142 | 5282972.2217 | 961560.8286 | 13829493.5254 | 13829493.5254 | 11472858.6872 | 5995102.4534 | 0 | 20074026.5757 | 51371481.2417 | 1000 | 0.39387 | 50966.2509 | 130427.8339 | 1039.016 | 2658.9478
1 | 3500 | 707 | 0.035 | 15 | 15 | 7 | 1.3335e-12 | 5spot_SharedNeighbor | CO2 | Porous | Wet | R245fa | MinimizeLCOE_Brownfield | IgnoreSilica | 12.9787 | 1.743 | 0.13555 | 4 | 39105.4071 | 96827.2157 | 797.2166 | 1973.9538 | 84.4954 | 10.3368 | 22.7756 | 889556.2078 | 0 | 655183.3372 | 0 | 0 | 0 | 525599.4313 | 807432.2008 | 2100772.9592 | 1433820.7112 | 6412364.8475 | 961560.8286 | 13829493.5254 | 13829493.5254 | 11472858.6872 | 5995102.4534 | 0 | 21203419.2015 | 52500873.8675 | 1333.5214 | 0.54221 | 39105.4071 | 96827.2157 | 797.2166 | 1973.9538
1 | 3500 | 707 | 0.035 | 15 | 15 | 7 | 1.7783e-12 | 5spot_SharedNeighbor | CO2 | Porous | Wet | R245fa | MinimizeLCOE_Brownfield | IgnoreSilica | 16.6982 | 2.3067 | 0.18406 | 4 | 30586.6062 | 73096.4073 | 623.5493 | 1490.1691 | 85.3283 | 10.3708 | 27.9926 | 1073475.124 | 0 | 810025.6769 | 0 | 0 | 0 | 611631.1617 | 973101.4654 | 2531810.4024 | 1728012.6231 | 7728056.4535 | 961560.8286 | 13829493.5254 | 13829493.5254 | 11472858.6872 | 5995102.4534 | 0 | 22519110.8075 | 53816565.4735 | 1778.2794 | 0.73624 | 30586.6062 | 73096.4073 | 623.5493 | 1490.1691
1 | 3500 | 707 | 0.035 | 15 | 15 | 7 | 2.3714e-12 | 5spot_SharedNeighbor | CO2 | Porous | Wet | R245fa | MinimizeLCOE_Brownfield | IgnoreSilica | 21.3781 | 3.0189 | 0.24702 | 4 | 24343.1196 | 56018.7268 | 496.2674 | 1142.0175 | 85.9564 | 10.3894 | 28.4127 | 1287885.6892 | 0 | 995129.4336 | 0 | 0 | 0 | 707198.575 | 1166183.3421 | 3034169.8392 | 2070883.2612 | 9261450.1403 | 961560.8286 | 13829493.5254 | 13829493.5254 | 11472858.6872 | 5995102.4534 | 0 | 24052504.4943 | 55349959.1603 | 2371.3737 | 0.98806 | 24343.1196 | 56018.7268 | 496.2674 | 1142.0175
1 | 3500 | 707 | 0.035 | 15 | 15 | 7 | 3.1623e-12 | 5spot_SharedNeighbor | CO2 | Porous | Wet | R245fa | MinimizeLCOE_Brownfield | IgnoreSilica | 27.1586 | 3.9024 | 0.32758 | 4 | 19693.291 | 43578.605 | 401.4744 | 888.4088 | 86.4063 | 10.392 | 30.4911 | 1533600.1969 | 0 | 1212748.8998 | 0 | 0 | 0 | 809543.0799 | 1386797.9489 | 3608163.7916 | 2462645.9281 | 11013499.8453 | 961560.8286 | 13829493.5254 | 13829493.5254 | 11472858.6872 | 5995102.4534 | 0 | 25804554.1993 | 57102008.8653 | 3162.2777 | 1.3103 | 19693.291 | 43578.605 | 401.4744 | 888.4088
1 | 3500 | 707 | 0.035 | 15 | 15 | 7 | 4.217e-12 | 5spot_SharedNeighbor | CO2 | Porous | Wet | R245fa | MinimizeLCOE_Brownfield | IgnoreSilica | 34.187 | 4.9814 | 0.42898 | 4 | 16187.3373 | 34426.8986 | 330.0008 | 701.8389 | 86.6989 | 10.3767 | 37.964 | 1811152.8049 | 0 | 1465168.8071 | 0 | 0 | 0 | 916091.7694 | 1635041.2187 | 4254041.8581 | 2903470.98 | 12984967.4382 | 961560.8286 | 13829493.5254 | 13829493.5254 | 11472858.6872 | 5995102.4534 | 0 | 27776021.7922 | 59073476.4582 | 4216.965 | 1.7159 | 16187.3373 | 34426.8986 | 330.0008 | 701.8389
1 | 3500 | 707 | 0.035 | 15 | 15 | 7 | 5.6234e-12 | 5spot_SharedNeighbor | CO2 | Porous | Wet | R245fa | MinimizeLCOE_Brownfield | IgnoreSilica | 42.5176 | 6.2666 | 0.55353 | 4 | 13520.7866 | 27656.2359 | 275.6395 | 563.8098 | 86.8434 | 10.34 | 33.2108 | 2117111.3715 | 0 | 1751386.4892 | 0 | 0 | 0 | 1021469.4376 | 1907087.2463 | 4961849.8175 | 3386564.4563 | 15145468.8183 | 961560.8286 | 13829493.5254 | 13829493.5254 | 11472858.6872 | 5995102.4534 | 0 | 29936523.1723 | 61233977.8383 | 5623.4133 | 2.2141 | 13520.7866 | 27656.2359 | 275.6395 | 563.8098
1 | 3500 | 707 | 0.035 | 15 | 15 | 7 | 7.4989e-12 | 5spot_SharedNeighbor | CO2 | Porous | Wet | R245fa | MinimizeLCOE_Brownfield | IgnoreSilica | 52.0307 | 7.7424 | 0.70128 | 4 | 11483.2132 | 22640.4654 | 234.1008 | 461.5565 | 86.8412 | 10.2784 | 37.8367 | 2442316.8598 | 0 | 2065123.8133 | 0 | 0 | 0 | 1117142.5971 | 2193587.4754 | 5707264.6443 | 3895325.3923 | 17420760.7822 | 961560.8286 | 13829493.5254 | 13829493.5254 | 11472858.6872 | 5995102.4534 | 0 | 32211815.1362 | 63509269.8022 | 7498.9421 | 2.8051 | 11483.2132 | 22640.4654 | 234.1008 | 461.5565
1 | 3500 | 707 | 0.035 | 15 | 15 | 7 | 1e-11 | 5spot_SharedNeighbor | CO2 | Porous | Wet | R245fa | MinimizeLCOE_Brownfield | IgnoreSilica | 62.3324 | 9.3509 | 0.86826 | 4 | 9925.6928 | 18937.2231 | 202.3487 | 386.0609 | 86.6932 | 10.1902 | 37.5992 | 2770348.0328 | 0 | 2392563.9787 | 0 | 0 | 0 | 1191533.3044 | 2478233.6732 | 6447855.6621 | 4400793.9796 | 19681328.6308 | 961560.8286 | 13829493.5254 | 13829493.5254 | 11472858.6872 | 5995102.4534 | 0 | 34472382.9848 | 65769837.6508 | 10000 | 3.473 | 9925.6928 | 18937.2231 | 202.3487 | 386.0609
1 | 3500 | 707 | 0.035 | 15 | 15 | 7 | 1.3335e-11 | 5spot_SharedNeighbor | CO2 | Porous | Wet | R245fa | MinimizeLCOE_Brownfield | IgnoreSilica | 72.8413 | 11.0028 | 1.0464 | 4 | 8738.7217 | 16216.3127 | 178.1507 | 330.5915 | 86.412 | 10.0782 | 42.4386 | 3082365.4661 | 0 | 2715944.606 | 0 | 0 | 0 | 1235296.2609 | 2743106.4699 | 7137000.3461 | 4871149.3869 | 21784862.536 | 961560.8286 | 13829493.5254 | 13829493.5254 | 11472858.6872 | 5995102.4534 | 0 | 36575916.89 | 67873371.556 | 13335.2143 | 4.1855 | 8738.7217 | 16216.3127 | 178.1507 | 330.5915
1 | 3500 | 707 | 0.035 | 15 | 15 | 7 | 1.7783e-11 | 5spot_SharedNeighbor | CO2 | Porous | Wet | R245fa | MinimizeLCOE_Brownfield | IgnoreSilica | 82.9339 | 12.5996 | 1.2251 | 4 | 7838.1702 | 14225.1044 | 159.7917 | 289.998 | 86.0296 | 9.9501 | 41.6032 | 3362345.9742 | 0 | 3018072.0134 | 0 | 0 | 0 | 1244980.3257 | 2973905.3422 | 7737491.6684 | 5280997.0533 | 23617792.3771 | 961560.8286 | 13829493.5254 | 13829493.5254 | 11472858.6872 | 5995102.4534 | 0 | 38408846.731 | 69706301.3971 | 17782.7941 | 4.9002 | 7838.1702 | 14225.1044 | 159.7917 | 289.998
1 | 3500 | 707 | 0.035 | 15 | 15 | 7 | 2.3714e-11 | 5spot_SharedNeighbor | CO2 | Porous | Wet | R245fa | MinimizeLCOE_Brownfield | IgnoreSilica | 92.1102 | 14.06 | 1.3941 | 4 | 7157.7246 | 12770.0944 | 145.9199 | 260.3356 | 85.5911 | 9.8163 | 43.4603 | 3601048.7109 | 0 | 3286601.5016 | 0 | 0 | 0 | 1224082.0468 | 3163575.5812 | 8230974.7236 | 5617809.3785 | 25124091.9426 | 961560.8286 | 13829493.5254 | 13829493.5254 | 11472858.6872 | 5995102.4534 | 0 | 39915146.2966 | 71212600.9627 | 23713.7371 | 5.5765 | 7157.7246 | 12770.0944 | 145.9199 | 260.3356
1 | 3500 | 707 | 0.035 | 15 | 15 | 7 | 3.1623e-11 | 5spot_SharedNeighbor | CO2 | Porous | Wet | R245fa | MinimizeLCOE_Brownfield | IgnoreSilica | 100.0445 | 15.3298 | 1.5458 | 4 | 6645.0557 | 11706.7058 | 135.4684 | 238.657 | 85.1443 | 9.6874 | 41.0378 | 3795618.1375 | 0 | 3514609.8033 | 0 | 0 | 0 | 1180195.6403 | 3311265.1966 | 8615232.8078 | 5880073.4166 | 26296995.0022 | 961560.8286 | 13829493.5254 | 13829493.5254 | 11472858.6872 | 5995102.4534 | 0 | 41088049.3562 | 72385504.0222 | 31622.7766 | 6.1833 | 6645.0557 | 11706.7058 | 135.4684 | 238.657
1 | 3500 | 707 | 0.035 | 15 | 15 | 7 | 4.217e-11 | 5spot_SharedNeighbor | CO2 | Porous | Wet | R245fa | MinimizeLCOE_Brownfield | IgnoreSilica | 106.6534 | 16.3925 | 1.6762 | 4 | 6259.386 | 10927.3175 | 127.6061 | 222.7681 | 84.7248 | 9.5708 | 47.7616 | 3949427.834 | 0 | 3701865.95 | 0 | 0 | 0 | 1123174.3501 | 3422042.5723 | 8903452.8157 | 6076789.4943 | 27176753.0164 | 961560.8286 | 13829493.5254 | 13829493.5254 | 11472858.6872 | 5995102.4534 | 0 | 41967807.3704 | 73265262.0364 | 42169.6503 | 6.7048 | 6259.386 | 10927.3175 | 127.6061 | 222.7681
1 | 3500 | 707 | 0.035 | 15 | 15 | 7 | 5.6234e-11 | 5spot_SharedNeighbor | CO2 | Porous | Wet | R245fa | MinimizeLCOE_Brownfield | IgnoreSilica | 111.9936 | 17.2549 | 1.7844 | 4 | 5969.4165 | 10354.1681 | 121.6946 | 211.0837 | 84.3546 | 9.4704 | 44.1916 | 4068252.4803 | 0 | 3851550.4502 | 0 | 0 | 0 | 1061512.7909 | 3502713.1314 | 9113341.0626 | 6220042.5356 | 27817412.4511 | 961560.8286 | 13829493.5254 | 13829493.5254 | 11472858.6872 | 5995102.4534 | 0 | 42608466.8051 | 73905921.4711 | 56234.1325 | 7.1378 | 5969.4165 | 10354.1681 | 121.6946 | 211.0837
1 | 3500 | 707 | 0.035 | 15 | 15 | 7 | 7.4989e-11 | 5spot_SharedNeighbor | CO2 | Porous | Wet | R245fa | MinimizeLCOE_Brownfield | IgnoreSilica | 116.2272 | 17.9409 | 1.8721 | 4 | 5751.407 | 9930.8747 | 117.2502 | 202.4543 | 84.0413 | 9.3869 | 49.6792 | 4158982.4874 | 0 | 3969251.2239 | 0 | 0 | 0 | 1001688.4257 | 3560669.6334 | 9264131.9924 | 6322960.4437 | 28277684.2066 | 961560.8286 | 13829493.5254 | 13829493.5254 | 11472858.6872 | 5995102.4534 | 0 | 43068738.5606 | 74366193.2266 | 74989.4209 | 7.4884 | 5751.407 | 9930.8747 | 117.2502 | 202.4543
1 | 3500 | 707 | 0.035 | 15 | 15 | 7 | 1e-10 | 5spot_SharedNeighbor | CO2 | Porous | Wet | R245fa | MinimizeLCOE_Brownfield | IgnoreSilica | 119.5233 | 18.4766 | 1.9416 | 4 | 5587.4778 | 9617.3273 | 113.9083 | 196.0622 | 83.7851 | 9.3195 | 49.8969 | 4227487.1906 | 0 | 4060326.5344 | 0 | 0 | 0 | 947328.4801 | 3601705.46 | 9370898.7955 | 6395830.9807 | 28603577.4413 | 961560.8286 | 13829493.5254 | 13829493.5254 | 11472858.6872 | 5995102.4534 | 0 | 43394631.7953 | 74692086.4613 | 100000 | 7.7664 | 5587.4778 | 9617.3273 | 113.9083 | 196.0622
1 | 3500 | 707 | 0.035 | 15 | 15 | 7 | 1.3335e-10 | 5spot_SharedNeighbor | CO2 | Porous | Wet | R245fa | MinimizeLCOE_Brownfield | IgnoreSilica | 122.0714 | 18.8916 | 1.996 | 4 | 5464.203 | 9384.2072 | 111.3952 | 191.3098 | 83.5797 | 9.266 | 42.7563 | 4279158.8166 | 0 | 4130408.4484 | 0 | 0 | 0 | 900402.9679 | 3630888.3908 | 9446826.7953 | 6447653.4007 | 28835338.8196 | 961560.8286 | 13829493.5254 | 13829493.5254 | 11472858.6872 | 5995102.4534 | 0 | 43626393.1736 | 74923847.8396 | 133352.1432 | 7.984 | 5464.203 | 9384.2072 | 111.3952 | 191.3098
1 | 3500 | 707 | 0.035 | 15 | 15 | 7 | 1.7783e-10 | 5spot_SharedNeighbor | CO2 | Porous | Wet | R245fa | MinimizeLCOE_Brownfield | IgnoreSilica | 124.0197 | 19.2095 | 2.0381 | 4 | 5371.5048 | 9210.5798 | 109.5054 | 187.7701 | 83.4183 | 9.2242 | 50.3793 | 4317909.8176 | 0 | 4183812.2545 | 0 | 0 | 0 | 861183.2639 | 3651533.081 | 9500540.0444 | 6484313.7969 | 28999292.2583 | 961560.8286 | 13829493.5254 | 13829493.5254 | 11472858.6872 | 5995102.4534 | 0 | 43790346.6123 | 75087801.2783 | 177827.941 | 8.1523 | 5371.5048 | 9210.5798 | 109.5054 | 187.7701
1 | 3500 | 707 | 0.035 | 15 | 15 | 7 | 2.3714e-10 | 5spot_SharedNeighbor | CO2 | Porous | Wet | R245fa | MinimizeLCOE_Brownfield | IgnoreSilica | 125.4935 | 19.4505 | 2.0703 | 4 | 5301.8117 | 9081.1517 | 108.0846 | 185.1316 | 83.2936 | 9.1921 | 49.8188 | 4346781.5385 | 0 | 4224103.0254 | 0 | 0 | 0 | 829148.6698 | 3666012.9611 | 9538213.7223 | 6510026.8561 | 29114286.7733 | 961560.8286 | 13829493.5254 | 13829493.5254 | 11472858.6872 | 5995102.4534 | 0 | 43905341.1272 | 75202795.7933 | 237137.3706 | 8.2812 | 5301.8117 | 9081.1517 | 108.0846 | 185.1316
1 | 3500 | 707 | 0.035 | 15 | 15 | 7 | 3.1623e-10 | 5spot_SharedNeighbor | CO2 | Porous | Wet | R245fa | MinimizeLCOE_Brownfield | IgnoreSilica | 126.6191 | 19.6346 | 2.0949 | 4 | 5249.4291 | 8984.2991 | 107.0167 | 183.1571 | 83.197 | 9.1673 | 52.2216 | 4368576.5915 | 0 | 4254815.327 | 0 | 0 | 0 | 803701.4393 | 3676566.4095 | 9565671.6301 | 6528767.4424 | 29198098.8398 | 961560.8286 | 13829493.5254 | 13829493.5254 | 11472858.6872 | 5995102.4534 | 0 | 43989153.1938 | 75286607.8598 | 316227.766 | 8.3798 | 5249.4291 | 8984.2991 | 107.0167 | 183.1571
1 | 3500 | 707 | 0.035 | 15 | 15 | 7 | 4.217e-10 | 5spot_SharedNeighbor | CO2 | Porous | Wet | R245fa | MinimizeLCOE_Brownfield | IgnoreSilica | 127.4498 | 19.7708 | 2.1135 | 4 | 5210.0713 | 8912.164 | 106.2143 | 181.6865 | 83.1248 | 9.1489 | 45.5009 | 4384518.3348 | 0 | 4277448.777 | 0 | 0 | 0 | 783444.6979 | 3683710.6058 | 9584259.3634 | 6541453.9523 | 29254835.7313 | 961560.8286 | 13829493.5254 | 13829493.5254 | 11472858.6872 | 5995102.4534 | 0 | 44045890.0853 | 75343344.7513 | 421696.5034 | 8.454 | 5210.0713 | 8912.164 | 106.2143 | 181.6865
1 | 3500 | 707 | 0.035 | 15 | 15 | 7 | 5.6234e-10 | 5spot_SharedNeighbor | CO2 | Porous | Wet | R245fa | MinimizeLCOE_Brownfield | IgnoreSilica | 128.0929 | 19.8762 | 2.1277 | 4 | 5180.5061 | 8857.911 | 105.6116 | 180.5805 | 83.0685 | 9.1345 | 53.9831 | 4396777.1102 | 0 | 4294951.7538 | 0 | 0 | 0 | 767913.1707 | 3689260.3935 | 9598698.7725 | 6551309.1458 | 29298910.3464 | 961560.8286 | 13829493.5254 | 13829493.5254 | 11472858.6872 | 5995102.4534 | 0 | 44089964.7004 | 75387419.3665 | 562341.3252 | 8.5107 | 5180.5061 | 8857.911 | 105.6116 | 180.5805
1 | 3500 | 707 | 0.035 | 15 | 15 | 7 | 7.4989e-10 | 5spot_SharedNeighbor | CO2 | Porous | Wet | R245fa | MinimizeLCOE_Brownfield | IgnoreSilica | 128.5681 | 19.9542 | 2.1383 | 4 | 5158.3066 | 8817.419 | 105.1591 | 179.755 | 83.0265 | 9.1238 | 52.1471 | 4405789.6455 | 0 | 4307876.6108 | 0 | 0 | 0 | 755834.5041 | 3693105.2966 | 9608702.4216 | 6558136.8418 | 29329445.3205 | 961560.8286 | 13829493.5254 | 13829493.5254 | 11472858.6872 | 5995102.4534 | 0 | 44120499.6745 | 75417954.3405 | 749894.2093 | 8.5533 | 5158.3066 | 8817.419 | 105.1591 | 179.755
1 | 3500 | 707 | 0.035 | 15 | 15 | 7 | 1e-09 | 5spot_SharedNeighbor | CO2 | Porous | Wet | R245fa | MinimizeLCOE_Brownfield | IgnoreSilica | 128.9165 | 20.0115 | 2.1463 | 4 | 5141.6416 | 8787.2193 | 104.8193 | 179.1394 | 82.9957 | 9.116 | 53.5903 | 4412370.1868 | 0 | 4317344.9603 | 0 | 0 | 0 | 746479.3884 | 3695715.8688 | 9615494.5951 | 6562772.6398 | 29350177.6393 | 961560.8286 | 13829493.5254 | 13829493.5254 | 11472858.6872 | 5995102.4534 | 0 | 44141231.9933 | 75438686.6593 | 1000000 | 8.585 | 5141.6416 | 8787.2193 | 104.8193 | 179.1394
1 | 3500 | 707 | 0.035 | 15 | 15 | 7 | 1.3335e-09 | 5spot_SharedNeighbor | CO2 | Porous | Wet | R245fa | MinimizeLCOE_Brownfield | IgnoreSilica | 129.1944 | 20.057 | 2.1524 | 4 | 5129.134 | 8764.3502 | 104.5643 | 178.6731 | 82.971 | 9.1097 | 49.8884 | 4417603.9652 | 0 | 4324893.1988 | 0 | 0 | 0 | 739552.1701 | 3697999.2403 | 9621435.4594 | 6566827.4018 | 29368311.4357 | 961560.8286 | 13829493.5254 | 13829493.5254 | 11472858.6872 | 5995102.4534 | 0 | 44159365.7897 | 75456820.4557 | 1333521.4322 | 8.6095 | 5129.134 | 8764.3502 | 104.5643 | 178.6731
1 | 3500 | 707 | 0.035 | 15 | 15 | 7 | 1.7783e-09 | 5spot_SharedNeighbor | CO2 | Porous | Wet | R245fa | MinimizeLCOE_Brownfield | IgnoreSilica | 129.3964 | 20.0902 | 2.1569 | 4 | 5119.7486 | 8747.3084 | 104.373 | 178.3257 | 82.953 | 9.1051 | 56.8281 | 4421401.4148 | 0 | 4330380.8032 | 0 | 0 | 0 | 734215.0592 | 3699538.9381 | 9625441.4372 | 6569561.5639 | 29380539.2165 | 961560.8286 | 13829493.5254 | 13829493.5254 | 11472858.6872 | 5995102.4534 | 0 | 44171593.5705 | 75469048.2365 | 1778279.41 | 8.6277 | 5119.7486 | 8747.3084 | 104.373 | 178.3257
1 | 3500 | 707 | 0.035 | 15 | 15 | 7 | 2.3714e-09 | 5spot_SharedNeighbor | CO2 | Porous | Wet | R245fa | MinimizeLCOE_Brownfield | IgnoreSilica | 129.5427 | 20.1143 | 2.1603 | 4 | 5112.7069 | 8734.6134 | 104.2294 | 178.0669 | 82.9399 | 9.1018 | 52.249 | 4424146.3392 | 0 | 4334353.291 | 0 | 0 | 0 | 730112.4384 | 3700558.7068 | 9628094.666 | 6571372.4471 | 29388637.8886 | 961560.8286 | 13829493.5254 | 13829493.5254 | 11472858.6872 | 5995102.4534 | 0 | 44179692.2426 | 75477146.9086 | 2371373.7057 | 8.6412 | 5112.7069 | 8734.6134 | 104.2294 | 178.0669
1 | 3500 | 707 | 0.035 | 15 | 15 | 7 | 3.1623e-09 | 5spot_SharedNeighbor | CO2 | Porous | Wet | R245fa | MinimizeLCOE_Brownfield | IgnoreSilica | 129.6593 | 20.1334 | 2.1629 | 4 | 5107.4244 | 8724.9974 | 104.1218 | 177.8709 | 82.9294 | 9.0992 | 53.7035 | 4426329.9329 | 0 | 4337516.2945 | 0 | 0 | 0 | 727096.8906 | 3701467.816 | 9630459.9819 | 6572986.8238 | 29395857.7397 | 961560.8286 | 13829493.5254 | 13829493.5254 | 11472858.6872 | 5995102.4534 | 0 | 44186912.0937 | 75484366.7597 | 3162277.6602 | 8.6515 | 5107.4244 | 8724.9974 | 104.1218 | 177.8709
1 | 3500 | 707 | 0.035 | 15 | 15 | 7 | 4.217e-09 | 5spot_SharedNeighbor | CO2 | Porous | Wet | R245fa | MinimizeLCOE_Brownfield | IgnoreSilica | 129.7519 | 20.1485 | 2.1649 | 4 | 5103.4619 | 8717.712 | 104.041 | 177.7224 | 82.9212 | 9.097 | 52.4777 | 4428064.251 | 0 | 4340030.2867 | 0 | 0 | 0 | 724886.5996 | 3702262.6436 | 9632527.9601 | 6574398.2614 | 29402170.0025 | 961560.8286 | 13829493.5254 | 13829493.5254 | 11472858.6872 | 5995102.4534 | 0 | 44193224.3565 | 75490679.0225 | 4216965.0343 | 8.6595 | 5103.4619 | 8717.712 | 104.041 | 177.7224
1 | 3500 | 707 | 0.035 | 15 | 15 | 7 | 5.6234e-09 | 5spot_SharedNeighbor | CO2 | Porous | Wet | R245fa | MinimizeLCOE_Brownfield | IgnoreSilica | 129.8056 | 20.1575 | 2.1662 | 4 | 5100.4898 | 8712.4813 | 103.9804 | 177.6157 | 82.9163 | 9.0958 | 49.0285 | 4429068.2366 | 0 | 4341487.4162 | 0 | 0 | 0 | 723032.6057 | 3702499.4208 | 9633144.006 | 6574818.7254 | 29404050.4108 | 961560.8286 | 13829493.5254 | 13829493.5254 | 11472858.6872 | 5995102.4534 | 0 | 44195104.7648 | 75492559.4308 | 5623413.2519 | 8.6649 | 5100.4898 | 8712.4813 | 103.9804 | 177.6157
1 | 3500 | 707 | 0.035 | 15 | 15 | 7 | 7.4989e-09 | 5spot_SharedNeighbor | CO2 | Porous | Wet | R245fa | MinimizeLCOE_Brownfield | IgnoreSilica | 129.8593 | 20.1662 | 2.1674 | 4 | 5098.2606 | 8708.3623 | 103.9349 | 177.5317 | 82.9115 | 9.0946 | 43.9118 | 4430073.0604 | 0 | 4342945.3535 | 0 | 0 | 0 | 721800.3498 | 3702979.3178 | 9634392.5995 | 6575670.9161 | 29407861.5972 | 961560.8286 | 13829493.5254 | 13829493.5254 | 11472858.6872 | 5995102.4534 | 0 | 44198915.9511 | 75496370.6172 | 7498942.0933 | 8.6694 | 5098.2606 | 8708.3623 | 103.9349 | 177.5317
1 | 3500 | 707 | 0.035 | 15 | 15 | 7 | 1e-08 | 5spot_SharedNeighbor | CO2 | Porous | Wet | R245fa | MinimizeLCOE_Brownfield | IgnoreSilica | 129.8936 | 20.1719 | 2.1682 | 4 | 5096.5888 | 8705.3621 | 103.9009 | 177.4706 | 82.9084 | 9.0938 | 45.8791 | 4430713.3472 | 0 | 4343875.0489 | 0 | 0 | 0 | 720801.7081 | 3703202.1407 | 9634972.3388 | 6576066.6001 | 29409631.1838 | 961560.8286 | 13829493.5254 | 13829493.5254 | 11472858.6872 | 5995102.4534 | 0 | 44200685.5378 | 75498140.2038 | 10000000 | 8.6726 | 5096.5888 | 8705.3621 | 103.9009 | 177.4706
1 | 3600 | 707 | 0.035 | 15 | 15 | 7 | 1e-13 | 5spot_SharedNeighbor | CO2 | Porous | Wet | R245fa | MinimizeLCOE_Brownfield | IgnoreSilica | 0.93774 | 0.00935 | 0.0013268 | 4 | 3008122.5055 | 9082740.7506 | 61324.6461 | 185163.9555 | 56.5991 | 8.7273 | 20.5096 | 92746.8239 | 0 | 44306.2061 | 0 | 0 | 0 | 87452.1587 | 87557.0236 | 227805.4149 | 155481.8766 | 695349.5038 | 961560.8286 | 14308154.1186 | 14308154.1186 | 11772186.6032 | 6159593.5296 | 0 | 15965064.451 | 48204998.7024 | 100 | 0.0053073 | 3008122.5055 | 9082740.7506 | 61324.6461 | 185163.9555
1 | 3600 | 707 | 0.035 | 15 | 15 | 7 | 1.3335e-13 | 5spot_SharedNeighbor | CO2 | Porous | Wet | R245fa | MinimizeLCOE_Brownfield | IgnoreSilica | 1.3986 | 0.055063 | 0.0039938 | 4 | 1020915.3383 | 3039033.818 | 20812.7401 | 61954.815 | 64.0058 | 9.3383 | 76.5495 | 139397.6142 | 0 | 75387.4084 | 0 | 0 | 0 | 120885.3402 | 130911.4415 | 340604.7172 | 232469.7182 | 1039656.2397 | 961560.8286 | 14308154.1186 | 14308154.1186 | 11772186.6032 | 6159593.5296 | 0 | 16309371.1869 | 48549305.4383 | 133.3521 | 0.015975 | 1020915.3383 | 3039033.818 | 20812.7401 | 61954.815
1 | 3600 | 707 | 0.035 | 15 | 15 | 7 | 1.7783e-13 | 5spot_SharedNeighbor | CO2 | Porous | Wet | R245fa | MinimizeLCOE_Brownfield | IgnoreSilica | 1.9431 | 0.1205 | 0.0083194 | 4 | 501359.0906 | 1470180.4211 | 10220.8832 | 29971.6164 | 69.4423 | 9.7437 | 99.7052 | 191345.9117 | 0 | 110714.8384 | 0 | 0 | 0 | 154554.4573 | 178079.9309 | 463327.4509 | 316230.5056 | 1414253.0947 | 961560.8286 | 14308154.1186 | 14308154.1186 | 11772186.6032 | 6159593.5296 | 0 | 16683968.0419 | 48923902.2933 | 177.8279 | 0.033277 | 501359.0906 | 1470180.4211 | 10220.8832 | 29971.6164
1 | 3600 | 707 | 0.035 | 15 | 15 | 7 | 2.3714e-13 | 5spot_SharedNeighbor | CO2 | Porous | Wet | R245fa | MinimizeLCOE_Brownfield | IgnoreSilica | 2.6433 | 0.2131 | 0.014762 | 4 | 290096.8306 | 836097.2708 | 5914.0163 | 17044.9738 | 73.8827 | 10.0449 | 132.8449 | 253463.1207 | 0 | 153908.6414 | 0 | 0 | 0 | 193083.8965 | 234177.7069 | 609282.3568 | 415847.728 | 1859763.4503 | 961560.8286 | 14308154.1186 | 14308154.1186 | 11772186.6032 | 6159593.5296 | 0 | 17129478.3975 | 49369412.6489 | 237.1374 | 0.059047 | 290096.8306 | 836097.2708 | 5914.0163 | 17044.9738
1 | 3600 | 707 | 0.035 | 15 | 15 | 7 | 3.1623e-13 | 5spot_SharedNeighbor | CO2 | Porous | Wet | R245fa | MinimizeLCOE_Brownfield | IgnoreSilica | 3.5512 | 0.34028 | 0.02393 | 4 | 184525.8712 | 521345.0539 | 3761.8095 | 10628.3241 | 77.5154 | 10.2721 | 23.5753 | 327844.9295 | 0 | 206886.7208 | 0 | 0 | 0 | 237850.6913 | 301307.1132 | 783939.3019 | 535054.6819 | 2392883.4385 | 961560.8286 | 14308154.1186 | 14308154.1186 | 11772186.6032 | 6159593.5296 | 0 | 17662598.3857 | 49902532.6371 | 316.2278 | 0.095719 | 184525.8712 | 521345.0539 | 3761.8095 | 10628.3241
1 | 3600 | 707 | 0.035 | 15 | 15 | 7 | 4.217e-13 | 5spot_SharedNeighbor | CO2 | Porous | Wet | R245fa | MinimizeLCOE_Brownfield | IgnoreSilica | 4.689 | 0.50636 | 0.036582 | 4 | 124882.4513 | 345210.2646 | 2545.8977 | 7037.5782 | 80.3763 | 10.4389 | 28.444 | 413725.2744 | 0 | 269603.0614 | 0 | 0 | 0 | 286554.9233 | 378254.4711 | 984140.543 | 671696.1427 | 3003974.4159 | 961560.8286 | 14308154.1186 | 14308154.1186 | 11772186.6032 | 6159593.5296 | 0 | 18273689.363 | 50513623.6145 | 421.6965 | 0.14633 | 124882.4513 | 345210.2646 | 2545.8977 | 7037.5782
1 | 3600 | 707 | 0.035 | 15 | 15 | 7 | 5.6234e-13 | 5spot_SharedNeighbor | CO2 | Porous | Wet | R245fa | MinimizeLCOE_Brownfield | IgnoreSilica | 6.1723 | 0.72732 | 0.053802 | 4 | 88334.3689 | 238143.2518 | 1800.8156 | 4854.8723 | 82.7075 | 10.567 | 33.634 | 516849.251 | 0 | 346849.7203 | 0 | 0 | 0 | 343973.4805 | 470992.2562 | 1225425.2369 | 836377.9042 | 3740467.8493 | 961560.8286 | 14308154.1186 | 14308154.1186 | 11772186.6032 | 6159593.5296 | 0 | 19010182.7965 | 51250117.0479 | 562.3413 | 0.21521 | 88334.3689 | 238143.2518 | 1800.8156 | 4854.8723
1 | 3600 | 707 | 0.035 | 15 | 15 | 7 | 7.4989e-13 | 5spot_SharedNeighbor | CO2 | Porous | Wet | R245fa | MinimizeLCOE_Brownfield | IgnoreSilica | 8.0406 | 1.0104 | 0.076853 | 4 | 64608.6952 | 169483.4686 | 1317.1356 | 3455.1498 | 84.5311 | 10.6619 | 30.5068 | 636567.4615 | 0 | 438837.589 | 0 | 0 | 0 | 407159.4588 | 578200.1586 | 1504358.2076 | 1026755.3882 | 4591878.2637 | 961560.8286 | 14308154.1186 | 14308154.1186 | 11772186.6032 | 6159593.5296 | 0 | 19861593.2109 | 52101527.4623 | 749.8942 | 0.30741 | 64608.6952 | 169483.4686 | 1317.1356 | 3455.1498
1 | 3600 | 707 | 0.035 | 15 | 15 | 7 | 1e-12 | 5spot_SharedNeighbor | CO2 | Porous | Wet | R245fa | MinimizeLCOE_Brownfield | IgnoreSilica | 10.4501 | 1.3785 | 0.10754 | 4 | 48532.9404 | 123478.3305 | 989.4096 | 2517.2728 | 85.9855 | 10.7333 | 29.553 | 779063.692 | 0 | 551126.1246 | 0 | 0 | 0 | 480491.0014 | 706165.519 | 1837297.8259 | 1253993.5189 | 5608137.6817 | 961560.8286 | 14308154.1186 | 14308154.1186 | 11772186.6032 | 6159593.5296 | 0 | 20877852.6289 | 53117786.8803 | 1000 | 0.43018 | 48532.9404 | 123478.3305 | 989.4096 | 2517.2728
1 | 3600 | 707 | 0.035 | 15 | 15 | 7 | 1.3335e-12 | 5spot_SharedNeighbor | CO2 | Porous | Wet | R245fa | MinimizeLCOE_Brownfield | IgnoreSilica | 13.5124 | 1.8497 | 0.14802 | 4 | 37277.3684 | 91730.1964 | 759.9496 | 1870.0441 | 87.1194 | 10.7848 | 21.7838 | 946382.1989 | 0 | 686331.8051 | 0 | 0 | 0 | 563144.1806 | 856384.692 | 2228137.3 | 1520749.4909 | 6801129.6677 | 961560.8286 | 14308154.1186 | 14308154.1186 | 11772186.6032 | 6159593.5296 | 0 | 22070844.6149 | 54310778.8663 | 1333.5214 | 0.59207 | 37277.3684 | 91730.1964 | 759.9496 | 1870.0441
1 | 3600 | 707 | 0.035 | 15 | 15 | 7 | 1.7783e-12 | 5spot_SharedNeighbor | CO2 | Porous | Wet | R245fa | MinimizeLCOE_Brownfield | IgnoreSilica | 17.3755 | 2.4472 | 0.20093 | 4 | 29191.747 | 69304.9051 | 595.1132 | 1412.8742 | 87.9905 | 10.8189 | 30.1079 | 1141716.6875 | 0 | 848169.2974 | 0 | 0 | 0 | 655170.8996 | 1031572.185 | 2683939.2207 | 1831843.6676 | 8192411.9577 | 961560.8286 | 14308154.1186 | 14308154.1186 | 11772186.6032 | 6159593.5296 | 0 | 23462126.9049 | 55702061.1563 | 1778.2794 | 0.80372 | 29191.747 | 69304.9051 | 595.1132 | 1412.8742
1 | 3600 | 707 | 0.035 | 15 | 15 | 7 | 2.3714e-12 | 5spot_SharedNeighbor | CO2 | Porous | Wet | R245fa | MinimizeLCOE_Brownfield | IgnoreSilica | 22.2212 | 3.2 | 0.26949 | 4 | 23263.9576 | 53172.0014 | 474.2672 | 1083.9832 | 88.6458 | 10.837 | 27.9709 | 1368781.0497 | 0 | 1041074.2699 | 0 | 0 | 0 | 756854.2396 | 1235016.7281 | 3213260.1898 | 2193116.1054 | 9808102.5826 | 961560.8286 | 14308154.1186 | 14308154.1186 | 11772186.6032 | 6159593.5296 | 0 | 25077817.5298 | 57317751.7812 | 2371.3737 | 1.078 | 23263.9576 | 53172.0014 | 474.2672 | 1083.9832
1 | 3600 | 707 | 0.035 | 15 | 15 | 7 | 3.1623e-12 | 5spot_SharedNeighbor | CO2 | Porous | Wet | R245fa | MinimizeLCOE_Brownfield | IgnoreSilica | 28.2038 | 4.1335 | 0.35712 | 4 | 18847.7555 | 41417.1106 | 384.237 | 844.3438 | 89.1148 | 10.838 | 36.5737 | 1628937.3282 | 0 | 1267819.096 | 0 | 0 | 0 | 865924.9412 | 1467445.7325 | 3817992.7815 | 2605858.5253 | 11653978.4046 | 961560.8286 | 14308154.1186 | 14308154.1186 | 11772186.6032 | 6159593.5296 | 0 | 26923693.3518 | 59163627.6032 | 3162.2777 | 1.4285 | 18847.7555 | 41417.1106 | 384.237 | 844.3438
1 | 3600 | 707 | 0.035 | 15 | 15 | 7 | 4.217e-12 | 5spot_SharedNeighbor | CO2 | Porous | Wet | R245fa | MinimizeLCOE_Brownfield | IgnoreSilica | 35.4756 | 5.2733 | 0.46724 | 4 | 15516.9873 | 32767.0568 | 316.3348 | 668.0008 | 89.4188 | 10.8197 | 32.3025 | 1922737.5488 | 0 | 1530801.8303 | 0 | 0 | 0 | 979786.1214 | 1728996.9452 | 4498495.3855 | 3070315.5354 | 13731133.3667 | 961560.8286 | 14308154.1186 | 14308154.1186 | 11772186.6032 | 6159593.5296 | 0 | 29000848.3139 | 61240782.5653 | 4216.965 | 1.869 | 15516.9873 | 32767.0568 | 316.3348 | 668.0008
1 | 3600 | 707 | 0.035 | 15 | 15 | 7 | 5.6234e-12 | 5spot_SharedNeighbor | CO2 | Porous | Wet | R245fa | MinimizeLCOE_Brownfield | IgnoreSilica | 44.0575 | 6.6253 | 0.60204 | 4 | 12983.3696 | 26371.1121 | 264.6836 | 537.6108 | 89.5662 | 10.7785 | 38.6745 | 2245229.3302 | 0 | 1827800.8817 | 0 | 0 | 0 | 1091681.3064 | 2014237.4921 | 5240632.7776 | 3576839.5549 | 15996421.3428 | 961560.8286 | 14308154.1186 | 14308154.1186 | 11772186.6032 | 6159593.5296 | 0 | 31266136.29 | 63506070.5414 | 5623.4133 | 2.4082 | 12983.3696 | 26371.1121 | 264.6836 | 537.6108
1 | 3600 | 707 | 0.035 | 15 | 15 | 7 | 7.4989e-12 | 5spot_SharedNeighbor | CO2 | Porous | Wet | R245fa | MinimizeLCOE_Brownfield | IgnoreSilica | 53.8017 | 8.1695 | 0.76117 | 4 | 11047.7375 | 21636.6934 | 225.2231 | 441.0933 | 89.5591 | 10.7106 | 35.5317 | 2586090.8711 | 0 | 2151638.9901 | 0 | 0 | 0 | 1192381.9267 | 2312743.5973 | 6017284.4311 | 4106920.2671 | 18367060.0833 | 961560.8286 | 14308154.1186 | 14308154.1186 | 11772186.6032 | 6159593.5296 | 0 | 33636775.0305 | 65876709.2819 | 7498.9421 | 3.0447 | 11047.7375 | 21636.6934 | 225.2231 | 441.0933
1 | 3600 | 707 | 0.035 | 15 | 15 | 7 | 1e-11 | 5spot_SharedNeighbor | CO2 | Porous | Wet | R245fa | MinimizeLCOE_Brownfield | IgnoreSilica | 64.2808 | 9.8414 | 0.93987 | 4 | 9568.9398 | 18144.5712 | 195.0758 | 369.9016 | 89.3996 | 10.6149 | 45.4198 | 2927586.1391 | 0 | 2487455.2257 | 0 | 0 | 0 | 1269766.2252 | 2607074.9601 | 6783074.2616 | 4629587.5618 | 20704544.3735 | 961560.8286 | 14308154.1186 | 14308154.1186 | 11772186.6032 | 6159593.5296 | 0 | 35974259.3207 | 68214193.5721 | 10000 | 3.7595 | 9568.9398 | 18144.5712 | 195.0758 | 369.9016
1 | 3600 | 707 | 0.035 | 15 | 15 | 7 | 1.3335e-11 | 5spot_SharedNeighbor | CO2 | Porous | Wet | R245fa | MinimizeLCOE_Brownfield | IgnoreSilica | 74.905 | 11.548 | 1.1292 | 4 | 8442.8173 | 15580.3789 | 172.1182 | 317.6271 | 89.1032 | 10.4948 | 44.3908 | 3250490.4457 | 0 | 2817260.5633 | 0 | 0 | 0 | 1314912.2448 | 2879238.669 | 7491188.4037 | 5112890.0141 | 22865980.3406 | 961560.8286 | 14308154.1186 | 14308154.1186 | 11772186.6032 | 6159593.5296 | 0 | 38135695.2878 | 70375629.5393 | 13335.2143 | 4.5169 | 8442.8173 | 15580.3789 | 172.1182 | 317.6271
1 | 3600 | 707 | 0.035 | 15 | 15 | 7 | 1.7783e-11 | 5spot_SharedNeighbor | CO2 | Porous | Wet | R245fa | MinimizeLCOE_Brownfield | IgnoreSilica | 85.0339 | 13.1859 | 1.3178 | 4 | 7589.1037 | 13705.1888 | 154.7141 | 279.3988 | 88.7056 | 10.3589 | 40.5648 | 3538240.4666 | 0 | 3123327.5163 | 0 | 0 | 0 | 1324537.5935 | 3114581.1748 | 8103501.3283 | 5530806.1669 | 24734994.2464 | 961560.8286 | 14308154.1186 | 14308154.1186 | 11772186.6032 | 6159593.5296 | 0 | 40004709.1936 | 72244643.445 | 17782.7941 | 5.2713 | 7589.1037 | 13705.1888 | 154.7141 | 279.3988
1 | 3600 | 707 | 0.035 | 15 | 15 | 7 | 2.3714e-11 | 5spot_SharedNeighbor | CO2 | Porous | Wet | R245fa | MinimizeLCOE_Brownfield | IgnoreSilica | 94.1862 | 14.6749 | 1.4951 | 4 | 6944.502 | 12335.3492 | 141.5731 | 251.4728 | 88.2548 | 10.2185 | 41.9051 | 3782204.5742 | 0 | 3393840.1502 | 0 | 0 | 0 | 1303029.5986 | 3306838.986 | 8603716.7156 | 5872213.4471 | 26261843.4717 | 961560.8286 | 14308154.1186 | 14308154.1186 | 11772186.6032 | 6159593.5296 | 0 | 41531558.4189 | 73771492.6703 | 23713.7371 | 5.9805 | 6944.502 | 12335.3492 | 141.5731 | 251.4728
1 | 3600 | 707 | 0.035 | 15 | 15 | 7 | 3.1623e-11 | 5spot_SharedNeighbor | CO2 | Porous | Wet | R245fa | MinimizeLCOE_Brownfield | IgnoreSilica | 102.0714 | 15.9649 | 1.6534 | 4 | 6459.1321 | 11333.9189 | 131.6781 | 231.0573 | 87.7986 | 10.0841 | 41.68 | 3980512.2171 | 0 | 3622842.423 | 0 | 0 | 0 | 1258838.5376 | 3456255.3393 | 8992467.4175 | 6137543.7891 | 27448459.7236 | 961560.8286 | 14308154.1186 | 14308154.1186 | 11772186.6032 | 6159593.5296 | 0 | 42718174.6708 | 74958108.9223 | 31622.7766 | 6.6136 | 6459.1321 | 11333.9189 | 131.6781 | 231.0573
1 | 3600 | 707 | 0.035 | 15 | 15 | 7 | 4.217e-11 | 5spot_SharedNeighbor | CO2 | Porous | Wet | R245fa | MinimizeLCOE_Brownfield | IgnoreSilica | 108.607 | 17.0395 | 1.7888 | 4 | 6094.1959 | 10600.0366 | 124.2384 | 216.0961 | 87.3736 | 9.9634 | 50.6133 | 4136647.4746 | 0 | 3810082.8019 | 0 | 0 | 0 | 1201738.4768 | 3567902.8138 | 9282951.244 | 6335804.9696 | 28335127.7806 | 961560.8286 | 14308154.1186 | 14308154.1186 | 11772186.6032 | 6159593.5296 | 0 | 43604842.7278 | 75844776.9792 | 42169.6503 | 7.1551 | 6094.1959 | 10600.0366 | 124.2384 | 216.0961
1 | 3600 | 707 | 0.035 | 15 | 15 | 7 | 5.6234e-11 | 5spot_SharedNeighbor | CO2 | Porous | Wet | R245fa | MinimizeLCOE_Brownfield | IgnoreSilica | 113.8935 | 17.9122 | 1.901 | 4 | 5819.9583 | 10059.8568 | 118.6477 | 205.0838 | 86.9988 | 9.8595 | 44.4117 | 4257499.3017 | 0 | 3959968.19 | 0 | 0 | 0 | 1140790.8466 | 3649720.7519 | 9495824.7358 | 6481095.5019 | 28984899.3279 | 961560.8286 | 14308154.1186 | 14308154.1186 | 11772186.6032 | 6159593.5296 | 0 | 44254614.2751 | 76494548.5265 | 56234.1325 | 7.6039 | 5819.9583 | 10059.8568 | 118.6477 | 205.0838
1 | 3600 | 707 | 0.035 | 15 | 15 | 7 | 7.4989e-11 | 5spot_SharedNeighbor | CO2 | Porous | Wet | R245fa | MinimizeLCOE_Brownfield | IgnoreSilica | 118.0734 | 18.6047 | 1.9916 | 4 | 5613.887 | 9660.9477 | 114.4467 | 196.9515 | 86.6829 | 9.7735 | 50.8835 | 4349603.0869 | 0 | 4077549.861 | 0 | 0 | 0 | 1081904.9611 | 3708532.5845 | 9648841.0603 | 6585532.2875 | 29451963.8414 | 961560.8286 | 14308154.1186 | 14308154.1186 | 11772186.6032 | 6159593.5296 | 0 | 44721678.7886 | 76961613.0401 | 74989.4209 | 7.9663 | 5613.887 | 9660.9477 | 114.4467 | 196.9515
1 | 3600 | 707 | 0.035 | 15 | 15 | 7 | 1e-10 | 5spot_SharedNeighbor | CO2 | Porous | Wet | R245fa | MinimizeLCOE_Brownfield | IgnoreSilica | 121.3138 | 19.1432 | 2.0632 | 4 | 5459.0209 | 9365.6202 | 111.2895 | 190.9308 | 86.4259 | 9.7045 | 48.3848 | 4418898.5961 | 0 | 4168166.0223 | 0 | 0 | 0 | 1028507.8139 | 3750073.2486 | 9756921.3471 | 6659299.3041 | 29781866.3321 | 961560.8286 | 14308154.1186 | 14308154.1186 | 11772186.6032 | 6159593.5296 | 0 | 45051581.2793 | 77291515.5307 | 100000 | 8.2527 | 5459.0209 | 9365.6202 | 111.2895 | 190.9308
1 | 3600 | 707 | 0.035 | 15 | 15 | 7 | 1.3335e-10 | 5spot_SharedNeighbor | CO2 | Porous | Wet | R245fa | MinimizeLCOE_Brownfield | IgnoreSilica | 123.8151 | 19.5598 | 2.1191 | 4 | 5342.6279 | 9146.0685 | 108.9167 | 186.455 | 86.2204 | 9.6498 | 50.5082 | 4471125.2684 | 0 | 4237805.7261 | 0 | 0 | 0 | 982612.7417 | 3779702.0571 | 9834009.4291 | 6711913.504 | 30017168.7263 | 961560.8286 | 14308154.1186 | 14308154.1186 | 11772186.6032 | 6159593.5296 | 0 | 45286883.6735 | 77526817.9249 | 133352.1432 | 8.4765 | 5342.6279 | 9146.0685 | 108.9167 | 186.455
1 | 3600 | 707 | 0.035 | 15 | 15 | 7 | 1.7783e-10 | 5spot_SharedNeighbor | CO2 | Porous | Wet | R245fa | MinimizeLCOE_Brownfield | IgnoreSilica | 125.7371 | 19.8804 | 2.1625 | 4 | 5255.1535 | 8982.3877 | 107.1334 | 183.1181 | 86.0582 | 9.6069 | 50.833 | 4510506.434 | 0 | 4291141.5643 | 0 | 0 | 0 | 944553.9532 | 3801018.7611 | 9889471.1202 | 6749767.2479 | 30186459.0807 | 961560.8286 | 14308154.1186 | 14308154.1186 | 11772186.6032 | 6159593.5296 | 0 | 45456174.0279 | 77696108.2793 | 177827.941 | 8.6498 | 5255.1535 | 8982.3877 | 107.1334 | 183.1181
1 | 3600 | 707 | 0.035 | 15 | 15 | 7 | 2.3714e-10 | 5spot_SharedNeighbor | CO2 | Porous | Wet | R245fa | MinimizeLCOE_Brownfield | IgnoreSilica | 127.1844 | 20.1223 | 2.1955 | 4 | 5189.4225 | 8860.481 | 105.7934 | 180.6329 | 85.9335 | 9.5741 | 55.4443 | 4539726.7649 | 0 | 4331203.6568 | 0 | 0 | 0 | 913473.7887 | 3815917.6421 | 9928234.9523 | 6776224.3598 | 30304781.1646 | 961560.8286 | 14308154.1186 | 14308154.1186 | 11772186.6032 | 6159593.5296 | 0 | 45574496.1118 | 77814430.3632 | 237137.3706 | 8.7822 | 5189.4225 | 8860.481 | 105.7934 | 180.6329
1 | 3600 | 707 | 0.035 | 15 | 15 | 7 | 3.1623e-10 | 5spot_SharedNeighbor | CO2 | Porous | Wet | R245fa | MinimizeLCOE_Brownfield | IgnoreSilica | 128.2929 | 20.3077 | 2.2209 | 4 | 5140.0413 | 8769.2142 | 104.7867 | 178.7723 | 85.8367 | 9.5487 | 46.1873 | 4561856.9218 | 0 | 4361833.4248 | 0 | 0 | 0 | 888903.8282 | 3826911.7282 | 9956839.3092 | 6795747.4211 | 30392092.6333 | 961560.8286 | 14308154.1186 | 14308154.1186 | 11772186.6032 | 6159593.5296 | 0 | 45661807.5805 | 77901741.8319 | 316227.766 | 8.8835 | 5140.0413 | 8769.2142 | 104.7867 | 178.7723
1 | 3600 | 707 | 0.035 | 15 | 15 | 7 | 4.217e-10 | 5spot_SharedNeighbor | CO2 | Porous | Wet | R245fa | MinimizeLCOE_Brownfield | IgnoreSilica | 129.1166 | 20.4457 | 2.24 | 4 | 5102.9528 | 8701.1633 | 104.0306 | 177.385 | 85.7638 | 9.5297 | 50.9144 | 4578156.6255 | 0 | 4384559.456 | 0 | 0 | 0 | 869445.1895 | 3834542.8957 | 9976694.0416 | 6809298.684 | 30452696.8923 | 961560.8286 | 14308154.1186 | 14308154.1186 | 11772186.6032 | 6159593.5296 | 0 | 45722411.8395 | 77962346.0909 | 421696.5034 | 8.96 | 5102.9528 | 8701.1633 | 104.0306 | 177.385
1 | 3600 | 707 | 0.035 | 15 | 15 | 7 | 5.6234e-10 | 5spot_SharedNeighbor | CO2 | Porous | Wet | R245fa | MinimizeLCOE_Brownfield | IgnoreSilica | 129.7519 | 20.5521 | 2.2546 | 4 | 5075.1043 | 8650.0233 | 103.4629 | 176.3424 | 85.7072 | 9.515 | 50.3003 | 4590647.2781 | 0 | 4402071.3384 | 0 | 0 | 0 | 854535.2426 | 3840429.0051 | 9992008.4909 | 6819751.1103 | 30499442.4653 | 961560.8286 | 14308154.1186 | 14308154.1186 | 11772186.6032 | 6159593.5296 | 0 | 45769157.4125 | 78009091.6639 | 562341.3252 | 9.0184 | 5075.1043 | 8650.0233 | 103.4629 | 176.3424
1 | 3600 | 707 | 0.035 | 15 | 15 | 7 | 7.4989e-10 | 5spot_SharedNeighbor | CO2 | Porous | Wet | R245fa | MinimizeLCOE_Brownfield | IgnoreSilica | 130.2077 | 20.6287 | 2.2654 | 4 | 5054.1989 | 8612.055 | 103.0367 | 175.5684 | 85.6663 | 9.5043 | 46.6319 | 4599562.606 | 0 | 4414624.8263 | 0 | 0 | 0 | 842772.8994 | 3844214.5294 | 10001857.6486 | 6826473.3628 | 30529505.8723 | 961560.8286 | 14308154.1186 | 14308154.1186 | 11772186.6032 | 6159593.5296 | 0 | 45799220.8195 | 78039155.071 | 749894.2093 | 9.0616 | 5054.1989 | 8612.055 | 103.0367 | 175.5684
1 | 3600 | 707 | 0.035 | 15 | 15 | 7 | 1e-09 | 5spot_SharedNeighbor | CO2 | Porous | Wet | R245fa | MinimizeLCOE_Brownfield | IgnoreSilica | 130.5755 | 20.6902 | 2.2738 | 4 | 5038.5089 | 8583.253 | 102.7168 | 174.9812 | 85.6332 | 9.4957 | 49.3682 | 4606732.1447 | 0 | 4424750.9339 | 0 | 0 | 0 | 834100.8289 | 3847577.724 | 10010607.991 | 6832445.6513 | 30556215.2738 | 961560.8286 | 14308154.1186 | 14308154.1186 | 11772186.6032 | 6159593.5296 | 0 | 45825930.221 | 78065864.4725 | 1000000 | 9.0951 | 5038.5089 | 8583.253 | 102.7168 | 174.9812
1 | 3600 | 707 | 0.035 | 15 | 15 | 7 | 1.3335e-09 | 5spot_SharedNeighbor | CO2 | Porous | Wet | R245fa | MinimizeLCOE_Brownfield | IgnoreSilica | 130.8339 | 20.7337 | 2.2799 | 4 | 5026.7353 | 8561.9301 | 102.4768 | 174.5465 | 85.6098 | 9.4896 | 44.8423 | 4611752.2566 | 0 | 4431859.757 | 0 | 0 | 0 | 827271.3846 | 3849644.5253 | 10015985.3841 | 6836115.8326 | 30572629.1401 | 961560.8286 | 14308154.1186 | 14308154.1186 | 11772186.6032 | 6159593.5296 | 0 | 45842344.0873 | 78082278.3388 | 1333521.4322 | 9.1197 | 5026.7353 | 8561.9301 | 102.4768 | 174.5465
1 | 3600 | 707 | 0.035 | 15 | 15 | 7 | 1.7783e-09 | 5spot_SharedNeighbor | CO2 | Porous | Wet | R245fa | MinimizeLCOE_Brownfield | IgnoreSilica | 131.0313 | 20.7669 | 2.2846 | 4 | 5017.9019 | 8545.9013 | 102.2967 | 174.2198 | 85.5919 | 9.485 | 51.0498 | 4615580.4467 | 0 | 4437290.2517 | 0 | 0 | 0 | 822136.8869 | 3851252.9583 | 10020170.1968 | 6838972.0532 | 30585402.7936 | 961560.8286 | 14308154.1186 | 14308154.1186 | 11772186.6032 | 6159593.5296 | 0 | 45855117.7408 | 78095051.9922 | 1778279.41 | 9.1383 | 5017.9019 | 8545.9013 | 102.2967 | 174.2198
1 | 3600 | 707 | 0.035 | 15 | 15 | 7 | 2.3714e-09 | 5spot_SharedNeighbor | CO2 | Porous | Wet | R245fa | MinimizeLCOE_Brownfield | IgnoreSilica | 131.1823 | 20.7922 | 2.2881 | 4 | 5011.2751 | 8533.8479 | 102.1616 | 173.974 | 85.5781 | 9.4814 | 47.0331 | 4618502.8911 | 0 | 4441441.4255 | 0 | 0 | 0 | 818288.9244 | 3852510.964 | 10023443.2696 | 6841205.9927 | 30595393.4673 | 961560.8286 | 14308154.1186 | 14308154.1186 | 11772186.6032 | 6159593.5296 | 0 | 45865108.4145 | 78105042.6659 | 2371373.7057 | 9.1524 | 5011.2751 | 8533.8479 | 102.1616 | 173.974
1 | 3600 | 707 | 0.035 | 15 | 15 | 7 | 3.1623e-09 | 5spot_SharedNeighbor | CO2 | Porous | Wet | R245fa | MinimizeLCOE_Brownfield | IgnoreSilica | 131.2944 | 20.811 | 2.2907 | 4 | 5006.3043 | 8524.8297 | 102.0603 | 173.7902 | 85.5679 | 9.4788 | 47.3814 | 4620669.554 | 0 | 4444522.3384 | 0 | 0 | 0 | 815369.7336 | 3853419.0341 | 10025805.8819 | 6842818.5241 | 30602605.066 | 961560.8286 | 14308154.1186 | 14308154.1186 | 11772186.6032 | 6159593.5296 | 0 | 45872320.0132 | 78112254.2646 | 3162277.6602 | 9.1629 | 5006.3043 | 8524.8297 | 102.0603 | 173.7902
1 | 3600 | 707 | 0.035 | 15 | 15 | 7 | 4.217e-09 | 5spot_SharedNeighbor | CO2 | Porous | Wet | R245fa | MinimizeLCOE_Brownfield | IgnoreSilica | 131.3797 | 20.8253 | 2.2927 | 4 | 5002.5758 | 8518.0504 | 101.9843 | 173.652 | 85.5602 | 9.4768 | 53.672 | 4622318.9406 | 0 | 4446869.4557 | 0 | 0 | 0 | 813186.5253 | 3854126.2194 | 10027645.833 | 6844074.3285 | 30608221.3026 | 961560.8286 | 14308154.1186 | 14308154.1186 | 11772186.6032 | 6159593.5296 | 0 | 45877936.2498 | 78117870.5012 | 4216965.0343 | 9.1709 | 5002.5758 | 8518.0504 | 101.9843 | 173.652
1 | 3600 | 707 | 0.035 | 15 | 15 | 7 | 5.6234e-09 | 5spot_SharedNeighbor | CO2 | Porous | Wet | R245fa | MinimizeLCOE_Brownfield | IgnoreSilica | 131.4381 | 20.8352 | 2.2942 | 4 | 4999.7794 | 8513.048 | 101.9273 | 173.55 | 85.5548 | 9.4754 | 50.0082 | 4623444.8287 | 0 | 4448472.9089 | 0 | 0 | 0 | 811472.361 | 3854522.1385 | 10028675.9331 | 6844777.393 | 30611365.5633 | 961560.8286 | 14308154.1186 | 14308154.1186 | 11772186.6032 | 6159593.5296 | 0 | 45881080.5105 | 78121014.7619 | 5623413.2519 | 9.1766 | 4999.7794 | 8513.048 | 101.9273 | 173.55
1 | 3600 | 707 | 0.035 | 15 | 15 | 7 | 7.4989e-09 | 5spot_SharedNeighbor | CO2 | Porous | Wet | R245fa | MinimizeLCOE_Brownfield | IgnoreSilica | 131.4964 | 20.8449 | 2.2954 | 4 | 4997.6821 | 8509.0921 | 101.8845 | 173.4694 | 85.5495 | 9.474 | 53.2999 | 4624571.4911 | 0 | 4450077.1634 | 0 | 0 | 0 | 810365.2367 | 3855155.4176 | 10030323.5955 | 6845901.9565 | 30616394.8609 | 961560.8286 | 14308154.1186 | 14308154.1186 | 11772186.6032 | 6159593.5296 | 0 | 45886109.8081 | 78126044.0595 | 7498942.0933 | 9.1815 | 4997.6821 | 8509.0921 | 101.8845 | 173.4694
1 | 3600 | 707 | 0.035 | 15 | 15 | 7 | 1e-08 | 5spot_SharedNeighbor | CO2 | Porous | Wet | R245fa | MinimizeLCOE_Brownfield | IgnoreSilica | 131.5307 | 20.8506 | 2.2962 | 4 | 4996.1092 | 8506.2596 | 101.8524 | 173.4116 | 85.5464 | 9.4732 | 48.9317 | 4625232.2178 | 0 | 4451018.8296 | 0 | 0 | 0 | 809414.8382 | 3855409.6954 | 10030985.174 | 6846353.4974 | 30618414.2523 | 961560.8286 | 14308154.1186 | 14308154.1186 | 11772186.6032 | 6159593.5296 | 0 | 45888129.1995 | 78128063.4509 | 10000000 | 9.1848 | 4996.1092 | 8506.2596 | 101.8524 | 173.4116
1 | 3700 | 707 | 0.035 | 15 | 15 | 7 | 1e-13 | 5spot_SharedNeighbor | CO2 | Porous | Wet | R245fa | MinimizeLCOE_Brownfield | IgnoreSilica | 0.97664 | 0.0101 | 0.0014083 | 4 | 2927895.4397 | 8821013.6417 | 59689.1088 | 179828.2944 | 57.9184 | 9.1195 | 22.6884 | 98506.2173 | 0 | 46523.8633 | 0 | 0 | 0 | 93479.1902 | 93018.6156 | 242015.3571 | 165180.4542 | 738723.6978 | 961560.8286 | 14792674.8026 | 14792674.8026 | 12077081.6056 | 6326428.6422 | 0 | 16492959.329 | 49689144.3794 | 100 | 0.005633 | 2927895.4397 | 8821013.6417 | 59689.1088 | 179828.2944
1 | 3700 | 707 | 0.035 | 15 | 15 | 7 | 1.3335e-13 | 5spot_SharedNeighbor | CO2 | Porous | Wet | R245fa | MinimizeLCOE_Brownfield | IgnoreSilica | 1.4569 | 0.058362 | 0.0043101 | 4 | 977832.2004 | 2903340.2854 | 19934.432 | 59188.5188 | 65.6222 | 9.7483 | 79.7049 | 148073.3819 | 0 | 79091.4022 | 0 | 0 | 0 | 129217.9385 | 138989.2618 | 361621.5486 | 246814.1375 | 1103807.6703 | 961560.8286 | 14792674.8026 | 14792674.8026 | 12077081.6056 | 6326428.6422 | 0 | 16858043.3016 | 50054228.3519 | 133.3521 | 0.01724 | 977832.2004 | 2903340.2854 | 19934.432 | 59188.5188
1 | 3700 | 707 | 0.035 | 15 | 15 | 7 | 1.7783e-13 | 5spot_SharedNeighbor | CO2 | Porous | Wet | R245fa | MinimizeLCOE_Brownfield | IgnoreSilica | 2.0404 | 0.12918 | 0.0090295 | 4 | 478108.9025 | 1397215.7175 | 9746.8967 | 28484.1323 | 71.4192 | 10.1741 | 110.3529 | 204788.4633 | 0 | 117126.5004 | 0 | 0 | 0 | 166918.7387 | 190645.1439 | 496019.5578 | 338543.5404 | 1514041.9445 | 961560.8286 | 14792674.8026 | 14792674.8026 | 12077081.6056 | 6326428.6422 | 0 | 17268277.5758 | 50464462.6261 | 177.8279 | 0.036118 | 478108.9025 | 1397215.7175 | 9746.8967 | 28484.1323
1 | 3700 | 707 | 0.035 | 15 | 15 | 7 | 2.3714e-13 | 5spot_SharedNeighbor | CO2 | Porous | Wet | R245fa | MinimizeLCOE_Brownfield | IgnoreSilica | 2.7741 | 0.22795 | 0.016058 | 4 | 276230.8932 | 793041.48 | 5631.3404 | 16167.2232 | 76.0323 | 10.4818 | 25.4457 | 271081.0894 | 0 | 162581.2288 | 0 | 0 | 0 | 208469.4329 | 250431.3829 | 651571.0879 | 444710.6559 | 1988844.8779 | 961560.8286 | 14792674.8026 | 14792674.8026 | 12077081.6056 | 6326428.6422 | 0 | 17743080.5091 | 50939265.5595 | 237.1374 | 0.064233 | 276230.8932 | 793041.48 | 5631.3404 | 16167.2232
1 | 3700 | 707 | 0.035 | 15 | 15 | 7 | 3.1623e-13 | 5spot_SharedNeighbor | CO2 | Porous | Wet | R245fa | MinimizeLCOE_Brownfield | IgnoreSilica | 3.7 | 0.36068 | 0.026044 | 4 | 175593.0884 | 494241.8799 | 3579.7026 | 10075.7892 | 79.7261 | 10.7082 | 27.4701 | 348412.7953 | 0 | 216880.6799 | 0 | 0 | 0 | 254366.9844 | 319667.5792 | 831709.4684 | 567658.8021 | 2538696.3093 | 961560.8286 | 14792674.8026 | 14792674.8026 | 12077081.6056 | 6326428.6422 | 0 | 18292931.9405 | 51489116.9909 | 316.2278 | 0.10418 | 175593.0884 | 494241.8799 | 3579.7026 | 10075.7892
1 | 3700 | 707 | 0.035 | 15 | 15 | 7 | 4.217e-13 | 5spot_SharedNeighbor | CO2 | Porous | Wet | R245fa | MinimizeLCOE_Brownfield | IgnoreSilica | 4.8935 | 0.53799 | 0.039855 | 4 | 118844.874 | 327076.2427 | 2422.8135 | 6667.8916 | 82.732 | 10.8804 | 22.6438 | 440340.7395 | 0 | 283032.3132 | 0 | 0 | 0 | 307210.9695 | 401927.7686 | 1045733.6073 | 713734.6747 | 3191980.0728 | 961560.8286 | 14792674.8026 | 14792674.8026 | 12077081.6056 | 6326428.6422 | 0 | 18946215.704 | 52142400.7544 | 421.6965 | 0.15942 | 118844.874 | 327076.2427 | 2422.8135 | 6667.8916
1 | 3700 | 707 | 0.035 | 15 | 15 | 7 | 5.6234e-13 | 5spot_SharedNeighbor | CO2 | Porous | Wet | R245fa | MinimizeLCOE_Brownfield | IgnoreSilica | 6.4204 | 0.77022 | 0.058607 | 4 | 84100.059 | 225705.2459 | 1714.4935 | 4601.3067 | 85.139 | 11.0103 | 30.9397 | 548706.4961 | 0 | 363003.0946 | 0 | 0 | 0 | 367214.3534 | 498780.3382 | 1297724.1262 | 885723.3817 | 3961151.7903 | 961560.8286 | 14792674.8026 | 14792674.8026 | 12077081.6056 | 6326428.6422 | 0 | 19715387.4215 | 52911572.4719 | 562.3413 | 0.23443 | 84100.059 | 225705.2459 | 1714.4935 | 4601.3067
1 | 3700 | 707 | 0.035 | 15 | 15 | 7 | 7.4989e-13 | 5spot_SharedNeighbor | CO2 | Porous | Wet | R245fa | MinimizeLCOE_Brownfield | IgnoreSilica | 8.387 | 1.0736 | 0.083788 | 4 | 61554.1566 | 160602.3494 | 1254.8647 | 3274.0961 | 87.0649 | 11.1086 | 34.0107 | 677370.5356 | 0 | 460392.2258 | 0 | 0 | 0 | 436455.7046 | 613945.2018 | 1597359.4775 | 1090230.6658 | 4875753.8111 | 961560.8286 | 14792674.8026 | 14792674.8026 | 12077081.6056 | 6326428.6422 | 0 | 20629989.4424 | 53826174.4927 | 749.8942 | 0.33515 | 61554.1566 | 160602.3494 | 1254.8647 | 3274.0961
1 | 3700 | 707 | 0.035 | 15 | 15 | 7 | 1e-12 | 5spot_SharedNeighbor | CO2 | Porous | Wet | R245fa | MinimizeLCOE_Brownfield | IgnoreSilica | 10.8787 | 1.4621 | 0.11721 | 4 | 46279.5096 | 117085.404 | 943.4704 | 2386.9443 | 88.5726 | 11.1811 | 23.2783 | 827823.8369 | 0 | 577181.5148 | 0 | 0 | 0 | 513841.4606 | 748350.2568 | 1947053.8605 | 1328904.2678 | 5943155.1974 | 961560.8286 | 14792674.8026 | 14792674.8026 | 12077081.6056 | 6326428.6422 | 0 | 21697390.8287 | 54893575.879 | 1000 | 0.46883 | 46279.5096 | 117085.404 | 943.4704 | 2386.9443
1 | 3700 | 707 | 0.035 | 15 | 15 | 7 | 1.3335e-12 | 5spot_SharedNeighbor | CO2 | Porous | Wet | R245fa | MinimizeLCOE_Brownfield | IgnoreSilica | 14.0628 | 1.9618 | 0.16131 | 4 | 35583.8111 | 87032.7671 | 725.4241 | 1774.2807 | 89.7564 | 11.2335 | 30.1022 | 1005516.8769 | 0 | 718609.4062 | 0 | 0 | 0 | 602241.6143 | 907283.48 | 2360565.5055 | 1611134.4623 | 7205351.3453 | 961560.8286 | 14792674.8026 | 14792674.8026 | 12077081.6056 | 6326428.6422 | 0 | 22959586.9765 | 56155772.0269 | 1333.5214 | 0.64523 | 35583.8111 | 87032.7671 | 725.4241 | 1774.2807
1 | 3700 | 707 | 0.035 | 15 | 15 | 7 | 1.7783e-12 | 5spot_SharedNeighbor | CO2 | Porous | Wet | R245fa | MinimizeLCOE_Brownfield | IgnoreSilica | 18.0749 | 2.5949 | 0.21891 | 4 | 27898.544 | 65808.5491 | 568.7496 | 1341.5963 | 90.6649 | 11.2677 | 26.8459 | 1212741.621 | 0 | 887709.9848 | 0 | 0 | 0 | 700525.7252 | 1092381.1591 | 2842151.6978 | 1939826.9341 | 8675337.1221 | 961560.8286 | 14792674.8026 | 14792674.8026 | 12077081.6056 | 6326428.6422 | 0 | 24429572.7533 | 57625757.8037 | 1778.2794 | 0.87566 | 27898.544 | 65808.5491 | 568.7496 | 1341.5963
1 | 3700 | 707 | 0.035 | 15 | 15 | 7 | 2.3714e-12 | 5spot_SharedNeighbor | CO2 | Porous | Wet | R245fa | MinimizeLCOE_Brownfield | IgnoreSilica | 23.0862 | 3.3894 | 0.29341 | 4 | 22262.4304 | 50547.1206 | 453.8498 | 1030.4714 | 91.3458 | 11.2849 | 22.5926 | 1452670.8893 | 0 | 1088466.7578 | 0 | 0 | 0 | 808266.5952 | 1306267.6545 | 3398640.4847 | 2319641.9659 | 10373954.3476 | 961560.8286 | 14792674.8026 | 14792674.8026 | 12077081.6056 | 6326428.6422 | 0 | 26128189.9788 | 59324375.0292 | 2371.3737 | 1.1736 | 22262.4304 | 50547.1206 | 453.8498 | 1030.4714
1 | 3700 | 707 | 0.035 | 15 | 15 | 7 | 3.1623e-12 | 5spot_SharedNeighbor | CO2 | Porous | Wet | R245fa | MinimizeLCOE_Brownfield | IgnoreSilica | 29.2781 | 4.3755 | 0.38854 | 4 | 18062.0724 | 39421.4259 | 368.2198 | 803.6591 | 91.8335 | 11.2842 | 30.2531 | 1727843.4409 | 0 | 1324686.0051 | 0 | 0 | 0 | 924347.2891 | 1550981.9266 | 4035336.823 | 2754200.2996 | 12317395.7842 | 961560.8286 | 14792674.8026 | 14792674.8026 | 12077081.6056 | 6326428.6422 | 0 | 28071631.4155 | 61267816.4658 | 3162.2777 | 1.5542 | 18062.0724 | 39421.4259 | 368.2198 | 803.6591
1 | 3700 | 707 | 0.035 | 15 | 15 | 7 | 4.217e-12 | 5spot_SharedNeighbor | CO2 | Porous | Wet | R245fa | MinimizeLCOE_Brownfield | IgnoreSilica | 36.7714 | 5.5744 | 0.50774 | 4 | 14893.2074 | 31238.1653 | 303.6182 | 636.8323 | 92.1473 | 11.2627 | 26.7558 | 2037303.1123 | 0 | 1597543.5038 | 0 | 0 | 0 | 1044615.7709 | 1824990.3309 | 4748250.4841 | 3240778.5222 | 14493481.7243 | 961560.8286 | 14792674.8026 | 14792674.8026 | 12077081.6056 | 6326428.6422 | 0 | 30247717.3555 | 63443902.4059 | 4216.965 | 2.031 | 14893.2074 | 31238.1653 | 303.6182 | 636.8323
1 | 3700 | 707 | 0.035 | 15 | 15 | 7 | 5.6234e-12 | 5spot_SharedNeighbor | CO2 | Porous | Wet | R245fa | MinimizeLCOE_Brownfield | IgnoreSilica | 45.5922 | 6.9932 | 0.65322 | 4 | 12482.516 | 25187.4093 | 254.473 | 513.4794 | 92.2971 | 11.2166 | 33.3924 | 2376186.4458 | 0 | 1905031.9633 | 0 | 0 | 0 | 1162606.7956 | 2123091.8299 | 5523849.4353 | 3770140.7433 | 16860907.2132 | 961560.8286 | 14792674.8026 | 14792674.8026 | 12077081.6056 | 6326428.6422 | 0 | 32615142.8445 | 65811327.8948 | 5623.4133 | 2.6129 | 12482.516 | 25187.4093 | 254.473 | 513.4794
1 | 3700 | 707 | 0.035 | 15 | 15 | 7 | 7.4989e-12 | 5spot_SharedNeighbor | CO2 | Porous | Wet | R245fa | MinimizeLCOE_Brownfield | IgnoreSilica | 55.5534 | 8.6054 | 0.82411 | 4 | 10641.2099 | 20711.5485 | 216.9355 | 422.2329 | 92.2847 | 11.1423 | 32.2439 | 2732480.1216 | 0 | 2238635.7354 | 0 | 0 | 0 | 1267891.3873 | 2433212.8253 | 6330720.6508 | 4320846.9275 | 19323787.6478 | 961560.8286 | 14792674.8026 | 14792674.8026 | 12077081.6056 | 6326428.6422 | 0 | 35078023.2791 | 68274208.3294 | 7498.9421 | 3.2964 | 10641.2099 | 20711.5485 | 216.9355 | 422.2329
1 | 3700 | 707 | 0.035 | 15 | 15 | 7 | 1e-11 | 5spot_SharedNeighbor | CO2 | Porous | Wet | R245fa | MinimizeLCOE_Brownfield | IgnoreSilica | 66.2176 | 10.3431 | 1.015 | 4 | 9235.2667 | 17411.5788 | 188.2734 | 354.9586 | 92.1133 | 11.0387 | 39.5144 | 3087872.9424 | 0 | 2583195.3744 | 0 | 0 | 0 | 1348489.673 | 2737627.616 | 7122745.4922 | 4861420.1562 | 21741351.254 | 961560.8286 | 14792674.8026 | 14792674.8026 | 12077081.6056 | 6326428.6422 | 0 | 37495586.8853 | 70691771.9356 | 10000 | 4.06 | 9235.2667 | 17411.5788 | 188.2734 | 354.9586
1 | 3700 | 707 | 0.035 | 15 | 15 | 7 | 1.3335e-11 | 5spot_SharedNeighbor | CO2 | Porous | Wet | R245fa | MinimizeLCOE_Brownfield | IgnoreSilica | 76.9339 | 12.1017 | 1.2158 | 4 | 8165.4275 | 14991.6551 | 166.4633 | 305.6252 | 91.802 | 10.9103 | 45.3612 | 3421012.3061 | 0 | 2918775.5414 | 0 | 0 | 0 | 1394330.382 | 3016306.1095 | 7847809.7674 | 5356291.4226 | 23954525.5291 | 961560.8286 | 14792674.8026 | 14792674.8026 | 12077081.6056 | 6326428.6422 | 0 | 39708761.1603 | 72904946.2107 | 13335.2143 | 4.863 | 8165.4275 | 14991.6551 | 166.4633 | 305.6252
1 | 3700 | 707 | 0.035 | 15 | 15 | 7 | 1.7783e-11 | 5spot_SharedNeighbor | CO2 | Porous | Wet | R245fa | MinimizeLCOE_Brownfield | IgnoreSilica | 87.0996 | 13.7813 | 1.4145 | 4 | 7354.996 | 13222.2299 | 149.9415 | 269.553 | 91.3894 | 10.7665 | 42.8516 | 3716528.3993 | 0 | 3228837.1733 | 0 | 0 | 0 | 1403821.2709 | 3256182.869 | 8471919.8901 | 5782259.4055 | 25859549.0081 | 961560.8286 | 14792674.8026 | 14792674.8026 | 12077081.6056 | 6326428.6422 | 0 | 41613784.6394 | 74809969.6897 | 17782.7941 | 5.6579 | 7354.996 | 13222.2299 | 149.9415 | 269.553
1 | 3700 | 707 | 0.035 | 15 | 15 | 7 | 2.3714e-11 | 5spot_SharedNeighbor | CO2 | Porous | Wet | R245fa | MinimizeLCOE_Brownfield | IgnoreSilica | 96.2176 | 15.2973 | 1.6 | 4 | 6743.4798 | 11930.4178 | 137.475 | 243.2177 | 90.927 | 10.6195 | 42.188 | 3965390.1615 | 0 | 3501026.9471 | 0 | 0 | 0 | 1381341.002 | 3450625.6631 | 8977820.1548 | 6127546.7314 | 27403750.6598 | 961560.8286 | 14792674.8026 | 14792674.8026 | 12077081.6056 | 6326428.6422 | 0 | 43157986.2911 | 76354171.3414 | 23713.7371 | 6.4 | 6743.4798 | 11930.4178 | 137.475 | 243.2177
1 | 3700 | 707 | 0.035 | 15 | 15 | 7 | 3.1623e-11 | 5spot_SharedNeighbor | CO2 | Porous | Wet | R245fa | MinimizeLCOE_Brownfield | IgnoreSilica | 104.0593 | 16.6083 | 1.765 | 4 | 6283.2784 | 10985.4179 | 128.0931 | 223.9526 | 90.4615 | 10.4795 | 40.7756 | 4167476.2166 | 0 | 3731164.3467 | 0 | 0 | 0 | 1336793.1566 | 3601819.1508 | 9371194.5957 | 6396032.8703 | 28604480.3368 | 961560.8286 | 14792674.8026 | 14792674.8026 | 12077081.6056 | 6326428.6422 | 0 | 44358715.968 | 77554901.0184 | 31622.7766 | 7.0598 | 6283.2784 | 10985.4179 | 128.0931 | 223.9526
1 | 3700 | 707 | 0.035 | 15 | 15 | 7 | 4.217e-11 | 5spot_SharedNeighbor | CO2 | Porous | Wet | R245fa | MinimizeLCOE_Brownfield | IgnoreSilica | 110.5218 | 17.6944 | 1.9053 | 4 | 5937.4332 | 10293.1301 | 121.0426 | 209.8394 | 90.0314 | 10.3547 | 51.6912 | 4325811.8886 | 0 | 3918345.9929 | 0 | 0 | 0 | 1279401.1364 | 3714188.017 | 9663555.3355 | 6595575.0827 | 29496877.4532 | 961560.8286 | 14792674.8026 | 14792674.8026 | 12077081.6056 | 6326428.6422 | 0 | 45251113.0845 | 78447298.1348 | 42169.6503 | 7.6213 | 5937.4332 | 10293.1301 | 121.0426 | 209.8394
1 | 3700 | 707 | 0.035 | 15 | 15 | 7 | 5.6234e-11 | 5spot_SharedNeighbor | CO2 | Porous | Wet | R245fa | MinimizeLCOE_Brownfield | IgnoreSilica | 115.7519 | 18.5767 | 2.0214 | 4 | 5677.6598 | 9783.1568 | 115.7468 | 199.4429 | 89.6526 | 10.2476 | 45.7297 | 4448537.6113 | 0 | 4068322.0066 | 0 | 0 | 0 | 1218903.4155 | 3796947.583 | 9878878.75 | 6742537.7375 | 30154127.1039 | 961560.8286 | 14792674.8026 | 14792674.8026 | 12077081.6056 | 6326428.6422 | 0 | 45908362.7351 | 79104547.7855 | 56234.1325 | 8.0858 | 5677.6598 | 9783.1568 | 115.7468 | 199.4429
1 | 3700 | 707 | 0.035 | 15 | 15 | 7 | 7.4989e-11 | 5spot_SharedNeighbor | CO2 | Porous | Wet | R245fa | MinimizeLCOE_Brownfield | IgnoreSilica | 119.8593 | 19.2724 | 2.1148 | 4 | 5482.5456 | 9406.8749 | 111.7691 | 191.7719 | 89.3359 | 10.1595 | 44.0528 | 4541513.6401 | 0 | 4185215.9646 | 0 | 0 | 0 | 1160421.4843 | 3855988.9247 | 10032492.21 | 6847382.0804 | 30623014.3042 | 961560.8286 | 14792674.8026 | 14792674.8026 | 12077081.6056 | 6326428.6422 | 0 | 46377249.9354 | 79573434.9858 | 74989.4209 | 8.4591 | 5482.5456 | 9406.8749 | 111.7691 | 191.7719
1 | 3700 | 707 | 0.035 | 15 | 15 | 7 | 1e-10 | 5spot_SharedNeighbor | CO2 | Porous | Wet | R245fa | MinimizeLCOE_Brownfield | IgnoreSilica | 123.0575 | 19.8156 | 2.1886 | 4 | 5335.9812 | 9127.9611 | 108.7812 | 186.0858 | 89.0774 | 10.0886 | 56.6409 | 4611827.2928 | 0 | 4275722.3876 | 0 | 0 | 0 | 1107958.1806 | 3898248.0657 | 10142441.8265 | 6922424.9529 | 30958622.706 | 961560.8286 | 14792674.8026 | 14792674.8026 | 12077081.6056 | 6326428.6422 | 0 | 46712858.3372 | 79909043.3876 | 100000 | 8.7543 | 5335.9812 | 9127.9611 | 108.7812 | 186.0858
1 | 3700 | 707 | 0.035 | 15 | 15 | 7 | 1.3335e-10 | 5spot_SharedNeighbor | CO2 | Porous | Wet | R245fa | MinimizeLCOE_Brownfield | IgnoreSilica | 125.5324 | 20.2367 | 2.2463 | 4 | 5225.8778 | 8920.4837 | 106.5366 | 181.8561 | 88.8704 | 10.0323 | 51.9433 | 4664981.9081 | 0 | 4345463.376 | 0 | 0 | 0 | 1063153.6213 | 3928703.5731 | 10221680.8092 | 6976507.1868 | 31200490.4744 | 961560.8286 | 14792674.8026 | 14792674.8026 | 12077081.6056 | 6326428.6422 | 0 | 46954726.1057 | 80150911.156 | 133352.1432 | 8.985 | 5225.8778 | 8920.4837 | 106.5366 | 181.8561
1 | 3700 | 707 | 0.035 | 15 | 15 | 7 | 1.7783e-10 | 5spot_SharedNeighbor | CO2 | Porous | Wet | R245fa | MinimizeLCOE_Brownfield | IgnoreSilica | 127.4109 | 20.5571 | 2.2907 | 4 | 5143.1667 | 8766.1499 | 104.8504 | 178.7098 | 88.709 | 9.9887 | 43.6025 | 4704590.4911 | 0 | 4398229.7505 | 0 | 0 | 0 | 1025792.994 | 3950159.1619 | 10277503.8502 | 7014607.5593 | 31370883.8071 | 961560.8286 | 14792674.8026 | 14792674.8026 | 12077081.6056 | 6326428.6422 | 0 | 47125119.4383 | 80321304.4887 | 177827.941 | 9.1627 | 5143.1667 | 8766.1499 | 104.8504 | 178.7098
1 | 3700 | 707 | 0.035 | 15 | 15 | 7 | 2.3714e-10 | 5spot_SharedNeighbor | CO2 | Porous | Wet | R245fa | MinimizeLCOE_Brownfield | IgnoreSilica | 129.3575 | 20.8819 | 2.3296 | 4 | 5080.8045 | 8643.1712 | 103.5791 | 176.2027 | 88.5387 | 9.9429 | 52.9845 | 4745005.6689 | 0 | 4452107.8241 | 0 | 0 | 0 | 1002770.3854 | 3977954.7126 | 10349822.1715 | 7063966.2996 | 31591627.0621 | 961560.8286 | 14792674.8026 | 14792674.8026 | 12077081.6056 | 6326428.6422 | 0 | 47345862.6933 | 80542047.7437 | 237137.3706 | 9.3186 | 5080.8045 | 8643.1712 | 103.5791 | 176.2027
1 | 3700 | 707 | 0.035 | 15 | 15 | 7 | 3.1623e-10 | 5spot_SharedNeighbor | CO2 | Porous | Wet | R245fa | MinimizeLCOE_Brownfield | IgnoreSilica | 130.4318 | 21.0657 | 2.3555 | 4 | 5033.9474 | 8557.1645 | 102.6238 | 174.4494 | 88.4426 | 9.9173 | 48.1659 | 4766992.1904 | 0 | 4481662.1508 | 0 | 0 | 0 | 978547.0647 | 3988608.5483 | 10377541.2665 | 7082885.1515 | 31676236.3721 | 961560.8286 | 14792674.8026 | 14792674.8026 | 12077081.6056 | 6326428.6422 | 0 | 47430472.0034 | 80626657.0537 | 316227.766 | 9.4221 | 5033.9474 | 8557.1645 | 102.6238 | 174.4494
1 | 3700 | 707 | 0.035 | 15 | 15 | 7 | 4.217e-10 | 5spot_SharedNeighbor | CO2 | Porous | Wet | R245fa | MinimizeLCOE_Brownfield | IgnoreSilica | 131.2601 | 21.2073 | 2.3753 | 4 | 4998.767 | 8492.6087 | 101.9066 | 173.1333 | 88.3677 | 9.8973 | 51.1482 | 4783802.2366 | 0 | 4504415.7894 | 0 | 0 | 0 | 959816.0867 | 3996733.304 | 10398680.2142 | 7097312.9177 | 31740760.5485 | 961560.8286 | 14792674.8026 | 14792674.8026 | 12077081.6056 | 6326428.6422 | 0 | 47494996.1797 | 80691181.2301 | 421696.5034 | 9.5013 | 4998.767 | 8492.6087 | 101.9066 | 173.1333
1 | 3700 | 707 | 0.035 | 15 | 15 | 7 | 5.6234e-10 | 5spot_SharedNeighbor | CO2 | Porous | Wet | R245fa | MinimizeLCOE_Brownfield | IgnoreSilica | 131.8861 | 21.3144 | 2.3903 | 4 | 4972.359 | 8444.2771 | 101.3683 | 172.148 | 88.3107 | 9.8821 | 45.4227 | 4796424.9659 | 0 | 4521594.6762 | 0 | 0 | 0 | 945321.9761 | 4002703.2311 | 10414212.7399 | 7107914.1857 | 31788171.7747 | 961560.8286 | 14792674.8026 | 14792674.8026 | 12077081.6056 | 6326428.6422 | 0 | 47542407.406 | 80738592.4563 | 562341.3252 | 9.5613 | 4972.359 | 8444.2771 | 101.3683 | 172.148
1 | 3700 | 707 | 0.035 | 15 | 15 | 7 | 7.4989e-10 | 5spot_SharedNeighbor | CO2 | Porous | Wet | R245fa | MinimizeLCOE_Brownfield | IgnoreSilica | 132.364 | 21.3961 | 2.4017 | 4 | 4952.5397 | 8408.0002 | 100.9642 | 171.4085 | 88.2669 | 9.8705 | 48.2731 | 4806012.4787 | 0 | 4534696.5348 | 0 | 0 | 0 | 934266.5025 | 4007240.4512 | 10426017.6561 | 7115971.2835 | 31824204.9068 | 961560.8286 | 14792674.8026 | 14792674.8026 | 12077081.6056 | 6326428.6422 | 0 | 47578440.5381 | 80774625.5884 | 749894.2093 | 9.6069 | 4952.5397 | 8408.0002 | 100.9642 | 171.4085
1 | 3700 | 707 | 0.035 | 15 | 15 | 7 | 1e-09 | 5spot_SharedNeighbor | CO2 | Porous | Wet | R245fa | MinimizeLCOE_Brownfield | IgnoreSilica | 132.7091 | 21.4554 | 2.4102 | 4 | 4937.6674 | 8381.0215 | 100.661 | 170.8585 | 88.2351 | 9.8621 | 54.294 | 4812909.6462 | 0 | 4544153.2634 | 0 | 0 | 0 | 925629.9052 | 4010250.1978 | 10433848.3993 | 7121315.9267 | 31848107.3387 | 961560.8286 | 14792674.8026 | 14792674.8026 | 12077081.6056 | 6326428.6422 | 0 | 47602342.9699 | 80798528.0203 | 1000000 | 9.6407 | 4937.6674 | 8381.0215 | 100.661 | 170.8585
1 | 3700 | 707 | 0.035 | 15 | 15 | 7 | 1.3335e-09 | 5spot_SharedNeighbor | CO2 | Porous | Wet | R245fa | MinimizeLCOE_Brownfield | IgnoreSilica | 132.9675 | 21.4997 | 2.4165 | 4 | 4926.5092 | 8360.8202 | 100.4336 | 170.4466 | 88.2112 | 9.8558 | 50.3751 | 4818058.8304 | 0 | 4551229.7834 | 0 | 0 | 0 | 919050.8188 | 4012452.3787 | 10439578.0222 | 7125226.5121 | 31865596.3456 | 961560.8286 | 14792674.8026 | 14792674.8026 | 12077081.6056 | 6326428.6422 | 0 | 47619831.9768 | 80816017.0272 | 1333521.4322 | 9.666 | 4926.5092 | 8360.8202 | 100.4336 | 170.4466
1 | 3700 | 707 | 0.035 | 15 | 15 | 7 | 1.7783e-09 | 5spot_SharedNeighbor | CO2 | Porous | Wet | R245fa | MinimizeLCOE_Brownfield | IgnoreSilica | 133.165 | 21.5336 | 2.4213 | 4 | 4918.1385 | 8345.6352 | 100.2629 | 170.1371 | 88.1929 | 9.8509 | 56.6984 | 4821985.5077 | 0 | 4556635.2655 | 0 | 0 | 0 | 914109.9517 | 4014164.9827 | 10444033.8665 | 7128267.7173 | 31879197.2914 | 961560.8286 | 14792674.8026 | 14792674.8026 | 12077081.6056 | 6326428.6422 | 0 | 47633432.9227 | 80829617.973 | 1778279.41 | 9.6853 | 4918.1385 | 8345.6352 | 100.2629 | 170.1371
1 | 3700 | 707 | 0.035 | 15 | 15 | 7 | 2.3714e-09 | 5spot_SharedNeighbor | CO2 | Porous | Wet | R245fa | MinimizeLCOE_Brownfield | IgnoreSilica | 133.3157 | 21.5594 | 2.4249 | 4 | 4911.8594 | 8334.2191 | 100.1349 | 169.9043 | 88.1789 | 9.8472 | 52.388 | 4824979.6992 | 0 | 4560762.3077 | 0 | 0 | 0 | 910408.7062 | 4015498.7781 | 10447504.1285 | 7130636.2424 | 31889789.862 | 961560.8286 | 14792674.8026 | 14792674.8026 | 12077081.6056 | 6326428.6422 | 0 | 47644025.4933 | 80840210.5436 | 2371373.7057 | 9.6998 | 4911.8594 | 8334.2191 | 100.1349 | 169.9043
1 | 3700 | 707 | 0.035 | 15 | 15 | 7 | 3.1623e-09 | 5spot_SharedNeighbor | CO2 | Porous | Wet | R245fa | MinimizeLCOE_Brownfield | IgnoreSilica | 133.413 | 21.5763 | 2.4275 | 4 | 4907.1496 | 8325.8746 | 100.0389 | 169.7342 | 88.1698 | 9.8448 | 52.6328 | 4826907.0491 | 0 | 4563423.4098 | 0 | 0 | 0 | 907409.6429 | 4016118.6397 | 10449116.8814 | 7131736.9794 | 31894712.6024 | 961560.8286 | 14792674.8026 | 14792674.8026 | 12077081.6056 | 6326428.6422 | 0 | 47648948.2336 | 80845133.284 | 3162277.6602 | 9.7101 | 4907.1496 | 8325.8746 | 100.0389 | 169.7342
1 | 3700 | 707 | 0.035 | 15 | 15 | 7 | 4.217e-09 | 5spot_SharedNeighbor | CO2 | Porous | Wet | R245fa | MinimizeLCOE_Brownfield | IgnoreSilica | 133.5056 | 21.592 | 2.4296 | 4 | 4903.6172 | 8319.3556 | 99.9669 | 169.6013 | 88.1612 | 9.8425 | 51.3499 | 4828743.0763 | 0 | 4565957.4322 | 0 | 0 | 0 | 905406.2984 | 4017041.6547 | 10451518.3769 | 7133376.0495 | 31902042.888 | 961560.8286 | 14792674.8026 | 14792674.8026 | 12077081.6056 | 6326428.6422 | 0 | 47656278.5192 | 80852463.5696 | 4216965.0343 | 9.7186 | 4903.6172 | 8319.3556 | 99.9669 | 169.6013
1 | 3700 | 707 | 0.035 | 15 | 15 | 7 | 5.6234e-09 | 5spot_SharedNeighbor | CO2 | Porous | Wet | R245fa | MinimizeLCOE_Brownfield | IgnoreSilica | 133.5593 | 21.6014 | 2.4311 | 4 | 4900.9679 | 8314.6789 | 99.9129 | 169.506 | 88.1562 | 9.8412 | 48.1742 | 4829805.9383 | 0 | 4567427.0041 | 0 | 0 | 0 | 903694.2933 | 4017361.6219 | 10452350.866 | 7133944.2404 | 31904583.9639 | 961560.8286 | 14792674.8026 | 14792674.8026 | 12077081.6056 | 6326428.6422 | 0 | 47658819.5951 | 80855004.6455 | 5623413.2519 | 9.7244 | 4900.9679 | 8314.6789 | 99.9129 | 169.506
1 | 3700 | 707 | 0.035 | 15 | 15 | 7 | 7.4989e-09 | 5spot_SharedNeighbor | CO2 | Porous | Wet | R245fa | MinimizeLCOE_Brownfield | IgnoreSilica | 133.6176 | 21.6112 | 2.4323 | 4 | 4898.981 | 8310.9313 | 99.8724 | 169.4296 | 88.1507 | 9.8398 | 51.0818 | 4830961.7729 | 0 | 4569023.1292 | 0 | 0 | 0 | 902641.1771 | 4018024.1709 | 10454074.6826 | 7135120.7806 | 31909845.7134 | 961560.8286 | 14792674.8026 | 14792674.8026 | 12077081.6056 | 6326428.6422 | 0 | 47664081.3447 | 80860266.395 | 7498942.0933 | 9.7294 | 4898.981 | 8310.9313 | 99.8724 | 169.4296
1 | 3700 | 707 | 0.035 | 15 | 15 | 7 | 1e-08 | 5spot_SharedNeighbor | CO2 | Porous | Wet | R245fa | MinimizeLCOE_Brownfield | IgnoreSilica | 133.6519 | 21.6171 | 2.4332 | 4 | 4897.4909 | 8308.2481 | 99.842 | 169.3749 | 88.1475 | 9.8389 | 47.3327 | 4831639.5975 | 0 | 4569960.4711 | 0 | 0 | 0 | 901726.7935 | 4018297.4762 | 10454785.767 | 7135606.1103 | 31912016.2156 | 961560.8286 | 14792674.8026 | 14792674.8026 | 12077081.6056 | 6326428.6422 | 0 | 47666251.8469 | 80862436.8972 | 10000000 | 9.7328 | 4897.4909 | 8308.2481 | 99.842 | 169.3749
1 | 3800 | 707 | 0.035 | 15 | 15 | 7 | 1e-13 | 5spot_SharedNeighbor | CO2 | Porous | Wet | R245fa | MinimizeLCOE_Brownfield | IgnoreSilica | 1.0109 | 0.010608 | 0.0014965 | 4 | 2843815.3404 | 8551432.465 | 57975.0223 | 174332.5175 | 59.1395 | 9.5039 | 18.2495 | 103882.3035 | 0 | 48450.5384 | 0 | 0 | 0 | 99072.784 | 98048.1941 | 255101.2886 | 174111.8713 | 778666.9798 | 961560.8286 | 15283055.5775 | 15283055.5775 | 12387543.6942 | 6495607.7911 | 0 | 17023283.386 | 51189490.4488 | 100 | 0.0059861 | 2843815.3404 | 8551432.465 | 57975.0223 | 174332.5175
1 | 3800 | 707 | 0.035 | 15 | 15 | 7 | 1.3335e-13 | 5spot_SharedNeighbor | CO2 | Porous | Wet | R245fa | MinimizeLCOE_Brownfield | IgnoreSilica | 1.5153 | 0.061777 | 0.0046494 | 4 | 936343.1664 | 2773478.2909 | 19088.6219 | 56541.1064 | 67.2382 | 10.1587 | 82.3313 | 156931.5389 | 0 | 82841.5514 | 0 | 0 | 0 | 137680.5869 | 147206.9341 | 383002.2462 | 261406.903 | 1169069.7605 | 961560.8286 | 15283055.5775 | 15283055.5775 | 12387543.6942 | 6495607.7911 | 0 | 17413686.1667 | 51579893.2295 | 133.3521 | 0.018598 | 936343.1664 | 2773478.2909 | 19088.6219 | 56541.1064
1 | 3800 | 707 | 0.035 | 15 | 15 | 7 | 1.7783e-13 | 5spot_SharedNeighbor | CO2 | Porous | Wet | R245fa | MinimizeLCOE_Brownfield | IgnoreSilica | 2.1182 | 0.13619 | 0.0097797 | 4 | 456156.7538 | 1329553.6013 | 9299.3724 | 27104.7485 | 73.244 | 10.5941 | 121.4601 | 216686.4015 | 0 | 122370.4811 | 0 | 0 | 0 | 177424.2305 | 201427.6341 | 524073.3855 | 357690.8542 | 1599672.9869 | 961560.8286 | 15283055.5775 | 15283055.5775 | 12387543.6942 | 6495607.7911 | 0 | 17844289.3931 | 52010496.4559 | 177.8279 | 0.039119 | 456156.7538 | 1329553.6013 | 9299.3724 | 27104.7485
1 | 3800 | 707 | 0.035 | 15 | 15 | 7 | 2.3714e-13 | 5spot_SharedNeighbor | CO2 | Porous | Wet | R245fa | MinimizeLCOE_Brownfield | IgnoreSilica | 2.8861 | 0.24116 | 0.017429 | 4 | 263220.1659 | 753301.8011 | 5366.0991 | 15357.0761 | 78.0905 | 10.9126 | 25.4208 | 287456.2924 | 0 | 170224.4047 | 0 | 0 | 0 | 222233.4517 | 265166.5181 | 689908.8868 | 470876.9915 | 2105866.5452 | 961560.8286 | 15283055.5775 | 15283055.5775 | 12387543.6942 | 6495607.7911 | 0 | 18350482.9514 | 52516690.0142 | 237.1374 | 0.069715 | 263220.1659 | 753301.8011 | 5366.0991 | 15357.0761
1 | 3800 | 707 | 0.035 | 15 | 15 | 7 | 3.1623e-13 | 5spot_SharedNeighbor | CO2 | Porous | Wet | R245fa | MinimizeLCOE_Brownfield | IgnoreSilica | 3.8607 | 0.38311 | 0.028308 | 4 | 167272.7042 | 469012.0119 | 3410.0803 | 9561.4442 | 81.9796 | 11.147 | 24.062 | 370437.1825 | 0 | 227686.8042 | 0 | 0 | 0 | 272266.134 | 339452.1471 | 883184.8554 | 602791.8115 | 2695818.9346 | 961560.8286 | 15283055.5775 | 15283055.5775 | 12387543.6942 | 6495607.7911 | 0 | 18940435.3408 | 53106642.4036 | 316.2278 | 0.11323 | 167272.7042 | 469012.0119 | 3410.0803 | 9561.4442
1 | 3800 | 707 | 0.035 | 15 | 15 | 7 | 4.217e-13 | 5spot_SharedNeighbor | CO2 | Porous | Wet | R245fa | MinimizeLCOE_Brownfield | IgnoreSilica | 5.0936 | 0.56995 | 0.043329 | 4 | 113234.318 | 310368.5361 | 2308.4347 | 6327.2824 | 85.0846 | 11.3219 | 20.889 | 467253.9249 | 0 | 296386.177 | 0 | 0 | 0 | 327819.2019 | 425669.1285 | 1107503.7555 | 755894.0701 | 3380526.2579 | 961560.8286 | 15283055.5775 | 15283055.5775 | 12387543.6942 | 6495607.7911 | 0 | 19625142.6641 | 53791349.7269 | 421.6965 | 0.17331 | 113234.318 | 310368.5361 | 2308.4347 | 6327.2824
1 | 3800 | 707 | 0.035 | 15 | 15 | 7 | 5.6234e-13 | 5spot_SharedNeighbor | CO2 | Porous | Wet | R245fa | MinimizeLCOE_Brownfield | IgnoreSilica | 6.6787 | 0.81571 | 0.063729 | 4 | 80170.3876 | 214198.651 | 1634.3818 | 4366.7292 | 87.5897 | 11.4548 | 26.0474 | 582030.4812 | 0 | 379888.9727 | 0 | 0 | 0 | 391619.2473 | 527880.0935 | 1373435.7201 | 937398.1003 | 4192252.615 | 961560.8286 | 15283055.5775 | 15283055.5775 | 12387543.6942 | 6495607.7911 | 0 | 20436869.0212 | 54603076.084 | 562.3413 | 0.25492 | 80170.3876 | 214198.651 | 1634.3818 | 4366.7292
1 | 3800 | 707 | 0.035 | 15 | 15 | 7 | 7.4989e-13 | 5spot_SharedNeighbor | CO2 | Porous | Wet | R245fa | MinimizeLCOE_Brownfield | IgnoreSilica | 8.723 | 1.1371 | 0.091125 | 4 | 58720.8119 | 152455.5991 | 1197.1032 | 3108.0136 | 89.5977 | 11.5555 | 27.4135 | 718499.1611 | 0 | 481712.2959 | 0 | 0 | 0 | 465471.5022 | 649616.3541 | 1690168.4986 | 1153574.7298 | 5159042.5416 | 961560.8286 | 15283055.5775 | 15283055.5775 | 12387543.6942 | 6495607.7911 | 0 | 21403658.9478 | 55569866.0106 | 749.8942 | 0.3645 | 58720.8119 | 152455.5991 | 1197.1032 | 3108.0136
1 | 3800 | 707 | 0.035 | 15 | 15 | 7 | 1e-12 | 5spot_SharedNeighbor | CO2 | Porous | Wet | R245fa | MinimizeLCOE_Brownfield | IgnoreSilica | 11.3197 | 1.5498 | 0.12749 | 4 | 44189.2048 | 111184.5439 | 900.8567 | 2266.6473 | 91.1729 | 11.6297 | 24.0828 | 878491.7992 | 0 | 604131.0003 | 0 | 0 | 0 | 548513.4841 | 792143.1506 | 2060993.9869 | 1406670.7453 | 6290944.1664 | 961560.8286 | 15283055.5775 | 15283055.5775 | 12387543.6942 | 6495607.7911 | 0 | 22535560.5726 | 56701767.6354 | 1000 | 0.50998 | 44189.2048 | 111184.5439 | 900.8567 | 2266.6473
1 | 3800 | 707 | 0.035 | 15 | 15 | 7 | 1.3335e-12 | 5spot_SharedNeighbor | CO2 | Porous | Wet | R245fa | MinimizeLCOE_Brownfield | IgnoreSilica | 14.6176 | 2.0777 | 0.17541 | 4 | 34012.1784 | 82707.9541 | 693.3843 | 1686.1135 | 92.4025 | 11.6827 | 29.4021 | 1066320.1199 | 0 | 751480.701 | 0 | 0 | 0 | 642185.5618 | 959394.6892 | 2496148.1825 | 1703672.4253 | 7619201.6797 | 961560.8286 | 15283055.5775 | 15283055.5775 | 12387543.6942 | 6495607.7911 | 0 | 23863818.0858 | 58030025.1487 | 1333.5214 | 0.70163 | 34012.1784 | 82707.9541 | 693.3843 | 1686.1135
1 | 3800 | 707 | 0.035 | 15 | 15 | 7 | 1.7783e-12 | 5spot_SharedNeighbor | CO2 | Porous | Wet | R245fa | MinimizeLCOE_Brownfield | IgnoreSilica | 18.7593 | 2.7445 | 0.2379 | 4 | 26697.5382 | 62602.052 | 544.2654 | 1276.2275 | 93.3446 | 11.7169 | 23.7426 | 1284721.6668 | 0 | 927125.2974 | 0 | 0 | 0 | 745730.7379 | 1153455.3038 | 3001054.0943 | 2048281.0849 | 9160368.1851 | 961560.8286 | 15283055.5775 | 15283055.5775 | 12387543.6942 | 6495607.7911 | 0 | 25404984.5912 | 59571191.654 | 1778.2794 | 0.95159 | 26697.5382 | 62602.052 | 544.2654 | 1276.2275
1 | 3800 | 707 | 0.035 | 15 | 15 | 7 | 2.3714e-12 | 5spot_SharedNeighbor | CO2 | Porous | Wet | R245fa | MinimizeLCOE_Brownfield | IgnoreSilica | 23.9481 | 3.5837 | 0.3187 | 4 | 21331.3691 | 48132.3999 | 434.8688 | 981.2441 | 94.0536 | 11.7332 | 27.3794 | 1538425.3932 | 0 | 1136332.3522 | 0 | 0 | 0 | 860249.6081 | 1378652.8679 | 3586971.9617 | 2448182.0687 | 10948814.2519 | 961560.8286 | 15283055.5775 | 15283055.5775 | 12387543.6942 | 6495607.7911 | 0 | 27193430.6581 | 61359637.7209 | 2371.3737 | 1.2748 | 21331.3691 | 48132.3999 | 434.8688 | 981.2441
1 | 3800 | 707 | 0.035 | 15 | 15 | 7 | 3.1623e-12 | 5spot_SharedNeighbor | CO2 | Porous | Wet | R245fa | MinimizeLCOE_Brownfield | IgnoreSilica | 30.3575 | 4.6248 | 0.42178 | 4 | 17330.7847 | 37581.7702 | 353.3115 | 766.1552 | 94.5606 | 11.7304 | 31.8812 | 1829329.3036 | 0 | 1382461.8732 | 0 | 0 | 0 | 983799.7455 | 1636280.4597 | 4257266.1089 | 2905671.5974 | 12994809.0883 | 961560.8286 | 15283055.5775 | 15283055.5775 | 12387543.6942 | 6495607.7911 | 0 | 29239425.4944 | 63405632.5572 | 3162.2777 | 1.6871 | 17330.7847 | 37581.7702 | 353.3115 | 766.1552
1 | 3800 | 707 | 0.035 | 15 | 15 | 7 | 4.217e-12 | 5spot_SharedNeighbor | CO2 | Porous | Wet | R245fa | MinimizeLCOE_Brownfield | IgnoreSilica | 38.0749 | 5.8849 | 0.55054 | 4 | 14311.8209 | 29826.7515 | 291.7658 | 608.0587 | 94.8841 | 11.7056 | 28.7428 | 2154865.1963 | 0 | 1665405.0912 | 0 | 0 | 0 | 1110602.0925 | 1923040.2282 | 5003356.204 | 3414893.4179 | 15272162.2301 | 961560.8286 | 15283055.5775 | 15283055.5775 | 12387543.6942 | 6495607.7911 | 0 | 31516778.6362 | 65682985.6991 | 4216.965 | 2.2022 | 14311.8209 | 29826.7515 | 291.7658 | 608.0587
1 | 3800 | 707 | 0.035 | 15 | 15 | 7 | 5.6234e-12 | 5spot_SharedNeighbor | CO2 | Porous | Wet | R245fa | MinimizeLCOE_Brownfield | IgnoreSilica | 47.1346 | 7.3723 | 0.70719 | 4 | 12015.012 | 24093.1761 | 244.9423 | 491.172 | 95.0358 | 11.6544 | 31.1275 | 2510424.511 | 0 | 1983498.3845 | 0 | 0 | 0 | 1234684.1496 | 2234156.7476 | 5812817.5686 | 3967367.4321 | 17742948.7933 | 961560.8286 | 15283055.5775 | 15283055.5775 | 12387543.6942 | 6495607.7911 | 0 | 33987565.1995 | 68153772.2623 | 5623.4133 | 2.8288 | 12015.012 | 24093.1761 | 244.9423 | 491.172
1 | 3800 | 707 | 0.035 | 15 | 15 | 7 | 7.4989e-12 | 5spot_SharedNeighbor | CO2 | Porous | Wet | R245fa | MinimizeLCOE_Brownfield | IgnoreSilica | 57.5601 | 9.0919 | 0.89244 | 4 | 10253.6467 | 19824.7093 | 209.0345 | 404.1535 | 95.015 | 11.5709 | 42.2572 | 2891087.5576 | 0 | 2329321.7089 | 0 | 0 | 0 | 1352587.7206 | 2563468.825 | 6669620.0428 | 4552152.7262 | 20358238.581 | 961560.8286 | 15283055.5775 | 15283055.5775 | 12387543.6942 | 6495607.7911 | 0 | 36602854.9871 | 70769062.05 | 7498.9421 | 3.5697 | 10253.6467 | 19824.7093 | 209.0345 | 404.1535
1 | 3800 | 707 | 0.035 | 15 | 15 | 7 | 1e-11 | 5spot_SharedNeighbor | CO2 | Porous | Wet | R245fa | MinimizeLCOE_Brownfield | IgnoreSilica | 68.4445 | 10.9025 | 1.0967 | 4 | 8908.5869 | 16696.8459 | 181.6136 | 340.3878 | 94.8265 | 11.4579 | 33.2251 | 3261056.5547 | 0 | 2675489.4296 | 0 | 0 | 0 | 1436548.1052 | 2875506.6949 | 7481478.5727 | 5106262.8549 | 22836342.2121 | 961560.8286 | 15283055.5775 | 15283055.5775 | 12387543.6942 | 6495607.7911 | 0 | 39080958.6183 | 73247165.6811 | 10000 | 4.3869 | 8908.5869 | 16696.8459 | 181.6136 | 340.3878
1 | 3800 | 707 | 0.035 | 15 | 15 | 7 | 1.3335e-11 | 5spot_SharedNeighbor | CO2 | Porous | Wet | R245fa | MinimizeLCOE_Brownfield | IgnoreSilica | 79.3071 | 12.7228 | 1.3101 | 4 | 7886.6616 | 14406.3749 | 160.7803 | 293.6934 | 94.4944 | 11.3196 | 34.8012 | 3605458.3779 | 0 | 3010106.2827 | 0 | 0 | 0 | 1483549.2865 | 3158654.4393 | 8218170.922 | 5609070.5208 | 25085009.8292 | 961560.8286 | 15283055.5775 | 15283055.5775 | 12387543.6942 | 6495607.7911 | 0 | 41329626.2354 | 75495833.2982 | 13335.2143 | 5.2404 | 7886.6616 | 14406.3749 | 160.7803 | 293.6934
1 | 3800 | 707 | 0.035 | 15 | 15 | 7 | 1.7783e-11 | 5spot_SharedNeighbor | CO2 | Porous | Wet | R245fa | MinimizeLCOE_Brownfield | IgnoreSilica | 89.5692 | 14.454 | 1.5202 | 4 | 7113.6507 | 12732.5224 | 145.0214 | 259.5697 | 94.0599 | 11.1659 | 43.2691 | 3909705.7148 | 0 | 3317870.7781 | 0 | 0 | 0 | 1493300.9497 | 3401142.2026 | 8849074.341 | 6039675.068 | 27010769.0543 | 961560.8286 | 15283055.5775 | 15283055.5775 | 12387543.6942 | 6495607.7911 | 0 | 43255385.4605 | 77421592.5233 | 17782.7941 | 6.0806 | 7113.6507 | 12732.5224 | 145.0214 | 259.5697
1 | 3800 | 707 | 0.035 | 15 | 15 | 7 | 2.3714e-11 | 5spot_SharedNeighbor | CO2 | Porous | Wet | R245fa | MinimizeLCOE_Brownfield | IgnoreSilica | 98.7191 | 16.0076 | 1.715 | 4 | 6531.0885 | 11511.4655 | 133.1451 | 234.6768 | 93.5784 | 11.0103 | 50.4195 | 4164425.2882 | 0 | 3586354.5807 | 0 | 0 | 0 | 1470204.3425 | 3596183.8425 | 9356532.6794 | 6386025.8112 | 28559726.5444 | 961560.8286 | 15283055.5775 | 15283055.5775 | 12387543.6942 | 6495607.7911 | 0 | 44804342.9506 | 78970550.0134 | 23713.7371 | 6.8602 | 6531.0885 | 11511.4655 | 133.1451 | 234.6768
1 | 3800 | 707 | 0.035 | 15 | 15 | 7 | 3.1623e-11 | 5spot_SharedNeighbor | CO2 | Porous | Wet | R245fa | MinimizeLCOE_Brownfield | IgnoreSilica | 106.5413 | 17.3433 | 1.8873 | 4 | 6093.1091 | 10618.8046 | 124.2163 | 216.4787 | 93.0986 | 10.8633 | 48.1098 | 4370099.9305 | 0 | 3811945.6285 | 0 | 0 | 0 | 1424722.2109 | 3746639.4303 | 9747987.2561 | 6653201.6034 | 29754596.0598 | 961560.8286 | 15283055.5775 | 15283055.5775 | 12387543.6942 | 6495607.7911 | 0 | 45999212.4659 | 80165419.5287 | 31622.7766 | 7.5494 | 6093.1091 | 10618.8046 | 124.2163 | 216.4787
1 | 3800 | 707 | 0.035 | 15 | 15 | 7 | 4.217e-11 | 5spot_SharedNeighbor | CO2 | Porous | Wet | R245fa | MinimizeLCOE_Brownfield | IgnoreSilica | 112.9728 | 18.4474 | 2.0334 | 4 | 5764.223 | 9964.7545 | 117.5115 | 203.145 | 92.6574 | 10.733 | 45.57 | 4530940.082 | 0 | 3994950.8308 | 0 | 0 | 0 | 1366846.4645 | 3858167.5771 | 10038160.6167 | 6851250.8845 | 30640316.4556 | 961560.8286 | 15283055.5775 | 15283055.5775 | 12387543.6942 | 6495607.7911 | 0 | 46884932.8617 | 81051139.9245 | 42169.6503 | 8.1338 | 5764.223 | 9964.7545 | 117.5115 | 203.145
1 | 3800 | 707 | 0.035 | 15 | 15 | 7 | 5.6234e-11 | 5spot_SharedNeighbor | CO2 | Porous | Wet | R245fa | MinimizeLCOE_Brownfield | IgnoreSilica | 118.164 | 19.342 | 2.1539 | 4 | 5517.3493 | 9482.9707 | 112.4786 | 193.3232 | 92.2708 | 10.6215 | 51.0893 | 4655329.9405 | 0 | 4141145.3102 | 0 | 0 | 0 | 1306235.5671 | 3940057.219 | 10251220.6669 | 6996668.7466 | 31290657.4503 | 961560.8286 | 15283055.5775 | 15283055.5775 | 12387543.6942 | 6495607.7911 | 0 | 47535273.8565 | 81701480.9193 | 56234.1325 | 8.6156 | 5517.3493 | 9482.9707 | 112.4786 | 193.3232
1 | 3800 | 707 | 0.035 | 15 | 15 | 7 | 7.4989e-11 | 5spot_SharedNeighbor | CO2 | Porous | Wet | R245fa | MinimizeLCOE_Brownfield | IgnoreSilica | 122.2493 | 20.0486 | 2.2506 | 4 | 5332.0297 | 9127.2121 | 108.7006 | 186.0706 | 91.9472 | 10.5299 | 48.3144 | 4749798.3594 | 0 | 4255293.7078 | 0 | 0 | 0 | 1248214.0295 | 3998789.3778 | 10404029.6965 | 7100964.0493 | 31757089.2203 | 961560.8286 | 15283055.5775 | 15283055.5775 | 12387543.6942 | 6495607.7911 | 0 | 48001705.6265 | 82167912.6893 | 74989.4209 | 9.0025 | 5332.0297 | 9127.2121 | 108.7006 | 186.0706
1 | 3800 | 707 | 0.035 | 15 | 15 | 7 | 1e-10 | 5spot_SharedNeighbor | CO2 | Porous | Wet | R245fa | MinimizeLCOE_Brownfield | IgnoreSilica | 125.4204 | 20.5988 | 2.3269 | 4 | 5192.8947 | 8863.6181 | 105.8642 | 180.6968 | 91.6843 | 10.4564 | 52.186 | 4821035.8956 | 0 | 4343369.3119 | 0 | 0 | 0 | 1196255.1005 | 4040657.5201 | 10512962.0145 | 7175312.5947 | 32089592.4372 | 961560.8286 | 15283055.5775 | 15283055.5775 | 12387543.6942 | 6495607.7911 | 0 | 48334208.8434 | 82500415.9062 | 100000 | 9.3078 | 5192.8947 | 8863.6181 | 105.8642 | 180.6968
1 | 3800 | 707 | 0.035 | 15 | 15 | 7 | 1.3335e-10 | 5spot_SharedNeighbor | CO2 | Porous | Wet | R245fa | MinimizeLCOE_Brownfield | IgnoreSilica | 127.8714 | 21.0248 | 2.3865 | 4 | 5088.422 | 8667.5554 | 103.7344 | 176.6998 | 91.474 | 10.3981 | 45.6574 | 4874841.8333 | 0 | 4411140.8927 | 0 | 0 | 0 | 1152030.4378 | 4070825.1339 | 10591451.9573 | 7228883.5934 | 32329173.8484 | 961560.8286 | 15283055.5775 | 15283055.5775 | 12387543.6942 | 6495607.7911 | 0 | 48573790.2545 | 82739997.3174 | 133352.1432 | 9.5459 | 5088.422 | 8667.5554 | 103.7344 | 176.6998
1 | 3800 | 707 | 0.035 | 15 | 15 | 7 | 1.7783e-10 | 5spot_SharedNeighbor | CO2 | Porous | Wet | R245fa | MinimizeLCOE_Brownfield | IgnoreSilica | 129.7324 | 21.349 | 2.4323 | 4 | 5009.9745 | 8521.6905 | 102.1351 | 173.7262 | 91.3102 | 10.353 | 49.8499 | 4914960.9023 | 0 | 4462427.1012 | 0 | 0 | 0 | 1115280.5142 | 4092140.7219 | 10646910.7449 | 7266735.3555 | 32498455.34 | 961560.8286 | 15283055.5775 | 15283055.5775 | 12387543.6942 | 6495607.7911 | 0 | 48743071.7462 | 82909278.809 | 177827.941 | 9.7292 | 5009.9745 | 8521.6905 | 102.1351 | 173.7262
1 | 3800 | 707 | 0.035 | 15 | 15 | 7 | 2.3714e-10 | 5spot_SharedNeighbor | CO2 | Porous | Wet | R245fa | MinimizeLCOE_Brownfield | IgnoreSilica | 131.148 | 21.596 | 2.4674 | 4 | 4951.073 | 8412.8433 | 100.9343 | 171.5072 | 91.1831 | 10.3183 | 51.8351 | 4945050.4149 | 0 | 4501339.1534 | 0 | 0 | 0 | 1085643.6477 | 4107492.9543 | 10686854.1043 | 7293997.5191 | 32620377.7938 | 961560.8286 | 15283055.5775 | 15283055.5775 | 12387543.6942 | 6495607.7911 | 0 | 48864994.1999 | 83031201.2628 | 237137.3706 | 9.8696 | 4951.073 | 8412.8433 | 100.9343 | 171.5072
1 | 3800 | 707 | 0.035 | 15 | 15 | 7 | 3.1623e-10 | 5spot_SharedNeighbor | CO2 | Porous | Wet | R245fa | MinimizeLCOE_Brownfield | IgnoreSilica | 132.2151 | 21.7824 | 2.4941 | 4 | 4906.8531 | 8331.5934 | 100.0328 | 169.8508 | 91.086 | 10.2918 | 47.1557 | 4967485.9048 | 0 | 4530614.4045 | 0 | 0 | 0 | 1062087.3639 | 4118473.1925 | 10715422.4319 | 7313495.9897 | 32707579.2873 | 961560.8286 | 15283055.5775 | 15283055.5775 | 12387543.6942 | 6495607.7911 | 0 | 48952195.6934 | 83118402.7562 | 316227.766 | 9.9763 | 4906.8531 | 8331.5934 | 100.0328 | 169.8508
1 | 3800 | 707 | 0.035 | 15 | 15 | 7 | 4.217e-10 | 5spot_SharedNeighbor | CO2 | Porous | Wet | R245fa | MinimizeLCOE_Brownfield | IgnoreSilica | 133.0381 | 21.9261 | 2.5145 | 4 | 4873.6606 | 8270.6057 | 99.3562 | 168.6075 | 91.0103 | 10.2712 | 56.6519 | 4984647.613 | 0 | 4553161.7906 | 0 | 0 | 0 | 1043913.4251 | 4126871.9032 | 10737274.1542 | 7328410.2392 | 32774279.1253 | 961560.8286 | 15283055.5775 | 15283055.5775 | 12387543.6942 | 6495607.7911 | 0 | 49018895.5314 | 83185102.5942 | 421696.5034 | 10.0579 | 4873.6606 | 8270.6057 | 99.3562 | 168.6075
1 | 3800 | 707 | 0.035 | 15 | 15 | 7 | 5.6234e-10 | 5spot_SharedNeighbor | CO2 | Porous | Wet | R245fa | MinimizeLCOE_Brownfield | IgnoreSilica | 133.6325 | 22.0303 | 2.5297 | 4 | 4848.7496 | 8225.3125 | 98.8483 | 167.6841 | 90.9551 | 10.2562 | 46.8101 | 4996961.5013 | 0 | 4569428.4722 | 0 | 0 | 0 | 1029484.5345 | 4132391.0581 | 10751633.8632 | 7338211.0356 | 32818110.4648 | 961560.8286 | 15283055.5775 | 15283055.5775 | 12387543.6942 | 6495607.7911 | 0 | 49062726.871 | 83228933.9338 | 562341.3252 | 10.1186 | 4848.7496 | 8225.3125 | 98.8483 | 167.6841
1 | 3800 | 707 | 0.035 | 15 | 15 | 7 | 7.4989e-10 | 5spot_SharedNeighbor | CO2 | Porous | Wet | R245fa | MinimizeLCOE_Brownfield | IgnoreSilica | 134.0929 | 22.1108 | 2.5412 | 4 | 4830.0567 | 8191.2275 | 98.4672 | 166.9893 | 90.9121 | 10.2446 | 49.4428 | 5006456.7202 | 0 | 4582019.7887 | 0 | 0 | 0 | 1018589.9507 | 4136755.9193 | 10762990.3366 | 7345962.0621 | 32852774.7776 | 961560.8286 | 15283055.5775 | 15283055.5775 | 12387543.6942 | 6495607.7911 | 0 | 49097391.1838 | 83263598.2466 | 749894.2093 | 10.165 | 4830.0567 | 8191.2275 | 98.4672 | 166.9893
1 | 3800 | 707 | 0.035 | 15 | 15 | 7 | 1e-09 | 5spot_SharedNeighbor | CO2 | Porous | Wet | R245fa | MinimizeLCOE_Brownfield | IgnoreSilica | 134.4413 | 22.1718 | 2.55 | 4 | 4816.0317 | 8165.6694 | 98.1813 | 166.4682 | 90.8795 | 10.2358 | 50.3122 | 5013615.0758 | 0 | 4591541.0416 | 0 | 0 | 0 | 1010302.0782 | 4140028.6963 | 10771505.431 | 7351773.789 | 32878766.1117 | 961560.8286 | 15283055.5775 | 15283055.5775 | 12387543.6942 | 6495607.7911 | 0 | 49123382.5179 | 83289589.5807 | 1000000 | 10.2 | 4816.0317 | 8165.6694 | 98.1813 | 166.4682
1 | 3800 | 707 | 0.035 | 15 | 15 | 7 | 1.3335e-09 | 5spot_SharedNeighbor | CO2 | Porous | Wet | R245fa | MinimizeLCOE_Brownfield | IgnoreSilica | 134.6971 | 22.2166 | 2.5565 | 4 | 4805.5101 | 8146.5983 | 97.9668 | 166.0794 | 90.8554 | 10.2293 | 53.4926 | 5018855.6093 | 0 | 4598528.187 | 0 | 0 | 0 | 1003921.0482 | 4142308.8894 | 10777438.0257 | 7355822.9068 | 32896874.6663 | 961560.8286 | 15283055.5775 | 15283055.5775 | 12387543.6942 | 6495607.7911 | 0 | 49141491.0725 | 83307698.1353 | 1333521.4322 | 10.2261 | 4805.5101 | 8146.5983 | 97.9668 | 166.0794
1 | 3800 | 707 | 0.035 | 15 | 15 | 7 | 1.7783e-09 | 5spot_SharedNeighbor | CO2 | Porous | Wet | R245fa | MinimizeLCOE_Brownfield | IgnoreSilica | 134.9017 | 22.2523 | 2.5615 | 4 | 4797.6175 | 8132.144 | 97.8059 | 165.7848 | 90.8361 | 10.224 | 52.7604 | 5023041.3642 | 0 | 4604117.197 | 0 | 0 | 0 | 999257.8227 | 4144302.3897 | 10782624.7047 | 7359362.9218 | 32912706.4001 | 961560.8286 | 15283055.5775 | 15283055.5775 | 12387543.6942 | 6495607.7911 | 0 | 49157322.8062 | 83323529.869 | 1778279.41 | 10.2462 | 4797.6175 | 8132.144 | 97.8059 | 165.7848
1 | 3800 | 707 | 0.035 | 15 | 15 | 7 | 2.3714e-09 | 5spot_SharedNeighbor | CO2 | Porous | Wet | R245fa | MinimizeLCOE_Brownfield | IgnoreSilica | 135.0527 | 22.2787 | 2.5653 | 4 | 4791.6975 | 8121.3452 | 97.6852 | 165.5646 | 90.8219 | 10.2202 | 54.9545 | 5026123.3441 | 0 | 4608238.3212 | 0 | 0 | 0 | 995696.7543 | 4145722.7837 | 10786320.2784 | 7361885.2267 | 32923986.7084 | 961560.8286 | 15283055.5775 | 15283055.5775 | 12387543.6942 | 6495607.7911 | 0 | 49168603.1145 | 83334810.1774 | 2371373.7057 | 10.2612 | 4791.6975 | 8121.3452 | 97.6852 | 165.5646
1 | 3800 | 707 | 0.035 | 15 | 15 | 7 | 3.1623e-09 | 5spot_SharedNeighbor | CO2 | Porous | Wet | R245fa | MinimizeLCOE_Brownfield | IgnoreSilica | 135.1575 | 22.2971 | 2.568 | 4 | 4787.2572 | 8113.359 | 97.5947 | 165.4018 | 90.8119 | 10.2175 | 55.5144 | 5028260.2407 | 0 | 4611099.5707 | 0 | 0 | 0 | 992896.7985 | 4146580.0778 | 10788550.782 | 7363407.5912 | 32930795.0609 | 961560.8286 | 15283055.5775 | 15283055.5775 | 12387543.6942 | 6495607.7911 | 0 | 49175411.467 | 83341618.5298 | 3162277.6602 | 10.2721 | 4787.2572 | 8113.359 | 97.5947 | 165.4018
1 | 3800 | 707 | 0.035 | 15 | 15 | 7 | 4.217e-09 | 5spot_SharedNeighbor | CO2 | Porous | Wet | R245fa | MinimizeLCOE_Brownfield | IgnoreSilica | 135.2307 | 22.3101 | 2.57 | 4 | 4783.9271 | 8107.442 | 97.5268 | 165.2812 | 90.805 | 10.2156 | 53.6233 | 5029749.8897 | 0 | 4613096.2841 | 0 | 0 | 0 | 990714.7189 | 4147088.7482 | 10789874.2379 | 7364310.8771 | 32934834.7558 | 961560.8286 | 15283055.5775 | 15283055.5775 | 12387543.6942 | 6495607.7911 | 0 | 49179451.162 | 83345658.2248 | 4216965.0343 | 10.2801 | 4783.9271 | 8107.442 | 97.5268 | 165.2812
1 | 3800 | 707 | 0.035 | 15 | 15 | 7 | 5.6234e-09 | 5spot_SharedNeighbor | CO2 | Porous | Wet | R245fa | MinimizeLCOE_Brownfield | IgnoreSilica | 135.3085 | 22.3235 | 2.5718 | 4 | 4781.4295 | 8102.7127 | 97.4759 | 165.1848 | 90.7976 | 10.2137 | 57.5635 | 5031335.213 | 0 | 4615219.1348 | 0 | 0 | 0 | 989380.7807 | 4148014.7001 | 10792283.3749 | 7365955.1626 | 32942188.3661 | 961560.8286 | 15283055.5775 | 15283055.5775 | 12387543.6942 | 6495607.7911 | 0 | 49186804.7723 | 83353011.8351 | 5623413.2519 | 10.2871 | 4781.4295 | 8102.7127 | 97.4759 | 165.1848
1 | 3800 | 707 | 0.035 | 15 | 15 | 7 | 7.4989e-09 | 5spot_SharedNeighbor | CO2 | Porous | Wet | R245fa | MinimizeLCOE_Brownfield | IgnoreSilica | 135.3427 | 22.3297 | 2.5728 | 4 | 4779.5564 | 8099.4749 | 97.4377 | 165.1188 | 90.7944 | 10.2128 | 53.8554 | 5032031.3008 | 0 | 4616154.1226 | 0 | 0 | 0 | 988054.5977 | 4148133.6082 | 10792592.7494 | 7366166.3171 | 32943132.6957 | 961560.8286 | 15283055.5775 | 15283055.5775 | 12387543.6942 | 6495607.7911 | 0 | 49187749.1019 | 83353956.1647 | 7498942.0933 | 10.2913 | 4779.5564 | 8099.4749 | 97.4377 | 165.1188
1 | 3800 | 707 | 0.035 | 15 | 15 | 7 | 1e-08 | 5spot_SharedNeighbor | CO2 | Porous | Wet | R245fa | MinimizeLCOE_Brownfield | IgnoreSilica | 135.3887 | 22.3376 | 2.5738 | 4 | 4778.1518 | 8096.7884 | 97.4091 | 165.064 | 90.79 | 10.2116 | 49.6167 | 5032967.1432 | 0 | 4617407.9759 | 0 | 0 | 0 | 987329.8907 | 4148704.9538 | 10794079.2735 | 7367180.9003 | 32947670.1374 | 961560.8286 | 15283055.5775 | 15283055.5775 | 12387543.6942 | 6495607.7911 | 0 | 49192286.5436 | 83358493.6064 | 10000000 | 10.2953 | 4778.1518 | 8096.7884 | 97.4091 | 165.064
1 | 3900 | 707 | 0.035 | 15 | 15 | 7 | 1e-13 | 5spot_SharedNeighbor | CO2 | Porous | Wet | R245fa | MinimizeLCOE_Brownfield | IgnoreSilica | 1.0498 | 0.011454 | 0.0015931 | 4 | 2756324.4649 | 8272335.3857 | 56191.4024 | 168642.746 | 60.4537 | 9.8968 | 20.3807 | 109859.5585 | 0 | 50722.9626 | 0 | 0 | 0 | 105275.9047 | 103684.7861 | 269766.5447 | 184121.2099 | 823430.9664 | 961560.8286 | 15779296.4433 | 15779296.4433 | 12703572.8692 | 6667130.9763 | 0 | 17564288.2383 | 52714288.5271 | 100 | 0.0063724 | 2756324.4649 | 8272335.3857 | 56191.4024 | 168642.746
1 | 3900 | 707 | 0.035 | 15 | 15 | 7 | 1.3335e-13 | 5spot_SharedNeighbor | CO2 | Porous | Wet | R245fa | MinimizeLCOE_Brownfield | IgnoreSilica | 1.5736 | 0.065309 | 0.0050129 | 4 | 896496.7077 | 2649465.6182 | 18276.298 | 54012.9403 | 68.8542 | 10.5695 | 86.2888 | 165969.8417 | 0 | 86637.487 | 0 | 0 | 0 | 146269.432 | 155561.9367 | 404740.2491 | 276243.5366 | 1235422.483 | 961560.8286 | 15779296.4433 | 15779296.4433 | 12703572.8692 | 6667130.9763 | 0 | 17976279.755 | 53126280.0438 | 133.3521 | 0.020052 | 896496.7077 | 2649465.6182 | 18276.298 | 54012.9403
1 | 3900 | 707 | 0.035 | 15 | 15 | 7 | 1.7783e-13 | 5spot_SharedNeighbor | CO2 | Porous | Wet | R245fa | MinimizeLCOE_Brownfield | IgnoreSilica | 2.196 | 0.14342 | 0.010579 | 4 | 435467.7812 | 1266108.5431 | 8877.5997 | 25811.3352 | 75.0706 | 11.0145 | 126.5548 | 228829.5417 | 0 | 127678.201 | 0 | 0 | 0 | 188076.3216 | 212387.7851 | 552589.4501 | 377153.6543 | 1686714.9539 | 961560.8286 | 15779296.4433 | 15779296.4433 | 12703572.8692 | 6667130.9763 | 0 | 18427572.2258 | 53577572.5146 | 177.8279 | 0.042317 | 435467.7812 | 1266108.5431 | 8877.5997 | 25811.3352
1 | 3900 | 707 | 0.035 | 15 | 15 | 7 | 2.3714e-13 | 5spot_SharedNeighbor | CO2 | Porous | Wet | R245fa | MinimizeLCOE_Brownfield | IgnoreSilica | 2.9982 | 0.25476 | 0.018887 | 4 | 251039.6985 | 716301.0953 | 5117.7838 | 14602.7667 | 80.1523 | 11.3438 | 25.4284 | 304189.7768 | 0 | 177960.182 | 0 | 0 | 0 | 236203.5898 | 280157.884 | 728913.3458 | 497498.3362 | 2224923.1147 | 961560.8286 | 15779296.4433 | 15779296.4433 | 12703572.8692 | 6667130.9763 | 0 | 18965780.3866 | 54115780.6754 | 237.1374 | 0.075549 | 251039.6985 | 716301.0953 | 5117.7838 | 14602.7667
1 | 3900 | 707 | 0.035 | 15 | 15 | 7 | 3.1623e-13 | 5spot_SharedNeighbor | CO2 | Porous | Wet | R245fa | MinimizeLCOE_Brownfield | IgnoreSilica | 4.0117 | 0.40495 | 0.030699 | 4 | 159527.6623 | 445771.6473 | 3252.1872 | 9087.658 | 84.2077 | 11.5851 | 28.2516 | 392158.1524 | 0 | 238054.315 | 0 | 0 | 0 | 289542.8618 | 358704.5784 | 933275.7325 | 636979.8644 | 2848715.5045 | 961560.8286 | 15779296.4433 | 15779296.4433 | 12703572.8692 | 6667130.9763 | 0 | 19589572.7764 | 54739573.0652 | 316.2278 | 0.1228 | 159527.6623 | 445771.6473 | 3252.1872 | 9087.658
1 | 3900 | 707 | 0.035 | 15 | 15 | 7 | 4.217e-13 | 5spot_SharedNeighbor | CO2 | Porous | Wet | R245fa | MinimizeLCOE_Brownfield | IgnoreSilica | 5.3 | 0.60363 | 0.047026 | 4 | 108013.878 | 294880.241 | 2202.009 | 6011.5326 | 87.4556 | 11.7646 | 32.4108 | 495275.2028 | 0 | 310251.1069 | 0 | 0 | 0 | 349305.1834 | 450384.2823 | 1171807.5161 | 799782.708 | 3576805.9996 | 961560.8286 | 15779296.4433 | 15779296.4433 | 12703572.8692 | 6667130.9763 | 0 | 20317663.2715 | 55467663.5603 | 421.6965 | 0.1881 | 108013.878 | 294880.241 | 2202.009 | 6011.5326
1 | 3900 | 707 | 0.035 | 15 | 15 | 7 | 5.6234e-13 | 5spot_SharedNeighbor | CO2 | Porous | Wet | R245fa | MinimizeLCOE_Brownfield | IgnoreSilica | 6.9493 | 0.86412 | 0.069187 | 4 | 76517.9334 | 203529.6416 | 1559.9216 | 4149.227 | 90.0619 | 11.9006 | 29.9792 | 616988.7984 | 0 | 397609.6947 | 0 | 0 | 0 | 417375.1859 | 558469.7348 | 1453023.692 | 991718.5264 | 4435185.6322 | 961560.8286 | 15779296.4433 | 15779296.4433 | 12703572.8692 | 6667130.9763 | 0 | 21176042.9041 | 56326043.1929 | 562.3413 | 0.27675 | 76517.9334 | 203529.6416 | 1559.9216 | 4149.227
1 | 3900 | 707 | 0.035 | 15 | 15 | 7 | 7.4989e-13 | 5spot_SharedNeighbor | CO2 | Porous | Wet | R245fa | MinimizeLCOE_Brownfield | IgnoreSilica | 9.054 | 1.2017 | 0.098885 | 4 | 56088.5807 | 144954.1498 | 1143.4416 | 2955.0864 | 92.1334 | 12.0027 | 28.544 | 760254.0242 | 0 | 503046.0074 | 0 | 0 | 0 | 494544.8187 | 685559.4916 | 1783685.1696 | 1217401.7793 | 5444491.2908 | 961560.8286 | 15779296.4433 | 15779296.4433 | 12703572.8692 | 6667130.9763 | 0 | 22185348.5627 | 57335348.8515 | 749.8942 | 0.39554 | 56088.5807 | 144954.1498 | 1143.4416 | 2955.0864
1 | 3900 | 707 | 0.035 | 15 | 15 | 7 | 1e-12 | 5spot_SharedNeighbor | CO2 | Porous | Wet | R245fa | MinimizeLCOE_Brownfield | IgnoreSilica | 11.7607 | 1.6399 | 0.13839 | 4 | 42247.0762 | 105746.2022 | 861.2638 | 2155.7794 | 93.7805 | 12.0788 | 25.1194 | 930351.8857 | 0 | 631408.0851 | 0 | 0 | 0 | 583705.6281 | 836731.5836 | 2177003.9433 | 1485849.9242 | 6645051.05 | 961560.8286 | 15779296.4433 | 15779296.4433 | 12703572.8692 | 6667130.9763 | 0 | 23385908.322 | 58535908.6108 | 1000 | 0.55355 | 42247.0762 | 105746.2022 | 861.2638 | 2155.7794
1 | 3900 | 707 | 0.035 | 15 | 15 | 7 | 1.3335e-12 | 5spot_SharedNeighbor | CO2 | Porous | Wet | R245fa | MinimizeLCOE_Brownfield | IgnoreSilica | 15.1707 | 2.1965 | 0.19032 | 4 | 32551.2569 | 78723.7694 | 663.6014 | 1604.8905 | 95.0556 | 12.1323 | 30.8925 | 1128450.2168 | 0 | 784674.6047 | 0 | 0 | 0 | 682599.1806 | 1012332.3608 | 2633881.1449 | 1797678.0023 | 8039615.5101 | 961560.8286 | 15779296.4433 | 15779296.4433 | 12703572.8692 | 6667130.9763 | 0 | 24780472.782 | 59930473.0708 | 1333.5214 | 0.76128 | 32551.2569 | 78723.7694 | 663.6014 | 1604.8905
1 | 3900 | 707 | 0.035 | 15 | 15 | 7 | 1.7783e-12 | 5spot_SharedNeighbor | CO2 | Porous | Wet | R245fa | MinimizeLCOE_Brownfield | IgnoreSilica | 19.4755 | 2.9029 | 0.2581 | 4 | 25580.2906 | 59626.6147 | 521.4888 | 1215.5692 | 96.0377 | 12.1665 | 28.5689 | 1360023.9344 | 0 | 968346.5774 | 0 | 0 | 0 | 793319.9451 | 1217459.2782 | 3167579.3067 | 2161937.964 | 9668667.0058 | 961560.8286 | 15779296.4433 | 15779296.4433 | 12703572.8692 | 6667130.9763 | 0 | 26409524.2778 | 61559524.5666 | 1778.2794 | 1.0324 | 25580.2906 | 59626.6147 | 521.4888 | 1215.5692
1 | 3900 | 707 | 0.035 | 15 | 15 | 7 | 2.3714e-12 | 5spot_SharedNeighbor | CO2 | Porous | Wet | R245fa | MinimizeLCOE_Brownfield | IgnoreSilica | 24.8345 | 3.7869 | 0.34554 | 4 | 20464.3754 | 45895.4839 | 417.194 | 935.6415 | 96.7718 | 12.1818 | 30.9893 | 1627348.5004 | 0 | 1185755.5649 | 0 | 0 | 0 | 914164.4547 | 1453634.7228 | 3782059.3672 | 2581333.2317 | 11544295.8417 | 961560.8286 | 15779296.4433 | 15779296.4433 | 12703572.8692 | 6667130.9763 | 0 | 28285153.1137 | 63435153.4025 | 2371.3737 | 1.3822 | 20464.3754 | 45895.4839 | 417.194 | 935.6415
1 | 3900 | 707 | 0.035 | 15 | 15 | 7 | 3.1623e-12 | 5spot_SharedNeighbor | CO2 | Porous | Wet | R245fa | MinimizeLCOE_Brownfield | IgnoreSilica | 31.5903 | 4.9043 | 0.45794 | 4 | 16633.6919 | 35822.796 | 339.1003 | 730.2962 | 97.3045 | 12.1765 | 29.932 | 1940007.2869 | 0 | 1441370.9433 | 0 | 0 | 0 | 1051006.2431 | 1728629.9446 | 4497540.525 | 3069663.8236 | 13728218.7665 | 961560.8286 | 15779296.4433 | 15779296.4433 | 12703572.8692 | 6667130.9763 | 0 | 30469076.0384 | 65619076.3272 | 3162.2777 | 1.8318 | 16633.6919 | 35822.796 | 339.1003 | 730.2962
1 | 3900 | 707 | 0.035 | 15 | 15 | 7 | 4.217e-12 | 5spot_SharedNeighbor | CO2 | Porous | Wet | R245fa | MinimizeLCOE_Brownfield | IgnoreSilica | 39.5876 | 6.2359 | 0.59755 | 4 | 13737.4925 | 28443.4441 | 280.0574 | 579.8581 | 97.6344 | 12.1472 | 30.9911 | 2283781.1198 | 0 | 1726551.3139 | 0 | 0 | 0 | 1185994.7175 | 2026567.589 | 5272713.1604 | 3598735.0754 | 16094342.976 | 961560.8286 | 15779296.4433 | 15779296.4433 | 12703572.8692 | 6667130.9763 | 0 | 32835200.2479 | 67985200.5368 | 4216.965 | 2.3902 | 13737.4925 | 28443.4441 | 280.0574 | 579.8581
1 | 3900 | 707 | 0.035 | 15 | 15 | 7 | 5.6234e-12 | 5spot_SharedNeighbor | CO2 | Porous | Wet | R245fa | MinimizeLCOE_Brownfield | IgnoreSilica | 48.9413 | 7.8024 | 0.76687 | 4 | 11537.0379 | 22995.9259 | 235.1981 | 468.8031 | 97.7835 | 12.0897 | 42.2867 | 2657856.3779 | 0 | 2045843.5357 | 0 | 0 | 0 | 1317397.8061 | 2348228.1107 | 6109607.8562 | 4169932.9017 | 18648866.5883 | 961560.8286 | 15779296.4433 | 15779296.4433 | 12703572.8692 | 6667130.9763 | 0 | 35389723.8603 | 70539724.1491 | 5623.4133 | 3.0675 | 11537.0379 | 22995.9259 | 235.1981 | 468.8031
1 | 3900 | 707 | 0.035 | 15 | 15 | 7 | 7.4989e-12 | 5spot_SharedNeighbor | CO2 | Porous | Wet | R245fa | MinimizeLCOE_Brownfield | IgnoreSilica | 59.3971 | 9.565 | 0.96394 | 4 | 9859.121 | 18975.313 | 200.9915 | 386.8374 | 97.7536 | 12 | 38.8734 | 3047154.2736 | 0 | 2388605.157 | 0 | 0 | 0 | 1432813.0665 | 2678743.2739 | 6969540.5128 | 4756854.6097 | 21273710.8934 | 961560.8286 | 15779296.4433 | 15779296.4433 | 12703572.8692 | 6667130.9763 | 0 | 38014568.1654 | 73164568.4542 | 7498.9421 | 3.8558 | 9859.121 | 18975.313 | 200.9915 | 386.8374
1 | 3900 | 707 | 0.035 | 15 | 15 | 7 | 1e-11 | 5spot_SharedNeighbor | CO2 | Porous | Wet | R245fa | MinimizeLCOE_Brownfield | IgnoreSilica | 70.4519 | 11.442 | 1.1815 | 4 | 8580.699 | 16018.3179 | 174.9292 | 326.5551 | 97.5509 | 11.8781 | 33.0114 | 3430612.7656 | 0 | 2738082.3889 | 0 | 0 | 0 | 1519183.9094 | 2998272.8349 | 7800890.8861 | 5324268.322 | 23811311.1069 | 961560.8286 | 15779296.4433 | 15779296.4433 | 12703572.8692 | 6667130.9763 | 0 | 40552168.3789 | 75702168.6677 | 10000 | 4.726 | 8580.699 | 16018.3179 | 174.9292 | 326.5551
1 | 3900 | 707 | 0.035 | 15 | 15 | 7 | 1.3335e-11 | 5spot_SharedNeighbor | CO2 | Porous | Wet | R245fa | MinimizeLCOE_Brownfield | IgnoreSilica | 81.4233 | 13.3188 | 1.4073 | 4 | 7610.2012 | 13854.253 | 155.1442 | 282.4377 | 97.2013 | 11.7305 | 52.4466 | 3785628.6827 | 0 | 3074192.7773 | 0 | 0 | 0 | 1566897.6658 | 3286420.4591 | 8550591.8969 | 5835954.6667 | 26099686.1485 | 961560.8286 | 15779296.4433 | 15779296.4433 | 12703572.8692 | 6667130.9763 | 0 | 42840543.4204 | 77990543.7092 | 13335.2143 | 5.6294 | 7610.2012 | 13854.253 | 155.1442 | 282.4377
1 | 3900 | 707 | 0.035 | 15 | 15 | 7 | 1.7783e-11 | 5spot_SharedNeighbor | CO2 | Porous | Wet | R245fa | MinimizeLCOE_Brownfield | IgnoreSilica | 91.7035 | 15.0897 | 1.628 | 4 | 6876.653 | 12274.3223 | 140.1899 | 250.2287 | 96.751 | 11.5684 | 37.9256 | 4096787.8881 | 0 | 3380968.3564 | 0 | 0 | 0 | 1575550.9098 | 3530789.7902 | 9186390.7694 | 6269900.4616 | 28040388.1754 | 961560.8286 | 15779296.4433 | 15779296.4433 | 12703572.8692 | 6667130.9763 | 0 | 44781245.4473 | 79931245.7361 | 17782.7941 | 6.5121 | 6876.653 | 12274.3223 | 140.1899 | 250.2287
1 | 3900 | 707 | 0.035 | 15 | 15 | 7 | 2.3714e-11 | 5spot_SharedNeighbor | CO2 | Porous | Wet | R245fa | MinimizeLCOE_Brownfield | IgnoreSilica | 100.8339 | 16.6729 | 1.8317 | 4 | 6324.1781 | 11121.598 | 128.9269 | 226.7288 | 96.2564 | 11.4054 | 44.2414 | 4356422.0247 | 0 | 3647687.2022 | 0 | 0 | 0 | 1551285.1599 | 3726603.8108 | 9695858.6843 | 6617622.782 | 29595479.6638 | 961560.8286 | 15779296.4433 | 15779296.4433 | 12703572.8692 | 6667130.9763 | 0 | 46336336.9358 | 81486337.2246 | 23713.7371 | 7.3269 | 6324.1781 | 11121.598 | 128.9269 | 226.7288
1 | 3900 | 707 | 0.035 | 15 | 15 | 7 | 3.1623e-11 | 5spot_SharedNeighbor | CO2 | Porous | Wet | R245fa | MinimizeLCOE_Brownfield | IgnoreSilica | 108.605 | 18.0282 | 2.0109 | 4 | 5909.0245 | 10278.9057 | 120.4635 | 209.5494 | 95.7672 | 11.2527 | 51.1037 | 4565272.5852 | 0 | 3870902.0203 | 0 | 0 | 0 | 1504743.5779 | 3876958.0916 | 10087049.6808 | 6884618.6753 | 30789544.6312 | 961560.8286 | 15779296.4433 | 15779296.4433 | 12703572.8692 | 6667130.9763 | 0 | 47530401.9032 | 82680402.192 | 31622.7766 | 8.0437 | 5909.0245 | 10278.9057 | 120.4635 | 209.5494
1 | 3900 | 707 | 0.035 | 15 | 15 | 7 | 4.217e-11 | 5spot_SharedNeighbor | CO2 | Porous | Wet | R245fa | MinimizeLCOE_Brownfield | IgnoreSilica | 114.9944 | 19.1481 | 2.1625 | 4 | 5597.404 | 9660.9882 | 114.1107 | 196.9523 | 95.3186 | 11.1175 | 50.7964 | 4728700.4472 | 0 | 4052038.2113 | 0 | 0 | 0 | 1446606.5671 | 3988664.638 | 10377687.2005 | 7082984.7545 | 31676681.8185 | 961560.8286 | 15779296.4433 | 15779296.4433 | 12703572.8692 | 6667130.9763 | 0 | 48417539.0905 | 83567539.3793 | 42169.6503 | 8.65 | 5597.404 | 9660.9882 | 114.1107 | 196.9523
1 | 3900 | 707 | 0.035 | 15 | 15 | 7 | 5.6234e-11 | 5spot_SharedNeighbor | CO2 | Porous | Wet | R245fa | MinimizeLCOE_Brownfield | IgnoreSilica | 120.1151 | 20.0497 | 2.2869 | 4 | 5363.5726 | 9206.1913 | 109.3437 | 187.6807 | 94.9288 | 11.0029 | 47.8023 | 4854282.7038 | 0 | 4195757.0612 | 0 | 0 | 0 | 1385634.1786 | 4069912.838 | 10589078.3505 | 7227263.558 | 32321928.6901 | 961560.8286 | 15779296.4433 | 15779296.4433 | 12703572.8692 | 6667130.9763 | 0 | 49062785.9621 | 84212786.2509 | 56234.1325 | 9.1474 | 5363.5726 | 9206.1913 | 109.3437 | 187.6807
1 | 3900 | 707 | 0.035 | 15 | 15 | 7 | 7.4989e-11 | 5spot_SharedNeighbor | CO2 | Porous | Wet | R245fa | MinimizeLCOE_Brownfield | IgnoreSilica | 124.1512 | 20.7627 | 2.3866 | 4 | 5188.1012 | 8870.0856 | 105.7665 | 180.8287 | 94.6026 | 10.9086 | 51.9444 | 4949872.2261 | 0 | 4308173.6094 | 0 | 0 | 0 | 1327868.0417 | 4128506.4121 | 10741526.8111 | 7331312.7649 | 32787259.8652 | 961560.8286 | 15779296.4433 | 15779296.4433 | 12703572.8692 | 6667130.9763 | 0 | 49528117.1371 | 84678117.4259 | 74989.4209 | 9.5465 | 5188.1012 | 8870.0856 | 105.7665 | 180.8287
1 | 3900 | 707 | 0.035 | 15 | 15 | 7 | 1e-10 | 5spot_SharedNeighbor | CO2 | Porous | Wet | R245fa | MinimizeLCOE_Brownfield | IgnoreSilica | 127.2723 | 21.3158 | 2.4651 | 4 | 5056.4017 | 8621.1477 | 103.0816 | 175.7538 | 94.3387 | 10.8333 | 55.6357 | 5021726.1843 | 0 | 4394601.9687 | 0 | 0 | 0 | 1276222.4326 | 4170094.7284 | 10849731.0792 | 7405164.4012 | 33117540.7945 | 961560.8286 | 15779296.4433 | 15779296.4433 | 12703572.8692 | 6667130.9763 | 0 | 49858398.0664 | 85008398.3552 | 100000 | 9.8605 | 5056.4017 | 8621.1477 | 103.0816 | 175.7538
1 | 3900 | 707 | 0.035 | 15 | 15 | 7 | 1.3335e-10 | 5spot_SharedNeighbor | CO2 | Porous | Wet | R245fa | MinimizeLCOE_Brownfield | IgnoreSilica | 129.6741 | 21.7424 | 2.5262 | 4 | 4957.5423 | 8436.0919 | 101.0662 | 171.9811 | 94.1288 | 10.774 | 47.544 | 5075787.9173 | 0 | 4460821.5263 | 0 | 0 | 0 | 1232301.2438 | 4199875.1681 | 10927213.6745 | 7458047.8646 | 33354047.3945 | 961560.8286 | 15779296.4433 | 15779296.4433 | 12703572.8692 | 6667130.9763 | 0 | 50094904.6664 | 85244904.9552 | 133352.1432 | 10.1048 | 4957.5423 | 8436.0919 | 101.0662 | 171.9811
1 | 3900 | 707 | 0.035 | 15 | 15 | 7 | 1.7783e-10 | 5spot_SharedNeighbor | CO2 | Porous | Wet | R245fa | MinimizeLCOE_Brownfield | IgnoreSilica | 131.5159 | 22.07 | 2.5733 | 4 | 4883.3307 | 8298.1415 | 99.5533 | 169.1688 | 93.9637 | 10.7276 | 56.0038 | 5116517.2866 | 0 | 4511436.4469 | 0 | 0 | 0 | 1196216.7557 | 4221426.4908 | 10983285.7953 | 7496318.2393 | 33525201.0145 | 961560.8286 | 15779296.4433 | 15779296.4433 | 12703572.8692 | 6667130.9763 | 0 | 50266058.2865 | 85416058.5753 | 177827.941 | 10.2934 | 4883.3307 | 8298.1415 | 99.5533 | 169.1688
1 | 3900 | 707 | 0.035 | 15 | 15 | 7 | 2.3714e-10 | 5spot_SharedNeighbor | CO2 | Porous | Wet | R245fa | MinimizeLCOE_Brownfield | IgnoreSilica | 132.9092 | 22.3183 | 2.6094 | 4 | 4827.624 | 8195.2974 | 98.4176 | 167.0722 | 93.8365 | 10.6921 | 54.4331 | 5146906.0193 | 0 | 4549632.1001 | 0 | 0 | 0 | 1167066.3163 | 4236805.7299 | 11023299.4209 | 7523628.3609 | 33647337.9475 | 961560.8286 | 15779296.4433 | 15779296.4433 | 12703572.8692 | 6667130.9763 | 0 | 50388195.2195 | 85538195.5083 | 237137.3706 | 10.4375 | 4827.624 | 8195.2974 | 98.4176 | 167.0722
1 | 3900 | 707 | 0.035 | 15 | 15 | 7 | 3.1623e-10 | 5spot_SharedNeighbor | CO2 | Porous | Wet | R245fa | MinimizeLCOE_Brownfield | IgnoreSilica | 133.964 | 22.5064 | 2.6368 | 4 | 4785.8119 | 8118.4655 | 97.5652 | 165.5059 | 93.7388 | 10.6649 | 54.3991 | 5169669.6964 | 0 | 4578495.6717 | 0 | 0 | 0 | 1144007.5254 | 4247947.4285 | 11052287.8351 | 7543413.5493 | 33735821.7064 | 961560.8286 | 15779296.4433 | 15779296.4433 | 12703572.8692 | 6667130.9763 | 0 | 50476678.9784 | 85626679.2672 | 316227.766 | 10.5472 | 4785.8119 | 8118.4655 | 97.5652 | 165.5059
1 | 3900 | 707 | 0.035 | 15 | 15 | 7 | 4.217e-10 | 5spot_SharedNeighbor | CO2 | Porous | Wet | R245fa | MinimizeLCOE_Brownfield | IgnoreSilica | 134.7554 | 22.6478 | 2.6575 | 4 | 4754.4326 | 8061.0771 | 96.9255 | 164.336 | 93.6647 | 10.6444 | 57.274 | 5186610.6098 | 0 | 4600121.6072 | 0 | 0 | 0 | 1125932.9989 | 4255939.4342 | 11073081.3946 | 7557605.5809 | 33799291.6255 | 961560.8286 | 15779296.4433 | 15779296.4433 | 12703572.8692 | 6667130.9763 | 0 | 50540148.8975 | 85690149.1863 | 421696.5034 | 10.6301 | 4754.4326 | 8061.0771 | 96.9255 | 164.336
1 | 3900 | 707 | 0.035 | 15 | 15 | 7 | 5.6234e-10 | 5spot_SharedNeighbor | CO2 | Porous | Wet | R245fa | MinimizeLCOE_Brownfield | IgnoreSilica | 135.3692 | 22.7573 | 2.6734 | 4 | 4730.8861 | 8017.9122 | 96.4455 | 163.456 | 93.6068 | 10.6284 | 49.4216 | 5199670.2817 | 0 | 4616877.349 | 0 | 0 | 0 | 1112212.2044 | 4262216.3357 | 11089412.6047 | 7568751.9674 | 33849140.743 | 961560.8286 | 15779296.4433 | 15779296.4433 | 12703572.8692 | 6667130.9763 | 0 | 50589998.0149 | 85739998.3037 | 562341.3252 | 10.6936 | 4730.8861 | 8017.9122 | 96.4455 | 163.456
1 | 3900 | 707 | 0.035 | 15 | 15 | 7 | 7.4989e-10 | 5spot_SharedNeighbor | CO2 | Porous | Wet | R245fa | MinimizeLCOE_Brownfield | IgnoreSilica | 135.8102 | 22.8363 | 2.6851 | 4 | 4713.2193 | 7985.8595 | 96.0853 | 162.8025 | 93.5649 | 10.6168 | 51.7117 | 5209006.8512 | 0 | 4628905.9626 | 0 | 0 | 0 | 1101383.0507 | 4266325.3872 | 11100103.5138 | 7576048.7325 | 33881773.498 | 961560.8286 | 15779296.4433 | 15779296.4433 | 12703572.8692 | 6667130.9763 | 0 | 50622630.77 | 85772631.0588 | 749894.2093 | 10.7406 | 4713.2193 | 7985.8595 | 96.0853 | 162.8025
1 | 3900 | 707 | 0.035 | 15 | 15 | 7 | 1e-09 | 5spot_SharedNeighbor | CO2 | Porous | Wet | R245fa | MinimizeLCOE_Brownfield | IgnoreSilica | 136.1586 | 22.8984 | 2.6942 | 4 | 4699.9654 | 7961.6413 | 95.8152 | 162.3088 | 93.5317 | 10.6076 | 54.4835 | 5216358.3606 | 0 | 4638403.0443 | 0 | 0 | 0 | 1093361.2709 | 4269767.8436 | 11109060.0792 | 7582161.7724 | 33909112.371 | 961560.8286 | 15779296.4433 | 15779296.4433 | 12703572.8692 | 6667130.9763 | 0 | 50649969.643 | 85799969.9318 | 1000000 | 10.7767 | 4699.9654 | 7961.6413 | 95.8152 | 162.3088
1 | 3900 | 707 | 0.035 | 15 | 15 | 7 | 1.3335e-09 | 5spot_SharedNeighbor | CO2 | Porous | Wet | R245fa | MinimizeLCOE_Brownfield | IgnoreSilica | 136.4144 | 22.9442 | 2.7009 | 4 | 4690.0231 | 7943.5714 | 95.6125 | 161.9404 | 93.5072 | 10.6009 | 57.9561 | 5221740.4357 | 0 | 4645372.4913 | 0 | 0 | 0 | 1087181.7071 | 4272174.9073 | 11115322.7653 | 7586436.1843 | 33928228.4911 | 961560.8286 | 15779296.4433 | 15779296.4433 | 12703572.8692 | 6667130.9763 | 0 | 50669085.763 | 85819086.0518 | 1333521.4322 | 10.8036 | 4690.0231 | 7943.5714 | 95.6125 | 161.9404
1 | 3900 | 707 | 0.035 | 15 | 15 | 7 | 1.7783e-09 | 5spot_SharedNeighbor | CO2 | Porous | Wet | R245fa | MinimizeLCOE_Brownfield | IgnoreSilica | 136.5996 | 22.9774 | 2.7059 | 4 | 4682.5656 | 7930.1148 | 95.4604 | 161.6661 | 93.4894 | 10.596 | 54.0627 | 5225629.3575 | 0 | 4650417.7007 | 0 | 0 | 0 | 1082406.4767 | 4273796.8786 | 11119542.8018 | 7589316.446 | 33941109.6613 | 961560.8286 | 15779296.4433 | 15779296.4433 | 12703572.8692 | 6667130.9763 | 0 | 50681966.9332 | 85831967.222 | 1778279.41 | 10.8235 | 4682.5656 | 7930.1148 | 95.4604 | 161.6661
1 | 3900 | 707 | 0.035 | 15 | 15 | 7 | 2.3714e-09 | 5spot_SharedNeighbor | CO2 | Porous | Wet | R245fa | MinimizeLCOE_Brownfield | IgnoreSilica | 136.7434 | 23.0031 | 2.7097 | 4 | 4676.9721 | 7919.9708 | 95.3464 | 161.4593 | 93.4756 | 10.5922 | 56.3518 | 5228642.9659 | 0 | 4654331.6002 | 0 | 0 | 0 | 1078865.3214 | 4275117.5561 | 11122978.9338 | 7591661.6767 | 33951598.054 | 961560.8286 | 15779296.4433 | 15779296.4433 | 12703572.8692 | 6667130.9763 | 0 | 50692455.3259 | 85842455.6147 | 2371373.7057 | 10.8387 | 4676.9721 | 7919.9708 | 95.3464 | 161.4593
1 | 3900 | 707 | 0.035 | 15 | 15 | 7 | 3.1623e-09 | 5spot_SharedNeighbor | CO2 | Porous | Wet | R245fa | MinimizeLCOE_Brownfield | IgnoreSilica | 136.8554 | 23.0231 | 2.7126 | 4 | 4672.7769 | 7912.3151 | 95.2609 | 161.3032 | 93.4649 | 10.5892 | 56.7601 | 5230990.3362 | 0 | 4657382.6461 | 0 | 0 | 0 | 1076253.6165 | 4276204.3735 | 11125806.6098 | 7593591.6236 | 33960229.2057 | 961560.8286 | 15779296.4433 | 15779296.4433 | 12703572.8692 | 6667130.9763 | 0 | 50701086.4776 | 85851086.7664 | 3162277.6602 | 10.8503 | 4672.7769 | 7912.3151 | 95.2609 | 161.3032
1 | 3900 | 707 | 0.035 | 15 | 15 | 7 | 4.217e-09 | 5spot_SharedNeighbor | CO2 | Porous | Wet | R245fa | MinimizeLCOE_Brownfield | IgnoreSilica | 136.9286 | 23.0363 | 2.7146 | 4 | 4669.6306 | 7906.7101 | 95.1967 | 161.189 | 93.4578 | 10.5873 | 54.5645 | 5232520.5657 | 0 | 4659374.3816 | 0 | 0 | 0 | 1074135.0953 | 4276751.7166 | 11127230.6842 | 7594563.5837 | 33964576.0271 | 961560.8286 | 15779296.4433 | 15779296.4433 | 12703572.8692 | 6667130.9763 | 0 | 50705433.299 | 85855433.5878 | 4216965.0343 | 10.8586 | 4669.6306 | 7906.7101 | 95.1967 | 161.189
1 | 3900 | 707 | 0.035 | 15 | 15 | 7 | 5.6234e-09 | 5spot_SharedNeighbor | CO2 | Porous | Wet | R245fa | MinimizeLCOE_Brownfield | IgnoreSilica | 137.0017 | 23.0492 | 2.7164 | 4 | 4667.271 | 7902.2834 | 95.1486 | 161.0987 | 93.4508 | 10.5853 | 52.5366 | 5234051.8237 | 0 | 4661365.9043 | 0 | 0 | 0 | 1072795.4776 | 4277603.1502 | 11129445.9397 | 7596075.5411 | 33971337.8366 | 961560.8286 | 15779296.4433 | 15779296.4433 | 12703572.8692 | 6667130.9763 | 0 | 50712195.1086 | 85862195.3974 | 5623413.2519 | 10.8655 | 4667.271 | 7902.2834 | 95.1486 | 161.0987
1 | 3900 | 707 | 0.035 | 15 | 15 | 7 | 7.4989e-09 | 5spot_SharedNeighbor | CO2 | Porous | Wet | R245fa | MinimizeLCOE_Brownfield | IgnoreSilica | 137.0406 | 23.0563 | 2.7175 | 4 | 4665.5014 | 7899.1605 | 95.1126 | 161.0351 | 93.447 | 10.5843 | 54.0591 | 5234864.1508 | 0 | 4662424.602 | 0 | 0 | 0 | 1071566.4615 | 4277853.5336 | 11130097.3859 | 7596520.1665 | 33973326.3002 | 961560.8286 | 15779296.4433 | 15779296.4433 | 12703572.8692 | 6667130.9763 | 0 | 50714183.5722 | 85864183.861 | 7498942.0933 | 10.87 | 4665.5014 | 7899.1605 | 95.1126 | 161.0351
1 | 3900 | 707 | 0.035 | 15 | 15 | 7 | 1e-08 | 5spot_SharedNeighbor | CO2 | Porous | Wet | R245fa | MinimizeLCOE_Brownfield | IgnoreSilica | 137.0749 | 23.0624 | 2.7184 | 4 | 4664.1744 | 7896.7565 | 95.0855 | 160.9861 | 93.4437 | 10.5834 | 50.4933 | 5235580.1382 | 0 | 4663357.2144 | 0 | 0 | 0 | 1070713.9603 | 4278164.012 | 11130905.1872 | 7597071.5075 | 33975792.0196 | 961560.8286 | 15779296.4433 | 15779296.4433 | 12703572.8692 | 6667130.9763 | 0 | 50716649.2915 | 85866649.5803 | 10000000 | 10.8737 | 4664.1744 | 7896.7565 | 95.0855 | 160.9861
1 | 4000 | 707 | 0.035 | 15 | 15 | 7 | 1e-13 | 5spot_SharedNeighbor | CO2 | Porous | Wet | R245fa | MinimizeLCOE_Brownfield | IgnoreSilica | 1.1035 | 0.013297 | 0.0016999 | 4 | 2665646.8497 | 7981694.7352 | 54342.8166 | 162717.6432 | 62.0674 | 10.3152 | 16.7221 | 117597.4572 | 0 | 54056.3301 | 0 | 0 | 0 | 113326.966 | 111142.4938 | 289169.9703 | 197364.4466 | 882657.664 | 961560.8286 | 16281397.4 | 16281397.4 | 13025169.1305 | 6840998.1979 | 0 | 18125615.8926 | 54273180.6209 | 100 | 0.0067997 | 2665646.8497 | 7981694.7352 | 54342.8166 | 162717.6432
1 | 4000 | 707 | 0.035 | 15 | 15 | 7 | 1.3335e-13 | 5spot_SharedNeighbor | CO2 | Porous | Wet | R245fa | MinimizeLCOE_Brownfield | IgnoreSilica | 1.632 | 0.06896 | 0.0054018 | 4 | 858321.1002 | 2531271.78 | 17498.0366 | 51603.399 | 70.4703 | 10.9806 | 91.7425 | 175186.197 | 0 | 90478.8344 | 0 | 0 | 0 | 154980.8711 | 164051.902 | 426829.3974 | 291319.8342 | 1302847.0362 | 961560.8286 | 16281397.4 | 16281397.4 | 13025169.1305 | 6840998.1979 | 0 | 18545805.2648 | 54693369.9931 | 133.3521 | 0.021607 | 858321.1002 | 2531271.78 | 17498.0366 | 51603.399
1 | 4000 | 707 | 0.035 | 15 | 15 | 7 | 1.7783e-13 | 5spot_SharedNeighbor | CO2 | Porous | Wet | R245fa | MinimizeLCOE_Brownfield | IgnoreSilica | 2.2932 | 0.15284 | 0.011441 | 4 | 415921.2354 | 1205769.2467 | 8479.117 | 24581.237 | 77.054 | 11.4458 | 136.7212 | 243149.6839 | 0 | 134308.8725 | 0 | 0 | 0 | 201043.2782 | 225615.7155 | 587005.8116 | 400643.5282 | 1791766.8899 | 961560.8286 | 16281397.4 | 16281397.4 | 13025169.1305 | 6840998.1979 | 0 | 19034725.1185 | 55182289.8468 | 177.8279 | 0.045765 | 415921.2354 | 1205769.2467 | 8479.117 | 24581.237
1 | 4000 | 707 | 0.035 | 15 | 15 | 7 | 2.3714e-13 | 5spot_SharedNeighbor | CO2 | Porous | Wet | R245fa | MinimizeLCOE_Brownfield | IgnoreSilica | 3.1102 | 0.26873 | 0.020436 | 4 | 239632.045 | 681826.1791 | 4885.2234 | 13899.9489 | 82.2177 | 11.7755 | 26.8267 | 321278.0877 | 0 | 185787.6423 | 0 | 0 | 0 | 250373.9869 | 295401.4896 | 768574.0808 | 524567.6028 | 2345982.8903 | 961560.8286 | 16281397.4 | 16281397.4 | 13025169.1305 | 6840998.1979 | 0 | 19588941.1188 | 55736505.8472 | 237.1374 | 0.081746 | 239632.045 | 681826.1791 | 4885.2234 | 13899.9489
1 | 4000 | 707 | 0.035 | 15 | 15 | 7 | 3.1623e-13 | 5spot_SharedNeighbor | CO2 | Porous | Wet | R245fa | MinimizeLCOE_Brownfield | IgnoreSilica | 4.1554 | 0.4265 | 0.03323 | 4 | 152285.1673 | 424235.1211 | 3104.5391 | 8648.6068 | 86.4165 | 12.0218 | 32.5533 | 413730.64 | 0 | 248128.6953 | 0 | 0 | 0 | 306344.6392 | 377599.55 | 982436.5729 | 670533.1481 | 2998773.2455 | 961560.8286 | 16281397.4 | 16281397.4 | 13025169.1305 | 6840998.1979 | 0 | 20241731.474 | 56389296.2024 | 316.2278 | 0.13292 | 152285.1673 | 424235.1211 | 3104.5391 | 8648.6068
1 | 4000 | 707 | 0.035 | 15 | 15 | 7 | 4.217e-13 | 5spot_SharedNeighbor | CO2 | Porous | Wet | R245fa | MinimizeLCOE_Brownfield | IgnoreSilica | 5.4996 | 0.63733 | 0.050932 | 4 | 103150.4203 | 280579.4514 | 2102.8608 | 5719.9916 | 89.8182 | 12.207 | 32.6555 | 523391.5481 | 0 | 323907.087 | 0 | 0 | 0 | 370505.0334 | 474943.4307 | 1235705.3825 | 843394.3148 | 3771846.7966 | 961560.8286 | 16281397.4 | 16281397.4 | 13025169.1305 | 6840998.1979 | 0 | 21014805.0252 | 57162369.7535 | 421.6965 | 0.20373 | 103150.4203 | 280579.4514 | 2102.8608 | 5719.9916
1 | 4000 | 707 | 0.035 | 15 | 15 | 7 | 5.6234e-13 | 5spot_SharedNeighbor | CO2 | Porous | Wet | R245fa | MinimizeLCOE_Brownfield | IgnoreSilica | 7.2124 | 0.91279 | 0.074949 | 4 | 73118.5723 | 193693.0861 | 1490.621 | 3948.6955 | 92.5307 | 12.3463 | 26.7331 | 652192.379 | 0 | 415146.9092 | 0 | 0 | 0 | 442895.6801 | 588991.6376 | 1532435.4223 | 1045918.6642 | 4677580.6924 | 961560.8286 | 16281397.4 | 16281397.4 | 13025169.1305 | 6840998.1979 | 0 | 21920538.921 | 58068103.6494 | 562.3413 | 0.29979 | 73118.5723 | 193693.0861 | 1490.621 | 3948.6955
1 | 4000 | 707 | 0.035 | 15 | 15 | 7 | 7.4989e-13 | 5spot_SharedNeighbor | CO2 | Porous | Wet | R245fa | MinimizeLCOE_Brownfield | IgnoreSilica | 9.4024 | 1.2705 | 0.10714 | 4 | 53639.3536 | 137984.2537 | 1093.5108 | 2812.9956 | 94.6891 | 12.4509 | 31.5265 | 804106.3148 | 0 | 525487.471 | 0 | 0 | 0 | 525332.5981 | 723421.2897 | 1882193.8018 | 1284635.9449 | 5745177.4203 | 961560.8286 | 16281397.4 | 16281397.4 | 13025169.1305 | 6840998.1979 | 0 | 22988135.6489 | 59135700.3772 | 749.8942 | 0.42857 | 53639.3536 | 137984.2537 | 1093.5108 | 2812.9956
1 | 4000 | 707 | 0.035 | 15 | 15 | 7 | 1e-12 | 5spot_SharedNeighbor | CO2 | Porous | Wet | R245fa | MinimizeLCOE_Brownfield | IgnoreSilica | 12.2017 | 1.7325 | 0.1499 | 4 | 40439.7351 | 100724.171 | 824.4187 | 2053.3985 | 96.395 | 12.5282 | 27.1532 | 983394.1281 | 0 | 659008.8285 | 0 | 0 | 0 | 619403.8039 | 882104.6366 | 2295055.3199 | 1566422.4145 | 7005389.1316 | 961560.8286 | 16281397.4 | 16281397.4 | 13025169.1305 | 6840998.1979 | 0 | 24248347.3602 | 60395912.0885 | 1000 | 0.59962 | 40439.7351 | 100724.171 | 824.4187 | 2053.3985
1 | 4000 | 707 | 0.035 | 15 | 15 | 7 | 1.3335e-12 | 5spot_SharedNeighbor | CO2 | Porous | Wet | R245fa | MinimizeLCOE_Brownfield | IgnoreSilica | 15.7313 | 2.3196 | 0.2061 | 4 | 31191.0645 | 75037.785 | 635.872 | 1529.7467 | 97.7181 | 12.5824 | 33.647 | 1192423.4117 | 0 | 818597.1278 | 0 | 0 | 0 | 724044.1549 | 1066675.2308 | 2775270.1453 | 1894178.9003 | 8471188.9707 | 961560.8286 | 16281397.4 | 16281397.4 | 13025169.1305 | 6840998.1979 | 0 | 25714147.1993 | 61861711.9276 | 1333.5214 | 0.82441 | 31191.0645 | 75037.785 | 635.872 | 1529.7467
1 | 4000 | 707 | 0.035 | 15 | 15 | 7 | 1.7783e-12 | 5spot_SharedNeighbor | CO2 | Porous | Wet | R245fa | MinimizeLCOE_Brownfield | IgnoreSilica | 20.2844 | 3.0796 | 0.27996 | 4 | 24525.2065 | 56804.8857 | 499.9795 | 1158.0444 | 98.7547 | 12.6169 | 33.1078 | 1441940.774 | 0 | 1011256.6231 | 0 | 0 | 0 | 846810.2533 | 1287002.9837 | 3348517.7629 | 2285432.1783 | 10220960.5753 | 961560.8286 | 16281397.4 | 16281397.4 | 13025169.1305 | 6840998.1979 | 0 | 27463918.8039 | 63611483.5322 | 1778.2794 | 1.1198 | 24525.2065 | 56804.8857 | 499.9795 | 1158.0444
1 | 4000 | 707 | 0.035 | 15 | 15 | 7 | 2.3714e-12 | 5spot_SharedNeighbor | CO2 | Porous | Wet | R245fa | MinimizeLCOE_Brownfield | IgnoreSilica | 25.8628 | 4.0172 | 0.37505 | 4 | 19606.453 | 43701.5596 | 399.7041 | 890.9154 | 99.5124 | 12.6306 | 28.8898 | 1725243.4475 | 0 | 1228212.1137 | 0 | 0 | 0 | 976061.9778 | 1532511.8402 | 3987281.4469 | 2721401.5179 | 12170712.344 | 961560.8286 | 16281397.4 | 16281397.4 | 13025169.1305 | 6840998.1979 | 0 | 29413670.5726 | 65561235.3009 | 2371.3737 | 1.5002 | 19606.453 | 43701.5596 | 399.7041 | 890.9154
1 | 4000 | 707 | 0.035 | 15 | 15 | 7 | 3.1623e-12 | 5spot_SharedNeighbor | CO2 | Porous | Wet | R245fa | MinimizeLCOE_Brownfield | IgnoreSilica | 32.7151 | 5.1746 | 0.49591 | 4 | 15945.0014 | 34167.736 | 325.0604 | 696.5555 | 100.0496 | 12.6227 | 32.7445 | 2048358.5031 | 0 | 1482281.3743 | 0 | 0 | 0 | 1114241.8146 | 1811503.8599 | 4713161.4529 | 3216829.5374 | 14386376.5423 | 961560.8286 | 16281397.4 | 16281397.4 | 13025169.1305 | 6840998.1979 | 0 | 31629334.7709 | 67776899.4992 | 3162.2777 | 1.9837 | 15945.0014 | 34167.736 | 325.0604 | 696.5555
1 | 4000 | 707 | 0.035 | 15 | 15 | 7 | 4.217e-12 | 5spot_SharedNeighbor | CO2 | Porous | Wet | R245fa | MinimizeLCOE_Brownfield | IgnoreSilica | 40.9707 | 6.5762 | 0.64651 | 4 | 13185.5199 | 27163.5533 | 268.8047 | 553.7658 | 100.3884 | 12.5892 | 35.2795 | 2410203.171 | 0 | 1774643.0067 | 0 | 0 | 0 | 1257118.8209 | 2122366.3495 | 5521961.8842 | 3768852.4509 | 16855145.6832 | 961560.8286 | 16281397.4 | 16281397.4 | 13025169.1305 | 6840998.1979 | 0 | 34098103.9118 | 70245668.6401 | 4216.965 | 2.586 | 13185.5199 | 27163.5533 | 268.8047 | 553.7658
1 | 4000 | 707 | 0.035 | 15 | 15 | 7 | 5.6234e-12 | 5spot_SharedNeighbor | CO2 | Porous | Wet | R245fa | MinimizeLCOE_Brownfield | IgnoreSilica | 50.5614 | 8.2145 | 0.82833 | 4 | 11089.044 | 21998.8084 | 226.0652 | 448.4755 | 100.537 | 12.5256 | 38.3113 | 2801294.1114 | 0 | 2099845.4126 | 0 | 0 | 0 | 1394314.339 | 2455227.0066 | 6387997.0348 | 4359939.2365 | 19498617.1409 | 961560.8286 | 16281397.4 | 16281397.4 | 13025169.1305 | 6840998.1979 | 0 | 36741575.3695 | 72889140.0978 | 5623.4133 | 3.3133 | 11089.044 | 21998.8084 | 226.0652 | 448.4755
1 | 4000 | 707 | 0.035 | 15 | 15 | 7 | 7.4989e-12 | 5spot_SharedNeighbor | CO2 | Porous | Wet | R245fa | MinimizeLCOE_Brownfield | IgnoreSilica | 61.2218 | 10.0481 | 1.0389 | 4 | 9491.062 | 18189.7579 | 193.4881 | 370.8228 | 100.4987 | 12.4281 | 35.4893 | 3206058.0979 | 0 | 2447132.3617 | 0 | 0 | 0 | 1513576.8742 | 2795039.2602 | 7272118.8136 | 4963370.5174 | 22197295.9248 | 961560.8286 | 16281397.4 | 16281397.4 | 13025169.1305 | 6840998.1979 | 0 | 39440254.1534 | 75587818.8817 | 7498.9421 | 4.1555 | 9491.062 | 18189.7579 | 193.4881 | 370.8228
1 | 4000 | 707 | 0.035 | 15 | 15 | 7 | 1e-11 | 5spot_SharedNeighbor | CO2 | Porous | Wet | R245fa | MinimizeLCOE_Brownfield | IgnoreSilica | 72.4445 | 11.9925 | 1.2701 | 4 | 8274.3946 | 15389.528 | 168.6847 | 313.7363 | 100.2814 | 12.297 | 38.3223 | 3603058.2362 | 0 | 2799861.4852 | 0 | 0 | 0 | 1602266.3788 | 3122022.5791 | 8122862.3358 | 5544020.4523 | 24794091.4674 | 961560.8286 | 16281397.4 | 16281397.4 | 13025169.1305 | 6840998.1979 | 0 | 42037049.696 | 78184614.4243 | 10000 | 5.0804 | 8274.3946 | 15389.528 | 168.6847 | 313.7363
1 | 4000 | 707 | 0.035 | 15 | 15 | 7 | 1.3335e-11 | 5spot_SharedNeighbor | CO2 | Porous | Wet | R245fa | MinimizeLCOE_Brownfield | IgnoreSilica | 83.5038 | 13.9233 | 1.5085 | 4 | 7351.514 | 13342.1044 | 149.8706 | 271.9968 | 99.9148 | 12.14 | 50.9534 | 3968066.2564 | 0 | 3136875.9891 | 0 | 0 | 0 | 1650071.3257 | 3414455.2928 | 8883712.2707 | 6063316.1668 | 27116497.3013 | 961560.8286 | 16281397.4 | 16281397.4 | 13025169.1305 | 6840998.1979 | 0 | 44359455.5299 | 80507020.2583 | 13335.2143 | 6.0341 | 7351.514 | 13342.1044 | 149.8706 | 271.9968
1 | 4000 | 707 | 0.035 | 15 | 15 | 7 | 1.7783e-11 | 5spot_SharedNeighbor | CO2 | Porous | Wet | R245fa | MinimizeLCOE_Brownfield | IgnoreSilica | 93.8157 | 15.7364 | 1.7401 | 4 | 6654.4645 | 11847.6902 | 135.6603 | 241.5312 | 99.4482 | 11.9691 | 45.168 | 4286510.2306 | 0 | 3443125.4979 | 0 | 0 | 0 | 1657904.1911 | 3661140.5686 | 9525536.7564 | 6501374.5664 | 29075591.811 | 961560.8286 | 16281397.4 | 16281397.4 | 13025169.1305 | 6840998.1979 | 0 | 46318550.0396 | 82466114.7679 | 17782.7941 | 6.9605 | 6654.4645 | 11847.6902 | 135.6603 | 241.5312
1 | 4000 | 707 | 0.035 | 15 | 15 | 7 | 2.3714e-11 | 5spot_SharedNeighbor | CO2 | Porous | Wet | R245fa | MinimizeLCOE_Brownfield | IgnoreSilica | 102.9191 | 17.3478 | 1.9527 | 4 | 6129.7877 | 10757.7951 | 124.964 | 219.3122 | 98.9411 | 11.7989 | 48.2981 | 4550747.8197 | 0 | 3707908.9534 | 0 | 0 | 0 | 1632179.3821 | 3857426.1006 | 10036231.4467 | 6849934.1863 | 30634427.8889 | 961560.8286 | 16281397.4 | 16281397.4 | 13025169.1305 | 6840998.1979 | 0 | 47877386.1175 | 84024950.8458 | 23713.7371 | 7.8106 | 6129.7877 | 10757.7951 | 124.964 | 219.3122
1 | 4000 | 707 | 0.035 | 15 | 15 | 7 | 3.1623e-11 | 5spot_SharedNeighbor | CO2 | Porous | Wet | R245fa | MinimizeLCOE_Brownfield | IgnoreSilica | 110.6292 | 18.7208 | 2.1387 | 4 | 5735.7033 | 9961.1225 | 116.9301 | 203.071 | 98.4436 | 11.6405 | 47.2803 | 4762401.1245 | 0 | 3928513.5361 | 0 | 0 | 0 | 1584242.411 | 4007311.2579 | 10426201.8806 | 7116097.0205 | 31824767.2308 | 961560.8286 | 16281397.4 | 16281397.4 | 13025169.1305 | 6840998.1979 | 0 | 49067725.4593 | 85215290.1877 | 31622.7766 | 8.5548 | 5735.7033 | 9961.1225 | 116.9301 | 203.071
1 | 4000 | 707 | 0.035 | 15 | 15 | 7 | 4.217e-11 | 5spot_SharedNeighbor | CO2 | Porous | Wet | R245fa | MinimizeLCOE_Brownfield | IgnoreSilica | 116.9675 | 19.8551 | 2.2957 | 4 | 5440.0059 | 9376.5048 | 110.9019 | 191.1527 | 97.9885 | 11.5006 | 56.8754 | 4928111.1686 | 0 | 4107564.7633 | 0 | 0 | 0 | 1525555.682 | 4118880.3294 | 10716481.7186 | 7314218.9746 | 32710812.6365 | 961560.8286 | 16281397.4 | 16281397.4 | 13025169.1305 | 6840998.1979 | 0 | 49953770.8651 | 86101335.5934 | 42169.6503 | 9.1827 | 5440.0059 | 9376.5048 | 110.9019 | 191.1527
1 | 4000 | 707 | 0.035 | 15 | 15 | 7 | 5.6234e-11 | 5spot_SharedNeighbor | CO2 | Porous | Wet | R245fa | MinimizeLCOE_Brownfield | IgnoreSilica | 122.0371 | 20.7663 | 2.4241 | 4 | 5218.1924 | 8946.1384 | 106.3799 | 182.3791 | 97.5945 | 11.3825 | 48.5824 | 5055272.0388 | 0 | 4249382.1369 | 0 | 0 | 0 | 1464433.3216 | 4199944.124 | 10927393.0835 | 7458170.315 | 33354595.0198 | 961560.8286 | 16281397.4 | 16281397.4 | 13025169.1305 | 6840998.1979 | 0 | 50597553.2484 | 86745117.9767 | 56234.1325 | 9.6964 | 5218.1924 | 8946.1384 | 106.3799 | 182.3791
1 | 4000 | 707 | 0.035 | 15 | 15 | 7 | 7.4989e-11 | 5spot_SharedNeighbor | CO2 | Porous | Wet | R245fa | MinimizeLCOE_Brownfield | IgnoreSilica | 126.0077 | 21.4827 | 2.5267 | 4 | 5051.7872 | 8628.33 | 102.9875 | 175.9002 | 97.2673 | 11.286 | 50.6978 | 5151512.3167 | 0 | 4359633.1582 | 0 | 0 | 0 | 1406486.0289 | 4257876.2865 | 11078120.6869 | 7561045.0014 | 33814673.4785 | 961560.8286 | 16281397.4 | 16281397.4 | 13025169.1305 | 6840998.1979 | 0 | 51057631.7071 | 87205196.4354 | 74989.4209 | 10.1068 | 5051.7872 | 8628.33 | 102.9875 | 175.9002
1 | 4000 | 707 | 0.035 | 15 | 15 | 7 | 1e-10 | 5spot_SharedNeighbor | CO2 | Porous | Wet | R245fa | MinimizeLCOE_Brownfield | IgnoreSilica | 129.0823 | 22.0391 | 2.6074 | 4 | 4926.9265 | 8392.7919 | 100.4421 | 171.0984 | 97.0025 | 11.209 | 50.7235 | 5224000.6308 | 0 | 4444528.173 | 0 | 0 | 0 | 1355068.7364 | 4299203.0407 | 11185644.424 | 7634432.1614 | 34142877.1663 | 961560.8286 | 16281397.4 | 16281397.4 | 13025169.1305 | 6840998.1979 | 0 | 51385835.3949 | 87533400.1233 | 100000 | 10.4296 | 4926.9265 | 8392.7919 | 100.4421 | 171.0984
1 | 4000 | 707 | 0.035 | 15 | 15 | 7 | 1.3335e-10 | 5spot_SharedNeighbor | CO2 | Porous | Wet | R245fa | MinimizeLCOE_Brownfield | IgnoreSilica | 131.4575 | 22.4697 | 2.6702 | 4 | 4833.2244 | 8217.531 | 98.5318 | 167.5255 | 96.7912 | 11.1481 | 53.5389 | 5278778.7008 | 0 | 4509835.2513 | 0 | 0 | 0 | 1311673.9335 | 4329112.2754 | 11263462.1175 | 7687544.3362 | 34380406.6147 | 961560.8286 | 16281397.4 | 16281397.4 | 13025169.1305 | 6840998.1979 | 0 | 51623364.8433 | 87770929.5716 | 133352.1432 | 10.6809 | 4833.2244 | 8217.531 | 98.5318 | 167.5255
1 | 4000 | 707 | 0.035 | 15 | 15 | 7 | 1.7783e-10 | 5spot_SharedNeighbor | CO2 | Porous | Wet | R245fa | MinimizeLCOE_Brownfield | IgnoreSilica | 133.2692 | 22.7988 | 2.7186 | 4 | 4762.9011 | 8086.9946 | 97.0982 | 164.8643 | 96.6259 | 11.1007 | 51.3286 | 5319841.2011 | 0 | 4559490.1517 | 0 | 0 | 0 | 1275968.8275 | 4350567.0703 | 11319283.0929 | 7725643.2989 | 34550793.6423 | 961560.8286 | 16281397.4 | 16281397.4 | 13025169.1305 | 6840998.1979 | 0 | 51793751.8709 | 87941316.5992 | 177827.941 | 10.8744 | 4762.9011 | 8086.9946 | 97.0982 | 164.8643
1 | 4000 | 707 | 0.035 | 15 | 15 | 7 | 2.3714e-10 | 5spot_SharedNeighbor | CO2 | Porous | Wet | R245fa | MinimizeLCOE_Brownfield | IgnoreSilica | 134.6387 | 23.0481 | 2.7555 | 4 | 4710.1241 | 7989.6812 | 96.0223 | 162.8805 | 96.4987 | 11.0645 | 59.3423 | 5350464.4489 | 0 | 4596934.6289 | 0 | 0 | 0 | 1247177.2755 | 4365884.7778 | 11359136.6256 | 7752844.1539 | 34672441.9106 | 961560.8286 | 16281397.4 | 16281397.4 | 13025169.1305 | 6840998.1979 | 0 | 51915400.1392 | 88062964.8675 | 237137.3706 | 11.0221 | 4710.1241 | 7989.6812 | 96.0223 | 162.8805
1 | 4000 | 707 | 0.035 | 15 | 15 | 7 | 3.1623e-10 | 5spot_SharedNeighbor | CO2 | Porous | Wet | R245fa | MinimizeLCOE_Brownfield | IgnoreSilica | 135.6787 | 23.2375 | 2.7836 | 4 | 4670.5183 | 7916.9363 | 95.2148 | 161.3975 | 96.4008 | 11.0367 | 52.6241 | 5373481.0094 | 0 | 4625319.8485 | 0 | 0 | 0 | 1224494.6212 | 4377085.2369 | 11388277.9227 | 7772733.688 | 34761392.3267 | 961560.8286 | 16281397.4 | 16281397.4 | 13025169.1305 | 6840998.1979 | 0 | 52004350.5553 | 88151915.2836 | 316227.766 | 11.1346 | 4670.5183 | 7916.9363 | 95.2148 | 161.3975
1 | 4000 | 707 | 0.035 | 15 | 15 | 7 | 4.217e-10 | 5spot_SharedNeighbor | CO2 | Porous | Wet | R245fa | MinimizeLCOE_Brownfield | IgnoreSilica | 136.4681 | 23.3813 | 2.805 | 4 | 4640.7993 | 7862.4876 | 94.609 | 160.2874 | 96.3256 | 11.0155 | 55.204 | 5390812.9332 | 0 | 4646835.743 | 0 | 0 | 0 | 1206871.2736 | 4385362.7804 | 11409814.3931 | 7787432.7715 | 34827129.8949 | 961560.8286 | 16281397.4 | 16281397.4 | 13025169.1305 | 6840998.1979 | 0 | 52070088.1235 | 88217652.8518 | 421696.5034 | 11.2201 | 4640.7993 | 7862.4876 | 94.609 | 160.2874
1 | 4000 | 707 | 0.035 | 15 | 15 | 7 | 5.6234e-10 | 5spot_SharedNeighbor | CO2 | Porous | Wet | R245fa | MinimizeLCOE_Brownfield | IgnoreSilica | 137.0601 | 23.4892 | 2.8211 | 4 | 4618.5014 | 7821.7794 | 94.1544 | 159.4576 | 96.2689 | 10.9994 | 57.3881 | 5403731.0432 | 0 | 4662953.9282 | 0 | 0 | 0 | 1193216.8854 | 4391361.7242 | 11425422.4142 | 7798085.5666 | 34874771.5619 | 961560.8286 | 16281397.4 | 16281397.4 | 13025169.1305 | 6840998.1979 | 0 | 52117729.7905 | 88265294.5188 | 562341.3252 | 11.2846 | 4618.5014 | 7821.7794 | 94.1544 | 159.4576
1 | 4000 | 707 | 0.035 | 15 | 15 | 7 | 7.4989e-10 | 5spot_SharedNeighbor | CO2 | Porous | Wet | R245fa | MinimizeLCOE_Brownfield | IgnoreSilica | 137.5035 | 23.5702 | 2.8333 | 4 | 4601.7731 | 7791.3261 | 93.8134 | 158.8367 | 96.2261 | 10.9874 | 45.5695 | 5413363.4526 | 0 | 4675018.7937 | 0 | 0 | 0 | 1182718.5973 | 4395729.329 | 11436786.026 | 7805841.4652 | 34909457.6636 | 961560.8286 | 16281397.4 | 16281397.4 | 13025169.1305 | 6840998.1979 | 0 | 52152415.8922 | 88299980.6206 | 749894.2093 | 11.3331 | 4601.7731 | 7791.3261 | 93.8134 | 158.8367
1 | 4000 | 707 | 0.035 | 15 | 15 | 7 | 1e-09 | 5spot_SharedNeighbor | CO2 | Porous | Wet | R245fa | MinimizeLCOE_Brownfield | IgnoreSilica | 137.8371 | 23.6311 | 2.8424 | 4 | 4589.2244 | 7768.5143 | 93.5575 | 158.3717 | 96.1938 | 10.9783 | 53.6539 | 5420584.5377 | 0 | 4684089.5686 | 0 | 0 | 0 | 1174717.2597 | 4398962.6328 | 11445198.4191 | 7811583.0964 | 34935135.5143 | 961560.8286 | 16281397.4 | 16281397.4 | 13025169.1305 | 6840998.1979 | 0 | 52178093.7429 | 88325658.4712 | 1000000 | 11.3697 | 4589.2244 | 7768.5143 | 93.5575 | 158.3717
1 | 4000 | 707 | 0.035 | 15 | 15 | 7 | 1.3335e-09 | 5spot_SharedNeighbor | CO2 | Porous | Wet | R245fa | MinimizeLCOE_Brownfield | IgnoreSilica | 138.0734 | 23.6745 | 2.8492 | 4 | 4579.8116 | 7751.5934 | 93.3657 | 158.0267 | 96.1708 | 10.9718 | 56.2954 | 5425686.0873 | 0 | 4690513.4427 | 0 | 0 | 0 | 1168435.0455 | 4401007.4844 | 11450518.7037 | 7815214.2999 | 34951375.0636 | 961560.8286 | 16281397.4 | 16281397.4 | 13025169.1305 | 6840998.1979 | 0 | 52194333.2922 | 88341898.0205 | 1333521.4322 | 11.3966 | 4579.8116 | 7751.5934 | 93.3657 | 158.0267
1 | 4000 | 707 | 0.035 | 15 | 15 | 7 | 1.7783e-09 | 5spot_SharedNeighbor | CO2 | Porous | Wet | R245fa | MinimizeLCOE_Brownfield | IgnoreSilica | 138.2781 | 23.7116 | 2.8545 | 4 | 4572.7516 | 7738.5893 | 93.2217 | 157.7616 | 96.1508 | 10.9662 | 54.7972 | 5430098.4254 | 0 | 4696074.8681 | 0 | 0 | 0 | 1164074.6145 | 4403196.6841 | 11456214.5521 | 7819101.8335 | 34968760.9776 | 961560.8286 | 16281397.4 | 16281397.4 | 13025169.1305 | 6840998.1979 | 0 | 52211719.2062 | 88359283.9345 | 1778279.41 | 11.418 | 4572.7516 | 7738.5893 | 93.2217 | 157.7616
1 | 4000 | 707 | 0.035 | 15 | 15 | 7 | 2.3714e-09 | 5spot_SharedNeighbor | CO2 | Porous | Wet | R245fa | MinimizeLCOE_Brownfield | IgnoreSilica | 138.4218 | 23.7379 | 2.8584 | 4 | 4567.4564 | 7728.9607 | 93.1138 | 157.5653 | 96.1368 | 10.9623 | 59.7604 | 5433191.0614 | 0 | 4699979.2245 | 0 | 0 | 0 | 1160636.8495 | 4404584.7828 | 11459826.1003 | 7821566.7894 | 34979784.8079 | 961560.8286 | 16281397.4 | 16281397.4 | 13025169.1305 | 6840998.1979 | 0 | 52222743.0365 | 88370307.7648 | 2371373.7057 | 11.4337 | 4567.4564 | 7728.9607 | 93.1138 | 157.5653
1 | 4000 | 707 | 0.035 | 15 | 15 | 7 | 3.1623e-09 | 5spot_SharedNeighbor | CO2 | Porous | Wet | R245fa | MinimizeLCOE_Brownfield | IgnoreSilica | 138.5144 | 23.755 | 2.8612 | 4 | 4563.4851 | 7721.9233 | 93.0328 | 157.4219 | 96.1277 | 10.9597 | 54.0531 | 5435180.1595 | 0 | 4702494.643 | 0 | 0 | 0 | 1157825.8381 | 4405245.2498 | 11461544.5 | 7822739.6325 | 34985030.0229 | 961560.8286 | 16281397.4 | 16281397.4 | 13025169.1305 | 6840998.1979 | 0 | 52227988.2515 | 88375552.9798 | 3162277.6602 | 11.4448 | 4563.4851 | 7721.9233 | 93.0328 | 157.4219
1 | 4000 | 707 | 0.035 | 15 | 15 | 7 | 4.217e-09 | 5spot_SharedNeighbor | CO2 | Porous | Wet | R245fa | MinimizeLCOE_Brownfield | IgnoreSilica | 138.605 | 23.7714 | 2.8635 | 4 | 4560.5068 | 7716.3982 | 92.9721 | 157.3092 | 96.1189 | 10.9572 | 53.41 | 5437126.6351 | 0 | 4704954.6364 | 0 | 0 | 0 | 1156013.232 | 4406256.8564 | 11464176.4928 | 7824536.0216 | 34993063.8745 | 961560.8286 | 16281397.4 | 16281397.4 | 13025169.1305 | 6840998.1979 | 0 | 52236022.1031 | 88383586.8314 | 4216965.0343 | 11.454 | 4560.5068 | 7716.3982 | 92.9721 | 157.3092
1 | 4000 | 707 | 0.035 | 15 | 15 | 7 | 5.6234e-09 | 5spot_SharedNeighbor | CO2 | Porous | Wet | R245fa | MinimizeLCOE_Brownfield | IgnoreSilica | 138.6607 | 23.7816 | 2.8651 | 4 | 4558.2732 | 7712.4 | 92.9266 | 157.2277 | 96.1134 | 10.9557 | 50.9297 | 5438322.5405 | 0 | 4706468.3187 | 0 | 0 | 0 | 1154474.2105 | 4406713.3772 | 11465364.2662 | 7825346.7014 | 34996689.4144 | 961560.8286 | 16281397.4 | 16281397.4 | 13025169.1305 | 6840998.1979 | 0 | 52239647.643 | 88387212.3713 | 5623413.2519 | 11.4604 | 4558.2732 | 7712.4 | 92.9266 | 157.2277
1 | 4000 | 707 | 0.035 | 15 | 15 | 7 | 7.4989e-09 | 5spot_SharedNeighbor | CO2 | Porous | Wet | R245fa | MinimizeLCOE_Brownfield | IgnoreSilica | 138.6996 | 23.7889 | 2.8663 | 4 | 4556.5981 | 7709.4366 | 92.8924 | 157.1673 | 96.1096 | 10.9546 | 52.824 | 5439156.3358 | 0 | 4707524.4711 | 0 | 0 | 0 | 1153275.8756 | 4406983.1062 | 11466066.0458 | 7825825.6804 | 34998831.5149 | 961560.8286 | 16281397.4 | 16281397.4 | 13025169.1305 | 6840998.1979 | 0 | 52241789.7435 | 88389354.4718 | 7498942.0933 | 11.4651 | 4556.5981 | 7709.4366 | 92.8924 | 157.1673
1 | 4000 | 707 | 0.035 | 15 | 15 | 7 | 1e-08 | 5spot_SharedNeighbor | CO2 | Porous | Wet | R245fa | MinimizeLCOE_Brownfield | IgnoreSilica | 138.7339 | 23.7951 | 2.8672 | 4 | 4555.342 | 7707.1547 | 92.8668 | 157.1208 | 96.1062 | 10.9537 | 48.8707 | 5439891.2494 | 0 | 4708454.842 | 0 | 0 | 0 | 1152448.8218 | 4407310.0162 | 11466916.5985 | 7826406.2001 | 35001427.7281 | 961560.8286 | 16281397.4 | 16281397.4 | 13025169.1305 | 6840998.1979 | 0 | 52244385.9566 | 88391950.685 | 10000000 | 11.4688 | 4555.342 | 7707.1547 | 92.8668 | 157.1208
1 | 4100 | 707 | 0.035 | 15 | 15 | 7 | 1e-13 | 5spot_SharedNeighbor | CO2 | Porous | Wet | R245fa | MinimizeLCOE_Brownfield | IgnoreSilica | 1.1458 | 0.014473 | 0.0018147 | 4 | 2573876.9483 | 7693070.3756 | 52471.963 | 156833.6453 | 63.4443 | 10.714 | 59.8305 | 124203.4069 | 0 | 56625.054 | 0 | 0 | 0 | 120143.8078 | 117379.1848 | 305396.5611 | 208439.4282 | 932187.4428 | 961560.8286 | 16789358.4475 | 16789358.4475 | 13352332.4781 | 7017209.4558 | 0 | 18683106.7189 | 55842007.1003 | 100 | 0.0072587 | 2573876.9483 | 7693070.3756 | 52471.963 | 156833.6453
1 | 4100 | 707 | 0.035 | 15 | 15 | 7 | 1.3335e-13 | 5spot_SharedNeighbor | CO2 | Porous | Wet | R245fa | MinimizeLCOE_Brownfield | IgnoreSilica | 1.7098 | 0.074418 | 0.0058229 | 4 | 821764.4094 | 2417155.1524 | 16752.779 | 49276.9772 | 72.3292 | 11.4098 | 96.0077 | 186680.8688 | 0 | 95691.4525 | 0 | 0 | 0 | 166132.3647 | 174916.8275 | 455097.7049 | 310613.5349 | 1389132.7533 | 961560.8286 | 16789358.4475 | 16789358.4475 | 13352332.4781 | 7017209.4558 | 0 | 19140052.0294 | 56298952.4107 | 133.3521 | 0.023291 | 821764.4094 | 2417155.1524 | 16752.779 | 49276.9772
1 | 4100 | 707 | 0.035 | 15 | 15 | 7 | 1.7783e-13 | 5spot_SharedNeighbor | CO2 | Porous | Wet | R245fa | MinimizeLCOE_Brownfield | IgnoreSilica | 2.3904 | 0.16253 | 0.012358 | 4 | 397506.8902 | 1149222.6639 | 8103.7156 | 23428.4584 | 79.0391 | 11.8771 | 140.1352 | 257778.0367 | 0 | 141015.5377 | 0 | 0 | 0 | 214229.18 | 239078.8742 | 622034.1888 | 424551.1154 | 1898686.9326 | 961560.8286 | 16789358.4475 | 16789358.4475 | 13352332.4781 | 7017209.4558 | 0 | 19649606.2087 | 56808506.59 | 177.8279 | 0.049432 | 397506.8902 | 1149222.6639 | 8103.7156 | 23428.4584
1 | 4100 | 707 | 0.035 | 15 | 15 | 7 | 2.3714e-13 | 5spot_SharedNeighbor | CO2 | Porous | Wet | R245fa | MinimizeLCOE_Brownfield | IgnoreSilica | 3.2345 | 0.28451 | 0.022091 | 4 | 228935.5122 | 649452.0571 | 4667.1601 | 13239.9586 | 84.3482 | 12.2112 | 28.5086 | 339863.8494 | 0 | 194459.9139 | 0 | 0 | 0 | 266044.4247 | 312143.5933 | 812133.6004 | 554297.87 | 2478943.2518 | 961560.8286 | 16789358.4475 | 16789358.4475 | 13352332.4781 | 7017209.4558 | 0 | 20229862.5279 | 57388762.9092 | 237.1374 | 0.088365 | 228935.5122 | 649452.0571 | 4667.1601 | 13239.9586
1 | 4100 | 707 | 0.035 | 15 | 15 | 7 | 3.1623e-13 | 5spot_SharedNeighbor | CO2 | Porous | Wet | R245fa | MinimizeLCOE_Brownfield | IgnoreSilica | 4.3212 | 0.45143 | 0.035939 | 4 | 145516.0595 | 404001.5067 | 2966.5417 | 8236.1172 | 88.7 | 12.4627 | 28.4137 | 437658.7795 | 0 | 259606.9163 | 0 | 0 | 0 | 325551.6694 | 398898.7724 | 1037852.7805 | 708355.8484 | 3167924.7666 | 961560.8286 | 16789358.4475 | 16789358.4475 | 13352332.4781 | 7017209.4558 | 0 | 20918844.0427 | 58077744.424 | 316.2278 | 0.14376 | 145516.0595 | 404001.5067 | 2966.5417 | 8236.1172
1 | 4100 | 707 | 0.035 | 15 | 15 | 7 | 4.217e-13 | 5spot_SharedNeighbor | CO2 | Porous | Wet | R245fa | MinimizeLCOE_Brownfield | IgnoreSilica | 5.7165 | 0.67421 | 0.055093 | 4 | 98621.5795 | 267241.8276 | 2010.5343 | 5448.0861 | 92.2215 | 12.6522 | 35.7259 | 553496.499 | 0 | 338667.1924 | 0 | 0 | 0 | 393604.818 | 501449.7186 | 1304669.3064 | 890463.6099 | 3982351.1443 | 961560.8286 | 16789358.4475 | 16789358.4475 | 13352332.4781 | 7017209.4558 | 0 | 21733270.4204 | 58892170.8017 | 421.6965 | 0.22037 | 98621.5795 | 267241.8276 | 2010.5343 | 5448.0861
1 | 4100 | 707 | 0.035 | 15 | 15 | 7 | 5.6234e-13 | 5spot_SharedNeighbor | CO2 | Porous | Wet | R245fa | MinimizeLCOE_Brownfield | IgnoreSilica | 7.4876 | 0.96446 | 0.081068 | 4 | 69950.1167 | 184541.5216 | 1426.0277 | 3762.1285 | 95.0205 | 12.7932 | 30.5178 | 689062.4282 | 0 | 433524.1795 | 0 | 0 | 0 | 469797.0288 | 621029.6183 | 1615791.676 | 1102811.0201 | 4932015.9509 | 961560.8286 | 16789358.4475 | 16789358.4475 | 13352332.4781 | 7017209.4558 | 0 | 22682935.227 | 59841835.6083 | 562.3413 | 0.32427 | 69950.1167 | 184541.5216 | 1426.0277 | 3762.1285
1 | 4100 | 707 | 0.035 | 15 | 15 | 7 | 7.4989e-13 | 5spot_SharedNeighbor | CO2 | Porous | Wet | R245fa | MinimizeLCOE_Brownfield | IgnoreSilica | 9.7534 | 1.3415 | 0.11587 | 4 | 51357.0891 | 131528.9767 | 1046.9837 | 2681.3961 | 97.2531 | 12.8996 | 25.6886 | 849106.26 | 0 | 548317.1903 | 0 | 0 | 0 | 556758.9924 | 762131.1527 | 1982908.9247 | 1353376.0858 | 6052598.6058 | 961560.8286 | 16789358.4475 | 16789358.4475 | 13352332.4781 | 7017209.4558 | 0 | 23803517.8819 | 60962418.2633 | 749.8942 | 0.46349 | 51357.0891 | 131528.9767 | 1046.9837 | 2681.3961
1 | 4100 | 707 | 0.035 | 15 | 15 | 7 | 1e-12 | 5spot_SharedNeighbor | CO2 | Porous | Wet | R245fa | MinimizeLCOE_Brownfield | IgnoreSilica | 12.6452 | 1.8278 | 0.16207 | 4 | 38755.2437 | 96074.6997 | 790.0781 | 1958.6127 | 99.0174 | 12.9781 | 21.7605 | 1037761.5216 | 0 | 687042.8202 | 0 | 0 | 0 | 655764.1171 | 928421.699 | 2415562.8152 | 1648671.2562 | 7373224.2293 | 961560.8286 | 16789358.4475 | 16789358.4475 | 13352332.4781 | 7017209.4558 | 0 | 25124143.5054 | 62283043.8868 | 1000 | 0.64828 | 38755.2437 | 96074.6997 | 790.0781 | 1958.6127
1 | 4100 | 707 | 0.035 | 15 | 15 | 7 | 1.3335e-12 | 5spot_SharedNeighbor | CO2 | Porous | Wet | R245fa | MinimizeLCOE_Brownfield | IgnoreSilica | 16.4009 | 2.4624 | 0.22334 | 4 | 29889.6524 | 71483.3521 | 609.341 | 1457.2848 | 100.4194 | 13.0339 | 30.2415 | 1264138.2665 | 0 | 853152.6221 | 0 | 0 | 0 | 772960.4945 | 1127198.0394 | 2932738.0784 | 2001654.0003 | 8951841.5012 | 961560.8286 | 16789358.4475 | 16789358.4475 | 13352332.4781 | 7017209.4558 | 0 | 26702760.7773 | 63861661.1587 | 1333.5214 | 0.89338 | 29889.6524 | 71483.3521 | 609.341 | 1457.2848
1 | 4100 | 707 | 0.035 | 15 | 15 | 7 | 1.7783e-12 | 5spot_SharedNeighbor | CO2 | Porous | Wet | R245fa | MinimizeLCOE_Brownfield | IgnoreSilica | 21.0445 | 3.2535 | 0.30312 | 4 | 23486.1198 | 54133.1024 | 478.7963 | 1103.5765 | 101.4702 | 13.0672 | 21.0006 | 1523130.0129 | 0 | 1041462.0475 | 0 | 0 | 0 | 898336.2461 | 1350542.0395 | 3513833.3526 | 2398263.4652 | 10725567.1639 | 961560.8286 | 16789358.4475 | 16789358.4475 | 13352332.4781 | 7017209.4558 | 0 | 28476486.44 | 65635386.8213 | 1778.2794 | 1.2125 | 23486.1198 | 54133.1024 | 478.7963 | 1103.5765
1 | 4100 | 707 | 0.035 | 15 | 15 | 7 | 2.3714e-12 | 5spot_SharedNeighbor | CO2 | Porous | Wet | R245fa | MinimizeLCOE_Brownfield | IgnoreSilica | 26.7908 | 4.2381 | 0.40572 | 4 | 18795.9673 | 41692.8147 | 383.1812 | 849.9644 | 102.2499 | 13.0794 | 27.1867 | 1820391.1186 | 0 | 1263341.8268 | 0 | 0 | 0 | 1033699.7008 | 1605798.732 | 4177958.906 | 2851542.8018 | 12752733.0858 | 961560.8286 | 16789358.4475 | 16789358.4475 | 13352332.4781 | 7017209.4558 | 0 | 30503652.3619 | 67662552.7433 | 2371.3737 | 1.6229 | 18795.9673 | 41692.8147 | 383.1812 | 849.9644
1 | 4100 | 707 | 0.035 | 15 | 15 | 7 | 3.1623e-12 | 5spot_SharedNeighbor | CO2 | Porous | Wet | R245fa | MinimizeLCOE_Brownfield | IgnoreSilica | 33.8749 | 5.4575 | 0.53613 | 4 | 15303.5023 | 32630.9121 | 311.9826 | 665.2253 | 102.804 | 13.0687 | 31.8371 | 2160720.1197 | 0 | 1524174.8258 | 0 | 0 | 0 | 1179956.8727 | 1897292.2091 | 4936365.14 | 3369170.6402 | 15067679.8076 | 961560.8286 | 16789358.4475 | 16789358.4475 | 13352332.4781 | 7017209.4558 | 0 | 32818599.0837 | 69977499.4651 | 3162.2777 | 2.1445 | 15303.5023 | 32630.9121 | 311.9826 | 665.2253
1 | 4100 | 707 | 0.035 | 15 | 15 | 7 | 4.217e-12 | 5spot_SharedNeighbor | CO2 | Porous | Wet | R245fa | MinimizeLCOE_Brownfield | IgnoreSilica | 42.3519 | 6.9249 | 0.69799 | 4 | 12670.8732 | 25980.1419 | 258.3129 | 529.6403 | 103.1495 | 13.0308 | 36.3698 | 2539295.6694 | 0 | 1822344.0299 | 0 | 0 | 0 | 1329082.115 | 2219381.5076 | 5774375.425 | 3941129.8791 | 17625608.6262 | 961560.8286 | 16789358.4475 | 16789358.4475 | 13352332.4781 | 7017209.4558 | 0 | 35376527.9023 | 72535428.2836 | 4216.965 | 2.792 | 12670.8732 | 25980.1419 | 258.3129 | 529.6403
1 | 4100 | 707 | 0.035 | 15 | 15 | 7 | 5.6234e-12 | 5spot_SharedNeighbor | CO2 | Porous | Wet | R245fa | MinimizeLCOE_Brownfield | IgnoreSilica | 52.1887 | 8.6383 | 0.89292 | 4 | 10670.9229 | 21074.6938 | 217.5412 | 429.6361 | 103.2973 | 12.9607 | 33.674 | 2948064.4582 | 0 | 2153741.0407 | 0 | 0 | 0 | 1472457.9976 | 2563962.7637 | 6670905.17 | 4553029.8519 | 20362161.2822 | 961560.8286 | 16789358.4475 | 16789358.4475 | 13352332.4781 | 7017209.4558 | 0 | 38113080.5583 | 75271980.9396 | 5623.4133 | 3.5717 | 10670.9229 | 21074.6938 | 217.5412 | 429.6361
1 | 4100 | 707 | 0.035 | 15 | 15 | 7 | 7.4989e-12 | 5spot_SharedNeighbor | CO2 | Porous | Wet | R245fa | MinimizeLCOE_Brownfield | IgnoreSilica | 63.0512 | 10.544 | 1.1174 | 4 | 9147.1671 | 17460.6741 | 186.4774 | 355.9595 | 103.2499 | 12.855 | 35.8109 | 3368371.3367 | 0 | 2505458.8588 | 0 | 0 | 0 | 1595430.1383 | 2913011.5302 | 7579058.4607 | 5172863.1335 | 23134193.4583 | 961560.8286 | 16789358.4475 | 16789358.4475 | 13352332.4781 | 7017209.4558 | 0 | 40885112.7344 | 78044013.1157 | 7498.9421 | 4.4697 | 9147.1671 | 17460.6741 | 186.4774 | 355.9595
1 | 4100 | 707 | 0.035 | 15 | 15 | 7 | 1e-11 | 5spot_SharedNeighbor | CO2 | Porous | Wet | R245fa | MinimizeLCOE_Brownfield | IgnoreSilica | 74.4077 | 12.5514 | 1.3624 | 4 | 7987.8245 | 14806.3794 | 162.8426 | 301.8481 | 103.0182 | 12.7146 | 40.3078 | 3777823.8748 | 0 | 2860398.5795 | 0 | 0 | 0 | 1685318.8666 | 3246181.1152 | 8445897.3784 | 5764498.5066 | 25780118.3211 | 961560.8286 | 16789358.4475 | 16789358.4475 | 13352332.4781 | 7017209.4558 | 0 | 43531037.5972 | 80689937.9786 | 10000 | 5.4497 | 7987.8245 | 14806.3794 | 162.8426 | 301.8481
1 | 4100 | 707 | 0.035 | 15 | 15 | 7 | 1.3335e-11 | 5spot_SharedNeighbor | CO2 | Porous | Wet | R245fa | MinimizeLCOE_Brownfield | IgnoreSilica | 85.5675 | 14.539 | 1.6138 | 4 | 7109.1058 | 12865.4642 | 144.9287 | 262.2799 | 102.6341 | 12.5478 | 40.087 | 4153282.3247 | 0 | 3198743.7888 | 0 | 0 | 0 | 1733553.1539 | 3543375.9143 | 9219137.2827 | 6292250.6298 | 28140343.0942 | 961560.8286 | 16789358.4475 | 16789358.4475 | 13352332.4781 | 7017209.4558 | 0 | 45891262.3703 | 83050162.7517 | 13335.2143 | 6.4553 | 7109.1058 | 12865.4642 | 144.9287 | 262.2799
1 | 4100 | 707 | 0.035 | 15 | 15 | 7 | 1.7783e-11 | 5spot_SharedNeighbor | CO2 | Porous | Wet | R245fa | MinimizeLCOE_Brownfield | IgnoreSilica | 95.8887 | 16.3909 | 1.8563 | 4 | 6445.8772 | 11450.2425 | 131.4079 | 233.4287 | 102.1523 | 12.3683 | 41.3998 | 4478275.0081 | 0 | 3503856.0481 | 0 | 0 | 0 | 1739912.9977 | 3791597.1811 | 9864958.1016 | 6733036.609 | 30111635.9456 | 961560.8286 | 16789358.4475 | 16789358.4475 | 13352332.4781 | 7017209.4558 | 0 | 47862555.2217 | 85021455.6031 | 17782.7941 | 7.4253 | 6445.8772 | 11450.2425 | 131.4079 | 233.4287
1 | 4100 | 707 | 0.035 | 15 | 15 | 7 | 2.3714e-11 | 5spot_SharedNeighbor | CO2 | Porous | Wet | R245fa | MinimizeLCOE_Brownfield | IgnoreSilica | 104.9756 | 18.0324 | 2.0779 | 4 | 5946.9461 | 10417.779 | 121.2365 | 212.3805 | 101.6324 | 12.1905 | 43.9075 | 4747339.6051 | 0 | 3767062.995 | 0 | 0 | 0 | 1712901.4682 | 3988648.5867 | 10377645.4381 | 7082956.2508 | 31676554.344 | 961560.8286 | 16789358.4475 | 16789358.4475 | 13352332.4781 | 7017209.4558 | 0 | 49427473.6201 | 86586374.0014 | 23713.7371 | 8.3114 | 5946.9461 | 10417.779 | 121.2365 | 212.3805
1 | 4100 | 707 | 0.035 | 15 | 15 | 7 | 3.1623e-11 | 5spot_SharedNeighbor | CO2 | Porous | Wet | R245fa | MinimizeLCOE_Brownfield | IgnoreSilica | 112.6413 | 19.4255 | 2.2709 | 4 | 5572.365 | 9663.1139 | 113.6002 | 196.9956 | 101.1258 | 12.0262 | 52.2538 | 4962117.6228 | 0 | 3985568.8179 | 0 | 0 | 0 | 1663796.0828 | 4138478.1842 | 10767471.3166 | 7349020.423 | 32866452.4473 | 961560.8286 | 16789358.4475 | 16789358.4475 | 13352332.4781 | 7017209.4558 | 0 | 50617371.7234 | 87776272.1047 | 31622.7766 | 9.0836 | 5572.365 | 9663.1139 | 113.6002 | 196.9956
1 | 4100 | 707 | 0.035 | 15 | 15 | 7 | 4.217e-11 | 5spot_SharedNeighbor | CO2 | Porous | Wet | R245fa | MinimizeLCOE_Brownfield | IgnoreSilica | 118.8971 | 20.5685 | 2.4329 | 4 | 5291.3995 | 9109.7308 | 107.8723 | 185.7142 | 100.6668 | 11.8824 | 51.701 | 5129163.2418 | 0 | 4161685.4984 | 0 | 0 | 0 | 1603789.044 | 4248908.7358 | 11054788.9596 | 7545120.6181 | 33743456.0978 | 961560.8286 | 16789358.4475 | 16789358.4475 | 13352332.4781 | 7017209.4558 | 0 | 51494375.3739 | 88653275.7553 | 42169.6503 | 9.7317 | 5291.3995 | 9109.7308 | 107.8723 | 185.7142
1 | 4100 | 707 | 0.035 | 15 | 15 | 7 | 5.6234e-11 | 5spot_SharedNeighbor | CO2 | Porous | Wet | R245fa | MinimizeLCOE_Brownfield | IgnoreSilica | 123.9077 | 21.4878 | 2.5653 | 4 | 5080.6983 | 8701.975 | 103.5769 | 177.4015 | 100.2696 | 11.7609 | 51.2891 | 5257619.6784 | 0 | 4301410.7402 | 0 | 0 | 0 | 1542256.4297 | 4329501.8708 | 11264475.765 | 7688236.1714 | 34383500.6556 | 961560.8286 | 16789358.4475 | 16789358.4475 | 13352332.4781 | 7017209.4558 | 0 | 52134419.9317 | 89293320.313 | 56234.1325 | 10.2613 | 5080.6983 | 8701.975 | 103.5769 | 177.4015
1 | 4100 | 707 | 0.035 | 15 | 15 | 7 | 7.4989e-11 | 5spot_SharedNeighbor | CO2 | Porous | Wet | R245fa | MinimizeLCOE_Brownfield | IgnoreSilica | 127.8176 | 22.2081 | 2.6708 | 4 | 4922.6708 | 8400.9364 | 100.3553 | 171.2645 | 99.9413 | 11.6623 | 49.8417 | 5354543.136 | 0 | 4409658.4709 | 0 | 0 | 0 | 1484088.3083 | 4386833.0669 | 11413639.777 | 7790043.6746 | 34838806.4338 | 961560.8286 | 16789358.4475 | 16789358.4475 | 13352332.4781 | 7017209.4558 | 0 | 52589725.7099 | 89748626.0913 | 74989.4209 | 10.6832 | 4922.6708 | 8400.9364 | 100.3553 | 171.2645
1 | 4100 | 707 | 0.035 | 15 | 15 | 7 | 1e-10 | 5spot_SharedNeighbor | CO2 | Porous | Wet | R245fa | MinimizeLCOE_Brownfield | IgnoreSilica | 130.8682 | 22.7713 | 2.7539 | 4 | 4804.1247 | 8177.4375 | 97.9386 | 166.7081 | 99.6739 | 11.5829 | 47.7372 | 5428135.256 | 0 | 4493653.1361 | 0 | 0 | 0 | 1433162.7563 | 4428430.9479 | 11521868.9303 | 7863912.2957 | 35169163.3223 | 961560.8286 | 16789358.4475 | 16789358.4475 | 13352332.4781 | 7017209.4558 | 0 | 52920082.5984 | 90078982.9798 | 100000 | 11.0156 | 4804.1247 | 8177.4375 | 97.9386 | 166.7081
1 | 4100 | 707 | 0.035 | 15 | 15 | 7 | 1.3335e-10 | 5spot_SharedNeighbor | CO2 | Porous | Wet | R245fa | MinimizeLCOE_Brownfield | IgnoreSilica | 133.189 | 23.2012 | 2.8181 | 4 | 4715.1815 | 8011.5733 | 96.1254 | 163.3268 | 99.4639 | 11.5212 | 60.3003 | 5482924.699 | 0 | 4557294.3904 | 0 | 0 | 0 | 1389721.9099 | 4457676.9897 | 11597961.1319 | 7915846.7868 | 35401425.9076 | 961560.8286 | 16789358.4475 | 16789358.4475 | 13352332.4781 | 7017209.4558 | 0 | 53152345.1837 | 90311245.5651 | 133352.1432 | 11.2726 | 4715.1815 | 8011.5733 | 96.1254 | 163.3268
1 | 4100 | 707 | 0.035 | 15 | 15 | 7 | 1.7783e-10 | 5spot_SharedNeighbor | CO2 | Porous | Wet | R245fa | MinimizeLCOE_Brownfield | IgnoreSilica | 134.9749 | 23.5323 | 2.8678 | 4 | 4648.4431 | 7887.8113 | 94.7648 | 160.8037 | 99.2983 | 11.4728 | 51.5694 | 5524377.6073 | 0 | 4606114.6668 | 0 | 0 | 0 | 1354368.3637 | 4479095.6487 | 11653688.0891 | 7953881.5802 | 35571525.9557 | 961560.8286 | 16789358.4475 | 16789358.4475 | 13352332.4781 | 7017209.4558 | 0 | 53322445.2318 | 90481345.6132 | 177827.941 | 11.471 | 4648.4431 | 7887.8113 | 94.7648 | 160.8037
1 | 4100 | 707 | 0.035 | 15 | 15 | 7 | 2.3714e-10 | 5spot_SharedNeighbor | CO2 | Porous | Wet | R245fa | MinimizeLCOE_Brownfield | IgnoreSilica | 136.3218 | 23.7825 | 2.9056 | 4 | 4598.3656 | 7795.5765 | 93.7439 | 158.9234 | 99.1711 | 11.4359 | 57.6423 | 5555231.1188 | 0 | 4642849.3729 | 0 | 0 | 0 | 1325871.3744 | 4494341.2278 | 11693353.9586 | 7980954.3511 | 35692601.4036 | 961560.8286 | 16789358.4475 | 16789358.4475 | 13352332.4781 | 7017209.4558 | 0 | 53443520.6797 | 90602421.0611 | 237137.3706 | 11.6223 | 4598.3656 | 7795.5765 | 93.7439 | 158.9234
1 | 4100 | 707 | 0.035 | 15 | 15 | 7 | 3.1623e-10 | 5spot_SharedNeighbor | CO2 | Porous | Wet | R245fa | MinimizeLCOE_Brownfield | IgnoreSilica | 137.3501 | 23.9736 | 2.9344 | 4 | 4560.7912 | 7726.558 | 92.9779 | 157.5163 | 99.0728 | 11.4074 | 55.456 | 5578550.0344 | 0 | 4670846.4303 | 0 | 0 | 0 | 1303546.389 | 4505647.7129 | 11722771.1137 | 8001032.1639 | 35782393.8442 | 961560.8286 | 16789358.4475 | 16789358.4475 | 13352332.4781 | 7017209.4558 | 0 | 53533313.1203 | 90692213.5017 | 316227.766 | 11.7377 | 4560.7912 | 7726.558 | 92.9779 | 157.5163
1 | 4100 | 707 | 0.035 | 15 | 15 | 7 | 4.217e-10 | 5spot_SharedNeighbor | CO2 | Porous | Wet | R245fa | MinimizeLCOE_Brownfield | IgnoreSilica | 138.1077 | 24.1148 | 2.9561 | 4 | 4532.6001 | 7675.1684 | 92.4032 | 156.4687 | 98.9995 | 11.3863 | 49.7675 | 5595594.7438 | 0 | 4691444.6559 | 0 | 0 | 0 | 1285870.6539 | 4513434.9209 | 11743031.8314 | 8014860.5201 | 35844237.326 | 961560.8286 | 16789358.4475 | 16789358.4475 | 13352332.4781 | 7017209.4558 | 0 | 53595156.602 | 90754056.9834 | 421696.5034 | 11.8244 | 4532.6001 | 7675.1684 | 92.4032 | 156.4687
1 | 4100 | 707 | 0.035 | 15 | 15 | 7 | 5.6234e-10 | 5spot_SharedNeighbor | CO2 | Porous | Wet | R245fa | MinimizeLCOE_Brownfield | IgnoreSilica | 138.6996 | 24.2248 | 2.9727 | 4 | 4511.4508 | 7636.4636 | 91.972 | 155.6796 | 98.9419 | 11.3697 | 52.8399 | 5608837.6219 | 0 | 4707524.4711 | 0 | 0 | 0 | 1272562.5321 | 4519680.6038 | 11759281.8171 | 8025951.4693 | 35893838.5154 | 961560.8286 | 16789358.4475 | 16789358.4475 | 13352332.4781 | 7017209.4558 | 0 | 53644757.7915 | 90803658.1728 | 562341.3252 | 11.8908 | 4511.4508 | 7636.4636 | 91.972 | 155.6796
1 | 4100 | 707 | 0.035 | 15 | 15 | 7 | 7.4989e-10 | 5spot_SharedNeighbor | CO2 | Porous | Wet | R245fa | MinimizeLCOE_Brownfield | IgnoreSilica | 139.1212 | 24.3037 | 2.985 | 4 | 4495.5856 | 7607.7635 | 91.6486 | 155.0945 | 98.9005 | 11.3578 | 53.0944 | 5618223.9685 | 0 | 4718967.1165 | 0 | 0 | 0 | 1262002.897 | 4523685.653 | 11769702.1336 | 8033063.5494 | 35925645.318 | 961560.8286 | 16789358.4475 | 16789358.4475 | 13352332.4781 | 7017209.4558 | 0 | 53676564.594 | 90835464.9754 | 749894.2093 | 11.9398 | 4495.5856 | 7607.7635 | 91.6486 | 155.0945
1 | 4100 | 707 | 0.035 | 15 | 15 | 7 | 1e-09 | 5spot_SharedNeighbor | CO2 | Porous | Wet | R245fa | MinimizeLCOE_Brownfield | IgnoreSilica | 139.465 | 24.3675 | 2.9945 | 4 | 4483.685 | 7585.9565 | 91.406 | 154.65 | 98.8668 | 11.3481 | 54.4063 | 5625855.3341 | 0 | 4728293.0249 | 0 | 0 | 0 | 1254363.3018 | 4527319.5477 | 11779156.7822 | 8039516.5413 | 35954504.532 | 961560.8286 | 16789358.4475 | 16789358.4475 | 13352332.4781 | 7017209.4558 | 0 | 53705423.808 | 90864324.1894 | 1000000 | 11.978 | 4483.685 | 7585.9565 | 91.406 | 154.65
1 | 4100 | 707 | 0.035 | 15 | 15 | 7 | 1.3335e-09 | 5spot_SharedNeighbor | CO2 | Porous | Wet | R245fa | MinimizeLCOE_Brownfield | IgnoreSilica | 139.7083 | 24.4129 | 3.0015 | 4 | 4474.7589 | 7569.7898 | 91.224 | 154.3204 | 98.8427 | 11.3412 | 50.8661 | 5631242.9478 | 0 | 4734893.2125 | 0 | 0 | 0 | 1248339.3421 | 4529645.4459 | 11785208.2923 | 8043646.8213 | 35972976.0619 | 961560.8286 | 16789358.4475 | 16789358.4475 | 13352332.4781 | 7017209.4558 | 0 | 53723895.338 | 90882795.7194 | 1333521.4322 | 12.006 | 4474.7589 | 7569.7898 | 91.224 | 154.3204
1 | 4100 | 707 | 0.035 | 15 | 15 | 7 | 1.7783e-09 | 5spot_SharedNeighbor | CO2 | Porous | Wet | R245fa | MinimizeLCOE_Brownfield | IgnoreSilica | 139.8936 | 24.4474 | 3.0068 | 4 | 4468.0641 | 7557.6465 | 91.0875 | 154.0728 | 98.8244 | 11.336 | 48.7831 | 5635335.387 | 0 | 4739914.42 | 0 | 0 | 0 | 1243818.002 | 4531436.4455 | 11789868.1058 | 8046827.2398 | 35987199.6001 | 961560.8286 | 16789358.4475 | 16789358.4475 | 13352332.4781 | 7017209.4558 | 0 | 53738118.8762 | 90897019.2575 | 1778279.41 | 12.0272 | 4468.0641 | 7557.6465 | 91.0875 | 154.0728
1 | 4100 | 707 | 0.035 | 15 | 15 | 7 | 2.3714e-09 | 5spot_SharedNeighbor | CO2 | Porous | Wet | R245fa | MinimizeLCOE_Brownfield | IgnoreSilica | 140.0297 | 24.4729 | 3.0107 | 4 | 4463.043 | 7548.578 | 90.9852 | 153.888 | 98.8109 | 11.3321 | 50.636 | 5638338.705 | 0 | 4743604.1598 | 0 | 0 | 0 | 1240361.2543 | 4532698.6064 | 11793151.9895 | 8049068.5579 | 35997223.2729 | 961560.8286 | 16789358.4475 | 16789358.4475 | 13352332.4781 | 7017209.4558 | 0 | 53748142.5489 | 90907042.9303 | 2371373.7057 | 12.0429 | 4463.043 | 7548.578 | 90.9852 | 153.888
1 | 4100 | 707 | 0.035 | 15 | 15 | 7 | 3.1623e-09 | 5spot_SharedNeighbor | CO2 | Porous | Wet | R245fa | MinimizeLCOE_Brownfield | IgnoreSilica | 140.1345 | 24.4924 | 3.0137 | 4 | 4459.2774 | 7541.7498 | 90.9084 | 153.7488 | 98.8005 | 11.3291 | 50.8749 | 5640649.0803 | 0 | 4746444.7824 | 0 | 0 | 0 | 1237795.5373 | 4533706.866 | 11795775.2742 | 8050859.0036 | 36005230.5439 | 961560.8286 | 16789358.4475 | 16789358.4475 | 13352332.4781 | 7017209.4558 | 0 | 53756149.82 | 90915050.2013 | 3162277.6602 | 12.0549 | 4459.2774 | 7541.7498 | 90.9084 | 153.7488
1 | 4100 | 707 | 0.035 | 15 | 15 | 7 | 4.217e-09 | 5spot_SharedNeighbor | CO2 | Porous | Wet | R245fa | MinimizeLCOE_Brownfield | IgnoreSilica | 140.2077 | 24.5062 | 3.0159 | 4 | 4456.4534 | 7536.6932 | 90.8508 | 153.6457 | 98.7932 | 11.327 | 48.5647 | 5642259.6942 | 0 | 4748427.1108 | 0 | 0 | 0 | 1235782.7596 | 4534323.1302 | 11797378.6672 | 8051953.3522 | 36010124.7141 | 961560.8286 | 16789358.4475 | 16789358.4475 | 13352332.4781 | 7017209.4558 | 0 | 53761043.9902 | 90919944.3716 | 4216965.0343 | 12.0636 | 4456.4534 | 7536.6932 | 90.8508 | 153.6457
1 | 4100 | 707 | 0.035 | 15 | 15 | 7 | 5.6234e-09 | 5spot_SharedNeighbor | CO2 | Porous | Wet | R245fa | MinimizeLCOE_Brownfield | IgnoreSilica | 140.266 | 24.5171 | 3.0176 | 4 | 4454.3355 | 7532.8627 | 90.8077 | 153.5676 | 98.7874 | 11.3254 | 52.708 | 5643543.7596 | 0 | 4750007.8066 | 0 | 0 | 0 | 1234320.4925 | 4534870.1029 | 11798801.778 | 8052924.6546 | 36014468.5943 | 961560.8286 | 16789358.4475 | 16789358.4475 | 13352332.4781 | 7017209.4558 | 0 | 53765387.8704 | 90924288.2517 | 5623413.2519 | 12.0703 | 4454.3355 | 7532.8627 | 90.8077 | 153.5676
1 | 4100 | 707 | 0.035 | 15 | 15 | 7 | 7.4989e-09 | 5spot_SharedNeighbor | CO2 | Porous | Wet | R245fa | MinimizeLCOE_Brownfield | IgnoreSilica | 140.3197 | 24.5269 | 3.019 | 4 | 4452.7473 | 7529.878 | 90.7753 | 153.5067 | 98.7821 | 11.3238 | 49.2505 | 5644726.4311 | 0 | 4751462.9341 | 0 | 0 | 0 | 1233368.7363 | 4535527.6596 | 11800512.6056 | 8054092.3296 | 36019690.6964 | 961560.8286 | 16789358.4475 | 16789358.4475 | 13352332.4781 | 7017209.4558 | 0 | 53770609.9725 | 90929510.3538 | 7498942.0933 | 12.0758 | 4452.7473 | 7529.878 | 90.7753 | 153.5067
1 | 4100 | 707 | 0.035 | 15 | 15 | 7 | 1e-08 | 5spot_SharedNeighbor | CO2 | Porous | Wet | R245fa | MinimizeLCOE_Brownfield | IgnoreSilica | 140.3392 | 24.5308 | 3.0198 | 4 | 4451.5562 | 7527.8763 | 90.751 | 153.4659 | 98.7801 | 11.3233 | 50.8137 | 5645152.6057 | 0 | 4751989.7632 | 0 | 0 | 0 | 1232345.4942 | 4535500.2666 | 11800441.3346 | 8054043.6857 | 36019473.1499 | 961560.8286 | 16789358.4475 | 16789358.4475 | 13352332.4781 | 7017209.4558 | 0 | 53770392.426 | 90929292.8074 | 10000000 | 12.079 | 4451.5562 | 7527.8763 | 90.751 | 153.4659
1 | 4200 | 707 | 0.035 | 15 | 15 | 7 | 1e-13 | 5spot_SharedNeighbor | CO2 | Porous | Wet | R245fa | MinimizeLCOE_Brownfield | IgnoreSilica | 1.1847 | 0.015488 | 0.0019389 | 4 | 2481359.4827 | 7404875.4888 | 50585.8693 | 150958.4027 | 64.752 | 11.1073 | 64.7757 | 130544.5184 | 0 | 58987.7531 | 0 | 0 | 0 | 126645.0046 | 123309.1377 | 320825.082 | 218969.7108 | 979281.2066 | 961560.8286 | 17303179.5858 | 17303179.5858 | 13685062.912 | 7195764.7501 | 0 | 19244021.621 | 57428028.8689 | 100 | 0.0077554 | 2481359.4827 | 7404875.4888 | 50585.8693 | 150958.4027
1 | 4200 | 707 | 0.035 | 15 | 15 | 7 | 1.3335e-13 | 5spot_SharedNeighbor | CO2 | Porous | Wet | R245fa | MinimizeLCOE_Brownfield | IgnoreSilica | 1.7681 | 0.078335 | 0.0062672 | 4 | 786781.1057 | 2309950.7336 | 16039.597 | 47091.4701 | 73.9467 | 11.8214 | 101.9681 | 196284.0538 | 0 | 99630.0779 | 0 | 0 | 0 | 175117.2205 | 183702.2273 | 477955.513 | 326214.4586 | 1458903.551 | 961560.8286 | 17303179.5858 | 17303179.5858 | 13685062.912 | 7195764.7501 | 0 | 19723643.9655 | 57907651.2134 | 133.3521 | 0.025069 | 786781.1057 | 2309950.7336 | 16039.597 | 47091.4701
1 | 4200 | 707 | 0.035 | 15 | 15 | 7 | 1.7783e-13 | 5spot_SharedNeighbor | CO2 | Porous | Wet | R245fa | MinimizeLCOE_Brownfield | IgnoreSilica | 2.4682 | 0.17046 | 0.013321 | 4 | 380122.6781 | 1096714.4866 | 7749.3149 | 22358.0082 | 80.8731 | 12.2986 | 145.4268 | 270713.2996 | 0 | 146525.8942 | 0 | 0 | 0 | 225367.349 | 250616.5517 | 652052.859 | 445039.4746 | 1990315.4282 | 961560.8286 | 17303179.5858 | 17303179.5858 | 13685062.912 | 7195764.7501 | 0 | 20255055.8427 | 58439063.0906 | 177.8279 | 0.053286 | 380122.6781 | 1096714.4866 | 7749.3149 | 22358.0082
1 | 4200 | 707 | 0.035 | 15 | 15 | 7 | 2.3714e-13 | 5spot_SharedNeighbor | CO2 | Porous | Wet | R245fa | MinimizeLCOE_Brownfield | IgnoreSilica | 3.364 | 0.30134 | 0.02385 | 4 | 218903.7361 | 619160.09 | 4462.6487 | 12622.4159 | 86.508 | 12.6487 | 30.7647 | 359334.1244 | 0 | 203553.0493 | 0 | 0 | 0 | 282516.7985 | 329707.5492 | 857831.4107 | 585487.5645 | 2618430.4966 | 961560.8286 | 17303179.5858 | 17303179.5858 | 13685062.912 | 7195764.7501 | 0 | 20883170.9111 | 59067178.159 | 237.1374 | 0.095399 | 218903.7361 | 619160.09 | 4462.6487 | 12622.4159
1 | 4200 | 707 | 0.035 | 15 | 15 | 7 | 3.1623e-13 | 5spot_SharedNeighbor | CO2 | Porous | Wet | R245fa | MinimizeLCOE_Brownfield | IgnoreSilica | 4.4844 | 0.47669 | 0.038802 | 4 | 139185.5201 | 385203.9864 | 2837.4851 | 7852.9043 | 90.9794 | 12.9036 | 34.3008 | 461867.0811 | 0 | 271062.272 | 0 | 0 | 0 | 344783.6872 | 420308.0857 | 1093555.422 | 746374.0458 | 3337950.5938 | 961560.8286 | 17303179.5858 | 17303179.5858 | 13685062.912 | 7195764.7501 | 0 | 21602691.0083 | 59786698.2562 | 316.2278 | 0.15521 | 139185.5201 | 385203.9864 | 2837.4851 | 7852.9043
1 | 4200 | 707 | 0.035 | 15 | 15 | 7 | 4.217e-13 | 5spot_SharedNeighbor | CO2 | Porous | Wet | R245fa | MinimizeLCOE_Brownfield | IgnoreSilica | 5.9212 | 0.71043 | 0.05947 | 4 | 94384.6545 | 254901.3483 | 1924.1588 | 5196.5088 | 94.6046 | 13.0959 | 35.4035 | 583249.4668 | 0 | 352921.6965 | 0 | 0 | 0 | 415883.2226 | 527301.2105 | 1371929.5854 | 936370.1323 | 4187655.3141 | 961560.8286 | 17303179.5858 | 17303179.5858 | 13685062.912 | 7195764.7501 | 0 | 22452395.7286 | 60636402.9765 | 421.6965 | 0.23788 | 94384.6545 | 254901.3483 | 1924.1588 | 5196.5088
1 | 4200 | 707 | 0.035 | 15 | 15 | 7 | 5.6234e-13 | 5spot_SharedNeighbor | CO2 | Porous | Wet | R245fa | MinimizeLCOE_Brownfield | IgnoreSilica | 7.7628 | 1.0174 | 0.087524 | 4 | 66997.3591 | 176064.2224 | 1365.8318 | 3589.3073 | 97.5169 | 13.241 | 37.9028 | 726735.2097 | 0 | 452103.6733 | 0 | 0 | 0 | 497113.5653 | 653621.4548 | 1700588.9492 | 1160686.9015 | 5190849.7538 | 961560.8286 | 17303179.5858 | 17303179.5858 | 13685062.912 | 7195764.7501 | 0 | 23455590.1682 | 61639597.4162 | 562.3413 | 0.3501 | 66997.3591 | 176064.2224 | 1365.8318 | 3589.3073
1 | 4200 | 707 | 0.035 | 15 | 15 | 7 | 7.4989e-13 | 5spot_SharedNeighbor | CO2 | Porous | Wet | R245fa | MinimizeLCOE_Brownfield | IgnoreSilica | 10.1166 | 1.4162 | 0.12512 | 4 | 49227.3052 | 125521.8564 | 1003.5652 | 2558.9328 | 99.8328 | 13.3491 | 28.3903 | 895920.8262 | 0 | 572011.4041 | 0 | 0 | 0 | 589572.0106 | 802426.6539 | 2087749.5532 | 1424931.969 | 6372612.4171 | 961560.8286 | 17303179.5858 | 17303179.5858 | 13685062.912 | 7195764.7501 | 0 | 24637352.8315 | 62821360.0794 | 749.8942 | 0.50048 | 49227.3052 | 125521.8564 | 1003.5652 | 2558.9328
1 | 4200 | 707 | 0.035 | 15 | 15 | 7 | 1e-12 | 5spot_SharedNeighbor | CO2 | Porous | Wet | R245fa | MinimizeLCOE_Brownfield | IgnoreSilica | 13.1808 | 1.9395 | 0.17533 | 4 | 37148.5746 | 91594.1466 | 757.3239 | 1867.2706 | 101.6903 | 13.43 | 28.2558 | 1099188.7786 | 0 | 716285.1799 | 0 | 0 | 0 | 699160.557 | 980707.4611 | 2551599.6429 | 1741519.1864 | 7788460.8059 | 961560.8286 | 17303179.5858 | 17303179.5858 | 13685062.912 | 7195764.7501 | 0 | 26053201.2204 | 64237208.4683 | 1000 | 0.70132 | 37148.5746 | 91594.1466 | 757.3239 | 1867.2706
1 | 4200 | 707 | 0.035 | 15 | 15 | 7 | 1.3335e-12 | 5spot_SharedNeighbor | CO2 | Porous | Wet | R245fa | MinimizeLCOE_Brownfield | IgnoreSilica | 16.9882 | 2.5964 | 0.24137 | 4 | 28629.3892 | 68177.8804 | 583.6488 | 1389.8983 | 103.1036 | 13.4848 | 26.5762 | 1332625.6253 | 0 | 877507.7389 | 0 | 0 | 0 | 817352.267 | 1180719.3961 | 3071989.6699 | 2096696.0728 | 9376890.7698 | 961560.8286 | 17303179.5858 | 17303179.5858 | 13685062.912 | 7195764.7501 | 0 | 27641631.1843 | 65825638.4322 | 1333.5214 | 0.9655 | 28629.3892 | 68177.8804 | 583.6488 | 1389.8983
1 | 4200 | 707 | 0.035 | 15 | 15 | 7 | 1.7783e-12 | 5spot_SharedNeighbor | CO2 | Porous | Wet | R245fa | MinimizeLCOE_Brownfield | IgnoreSilica | 21.7802 | 3.4281 | 0.32741 | 4 | 22518.2825 | 51674.8185 | 459.0656 | 1053.4611 | 104.1884 | 13.5176 | 26.5592 | 1604761.2334 | 0 | 1070487.6515 | 0 | 0 | 0 | 949146.5325 | 1413514.2128 | 3677674.03 | 2510088.0941 | 11225671.7543 | 961560.8286 | 17303179.5858 | 17303179.5858 | 13685062.912 | 7195764.7501 | 0 | 29490412.1688 | 67674419.4167 | 1778.2794 | 1.3096 | 22518.2825 | 51674.8185 | 459.0656 | 1053.4611
1 | 4200 | 707 | 0.035 | 15 | 15 | 7 | 2.3714e-12 | 5spot_SharedNeighbor | CO2 | Porous | Wet | R245fa | MinimizeLCOE_Brownfield | IgnoreSilica | 27.7387 | 4.4679 | 0.43813 | 4 | 18040.4768 | 39828.5765 | 367.7795 | 811.9594 | 104.9965 | 13.5283 | 33.5119 | 1918615.9208 | 0 | 1298977.3587 | 0 | 0 | 0 | 1093159.7574 | 1681193.6844 | 4374121.1066 | 2985427.5345 | 13351495.3625 | 961560.8286 | 17303179.5858 | 17303179.5858 | 13685062.912 | 7195764.7501 | 0 | 31616235.7769 | 69800243.0249 | 2371.3737 | 1.7525 | 18040.4768 | 39828.5765 | 367.7795 | 811.9594
1 | 4200 | 707 | 0.035 | 15 | 15 | 7 | 3.1623e-12 | 5spot_SharedNeighbor | CO2 | Porous | Wet | R245fa | MinimizeLCOE_Brownfield | IgnoreSilica | 35.0197 | 5.7452 | 0.57832 | 4 | 14705.0127 | 31211.3803 | 299.7816 | 636.2862 | 105.5647 | 13.5145 | 29.8781 | 2274798.8529 | 0 | 1565246.2805 | 0 | 0 | 0 | 1245819.1917 | 1983487.0868 | 5160626.5307 | 3522233.6475 | 15752211.5901 | 961560.8286 | 17303179.5858 | 17303179.5858 | 13685062.912 | 7195764.7501 | 0 | 34016952.0046 | 72200959.2525 | 3162.2777 | 2.3133 | 14705.0127 | 31211.3803 | 299.7816 | 636.2862
1 | 4200 | 707 | 0.035 | 15 | 15 | 7 | 4.217e-12 | 5spot_SharedNeighbor | CO2 | Porous | Wet | R245fa | MinimizeLCOE_Brownfield | IgnoreSilica | 43.7286 | 7.2818 | 0.75202 | 4 | 12190.2838 | 24884.0727 | 248.5154 | 507.2955 | 105.9174 | 13.4719 | 35.9227 | 2670921.1405 | 0 | 1869582.4665 | 0 | 0 | 0 | 1401754.4001 | 2317480.6227 | 6029609.1997 | 4115332.1749 | 18404680.0044 | 961560.8286 | 17303179.5858 | 17303179.5858 | 13685062.912 | 7195764.7501 | 0 | 36669420.4189 | 74853427.6668 | 4216.965 | 3.0081 | 12190.2838 | 24884.0727 | 248.5154 | 507.2955
1 | 4200 | 707 | 0.035 | 15 | 15 | 7 | 5.6234e-12 | 5spot_SharedNeighbor | CO2 | Porous | Wet | R245fa | MinimizeLCOE_Brownfield | IgnoreSilica | 53.8017 | 9.0703 | 0.96051 | 4 | 10280.107 | 20218.5446 | 209.5739 | 412.1824 | 106.0639 | 13.3951 | 34.7339 | 3097275.7629 | 0 | 2206832.6227 | 0 | 0 | 0 | 1550990.3729 | 2673488.5158 | 6955868.7103 | 4747523.3236 | 21231979.3082 | 961560.8286 | 17303179.5858 | 17303179.5858 | 13685062.912 | 7195764.7501 | 0 | 39496719.7226 | 77680726.9706 | 5623.4133 | 3.8421 | 10280.107 | 20218.5446 | 209.5739 | 412.1824
1 | 4200 | 707 | 0.035 | 15 | 15 | 7 | 7.4989e-12 | 5spot_SharedNeighbor | CO2 | Porous | Wet | R245fa | MinimizeLCOE_Brownfield | IgnoreSilica | 64.883 | 11.0524 | 1.1996 | 4 | 8825.4724 | 16783.0974 | 179.9192 | 342.1461 | 106.007 | 13.2806 | 42.3359 | 3533967.2005 | 0 | 2563520.4879 | 0 | 0 | 0 | 1678291.7146 | 3032553.9672 | 7890083.3603 | 5385144.0184 | 24083560.7488 | 961560.8286 | 17303179.5858 | 17303179.5858 | 13685062.912 | 7195764.7501 | 0 | 42348301.1633 | 80532308.4112 | 7498.9421 | 4.7984 | 8825.4724 | 16783.0974 | 179.9192 | 342.1461
1 | 4200 | 707 | 0.035 | 15 | 15 | 7 | 1e-11 | 5spot_SharedNeighbor | CO2 | Porous | Wet | R245fa | MinimizeLCOE_Brownfield | IgnoreSilica | 76.3808 | 13.1251 | 1.4588 | 4 | 7719.5266 | 14263.1841 | 157.373 | 290.7743 | 105.76 | 13.1305 | 44.0982 | 3956164.8126 | 0 | 2920920.4147 | 0 | 0 | 0 | 1769536.5333 | 3372182.4866 | 8773727.1005 | 5988249.0282 | 26780780.376 | 961560.8286 | 17303179.5858 | 17303179.5858 | 13685062.912 | 7195764.7501 | 0 | 45045520.7904 | 83229528.0383 | 10000 | 5.8353 | 7719.5266 | 14263.1841 | 157.373 | 290.7743
1 | 4200 | 707 | 0.035 | 15 | 15 | 7 | 1.3335e-11 | 5spot_SharedNeighbor | CO2 | Porous | Wet | R245fa | MinimizeLCOE_Brownfield | IgnoreSilica | 87.5944 | 15.1625 | 1.723 | 4 | 6881.9212 | 12422.3043 | 140.2973 | 253.2455 | 105.3597 | 12.9542 | 40.9094 | 4340458.7378 | 0 | 3259216.48 | 0 | 0 | 0 | 1816754.9143 | 3672407.7516 | 9554851.6551 | 6521382.5872 | 29165072.1261 | 961560.8286 | 17303179.5858 | 17303179.5858 | 13685062.912 | 7195764.7501 | 0 | 47429812.5406 | 85613819.7885 | 13335.2143 | 6.8919 | 6881.9212 | 12422.3043 | 140.2973 | 253.2455
1 | 4200 | 707 | 0.035 | 15 | 15 | 7 | 1.7783e-11 | 5spot_SharedNeighbor | CO2 | Porous | Wet | R245fa | MinimizeLCOE_Brownfield | IgnoreSilica | 97.9297 | 17.0542 | 1.9765 | 4 | 6250.1388 | 11079.808 | 127.4175 | 225.8769 | 104.8627 | 12.7659 | 47.2057 | 4672073.5569 | 0 | 3563394.0482 | 0 | 0 | 0 | 1821729.2462 | 3922306.772 | 10205037.6449 | 6965147.8852 | 31149689.1534 | 961560.8286 | 17303179.5858 | 17303179.5858 | 13685062.912 | 7195764.7501 | 0 | 49414429.5678 | 87598436.8158 | 17782.7941 | 7.9061 | 6250.1388 | 11079.808 | 127.4175 | 225.8769
1 | 4200 | 707 | 0.035 | 15 | 15 | 7 | 2.3714e-11 | 5spot_SharedNeighbor | CO2 | Porous | Wet | R245fa | MinimizeLCOE_Brownfield | IgnoreSilica | 106.9823 | 18.7226 | 2.2069 | 4 | 5775.1016 | 10100.6048 | 117.7333 | 205.9145 | 104.3314 | 12.5809 | 48.9678 | 4945337.2307 | 0 | 3824563.2588 | 0 | 0 | 0 | 1792943.6514 | 4119509.215 | 10718117.9499 | 7315335.7361 | 32715807.042 | 961560.8286 | 17303179.5858 | 17303179.5858 | 13685062.912 | 7195764.7501 | 0 | 50980547.4564 | 89164554.7043 | 23713.7371 | 8.8276 | 5775.1016 | 10100.6048 | 117.7333 | 205.9145
1 | 4200 | 707 | 0.035 | 15 | 15 | 7 | 3.1623e-11 | 5spot_SharedNeighbor | CO2 | Porous | Wet | R245fa | MinimizeLCOE_Brownfield | IgnoreSilica | 114.5922 | 20.1338 | 2.4068 | 4 | 5418.595 | 9384.7784 | 110.4654 | 191.3214 | 103.8171 | 12.4108 | 52.0597 | 5162829.5281 | 0 | 4040699.1467 | 0 | 0 | 0 | 1742363.8567 | 4268898.0873 | 11106797.1517 | 7580617.2779 | 33902205.0484 | 961560.8286 | 17303179.5858 | 17303179.5858 | 13685062.912 | 7195764.7501 | 0 | 52166945.4628 | 90350952.7108 | 31622.7766 | 9.6274 | 5418.595 | 9384.7784 | 110.4654 | 191.3214
1 | 4200 | 707 | 0.035 | 15 | 15 | 7 | 4.217e-11 | 5spot_SharedNeighbor | CO2 | Porous | Wet | R245fa | MinimizeLCOE_Brownfield | IgnoreSilica | 120.7996 | 21.2909 | 2.5742 | 4 | 5151.2661 | 8859.5498 | 105.0155 | 180.6139 | 103.3522 | 12.2624 | 49.983 | 5332007.0079 | 0 | 4214876.275 | 0 | 0 | 0 | 1681639.5989 | 4379123.9239 | 11393582.1682 | 7776353.9445 | 34777582.9185 | 961560.8286 | 17303179.5858 | 17303179.5858 | 13685062.912 | 7195764.7501 | 0 | 53042323.3329 | 91226330.5808 | 42169.6503 | 10.2969 | 5151.2661 | 8859.5498 | 105.0155 | 180.6139
1 | 4200 | 707 | 0.035 | 15 | 15 | 7 | 5.6234e-11 | 5spot_SharedNeighbor | CO2 | Porous | Wet | R245fa | MinimizeLCOE_Brownfield | IgnoreSilica | 125.7371 | 22.2155 | 2.7104 | 4 | 4950.8407 | 8472.8468 | 100.9296 | 172.7304 | 102.9532 | 12.138 | 52.4865 | 5461283.1345 | 0 | 4352141.8066 | 0 | 0 | 0 | 1619300.2786 | 4458762.8357 | 11600786.2804 | 7917775.0087 | 35410049.3446 | 961560.8286 | 17303179.5858 | 17303179.5858 | 13685062.912 | 7195764.7501 | 0 | 53674789.759 | 91858797.007 | 56234.1325 | 10.8416 | 4950.8407 | 8472.8468 | 100.9296 | 172.7304
1 | 4200 | 707 | 0.035 | 15 | 15 | 7 | 7.4989e-11 | 5spot_SharedNeighbor | CO2 | Porous | Wet | R245fa | MinimizeLCOE_Brownfield | IgnoreSilica | 129.6035 | 22.9422 | 2.8189 | 4 | 4800.5532 | 8187.0194 | 97.8658 | 166.9035 | 102.6228 | 12.0368 | 43.1946 | 5559228.6166 | 0 | 4458879.5949 | 0 | 0 | 0 | 1561106.6613 | 4515893.8004 | 11749429.3315 | 8019226.9454 | 35863764.9501 | 961560.8286 | 17303179.5858 | 17303179.5858 | 13685062.912 | 7195764.7501 | 0 | 54128505.3646 | 92312512.6125 | 74989.4209 | 11.2755 | 4800.5532 | 8187.0194 | 97.8658 | 166.9035
1 | 4200 | 707 | 0.035 | 15 | 15 | 7 | 1e-10 | 5spot_SharedNeighbor | CO2 | Porous | Wet | R245fa | MinimizeLCOE_Brownfield | IgnoreSilica | 132.5971 | 23.5065 | 2.904 | 4 | 4687.8361 | 7975.0507 | 95.5679 | 162.5822 | 102.3559 | 11.956 | 55.6519 | 5633066.9166 | 0 | 4541083.3786 | 0 | 0 | 0 | 1509996.9758 | 4556817.4357 | 11855904.2359 | 8091898.2555 | 36188767.198 | 961560.8286 | 17303179.5858 | 17303179.5858 | 13685062.912 | 7195764.7501 | 0 | 54453507.6125 | 92637514.8604 | 100000 | 11.6159 | 4687.8361 | 7975.0507 | 95.5679 | 162.5822
1 | 4200 | 707 | 0.035 | 15 | 15 | 7 | 1.3335e-10 | 5spot_SharedNeighbor | CO2 | Porous | Wet | R245fa | MinimizeLCOE_Brownfield | IgnoreSilica | 134.8823 | 23.9384 | 2.9698 | 4 | 4603.2819 | 7817.6001 | 93.8441 | 159.3724 | 102.1457 | 11.893 | 52.6333 | 5688253.331 | 0 | 4603586.1875 | 0 | 0 | 0 | 1466723.4464 | 4585839.5563 | 11931413.8405 | 8143435.1122 | 36419251.4739 | 961560.8286 | 17303179.5858 | 17303179.5858 | 13685062.912 | 7195764.7501 | 0 | 54683991.8884 | 92867999.1363 | 133352.1432 | 11.8793 | 4603.2819 | 7817.6001 | 93.8441 | 159.3724
1 | 4200 | 707 | 0.035 | 15 | 15 | 7 | 1.7783e-10 | 5spot_SharedNeighbor | CO2 | Porous | Wet | R245fa | MinimizeLCOE_Brownfield | IgnoreSilica | 136.6339 | 24.27 | 3.0206 | 4 | 4539.8476 | 7700.1796 | 92.5509 | 156.9786 | 101.9807 | 11.8439 | 49.7959 | 5729859.5808 | 0 | 4651350.9144 | 0 | 0 | 0 | 1431498.5046 | 4606956.5099 | 11986355.8221 | 8180934.1436 | 36586955.4754 | 961560.8286 | 17303179.5858 | 17303179.5858 | 13685062.912 | 7195764.7501 | 0 | 54851695.8898 | 93035703.1378 | 177827.941 | 12.0823 | 4539.8476 | 7700.1796 | 92.5509 | 156.9786
1 | 4200 | 707 | 0.035 | 15 | 15 | 7 | 2.3714e-10 | 5spot_SharedNeighbor | CO2 | Porous | Wet | R245fa | MinimizeLCOE_Brownfield | IgnoreSilica | 137.9614 | 24.5216 | 3.0593 | 4 | 4492.2563 | 7612.5831 | 91.5807 | 155.1928 | 101.8534 | 11.8062 | 53.983 | 5760987.285 | 0 | 4687467.8011 | 0 | 0 | 0 | 1403276.0376 | 4622175.1383 | 12025951.5713 | 8207959.056 | 36707816.8893 | 961560.8286 | 17303179.5858 | 17303179.5858 | 13685062.912 | 7195764.7501 | 0 | 54972557.3038 | 93156564.5517 | 237137.3706 | 12.2372 | 4492.2563 | 7612.5831 | 91.5807 | 155.1928
1 | 4200 | 707 | 0.035 | 15 | 15 | 7 | 3.1623e-10 | 5spot_SharedNeighbor | CO2 | Porous | Wet | R245fa | MinimizeLCOE_Brownfield | IgnoreSilica | 138.9749 | 24.7138 | 3.0888 | 4 | 4456.5519 | 7547.0308 | 90.8528 | 153.8564 | 101.755 | 11.7771 | 56.9552 | 5784519.1353 | 0 | 4714996.076 | 0 | 0 | 0 | 1381204.4733 | 4633480.677 | 12055366.264 | 8228035.1882 | 36797601.8138 | 961560.8286 | 17303179.5858 | 17303179.5858 | 13685062.912 | 7195764.7501 | 0 | 55062342.2282 | 93246349.4761 | 316227.766 | 12.3554 | 4456.5519 | 7547.0308 | 90.8528 | 153.8564
1 | 4200 | 707 | 0.035 | 15 | 15 | 7 | 4.217e-10 | 5spot_SharedNeighbor | CO2 | Porous | Wet | R245fa | MinimizeLCOE_Brownfield | IgnoreSilica | 139.7324 | 24.8577 | 3.1111 | 4 | 4429.7666 | 7498.0956 | 90.3068 | 152.8588 | 101.6807 | 11.7553 | 51.5956 | 5801974.1385 | 0 | 4735546.0447 | 0 | 0 | 0 | 1363914.2809 | 4641559.441 | 12076385.5507 | 8242381.2833 | 36861760.7391 | 961560.8286 | 17303179.5858 | 17303179.5858 | 13685062.912 | 7195764.7501 | 0 | 55126501.1536 | 93310508.4015 | 421696.5034 | 12.4446 | 4429.7666 | 7498.0956 | 90.3068 | 152.8588
1 | 4200 | 707 | 0.035 | 15 | 15 | 7 | 5.6234e-10 | 5spot_SharedNeighbor | CO2 | Porous | Wet | R245fa | MinimizeLCOE_Brownfield | IgnoreSilica | 140.3003 | 24.9656 | 3.128 | 4 | 4409.6737 | 7461.5083 | 89.8972 | 152.1129 | 101.6245 | 11.7388 | 47.9152 | 5814983.4945 | 0 | 4750936.0905 | 0 | 0 | 0 | 1350542.5943 | 4647420.2499 | 12091634.1733 | 8252788.7815 | 36908305.3841 | 961560.8286 | 17303179.5858 | 17303179.5858 | 13685062.912 | 7195764.7501 | 0 | 55173045.7985 | 93357053.0464 | 562341.3252 | 12.5118 | 4409.6737 | 7461.5083 | 89.8972 | 152.1129
1 | 4200 | 707 | 0.035 | 15 | 15 | 7 | 7.4989e-10 | 5spot_SharedNeighbor | CO2 | Porous | Wet | R245fa | MinimizeLCOE_Brownfield | IgnoreSilica | 140.7265 | 25.0467 | 3.1406 | 4 | 4394.6019 | 7434.127 | 89.5899 | 151.5547 | 101.5822 | 11.7264 | 53.6994 | 5824704.4394 | 0 | 4762477.9111 | 0 | 0 | 0 | 1340289.8078 | 4651714.1417 | 12102805.999 | 8260413.7821 | 36942406.0812 | 961560.8286 | 17303179.5858 | 17303179.5858 | 13685062.912 | 7195764.7501 | 0 | 55207146.4957 | 93391153.7436 | 749894.2093 | 12.5625 | 4394.6019 | 7434.127 | 89.5899 | 151.5547
1 | 4200 | 707 | 0.035 | 15 | 15 | 7 | 1e-09 | 5spot_SharedNeighbor | CO2 | Porous | Wet | R245fa | MinimizeLCOE_Brownfield | IgnoreSilica | 141.0554 | 25.1092 | 3.1503 | 4 | 4383.2971 | 7413.5231 | 89.3594 | 151.1347 | 101.5493 | 11.7167 | 55.0638 | 5832183.5506 | 0 | 4771381.4962 | 0 | 0 | 0 | 1332614.2165 | 4655109.9127 | 12111641.0984 | 8266443.919 | 36969374.1933 | 961560.8286 | 17303179.5858 | 17303179.5858 | 13685062.912 | 7195764.7501 | 0 | 55234114.6078 | 93418121.8557 | 1000000 | 12.601 | 4383.2971 | 7413.5231 | 89.3594 | 151.1347
1 | 4200 | 707 | 0.035 | 15 | 15 | 7 | 1.3335e-09 | 5spot_SharedNeighbor | CO2 | Porous | Wet | R245fa | MinimizeLCOE_Brownfield | IgnoreSilica | 141.2935 | 25.1546 | 3.1574 | 4 | 4374.8182 | 7398.1861 | 89.1866 | 150.822 | 101.5255 | 11.7098 | 55.4177 | 5837582.7888 | 0 | 4777823.7438 | 0 | 0 | 0 | 1326650.578 | 4657402.2732 | 12117605.3502 | 8270514.6434 | 36987579.3775 | 961560.8286 | 17303179.5858 | 17303179.5858 | 13685062.912 | 7195764.7501 | 0 | 55252319.7919 | 93436327.0398 | 1333521.4322 | 12.6296 | 4374.8182 | 7398.1861 | 89.1866 | 150.822
1 | 4200 | 707 | 0.035 | 15 | 15 | 7 | 1.7783e-09 | 5spot_SharedNeighbor | CO2 | Porous | Wet | R245fa | MinimizeLCOE_Brownfield | IgnoreSilica | 141.4787 | 25.1898 | 3.1629 | 4 | 4368.459 | 7386.6216 | 89.0569 | 150.5863 | 101.5069 | 11.7043 | 52.784 | 5841775.7319 | 0 | 4782833.6412 | 0 | 0 | 0 | 1322238.5374 | 4659270.6851 | 12122466.5749 | 8273832.5291 | 37002417.6997 | 961560.8286 | 17303179.5858 | 17303179.5858 | 13685062.912 | 7195764.7501 | 0 | 55267158.1141 | 93451165.3621 | 1778279.41 | 12.6514 | 4368.459 | 7386.6216 | 89.0569 | 150.5863
1 | 4200 | 707 | 0.035 | 15 | 15 | 7 | 2.3714e-09 | 5spot_SharedNeighbor | CO2 | Porous | Wet | R245fa | MinimizeLCOE_Brownfield | IgnoreSilica | 141.6102 | 25.2149 | 3.1669 | 4 | 4363.6898 | 7378.0367 | 88.9597 | 150.4113 | 101.4937 | 11.7005 | 54.0512 | 5844747.7052 | 0 | 4786389.8721 | 0 | 0 | 0 | 1318792.4269 | 4660472.7016 | 12125593.9752 | 8275967.0441 | 37011963.7252 | 961560.8286 | 17303179.5858 | 17303179.5858 | 13685062.912 | 7195764.7501 | 0 | 55276704.1397 | 93460711.3876 | 2371373.7057 | 12.6674 | 4363.6898 | 7378.0367 | 88.9597 | 150.4113
1 | 4200 | 707 | 0.035 | 15 | 15 | 7 | 3.1623e-09 | 5spot_SharedNeighbor | CO2 | Porous | Wet | R245fa | MinimizeLCOE_Brownfield | IgnoreSilica | 141.7151 | 25.2348 | 3.1699 | 4 | 4360.1131 | 7371.5339 | 88.8868 | 150.2787 | 101.4831 | 11.6974 | 54.8601 | 5847114.9608 | 0 | 4789224.1276 | 0 | 0 | 0 | 1316289.765 | 4661525.2529 | 12128332.4977 | 8277836.142 | 37020322.746 | 961560.8286 | 17303179.5858 | 17303179.5858 | 13685062.912 | 7195764.7501 | 0 | 55285063.1605 | 93469070.4084 | 3162277.6602 | 12.6797 | 4360.1131 | 7371.5339 | 88.8868 | 150.2787
1 | 4200 | 707 | 0.035 | 15 | 15 | 7 | 4.217e-09 | 5spot_SharedNeighbor | CO2 | Porous | Wet | R245fa | MinimizeLCOE_Brownfield | IgnoreSilica | 141.7929 | 25.2496 | 3.1722 | 4 | 4357.4308 | 7366.6684 | 88.8321 | 150.1795 | 101.4753 | 11.6951 | 58.7974 | 5848870.21 | 0 | 4791327.1914 | 0 | 0 | 0 | 1314392.7881 | 4662290.1739 | 12130322.6652 | 8279194.4722 | 37026397.5008 | 961560.8286 | 17303179.5858 | 17303179.5858 | 13685062.912 | 7195764.7501 | 0 | 55291137.9153 | 93475145.1632 | 4216965.0343 | 12.6889 | 4357.4308 | 7366.6684 | 88.8321 | 150.1795
1 | 4200 | 707 | 0.035 | 15 | 15 | 7 | 5.6234e-09 | 5spot_SharedNeighbor | CO2 | Porous | Wet | R245fa | MinimizeLCOE_Brownfield | IgnoreSilica | 141.8466 | 25.2599 | 3.1739 | 4 | 4355.4192 | 7363.0713 | 88.7911 | 150.1062 | 101.4699 | 11.6935 | 56.1955 | 5850080.9302 | 0 | 4792779.1721 | 0 | 0 | 0 | 1312895.3444 | 4662744.6242 | 12131505.0517 | 8280001.4753 | 37030006.598 | 961560.8286 | 17303179.5858 | 17303179.5858 | 13685062.912 | 7195764.7501 | 0 | 55294747.0124 | 93478754.2603 | 5623413.2519 | 12.6956 | 4355.4192 | 7363.0713 | 88.7911 | 150.1062
1 | 4200 | 707 | 0.035 | 15 | 15 | 7 | 7.4989e-09 | 5spot_SharedNeighbor | CO2 | Porous | Wet | R245fa | MinimizeLCOE_Brownfield | IgnoreSilica | 141.9003 | 25.27 | 3.1753 | 4 | 4353.9108 | 7360.2276 | 88.7604 | 150.0482 | 101.4645 | 11.6919 | 52.2087 | 5851292.7354 | 0 | 4794231.0429 | 0 | 0 | 0 | 1311974.9311 | 4663424.4967 | 12133273.9404 | 8281208.7782 | 37035405.9247 | 961560.8286 | 17303179.5858 | 17303179.5858 | 13685062.912 | 7195764.7501 | 0 | 55300146.3391 | 93484153.5871 | 7498942.0933 | 12.7013 | 4353.9108 | 7360.2276 | 88.7604 | 150.0482
1 | 4200 | 707 | 0.035 | 15 | 15 | 7 | 1e-08 | 5spot_SharedNeighbor | CO2 | Porous | Wet | R245fa | MinimizeLCOE_Brownfield | IgnoreSilica | 141.9197 | 25.2739 | 3.1761 | 4 | 4352.7795 | 7358.3231 | 88.7373 | 150.0094 | 101.4625 | 11.6914 | 54.0281 | 5851729.4105 | 0 | 4794756.6932 | 0 | 0 | 0 | 1310965.6544 | 4663406.1856 | 12133226.2989 | 8281176.2619 | 37035260.5045 | 961560.8286 | 17303179.5858 | 17303179.5858 | 13685062.912 | 7195764.7501 | 0 | 55300000.9189 | 93484008.1668 | 10000000 | 12.7045 | 4352.7795 | 7358.3231 | 88.7373 | 150.0094
1 | 4300 | 707 | 0.035 | 15 | 15 | 7 | 1e-13 | 5spot_SharedNeighbor | CO2 | Porous | Wet | R245fa | MinimizeLCOE_Brownfield | IgnoreSilica | 1.6 | 0.041737 | 0.0013304 | 4 | 3793008.6633 | 11163470.7874 | 77325.612 | 227582.4517 | 72.5107 | 12.0083 | 12.524 | 180503.4375 | 0 | 87897.0061 | 0 | 0 | 0 | 183798.1515 | 176357.4521 | 458845.9144 | 313171.7649 | 1400573.7265 | 961560.8286 | 17822860.8151 | 17822860.8151 | 14023360.4323 | 7376664.0807 | 0 | 20184995.3702 | 59407880.6982 | 100 | 0.0053216 | 3793008.6633 | 11163470.7874 | 77325.612 | 227582.4517
1 | 4300 | 707 | 0.035 | 15 | 15 | 7 | 1.3335e-13 | 5spot_SharedNeighbor | CO2 | Porous | Wet | R245fa | MinimizeLCOE_Brownfield | IgnoreSilica | 1.8264 | 0.082376 | 0.0067403 | 4 | 753459.8229 | 2208254.6557 | 15360.2976 | 45018.258 | 75.5649 | 12.2333 | 102.3933 | 206059.5301 | 0 | 103613.0393 | 0 | 0 | 0 | 184214.1632 | 192615.8257 | 501146.8675 | 342043.0346 | 1529692.4603 | 961560.8286 | 17822860.8151 | 17822860.8151 | 14023360.4323 | 7376664.0807 | 0 | 20314114.104 | 59536999.4321 | 133.3521 | 0.026961 | 753459.8229 | 2208254.6557 | 15360.2976 | 45018.258
1 | 4300 | 707 | 0.035 | 15 | 15 | 7 | 1.7783e-13 | 5spot_SharedNeighbor | CO2 | Porous | Wet | R245fa | MinimizeLCOE_Brownfield | IgnoreSilica | 2.5655 | 0.18067 | 0.014355 | 4 | 363726.1601 | 1046816.9931 | 7415.0498 | 21340.7803 | 82.8627 | 12.7303 | 151.1903 | 285917.9643 | 0 | 153377.191 | 0 | 0 | 0 | 238929.3018 | 264507.5383 | 688194.3566 | 469706.7894 | 2100633.1413 | 961560.8286 | 17822860.8151 | 17822860.8151 | 14023360.4323 | 7376664.0807 | 0 | 20885054.785 | 60107940.113 | 177.8279 | 0.05742 | 363726.1601 | 1046816.9931 | 7415.0498 | 21340.7803
1 | 4300 | 707 | 0.035 | 15 | 15 | 7 | 2.3714e-13 | 5spot_SharedNeighbor | CO2 | Porous | Wet | R245fa | MinimizeLCOE_Brownfield | IgnoreSilica | 3.4929 | 0.31855 | 0.02571 | 4 | 209488.9602 | 590880.102 | 4270.7158 | 12045.8901 | 88.6681 | 13.0863 | 22.802 | 379150.4022 | 0 | 212711.1206 | 0 | 0 | 0 | 299174.2487 | 347503.9509 | 904133.9973 | 617090.0313 | 2759763.7509 | 961560.8286 | 17822860.8151 | 17822860.8151 | 14023360.4323 | 7376664.0807 | 0 | 21544185.3946 | 60767070.7226 | 237.1374 | 0.10284 | 209488.9602 | 590880.102 | 4270.7158 | 12045.8901
1 | 4300 | 707 | 0.035 | 15 | 15 | 7 | 3.1623e-13 | 5spot_SharedNeighbor | CO2 | Porous | Wet | R245fa | MinimizeLCOE_Brownfield | IgnoreSilica | 4.6501 | 0.50294 | 0.041831 | 4 | 133258.3399 | 367672.4021 | 2716.6515 | 7495.4992 | 93.2713 | 13.3451 | 29.9001 | 486805.9727 | 0 | 282798.0943 | 0 | 0 | 0 | 364554.1469 | 442321.7034 | 1150830.3397 | 785465.354 | 3512775.611 | 961560.8286 | 17822860.8151 | 17822860.8151 | 14023360.4323 | 7376664.0807 | 0 | 22297197.2547 | 61520082.5828 | 316.2278 | 0.16732 | 133258.3399 | 367672.4021 | 2716.6515 | 7495.4992
1 | 4300 | 707 | 0.035 | 15 | 15 | 7 | 4.217e-13 | 5spot_SharedNeighbor | CO2 | Porous | Wet | R245fa | MinimizeLCOE_Brownfield | IgnoreSilica | 6.1381 | 0.74927 | 0.064114 | 4 | 90422.6608 | 243364.3066 | 1843.3882 | 4961.3106 | 97.0171 | 13.5411 | 35.2538 | 614620.2299 | 0 | 368015.1597 | 0 | 0 | 0 | 439612.0792 | 554676.5128 | 1443154.5065 | 984982.6046 | 4405061.0926 | 961560.8286 | 17822860.8151 | 17822860.8151 | 14023360.4323 | 7376664.0807 | 0 | 23189482.7363 | 62412368.0643 | 421.6965 | 0.25646 | 90422.6608 | 243364.3066 | 1843.3882 | 4961.3106
1 | 4300 | 707 | 0.035 | 15 | 15 | 7 | 5.6234e-13 | 5spot_SharedNeighbor | CO2 | Porous | Wet | R245fa | MinimizeLCOE_Brownfield | IgnoreSilica | 8.0406 | 1.0722 | 0.094343 | 4 | 64233.7617 | 168170.9053 | 1309.4921 | 3428.3914 | 100.0213 | 13.6887 | 34.3167 | 765384.9009 | 0 | 471031.3921 | 0 | 0 | 0 | 524999.2141 | 686952.0478 | 1787308.3151 | 1219874.6506 | 5455550.5206 | 961560.8286 | 17822860.8151 | 17822860.8151 | 14023360.4323 | 7376664.0807 | 0 | 24239972.1643 | 63462857.4923 | 562.3413 | 0.37737 | 64233.7617 | 168170.9053 | 1309.4921 | 3428.3914
1 | 4300 | 707 | 0.035 | 15 | 15 | 7 | 7.4989e-13 | 5spot_SharedNeighbor | CO2 | Porous | Wet | R245fa | MinimizeLCOE_Brownfield | IgnoreSilica | 10.4696 | 1.4912 | 0.13483 | 4 | 47236.9873 | 119962.9795 | 962.9899 | 2445.6076 | 102.4107 | 13.7985 | 31.1497 | 943010.4472 | 0 | 595459.7578 | 0 | 0 | 0 | 622033.3128 | 842596.3719 | 2192262.9195 | 1496264.4891 | 6691627.2983 | 961560.8286 | 17822860.8151 | 17822860.8151 | 14023360.4323 | 7376664.0807 | 0 | 25476048.942 | 64698934.27 | 749.8942 | 0.53932 | 47236.9873 | 119962.9795 | 962.9899 | 2445.6076
1 | 4300 | 707 | 0.035 | 15 | 15 | 7 | 1e-12 | 5spot_SharedNeighbor | CO2 | Porous | Wet | R245fa | MinimizeLCOE_Brownfield | IgnoreSilica | 13.6561 | 2.0448 | 0.18925 | 4 | 35590.6288 | 87404.3512 | 725.5631 | 1781.8559 | 104.3408 | 13.881 | 25.0686 | 1158059.0279 | 0 | 736873.6377 | 0 | 0 | 0 | 738889.0797 | 1027190.4807 | 2672538.9249 | 1824062.7315 | 8157613.8823 | 961560.8286 | 17822860.8151 | 17822860.8151 | 14023360.4323 | 7376664.0807 | 0 | 26942035.526 | 66164920.854 | 1000 | 0.757 | 35590.6288 | 87404.3512 | 725.5631 | 1781.8559
1 | 4300 | 707 | 0.035 | 15 | 15 | 7 | 1.3335e-12 | 5spot_SharedNeighbor | CO2 | Porous | Wet | R245fa | MinimizeLCOE_Brownfield | IgnoreSilica | 17.5996 | 2.7375 | 0.26047 | 4 | 27454.4361 | 65100.2104 | 559.6958 | 1327.1558 | 105.8014 | 13.9361 | 30.6514 | 1404010.2915 | 0 | 902683.1227 | 0 | 0 | 0 | 863913.9821 | 1236536.8845 | 3217215.325 | 2195815.5665 | 9820175.1723 | 961560.8286 | 17822860.8151 | 17822860.8151 | 14023360.4323 | 7376664.0807 | 0 | 28604596.8159 | 67827482.144 | 1333.5214 | 1.0419 | 27454.4361 | 65100.2104 | 559.6958 | 1327.1558
1 | 4300 | 707 | 0.035 | 15 | 15 | 7 | 1.7783e-12 | 5spot_SharedNeighbor | CO2 | Porous | Wet | R245fa | MinimizeLCOE_Brownfield | IgnoreSilica | 22.5501 | 3.6126 | 0.35314 | 4 | 21615.4083 | 49382.4027 | 440.6593 | 1006.7271 | 106.9195 | 13.9682 | 28.4798 | 1690022.2836 | 0 | 1100655.9853 | 0 | 0 | 0 | 1002651.3848 | 1479398.565 | 3849091.5997 | 2627084.1077 | 11748903.9261 | 961560.8286 | 17822860.8151 | 17822860.8151 | 14023360.4323 | 7376664.0807 | 0 | 30533325.5698 | 69756210.8978 | 1778.2794 | 1.4126 | 21615.4083 | 49382.4027 | 440.6593 | 1006.7271
1 | 4300 | 707 | 0.035 | 15 | 15 | 7 | 2.3714e-12 | 5spot_SharedNeighbor | CO2 | Porous | Wet | R245fa | MinimizeLCOE_Brownfield | IgnoreSilica | 28.6861 | 4.7033 | 0.4722 | 4 | 17335.1626 | 38101.2539 | 353.4007 | 776.7456 | 107.7499 | 13.9771 | 26.5147 | 2018896.3892 | 0 | 1334350.4965 | 0 | 0 | 0 | 1153372.6027 | 1757581.6005 | 4572866.7949 | 3121075.5505 | 13958143.4344 | 961560.8286 | 17822860.8151 | 17822860.8151 | 14023360.4323 | 7376664.0807 | 0 | 32742565.0781 | 71965450.4061 | 2371.3737 | 1.8888 | 17335.1626 | 38101.2539 | 353.4007 | 776.7456
1 | 4300 | 707 | 0.035 | 15 | 15 | 7 | 3.1623e-12 | 5spot_SharedNeighbor | CO2 | Porous | Wet | R245fa | MinimizeLCOE_Brownfield | IgnoreSilica | 36.177 | 6.0422 | 0.62271 | 4 | 14145.8844 | 29892.6531 | 288.383 | 609.4022 | 108.3329 | 13.9601 | 36.0233 | 2391847.9042 | 0 | 1606490.1953 | 0 | 0 | 0 | 1313108.2557 | 2071464.0785 | 5389524.6166 | 3678461.2945 | 16450896.3447 | 961560.8286 | 17822860.8151 | 17822860.8151 | 14023360.4323 | 7376664.0807 | 0 | 35235317.9884 | 74458203.3164 | 3162.2777 | 2.4909 | 14145.8844 | 29892.6531 | 288.383 | 609.4022
1 | 4300 | 707 | 0.035 | 15 | 15 | 7 | 4.217e-12 | 5spot_SharedNeighbor | CO2 | Porous | Wet | R245fa | MinimizeLCOE_Brownfield | IgnoreSilica | 45.1272 | 7.651 | 0.80883 | 4 | 11741.1901 | 23864.5217 | 239.36 | 486.5106 | 108.6926 | 13.9125 | 29.8666 | 2806187.7671 | 0 | 1917267.9037 | 0 | 0 | 0 | 1476266.8787 | 2417891.7943 | 6290858.471 | 4293640.1707 | 19202112.9855 | 961560.8286 | 17822860.8151 | 17822860.8151 | 14023360.4323 | 7376664.0807 | 0 | 37986534.6292 | 77209419.9572 | 4216.965 | 3.2353 | 11741.1901 | 23864.5217 | 239.36 | 486.5106
1 | 4300 | 707 | 0.035 | 15 | 15 | 7 | 5.6234e-12 | 5spot_SharedNeighbor | CO2 | Porous | Wet | R245fa | MinimizeLCOE_Brownfield | IgnoreSilica | 55.407 | 9.5115 | 1.0311 | 4 | 9914.8796 | 19424.5255 | 202.1282 | 395.9952 | 108.8368 | 13.8287 | 35.8456 | 3249055.9048 | 0 | 2259353.6281 | 0 | 0 | 0 | 1630129.1722 | 2784030.095 | 7243475.224 | 4943820.6789 | 22109864.7031 | 961560.8286 | 17822860.8151 | 17822860.8151 | 14023360.4323 | 7376664.0807 | 0 | 40894286.3467 | 80117171.6748 | 5623.4133 | 4.1245 | 9914.8796 | 19424.5255 | 202.1282 | 395.9952
1 | 4300 | 707 | 0.035 | 15 | 15 | 7 | 7.4989e-12 | 5spot_SharedNeighbor | CO2 | Porous | Wet | R245fa | MinimizeLCOE_Brownfield | IgnoreSilica | 66.6781 | 11.5666 | 1.285 | 4 | 8524.6996 | 16155.6641 | 173.7875 | 329.3551 | 108.7702 | 13.7054 | 40.7673 | 3701196.7338 | 0 | 2620105.7865 | 0 | 0 | 0 | 1760770.8156 | 3152008.601 | 8200879.8139 | 5597268.9842 | 25032230.7349 | 961560.8286 | 17822860.8151 | 17822860.8151 | 14023360.4323 | 7376664.0807 | 0 | 43816652.3786 | 83039537.7067 | 7498.9421 | 5.14 | 8524.6996 | 16155.6641 | 173.7875 | 329.3551
1 | 4300 | 707 | 0.035 | 15 | 15 | 7 | 1e-11 | 5spot_SharedNeighbor | CO2 | Porous | Wet | R245fa | MinimizeLCOE_Brownfield | IgnoreSilica | 78.2982 | 13.7024 | 1.5586 | 4 | 7468.4415 | 13759.968 | 152.2543 | 280.5156 | 108.5085 | 13.5455 | 37.7758 | 4135570.3409 | 0 | 2979433.5448 | 0 | 0 | 0 | 1852822.8602 | 3497452.4309 | 9099653.7991 | 6210700.6971 | 27775633.673 | 961560.8286 | 17822860.8151 | 17822860.8151 | 14023360.4323 | 7376664.0807 | 0 | 46560055.3167 | 85782940.6447 | 10000 | 6.2342 | 7468.4415 | 13759.968 | 152.2543 | 280.5156
1 | 4300 | 707 | 0.035 | 15 | 15 | 7 | 1.3335e-11 | 5spot_SharedNeighbor | CO2 | Porous | Wet | R245fa | MinimizeLCOE_Brownfield | IgnoreSilica | 89.5887 | 15.794 | 1.8359 | 4 | 6669.0189 | 12010.0057 | 135.957 | 244.8402 | 108.0914 | 13.3592 | 43.9852 | 4529529.3365 | 0 | 3318447.0909 | 0 | 0 | 0 | 1899757.1541 | 3801616.0968 | 9891025.2652 | 6750827.9837 | 30191202.9273 | 961560.8286 | 17822860.8151 | 17822860.8151 | 14023360.4323 | 7376664.0807 | 0 | 48975624.571 | 88198509.899 | 13335.2143 | 7.3438 | 6669.0189 | 12010.0057 | 135.957 | 244.8402
1 | 4300 | 707 | 0.035 | 15 | 15 | 7 | 1.7783e-11 | 5spot_SharedNeighbor | CO2 | Porous | Wet | R245fa | MinimizeLCOE_Brownfield | IgnoreSilica | 99.9176 | 17.7223 | 2.1004 | 4 | 6066.3994 | 10734.8604 | 123.6718 | 218.8446 | 107.5807 | 13.1623 | 46.0149 | 4867060.8518 | 0 | 3621146.1387 | 0 | 0 | 0 | 1902768.3027 | 4052480.3643 | 10543722.6299 | 7196307.3467 | 32183485.634 | 961560.8286 | 17822860.8151 | 17822860.8151 | 14023360.4323 | 7376664.0807 | 0 | 50967907.2777 | 90190792.6057 | 17782.7941 | 8.4017 | 6066.3994 | 10734.8604 | 123.6718 | 218.8446
1 | 4300 | 707 | 0.035 | 15 | 15 | 7 | 2.3714e-11 | 5spot_SharedNeighbor | CO2 | Porous | Wet | R245fa | MinimizeLCOE_Brownfield | IgnoreSilica | 108.936 | 19.4175 | 2.3397 | 4 | 5613.5036 | 9804.5625 | 114.4389 | 199.8793 | 107.0384 | 12.97 | 51.9337 | 5144457.5217 | 0 | 3880336.3147 | 0 | 0 | 0 | 1872184.5982 | 4249821.5895 | 11057164.0176 | 7546741.644 | 33750705.6857 | 961560.8286 | 17822860.8151 | 17822860.8151 | 14023360.4323 | 7376664.0807 | 0 | 52535127.3293 | 91758012.6574 | 23713.7371 | 9.3587 | 5613.5036 | 9804.5625 | 114.4389 | 199.8793
1 | 4300 | 707 | 0.035 | 15 | 15 | 7 | 3.1623e-11 | 5spot_SharedNeighbor | CO2 | Porous | Wet | R245fa | MinimizeLCOE_Brownfield | IgnoreSilica | 116.505 | 20.8489 | 2.5466 | 4 | 5273.735 | 9124.1783 | 107.5122 | 186.0087 | 106.5158 | 12.7939 | 52.3434 | 5365001.7122 | 0 | 4094566.926 | 0 | 0 | 0 | 1820409.3457 | 4399191.4137 | 11445793.6603 | 7811989.3607 | 34936952.4188 | 961560.8286 | 17822860.8151 | 17822860.8151 | 14023360.4323 | 7376664.0807 | 0 | 53721374.0625 | 92944259.3905 | 31622.7766 | 10.1866 | 5273.735 | 9124.1783 | 107.5122 | 186.0087
1 | 4300 | 707 | 0.035 | 15 | 15 | 7 | 4.217e-11 | 5spot_SharedNeighbor | CO2 | Porous | Wet | R245fa | MinimizeLCOE_Brownfield | IgnoreSilica | 122.6413 | 22.016 | 2.7191 | 4 | 5019.0271 | 8625.2374 | 102.3197 | 175.8371 | 106.0471 | 12.6414 | 52.7272 | 5535604.7802 | 0 | 4266203.782 | 0 | 0 | 0 | 1758414.4933 | 4508486.9916 | 11730158.3344 | 8006074.0939 | 35804942.4753 | 961560.8286 | 17822860.8151 | 17822860.8151 | 14023360.4323 | 7376664.0807 | 0 | 54589364.119 | 93812249.447 | 42169.6503 | 10.8765 | 5019.0271 | 8625.2374 | 102.3197 | 175.8371
1 | 4300 | 707 | 0.035 | 15 | 15 | 7 | 5.6234e-11 | 5spot_SharedNeighbor | CO2 | Porous | Wet | R245fa | MinimizeLCOE_Brownfield | IgnoreSilica | 127.5204 | 22.9481 | 2.8592 | 4 | 4828.1072 | 8257.6955 | 98.4275 | 168.3443 | 105.6458 | 12.5139 | 52.1553 | 5666007.0437 | 0 | 4401451.7784 | 0 | 0 | 0 | 1695474.4355 | 4587543.9705 | 11935848.3766 | 8146461.7742 | 36432787.3789 | 961560.8286 | 17822860.8151 | 17822860.8151 | 14023360.4323 | 7376664.0807 | 0 | 55217209.0226 | 94440094.3506 | 56234.1325 | 11.4366 | 4828.1072 | 8257.6955 | 98.4275 | 168.3443
1 | 4300 | 707 | 0.035 | 15 | 15 | 7 | 7.4989e-11 | 5spot_SharedNeighbor | CO2 | Porous | Wet | R245fa | MinimizeLCOE_Brownfield | IgnoreSilica | 131.3332 | 23.6793 | 2.9705 | 4 | 4684.9754 | 7986.0185 | 95.5096 | 162.8058 | 105.3143 | 12.4103 | 51.046 | 5764658.5571 | 0 | 4506424.2187 | 0 | 0 | 0 | 1636983.772 | 4644145.9537 | 12083115.1261 | 8246974.3568 | 36882301.9844 | 961560.8286 | 17822860.8151 | 17822860.8151 | 14023360.4323 | 7376664.0807 | 0 | 55666723.628 | 94889608.9561 | 74989.4209 | 11.882 | 4684.9754 | 7986.0185 | 95.5096 | 162.8058
1 | 4300 | 707 | 0.035 | 15 | 15 | 7 | 1e-10 | 5spot_SharedNeighbor | CO2 | Porous | Wet | R245fa | MinimizeLCOE_Brownfield | IgnoreSilica | 134.2903 | 24.2478 | 3.0578 | 4 | 4577.6444 | 7784.4158 | 93.3215 | 158.6958 | 105.0465 | 12.3277 | 56.2132 | 5839190.9072 | 0 | 4587416.1737 | 0 | 0 | 0 | 1585965.0798 | 4684903.1427 | 12189156.9714 | 8319350.0951 | 37205982.3699 | 961560.8286 | 17822860.8151 | 17822860.8151 | 14023360.4323 | 7376664.0807 | 0 | 55990404.0136 | 95213289.3417 | 100000 | 12.2313 | 4577.6444 | 7784.4158 | 93.3215 | 158.6958
1 | 4300 | 707 | 0.035 | 15 | 15 | 7 | 1.3335e-10 | 5spot_SharedNeighbor | CO2 | Porous | Wet | R245fa | MinimizeLCOE_Brownfield | IgnoreSilica | 136.5413 | 24.6819 | 3.1253 | 4 | 4497.1438 | 7634.7113 | 91.6804 | 155.6439 | 104.8361 | 12.2634 | 50.6525 | 5894758.6458 | 0 | 4648828.6074 | 0 | 0 | 0 | 1542795.557 | 4713689.296 | 12264052.6376 | 8370467.9262 | 37434592.6701 | 961560.8286 | 17822860.8151 | 17822860.8151 | 14023360.4323 | 7376664.0807 | 0 | 56219014.3138 | 95441899.6418 | 133352.1432 | 12.501 | 4497.1438 | 7634.7113 | 91.6804 | 155.6439
1 | 4300 | 707 | 0.035 | 15 | 15 | 7 | 1.7783e-10 | 5spot_SharedNeighbor | CO2 | Porous | Wet | R245fa | MinimizeLCOE_Brownfield | IgnoreSilica | 138.2586 | 25.0136 | 3.1771 | 4 | 4436.7592 | 7523.1426 | 90.4493 | 153.3694 | 104.6719 | 12.2136 | 51.2712 | 5936472.7377 | 0 | 4695546.4776 | 0 | 0 | 0 | 1507617.1624 | 4734458.1873 | 12318089.0325 | 8407348.8761 | 37599532.4737 | 961560.8286 | 17822860.8151 | 17822860.8151 | 14023360.4323 | 7376664.0807 | 0 | 56383954.1174 | 95606839.4454 | 177827.941 | 12.7084 | 4436.7592 | 7523.1426 | 90.4493 | 153.3694
1 | 4300 | 707 | 0.035 | 15 | 15 | 7 | 2.3714e-10 | 5spot_SharedNeighbor | CO2 | Porous | Wet | R245fa | MinimizeLCOE_Brownfield | IgnoreSilica | 139.5692 | 25.267 | 3.2167 | 4 | 4391.4618 | 7439.7963 | 89.5259 | 151.6703 | 104.5444 | 12.1751 | 47.5335 | 5967909.8147 | 0 | 4731121.6494 | 0 | 0 | 0 | 1479650.3516 | 4749685.9081 | 12357708.4383 | 8434389.9347 | 37720466.0967 | 961560.8286 | 17822860.8151 | 17822860.8151 | 14023360.4323 | 7376664.0807 | 0 | 56504887.7404 | 95727773.0684 | 237137.3706 | 12.867 | 4391.4618 | 7439.7963 | 89.5259 | 151.6703
1 | 4300 | 707 | 0.035 | 15 | 15 | 7 | 3.1623e-10 | 5spot_SharedNeighbor | CO2 | Porous | Wet | R245fa | MinimizeLCOE_Brownfield | IgnoreSilica | 140.5561 | 25.4581 | 3.2468 | 4 | 4357.4819 | 7377.5744 | 88.8332 | 150.4018 | 104.4472 | 12.1458 | 51.1453 | 5991351.5632 | 0 | 4757863.9337 | 0 | 0 | 0 | 1457585.563 | 4760652.4134 | 12386241.0355 | 8453864.0186 | 37807558.5274 | 961560.8286 | 17822860.8151 | 17822860.8151 | 14023360.4323 | 7376664.0807 | 0 | 56591980.1711 | 95814865.4991 | 316227.766 | 12.9873 | 4357.4819 | 7377.5744 | 88.8332 | 150.4018
1 | 4300 | 707 | 0.035 | 15 | 15 | 7 | 4.217e-10 | 5spot_SharedNeighbor | CO2 | Porous | Wet | R245fa | MinimizeLCOE_Brownfield | IgnoreSilica | 141.3083 | 25.6037 | 3.2697 | 4 | 4331.9927 | 7330.9592 | 88.3135 | 149.4515 | 104.3723 | 12.1234 | 56.3035 | 6009090.1082 | 0 | 4778224.5839 | 0 | 0 | 0 | 1440565.8977 | 4768873.43 | 12407630.4344 | 8468462.7228 | 37872847.177 | 961560.8286 | 17822860.8151 | 17822860.8151 | 14023360.4323 | 7376664.0807 | 0 | 56657268.8207 | 95880154.1487 | 421696.5034 | 13.0788 | 4331.9927 | 7330.9592 | 88.3135 | 149.4515
1 | 4300 | 707 | 0.035 | 15 | 15 | 7 | 5.6234e-10 | 5spot_SharedNeighbor | CO2 | Porous | Wet | R245fa | MinimizeLCOE_Brownfield | IgnoreSilica | 141.866 | 25.7119 | 3.2869 | 4 | 4312.8733 | 7296.174 | 87.9238 | 148.7424 | 104.3164 | 12.1066 | 56.9897 | 6022165.5103 | 0 | 4793304.8622 | 0 | 0 | 0 | 1427309.5032 | 4774684.1515 | 12422748.7399 | 8478781.2769 | 37918994.0441 | 961560.8286 | 17822860.8151 | 17822860.8151 | 14023360.4323 | 7376664.0807 | 0 | 56703415.6878 | 95926301.0158 | 562341.3252 | 13.1475 | 4312.8733 | 7296.174 | 87.9238 | 148.7424
1 | 4300 | 707 | 0.035 | 15 | 15 | 7 | 7.4989e-10 | 5spot_SharedNeighbor | CO2 | Porous | Wet | R245fa | MinimizeLCOE_Brownfield | IgnoreSilica | 142.2876 | 25.7937 | 3.2998 | 4 | 4298.5326 | 7270.108 | 87.6314 | 148.211 | 104.2739 | 12.0939 | 56.5326 | 6032007.4387 | 0 | 4804696.0435 | 0 | 0 | 0 | 1417200.1198 | 4779022.4048 | 12434035.985 | 8486485.0536 | 37953447.0455 | 961560.8286 | 17822860.8151 | 17822860.8151 | 14023360.4323 | 7376664.0807 | 0 | 56737868.6892 | 95960754.0172 | 749894.2093 | 13.1994 | 4298.5326 | 7270.108 | 87.6314 | 148.211
1 | 4300 | 707 | 0.035 | 15 | 15 | 7 | 1e-09 | 5spot_SharedNeighbor | CO2 | Porous | Wet | R245fa | MinimizeLCOE_Brownfield | IgnoreSilica | 142.5971 | 25.854 | 3.3095 | 4 | 4287.7767 | 7250.6634 | 87.4121 | 147.8146 | 104.2426 | 12.0846 | 56.4631 | 6039209.3025 | 0 | 4813054.8923 | 0 | 0 | 0 | 1409386.7051 | 4782043.8509 | 12441897.1681 | 8491850.4726 | 37977442.3915 | 961560.8286 | 17822860.8151 | 17822860.8151 | 14023360.4323 | 7376664.0807 | 0 | 56761864.0352 | 95984749.3632 | 1000000 | 13.2381 | 4287.7767 | 7250.6634 | 87.4121 | 147.8146
1 | 4300 | 707 | 0.035 | 15 | 15 | 7 | 1.3335e-09 | 5spot_SharedNeighbor | CO2 | Porous | Wet | R245fa | MinimizeLCOE_Brownfield | IgnoreSilica | 142.8406 | 25.9011 | 3.3169 | 4 | 4279.7097 | 7235.9765 | 87.2477 | 147.5152 | 104.2179 | 12.0772 | 57.8582 | 6044864.6341 | 0 | 4819630.5573 | 0 | 0 | 0 | 1403637.9689 | 4784571.9325 | 12448474.7178 | 8496339.7855 | 37997519.5962 | 961560.8286 | 17822860.8151 | 17822860.8151 | 14023360.4323 | 7376664.0807 | 0 | 56781941.2399 | 96004826.5679 | 1333521.4322 | 13.2677 | 4279.7097 | 7235.9765 | 87.2477 | 147.5152
1 | 4300 | 707 | 0.035 | 15 | 15 | 7 | 1.7783e-09 | 5spot_SharedNeighbor | CO2 | Porous | Wet | R245fa | MinimizeLCOE_Brownfield | IgnoreSilica | 143.0233 | 25.9365 | 3.3225 | 4 | 4273.6597 | 7224.9732 | 87.1243 | 147.2909 | 104.1993 | 12.0717 | 62.567 | 6049096.9048 | 0 | 4824559.3469 | 0 | 0 | 0 | 1399285.1529 | 4786447.1478 | 12453353.6433 | 8499669.7524 | 38012411.9481 | 961560.8286 | 17822860.8151 | 17822860.8151 | 14023360.4323 | 7376664.0807 | 0 | 56796833.5917 | 96019718.9198 | 1778279.41 | 13.29 | 4273.6597 | 7224.9732 | 87.1243 | 147.2909
1 | 4300 | 707 | 0.035 | 15 | 15 | 7 | 2.3714e-09 | 5spot_SharedNeighbor | CO2 | Porous | Wet | R245fa | MinimizeLCOE_Brownfield | IgnoreSilica | 143.165 | 25.9639 | 3.3267 | 4 | 4269.1224 | 7216.6772 | 87.0318 | 147.1217 | 104.1849 | 12.0674 | 57.5024 | 6052376.5843 | 0 | 4828382.7253 | 0 | 0 | 0 | 1396072.5082 | 4787964.4089 | 12457301.2454 | 8502364.0719 | 38024461.5439 | 961560.8286 | 17822860.8151 | 17822860.8151 | 14023360.4323 | 7376664.0807 | 0 | 56808883.1876 | 96031768.5156 | 2371373.7057 | 13.3069 | 4269.1224 | 7216.6772 | 87.0318 | 147.1217
1 | 4300 | 707 | 0.035 | 15 | 15 | 7 | 3.1623e-09 | 5spot_SharedNeighbor | CO2 | Porous | Wet | R245fa | MinimizeLCOE_Brownfield | IgnoreSilica | 143.2498 | 25.9807 | 3.3297 | 4 | 4265.7197 | 7210.6861 | 86.9625 | 146.9996 | 104.1762 | 12.0648 | 50.2664 | 6054336.1716 | 0 | 4830671.9248 | 0 | 0 | 0 | 1393312.7676 | 4788545.1369 | 12458812.1807 | 8503395.3163 | 38029073.4979 | 961560.8286 | 17822860.8151 | 17822860.8151 | 14023360.4323 | 7376664.0807 | 0 | 56813495.1415 | 96036380.4696 | 3162277.6602 | 13.3186 | 4265.7197 | 7210.6861 | 86.9625 | 146.9996
1 | 4300 | 707 | 0.035 | 15 | 15 | 7 | 4.217e-09 | 5spot_SharedNeighbor | CO2 | Porous | Wet | R245fa | MinimizeLCOE_Brownfield | IgnoreSilica | 143.3398 | 25.9979 | 3.3322 | 4 | 4263.1679 | 7205.9157 | 86.9104 | 146.9023 | 104.167 | 12.0621 | 56.6354 | 6056417.0086 | 0 | 4833099.9758 | 0 | 0 | 0 | 1391651.3941 | 4789655.6676 | 12461701.5537 | 8505367.3728 | 38037892.9727 | 961560.8286 | 17822860.8151 | 17822860.8151 | 14023360.4323 | 7376664.0807 | 0 | 56822314.6164 | 96045199.9444 | 4216965.0343 | 13.3287 | 4263.1679 | 7205.9157 | 86.9104 | 146.9023
1 | 4300 | 707 | 0.035 | 15 | 15 | 7 | 5.6234e-09 | 5spot_SharedNeighbor | CO2 | Porous | Wet | R245fa | MinimizeLCOE_Brownfield | IgnoreSilica | 143.3935 | 26.0084 | 3.3339 | 4 | 4261.2542 | 7202.4853 | 86.8714 | 146.8324 | 104.1615 | 12.0604 | 53.4902 | 6057656.6065 | 0 | 4834548.8096 | 0 | 0 | 0 | 1390184.3646 | 4790132.0145 | 12462940.9105 | 8506213.2592 | 38041675.9649 | 961560.8286 | 17822860.8151 | 17822860.8151 | 14023360.4323 | 7376664.0807 | 0 | 56826097.6086 | 96048982.9366 | 5623413.2519 | 13.3355 | 4261.2542 | 7202.4853 | 86.8714 | 146.8324
1 | 4300 | 707 | 0.035 | 15 | 15 | 7 | 7.4989e-09 | 5spot_SharedNeighbor | CO2 | Porous | Wet | R245fa | MinimizeLCOE_Brownfield | IgnoreSilica | 143.4324 | 26.016 | 3.3352 | 4 | 4259.8191 | 7199.928 | 86.8422 | 146.7803 | 104.1575 | 12.0592 | 55.6253 | 6058553.7014 | 0 | 4835597.8973 | 0 | 0 | 0 | 1389060.2219 | 4790452.61 | 12463775.0343 | 8506782.5659 | 38044222.0307 | 961560.8286 | 17822860.8151 | 17822860.8151 | 14023360.4323 | 7376664.0807 | 0 | 56828643.6744 | 96051529.0024 | 7498942.0933 | 13.3406 | 4259.8191 | 7199.928 | 86.8422 | 146.7803
1 | 4300 | 707 | 0.035 | 15 | 15 | 7 | 1e-08 | 5spot_SharedNeighbor | CO2 | Porous | Wet | R245fa | MinimizeLCOE_Brownfield | IgnoreSilica | 143.4667 | 26.0226 | 3.3362 | 4 | 4258.743 | 7197.9567 | 86.8202 | 146.7401 | 104.154 | 12.0582 | 52.0595 | 6059344.4124 | 0 | 4836522.0465 | 0 | 0 | 0 | 1388295.9924 | 4790823.356 | 12464739.6393 | 8507440.9286 | 38047166.3752 | 961560.8286 | 17822860.8151 | 17822860.8151 | 14023360.4323 | 7376664.0807 | 0 | 56831588.0189 | 96054473.3469 | 10000000 | 13.3447 | 4258.743 | 7197.9567 | 86.8202 | 146.7401
1 | 4400 | 707 | 0.035 | 15 | 15 | 7 | 1e-13 | 5spot_SharedNeighbor | CO2 | Porous | Wet | R245fa | MinimizeLCOE_Brownfield | IgnoreSilica | 1.6 | 0.040467 | 0.0016643 | 4 | 3112983.8729 | 9162860.5142 | 63462.3869 | 186797.3053 | 73.263 | 12.3576 | 12.3795 | 183266.0188 | 0 | 87733.8033 | 0 | 0 | 0 | 185516.0741 | 178041.1995 | 463226.68 | 316161.7274 | 1413945.5032 | 961560.8286 | 18348402.1352 | 18348402.1352 | 14367225.0389 | 7559907.4476 | 0 | 20723908.467 | 60999443.0886 | 100 | 0.0066572 | 3112983.8729 | 9162860.5142 | 63462.3869 | 186797.3053
1 | 4400 | 707 | 0.035 | 15 | 15 | 7 | 1.3335e-13 | 5spot_SharedNeighbor | CO2 | Porous | Wet | R245fa | MinimizeLCOE_Brownfield | IgnoreSilica | 1.9042 | 0.088293 | 0.0072508 | 4 | 721640.9857 | 2110290.518 | 14711.6276 | 43021.1266 | 77.4243 | 12.6625 | 106.8351 | 218212.8931 | 0 | 108987.5377 | 0 | 0 | 0 | 195865.272 | 203995.6241 | 530754.7687 | 362251.0356 | 1620067.1312 | 961560.8286 | 18348402.1352 | 18348402.1352 | 14367225.0389 | 7559907.4476 | 0 | 20930030.095 | 61205564.7167 | 133.3521 | 0.029003 | 721640.9857 | 2110290.518 | 14711.6276 | 43021.1266
1 | 4400 | 707 | 0.035 | 15 | 15 | 7 | 1.7783e-13 | 5spot_SharedNeighbor | CO2 | Porous | Wet | R245fa | MinimizeLCOE_Brownfield | IgnoreSilica | 2.6627 | 0.19117 | 0.01545 | 4 | 348260.391 | 999961.8199 | 7099.7591 | 20385.5742 | 84.8541 | 13.1621 | 155.5723 | 301423.0569 | 0 | 160303.1621 | 0 | 0 | 0 | 252692.4012 | 278623.2618 | 724920.5738 | 494773.1873 | 2212735.643 | 961560.8286 | 18348402.1352 | 18348402.1352 | 14367225.0389 | 7559907.4476 | 0 | 21522698.6068 | 61798233.2285 | 177.8279 | 0.061801 | 348260.391 | 999961.8199 | 7099.7591 | 20385.5742
1 | 4400 | 707 | 0.035 | 15 | 15 | 7 | 2.3714e-13 | 5spot_SharedNeighbor | CO2 | Porous | Wet | R245fa | MinimizeLCOE_Brownfield | IgnoreSilica | 3.6024 | 0.33385 | 0.027657 | 4 | 200642.5193 | 564702.6147 | 4090.3691 | 11512.2266 | 90.7344 | 13.5184 | 31.6604 | 397448.1535 | 0 | 220750.1311 | 0 | 0 | 0 | 313879.0573 | 363510.1633 | 945778.8788 | 645513.5186 | 2886879.9027 | 961560.8286 | 18348402.1352 | 18348402.1352 | 14367225.0389 | 7559907.4476 | 0 | 22196842.8665 | 62472377.4881 | 237.1374 | 0.11063 | 200642.5193 | 564702.6147 | 4090.3691 | 11512.2266
1 | 4400 | 707 | 0.035 | 15 | 15 | 7 | 3.1623e-13 | 5spot_SharedNeighbor | CO2 | Porous | Wet | R245fa | MinimizeLCOE_Brownfield | IgnoreSilica | 4.8157 | 0.52985 | 0.045027 | 4 | 127703.2133 | 351323.483 | 2603.4027 | 7162.2044 | 95.5668 | 13.7868 | 27.7835 | 512230.4528 | 0 | 294651.0975 | 0 | 0 | 0 | 384579.1996 | 464669.6925 | 1208975.223 | 825150.4316 | 3690256.097 | 961560.8286 | 18348402.1352 | 18348402.1352 | 14367225.0389 | 7559907.4476 | 0 | 23000219.0608 | 63275753.6824 | 316.2278 | 0.18011 | 127703.2133 | 351323.483 | 2603.4027 | 7162.2044
1 | 4400 | 707 | 0.035 | 15 | 15 | 7 | 4.217e-13 | 5spot_SharedNeighbor | CO2 | Porous | Wet | R245fa | MinimizeLCOE_Brownfield | IgnoreSilica | 6.3498 | 0.78836 | 0.068998 | 4 | 86713.6291 | 232644.4747 | 1767.7746 | 4742.7723 | 99.4241 | 13.9861 | 28.1074 | 646195.501 | 0 | 382983.3491 | 0 | 0 | 0 | 463168.8845 | 582015.6165 | 1514285.2463 | 1033530.796 | 4622179.3934 | 961560.8286 | 18348402.1352 | 18348402.1352 | 14367225.0389 | 7559907.4476 | 0 | 23932142.3572 | 64207676.9788 | 421.6965 | 0.27599 | 86713.6291 | 232644.4747 | 1767.7746 | 4742.7723
1 | 4400 | 707 | 0.035 | 15 | 15 | 7 | 5.6234e-13 | 5spot_SharedNeighbor | CO2 | Porous | Wet | R245fa | MinimizeLCOE_Brownfield | IgnoreSilica | 8.3307 | 1.1301 | 0.10156 | 4 | 61647.6481 | 160793.9314 | 1256.7707 | 3278.0018 | 102.5464 | 14.1374 | 32.7789 | 805769.2906 | 0 | 490811.6144 | 0 | 0 | 0 | 554333.3037 | 721856.5414 | 1878122.6477 | 1281857.2986 | 5732750.6965 | 961560.8286 | 18348402.1352 | 18348402.1352 | 14367225.0389 | 7559907.4476 | 0 | 25042713.6603 | 65318248.2819 | 562.3413 | 0.40622 | 61647.6481 | 160793.9314 | 1256.7707 | 3278.0018
1 | 4400 | 707 | 0.035 | 15 | 15 | 7 | 7.4989e-13 | 5spot_SharedNeighbor | CO2 | Porous | Wet | R245fa | MinimizeLCOE_Brownfield | IgnoreSilica | 10.9176 | 1.5825 | 0.14557 | 4 | 45271.4176 | 114438.993 | 922.9191 | 2332.9937 | 105.0684 | 14.252 | 28.3618 | 997866.8828 | 0 | 616077.4232 | 0 | 0 | 0 | 662619.7528 | 887859.9829 | 2310029.5505 | 1576642.6345 | 7051096.2267 | 961560.8286 | 18348402.1352 | 18348402.1352 | 14367225.0389 | 7559907.4476 | 0 | 26361059.1905 | 66636593.8121 | 749.8942 | 0.58229 | 45271.4176 | 114438.993 | 922.9191 | 2332.9937
1 | 4400 | 707 | 0.035 | 15 | 15 | 7 | 1e-12 | 5spot_SharedNeighbor | CO2 | Porous | Wet | R245fa | MinimizeLCOE_Brownfield | IgnoreSilica | 14.136 | 2.1535 | 0.20392 | 4 | 34136.6663 | 83513.7463 | 695.9221 | 1702.5407 | 106.9997 | 14.3323 | 28.569 | 1218457.7732 | 0 | 757517.7731 | 0 | 0 | 0 | 779492.2972 | 1074632.459 | 2795973.2209 | 1908309.1748 | 8534382.6983 | 961560.8286 | 18348402.1352 | 18348402.1352 | 14367225.0389 | 7559907.4476 | 0 | 27844345.6621 | 68119880.2837 | 1000 | 0.81567 | 34136.6663 | 83513.7463 | 695.9221 | 1702.5407
1 | 4400 | 707 | 0.035 | 15 | 15 | 7 | 1.3335e-12 | 5spot_SharedNeighbor | CO2 | Porous | Wet | R245fa | MinimizeLCOE_Brownfield | IgnoreSilica | 18.2038 | 2.881 | 0.28053 | 4 | 26357.3871 | 62250.3503 | 537.331 | 1269.0576 | 108.5036 | 14.3875 | 35.3767 | 1476442.4044 | 0 | 927389.4076 | 0 | 0 | 0 | 910617.788 | 1292635.344 | 3363172.009 | 2295434.0024 | 10265690.9553 | 961560.8286 | 18348402.1352 | 18348402.1352 | 14367225.0389 | 7559907.4476 | 0 | 29575653.9191 | 69851188.5407 | 1333.5214 | 1.1221 | 26357.3871 | 62250.3503 | 537.331 | 1269.0576
1 | 4400 | 707 | 0.035 | 15 | 15 | 7 | 1.7783e-12 | 5spot_SharedNeighbor | CO2 | Porous | Wet | R245fa | MinimizeLCOE_Brownfield | IgnoreSilica | 23.3077 | 3.7996 | 0.38012 | 4 | 20771.8705 | 47260.6179 | 423.4627 | 963.4716 | 109.6551 | 14.4189 | 23.7486 | 1776355.7633 | 0 | 1130138.3808 | 0 | 0 | 0 | 1056110.3995 | 1545415.772 | 4020854.8303 | 2744316.042 | 12273191.1879 | 961560.8286 | 18348402.1352 | 18348402.1352 | 14367225.0389 | 7559907.4476 | 0 | 31583154.1517 | 71858688.7733 | 1778.2794 | 1.5205 | 20771.8705 | 47260.6179 | 423.4627 | 963.4716
1 | 4400 | 707 | 0.035 | 15 | 15 | 7 | 2.3714e-12 | 5spot_SharedNeighbor | CO2 | Porous | Wet | R245fa | MinimizeLCOE_Brownfield | IgnoreSilica | 29.6265 | 4.9434 | 0.5079 | 4 | 16676.2282 | 36500.6865 | 339.9675 | 744.1159 | 110.5093 | 14.4259 | 32.0465 | 2120847.2649 | 0 | 1369229.7538 | 0 | 0 | 0 | 1213961.8045 | 1834575.1411 | 4773188.1939 | 3257799.0216 | 14569601.1798 | 961560.8286 | 18348402.1352 | 18348402.1352 | 14367225.0389 | 7559907.4476 | 0 | 33879564.1436 | 74155098.7653 | 2371.3737 | 2.0316 | 16676.2282 | 36500.6865 | 339.9675 | 744.1159
1 | 4400 | 707 | 0.035 | 15 | 15 | 7 | 3.1623e-12 | 5spot_SharedNeighbor | CO2 | Porous | Wet | R245fa | MinimizeLCOE_Brownfield | IgnoreSilica | 37.3413 | 6.3475 | 0.66926 | 4 | 13623.7159 | 28668.4669 | 277.7379 | 584.4455 | 111.1083 | 14.4055 | 35.997 | 2511548.6641 | 0 | 1647720.2025 | 0 | 0 | 0 | 1381572.632 | 2160928.1844 | 5622291.8685 | 3837329.7268 | 17161391.2783 | 961560.8286 | 18348402.1352 | 18348402.1352 | 14367225.0389 | 7559907.4476 | 0 | 36471354.2421 | 76746888.8637 | 3162.2777 | 2.677 | 13623.7159 | 28668.4669 | 277.7379 | 584.4455
1 | 4400 | 707 | 0.035 | 15 | 15 | 7 | 4.217e-12 | 5spot_SharedNeighbor | CO2 | Porous | Wet | R245fa | MinimizeLCOE_Brownfield | IgnoreSilica | 46.5083 | 8.0263 | 0.86809 | 4 | 11321.618 | 22920.5153 | 230.8065 | 467.2657 | 111.4737 | 14.3525 | 31.8574 | 2943258.133 | 0 | 1964070.1429 | 0 | 0 | 0 | 1550895.942 | 2518707.445 | 6553160.1139 | 4472666.4317 | 20002758.2084 | 961560.8286 | 18348402.1352 | 18348402.1352 | 14367225.0389 | 7559907.4476 | 0 | 39312721.1722 | 79588255.7939 | 4216.965 | 3.4724 | 11321.618 | 22920.5153 | 230.8065 | 467.2657
1 | 4400 | 707 | 0.035 | 15 | 15 | 7 | 5.6234e-12 | 5spot_SharedNeighbor | CO2 | Porous | Wet | R245fa | MinimizeLCOE_Brownfield | IgnoreSilica | 57.0265 | 9.9656 | 1.105 | 4 | 9573.3719 | 18685.7116 | 195.1661 | 380.9335 | 111.6158 | 14.2612 | 42.157 | 3404233.3825 | 0 | 2312030.4781 | 0 | 0 | 0 | 1710729.8387 | 2896527.5427 | 7536170.5067 | 5143591.2236 | 23003282.9724 | 961560.8286 | 18348402.1352 | 18348402.1352 | 14367225.0389 | 7559907.4476 | 0 | 42313245.9361 | 82588780.5578 | 5623.4133 | 4.4199 | 9573.3719 | 18685.7116 | 195.1661 | 380.9335
1 | 4400 | 707 | 0.035 | 15 | 15 | 7 | 7.4989e-12 | 5spot_SharedNeighbor | CO2 | Porous | Wet | R245fa | MinimizeLCOE_Brownfield | IgnoreSilica | 68.4808 | 12.094 | 1.374 | 4 | 8243.1836 | 15571.3869 | 168.0484 | 317.4438 | 111.5388 | 14.1287 | 41.4319 | 3871660.896 | 0 | 2676624.362 | 0 | 0 | 0 | 1844398.4513 | 3273146.6466 | 8516056.1598 | 5812383.3165 | 25994269.8321 | 961560.8286 | 18348402.1352 | 18348402.1352 | 14367225.0389 | 7559907.4476 | 0 | 45304232.7959 | 85579767.4175 | 7498.9421 | 5.496 | 8243.1836 | 15571.3869 | 168.0484 | 317.4438
1 | 4400 | 707 | 0.035 | 15 | 15 | 7 | 1e-11 | 5spot_SharedNeighbor | CO2 | Porous | Wet | R245fa | MinimizeLCOE_Brownfield | IgnoreSilica | 80.213 | 14.2921 | 1.6622 | 4 | 7233.1536 | 13290.8939 | 147.4576 | 270.9528 | 111.2621 | 13.9588 | 38.7135 | 4317833.4193 | 0 | 3037581.9432 | 0 | 0 | 0 | 1936827.6429 | 3623974.7721 | 9428838.9776 | 6435376.3455 | 28780433.1005 | 961560.8286 | 18348402.1352 | 18348402.1352 | 14367225.0389 | 7559907.4476 | 0 | 48090396.0643 | 88365930.6859 | 10000 | 6.6486 | 7233.1536 | 13290.8939 | 147.4576 | 270.9528
1 | 4400 | 707 | 0.035 | 15 | 15 | 7 | 1.3335e-11 | 5spot_SharedNeighbor | CO2 | Porous | Wet | R245fa | MinimizeLCOE_Brownfield | IgnoreSilica | 91.565 | 16.4359 | 1.9528 | 4 | 6469.2278 | 11625.3499 | 131.884 | 236.9985 | 110.8286 | 13.7624 | 47.5912 | 4720882.0136 | 0 | 3376880.8154 | 0 | 0 | 0 | 1982946.2061 | 3931476.5237 | 10228895.4579 | 6981431.3328 | 31222512.3495 | 961560.8286 | 18348402.1352 | 18348402.1352 | 14367225.0389 | 7559907.4476 | 0 | 50532475.3133 | 90808009.935 | 13335.2143 | 7.8112 | 6469.2278 | 11625.3499 | 131.884 | 236.9985
1 | 4400 | 707 | 0.035 | 15 | 15 | 7 | 1.7783e-11 | 5spot_SharedNeighbor | CO2 | Porous | Wet | R245fa | MinimizeLCOE_Brownfield | IgnoreSilica | 101.901 | 18.4031 | 2.2285 | 4 | 5893.6971 | 10411.996 | 120.151 | 212.2626 | 110.3033 | 13.5565 | 44.6424 | 5064660.2361 | 0 | 3678535.1393 | 0 | 0 | 0 | 1984274.1307 | 4183713.1073 | 10885163.3077 | 7429347.6253 | 33225693.5463 | 961560.8286 | 18348402.1352 | 18348402.1352 | 14367225.0389 | 7559907.4476 | 0 | 52535656.51 | 92811191.1317 | 17782.7941 | 8.9139 | 5893.6971 | 10411.996 | 120.151 | 212.2626
1 | 4400 | 707 | 0.035 | 15 | 15 | 7 | 2.3714e-11 | 5spot_SharedNeighbor | CO2 | Porous | Wet | R245fa | MinimizeLCOE_Brownfield | IgnoreSilica | 110.8728 | 20.1229 | 2.4765 | 4 | 5461.3532 | 9527.1311 | 111.3371 | 194.2235 | 109.7511 | 13.3571 | 48.4044 | 5345670.4629 | 0 | 3935431.3109 | 0 | 0 | 0 | 1951468.9057 | 4380702.565 | 11397689.4685 | 7779157.2614 | 34790119.9744 | 961560.8286 | 18348402.1352 | 18348402.1352 | 14367225.0389 | 7559907.4476 | 0 | 54100082.9382 | 94375617.5598 | 23713.7371 | 9.906 | 5461.3532 | 9527.1311 | 111.3371 | 194.2235
1 | 4400 | 707 | 0.035 | 15 | 15 | 7 | 3.1623e-11 | 5spot_SharedNeighbor | CO2 | Porous | Wet | R245fa | MinimizeLCOE_Brownfield | IgnoreSilica | 118.3855 | 21.5718 | 2.6903 | 4 | 5137.1115 | 8879.7516 | 104.727 | 181.0257 | 109.2215 | 13.1754 | 46.0489 | 5568703.3537 | 0 | 4147354.6536 | 0 | 0 | 0 | 1898052.3895 | 4529503.0547 | 11784837.8196 | 8043393.9661 | 35971845.2371 | 961560.8286 | 18348402.1352 | 18348402.1352 | 14367225.0389 | 7559907.4476 | 0 | 55281808.2009 | 95557342.8225 | 31622.7766 | 10.7613 | 5137.1115 | 8879.7516 | 104.727 | 181.0257
1 | 4400 | 707 | 0.035 | 15 | 15 | 7 | 4.217e-11 | 5spot_SharedNeighbor | CO2 | Porous | Wet | R245fa | MinimizeLCOE_Brownfield | IgnoreSilica | 124.4607 | 22.7501 | 2.868 | 4 | 4894.1055 | 8404.9321 | 99.773 | 171.3459 | 108.7487 | 13.0186 | 53.1889 | 5740897.4498 | 0 | 4316763.2674 | 0 | 0 | 0 | 1834901.9551 | 4638099.4422 | 12067383.3436 | 8236237.0919 | 36834282.5499 | 961560.8286 | 18348402.1352 | 18348402.1352 | 14367225.0389 | 7559907.4476 | 0 | 56144245.5137 | 96419780.1353 | 42169.6503 | 11.4718 | 4894.1055 | 8404.9321 | 99.773 | 171.3459
1 | 4400 | 707 | 0.035 | 15 | 15 | 7 | 5.6234e-11 | 5spot_SharedNeighbor | CO2 | Porous | Wet | R245fa | MinimizeLCOE_Brownfield | IgnoreSilica | 129.2797 | 23.6891 | 3.0118 | 4 | 4711.9945 | 8055.1311 | 96.0604 | 164.2147 | 108.3454 | 12.888 | 57.9573 | 5872276.9557 | 0 | 4449965.7857 | 0 | 0 | 0 | 1771218.3068 | 4716449.8088 | 12271234.9256 | 8375369.9854 | 37456515.7679 | 961560.8286 | 18348402.1352 | 18348402.1352 | 14367225.0389 | 7559907.4476 | 0 | 56766478.7317 | 97042013.3534 | 56234.1325 | 12.0472 | 4711.9945 | 8055.1311 | 96.0604 | 164.2147
1 | 4400 | 707 | 0.035 | 15 | 15 | 7 | 7.4989e-11 | 5spot_SharedNeighbor | CO2 | Porous | Wet | R245fa | MinimizeLCOE_Brownfield | IgnoreSilica | 133.0381 | 24.4242 | 3.126 | 4 | 4575.4911 | 7796.5542 | 93.2776 | 158.9433 | 108.0133 | 12.7822 | 64.6393 | 5971523.2493 | 0 | 4553161.7906 | 0 | 0 | 0 | 1712307.8718 | 4772427.2355 | 12416876.7074 | 8474773.4941 | 37901070.3488 | 961560.8286 | 18348402.1352 | 18348402.1352 | 14367225.0389 | 7559907.4476 | 0 | 57211033.3125 | 97486567.9342 | 74989.4209 | 12.5038 | 4575.4911 | 7796.5542 | 93.2776 | 158.9433
1 | 4400 | 707 | 0.035 | 15 | 15 | 7 | 1e-10 | 5spot_SharedNeighbor | CO2 | Porous | Wet | R245fa | MinimizeLCOE_Brownfield | IgnoreSilica | 135.9493 | 24.9951 | 3.2153 | 4 | 4473.1469 | 7604.6528 | 91.1911 | 155.0311 | 107.7454 | 12.698 | 64.0772 | 6046451.6706 | 0 | 4632698.1659 | 0 | 0 | 0 | 1661120.581 | 4812705.4628 | 12521672.3927 | 8546298.7027 | 38220946.9758 | 961560.8286 | 18348402.1352 | 18348402.1352 | 14367225.0389 | 7559907.4476 | 0 | 57530909.9396 | 97806444.5612 | 100000 | 12.8614 | 4473.1469 | 7604.6528 | 91.1911 | 155.0311
1 | 4400 | 707 | 0.035 | 15 | 15 | 7 | 1.3335e-10 | 5spot_SharedNeighbor | CO2 | Porous | Wet | R245fa | MinimizeLCOE_Brownfield | IgnoreSilica | 138.166 | 25.4311 | 3.2844 | 4 | 4396.3975 | 7462.1101 | 89.6265 | 152.1252 | 107.5352 | 12.6325 | 67.9187 | 6102353.5344 | 0 | 4693030.1289 | 0 | 0 | 0 | 1617978.1431 | 4841211.1045 | 12595838.2249 | 8596918.4071 | 38447329.5429 | 961560.8286 | 18348402.1352 | 18348402.1352 | 14367225.0389 | 7559907.4476 | 0 | 57757292.5067 | 98032827.1283 | 133352.1432 | 13.1374 | 4396.3975 | 7462.1101 | 89.6265 | 152.1252
1 | 4400 | 707 | 0.035 | 15 | 15 | 7 | 1.7783e-10 | 5spot_SharedNeighbor | CO2 | Porous | Wet | R245fa | MinimizeLCOE_Brownfield | IgnoreSilica | 139.8593 | 25.7647 | 3.3374 | 4 | 4338.8341 | 7355.8385 | 88.453 | 149.9587 | 107.371 | 12.5817 | 48.2401 | 6144383.2825 | 0 | 4738985.5969 | 0 | 0 | 0 | 1582950.9297 | 4861864.7256 | 12649574.7103 | 8633594.6626 | 38611353.9076 | 961560.8286 | 18348402.1352 | 18348402.1352 | 14367225.0389 | 7559907.4476 | 0 | 57921316.8714 | 98196851.493 | 177827.941 | 13.3495 | 4338.8341 | 7355.8385 | 88.453 | 149.9587
1 | 4400 | 707 | 0.035 | 15 | 15 | 7 | 2.3714e-10 | 5spot_SharedNeighbor | CO2 | Porous | Wet | R245fa | MinimizeLCOE_Brownfield | IgnoreSilica | 141.1498 | 26.0192 | 3.3779 | 4 | 4295.6577 | 7276.4601 | 87.5728 | 148.3405 | 107.2436 | 12.5425 | 52.8746 | 6176023.6086 | 0 | 4773935.3969 | 0 | 0 | 0 | 1555128.5993 | 4876984.1659 | 12688912.3926 | 8660443.439 | 38731427.6024 | 961560.8286 | 18348402.1352 | 18348402.1352 | 14367225.0389 | 7559907.4476 | 0 | 58041390.5662 | 98316925.1878 | 237137.3706 | 13.5116 | 4295.6577 | 7276.4601 | 87.5728 | 148.3405
1 | 4400 | 707 | 0.035 | 15 | 15 | 7 | 3.1623e-10 | 5spot_SharedNeighbor | CO2 | Porous | Wet | R245fa | MinimizeLCOE_Brownfield | IgnoreSilica | 142.1218 | 26.2111 | 3.4087 | 4 | 4263.272 | 7217.1922 | 86.9126 | 147.1322 | 107.1465 | 12.5127 | 60.4542 | 6199629.4109 | 0 | 4800217.3592 | 0 | 0 | 0 | 1533213.8427 | 4887893.639 | 12717296.6038 | 8679816.2464 | 38818067.1019 | 961560.8286 | 18348402.1352 | 18348402.1352 | 14367225.0389 | 7559907.4476 | 0 | 58128030.0657 | 98403564.6873 | 316227.766 | 13.6346 | 4263.272 | 7217.1922 | 86.9126 | 147.1322
1 | 4400 | 707 | 0.035 | 15 | 15 | 7 | 4.217e-10 | 5spot_SharedNeighbor | CO2 | Porous | Wet | R245fa | MinimizeLCOE_Brownfield | IgnoreSilica | 142.8601 | 26.3569 | 3.432 | 4 | 4238.9804 | 7172.8164 | 86.4174 | 146.2276 | 107.072 | 12.49 | 61.727 | 6217429.8197 | 0 | 4820155.5137 | 0 | 0 | 0 | 1516285.6449 | 4896009.6816 | 12738412.8817 | 8694228.54 | 38882522.0816 | 961560.8286 | 18348402.1352 | 18348402.1352 | 14367225.0389 | 7559907.4476 | 0 | 58192485.0454 | 98468019.6671 | 421696.5034 | 13.7279 | 4238.9804 | 7172.8164 | 86.4174 | 146.2276
1 | 4400 | 707 | 0.035 | 15 | 15 | 7 | 5.6234e-10 | 5spot_SharedNeighbor | CO2 | Porous | Wet | R245fa | MinimizeLCOE_Brownfield | IgnoreSilica | 143.4083 | 26.4654 | 3.4495 | 4 | 4220.7606 | 7139.6904 | 86.0459 | 145.5522 | 107.0163 | 12.473 | 56.7265 | 6230575.0521 | 0 | 4834948.4687 | 0 | 0 | 0 | 1503125.8444 | 4901773.2525 | 12753408.511 | 8704463.3651 | 38928294.4939 | 961560.8286 | 18348402.1352 | 18348402.1352 | 14367225.0389 | 7559907.4476 | 0 | 58238257.4576 | 98513792.0793 | 562341.3252 | 13.798 | 4220.7606 | 7139.6904 | 86.0459 | 145.5522
1 | 4400 | 707 | 0.035 | 15 | 15 | 7 | 7.4989e-10 | 5spot_SharedNeighbor | CO2 | Porous | Wet | R245fa | MinimizeLCOE_Brownfield | IgnoreSilica | 143.8151 | 26.5461 | 3.4627 | 4 | 4207.0952 | 7114.9472 | 85.7673 | 145.0478 | 106.9747 | 12.4603 | 55.1386 | 6240286.3716 | 0 | 4845915.6539 | 0 | 0 | 0 | 1492970.778 | 4905877.3933 | 12764086.6436 | 8711751.41 | 38960888.2503 | 961560.8286 | 18348402.1352 | 18348402.1352 | 14367225.0389 | 7559907.4476 | 0 | 58270851.2141 | 98546385.8357 | 749894.2093 | 13.8506 | 4207.0952 | 7114.9472 | 85.7673 | 145.0478
1 | 4400 | 707 | 0.035 | 15 | 15 | 7 | 1e-09 | 5spot_SharedNeighbor | CO2 | Porous | Wet | R245fa | MinimizeLCOE_Brownfield | IgnoreSilica | 144.1318 | 26.6087 | 3.4727 | 4 | 4196.8462 | 7096.2995 | 85.5584 | 144.6677 | 106.9423 | 12.4504 | 54.228 | 6247826.3195 | 0 | 4854451.5642 | 0 | 0 | 0 | 1485425.9099 | 4909204.4795 | 12772743.0395 | 8717659.5781 | 38987310.8907 | 961560.8286 | 18348402.1352 | 18348402.1352 | 14367225.0389 | 7559907.4476 | 0 | 58297273.8545 | 98572808.4762 | 1000000 | 13.8907 | 4196.8462 | 7096.2995 | 85.5584 | 144.6677
1 | 4400 | 707 | 0.035 | 15 | 15 | 7 | 1.3335e-09 | 5spot_SharedNeighbor | CO2 | Porous | Wet | R245fa | MinimizeLCOE_Brownfield | IgnoreSilica | 144.3681 | 26.6554 | 3.4802 | 4 | 4189.1596 | 7082.3446 | 85.4017 | 144.3832 | 106.9179 | 12.443 | 56.2404 | 6253438.7073 | 0 | 4860818.3689 | 0 | 0 | 0 | 1479678.6344 | 4911634.9271 | 12779066.5655 | 8721975.5145 | 39006612.7176 | 961560.8286 | 18348402.1352 | 18348402.1352 | 14367225.0389 | 7559907.4476 | 0 | 58316575.6813 | 98592110.303 | 1333521.4322 | 13.9208 | 4189.1596 | 7082.3446 | 85.4017 | 144.3832
1 | 4400 | 707 | 0.035 | 15 | 15 | 7 | 1.7783e-09 | 5spot_SharedNeighbor | CO2 | Porous | Wet | R245fa | MinimizeLCOE_Brownfield | IgnoreSilica | 144.5339 | 26.6885 | 3.4857 | 4 | 4183.395 | 7072.007 | 85.2842 | 144.1724 | 106.9008 | 12.4378 | 53.4395 | 6257367.1149 | 0 | 4865283.0362 | 0 | 0 | 0 | 1475142.8599 | 4913139.2743 | 12782980.5683 | 8724646.9018 | 39018559.7554 | 961560.8286 | 18348402.1352 | 18348402.1352 | 14367225.0389 | 7559907.4476 | 0 | 58328522.7192 | 98604057.3408 | 1778279.41 | 13.9429 | 4183.395 | 7072.007 | 85.2842 | 144.1724
1 | 4400 | 707 | 0.035 | 15 | 15 | 7 | 2.3714e-09 | 5spot_SharedNeighbor | CO2 | Porous | Wet | R245fa | MinimizeLCOE_Brownfield | IgnoreSilica | 144.6823 | 26.7175 | 3.4902 | 4 | 4179.0719 | 7064.0131 | 85.196 | 144.0095 | 106.8855 | 12.4332 | 62.5877 | 6260881.0364 | 0 | 4869277.683 | 0 | 0 | 0 | 1472109.9422 | 4914884.778 | 12787522.0109 | 8727746.5297 | 39032421.9802 | 961560.8286 | 18348402.1352 | 18348402.1352 | 14367225.0389 | 7559907.4476 | 0 | 58342384.944 | 98617919.5657 | 2371373.7057 | 13.9606 | 4179.0719 | 7064.0131 | 85.196 | 144.0095
1 | 4400 | 707 | 0.035 | 15 | 15 | 7 | 3.1623e-09 | 5spot_SharedNeighbor | CO2 | Porous | Wet | R245fa | MinimizeLCOE_Brownfield | IgnoreSilica | 144.7749 | 26.736 | 3.4932 | 4 | 4175.8298 | 7058.2127 | 85.1299 | 143.8912 | 106.8759 | 12.4303 | 61.2994 | 6263070.2498 | 0 | 4871770.9532 | 0 | 0 | 0 | 1469520.176 | 4915700.9378 | 12789645.4912 | 8729195.8487 | 39038903.6567 | 961560.8286 | 18348402.1352 | 18348402.1352 | 14367225.0389 | 7559907.4476 | 0 | 58348866.6204 | 98624401.2421 | 3162277.6602 | 13.973 | 4175.8298 | 7058.2127 | 85.1299 | 143.8912
1 | 4400 | 707 | 0.035 | 15 | 15 | 7 | 4.217e-09 | 5spot_SharedNeighbor | CO2 | Porous | Wet | R245fa | MinimizeLCOE_Brownfield | IgnoreSilica | 144.848 | 26.7505 | 3.4956 | 4 | 4173.3985 | 7053.8265 | 85.0804 | 143.8018 | 106.8684 | 12.428 | 59.3121 | 6264798.9591 | 0 | 4873740.4111 | 0 | 0 | 0 | 1467631.3332 | 4916406.5743 | 12791481.4127 | 8730448.9028 | 39044507.5931 | 961560.8286 | 18348402.1352 | 18348402.1352 | 14367225.0389 | 7559907.4476 | 0 | 58354470.5569 | 98630005.1785 | 4216965.0343 | 13.9825 | 4173.3985 | 7053.8265 | 85.0804 | 143.8018
1 | 4400 | 707 | 0.035 | 15 | 15 | 7 | 5.6234e-09 | 5spot_SharedNeighbor | CO2 | Porous | Wet | R245fa | MinimizeLCOE_Brownfield | IgnoreSilica | 144.9017 | 26.7612 | 3.4974 | 4 | 4171.5752 | 7050.55 | 85.0432 | 143.735 | 106.8628 | 12.4263 | 56.6197 | 6266067.2827 | 0 | 4875186.2156 | 0 | 0 | 0 | 1466192.3151 | 4916903.8672 | 12792775.2669 | 8731331.9849 | 39048456.9325 | 961560.8286 | 18348402.1352 | 18348402.1352 | 14367225.0389 | 7559907.4476 | 0 | 58358419.8963 | 98633954.5179 | 5623413.2519 | 13.9895 | 4171.5752 | 7050.55 | 85.0432 | 143.735
1 | 4400 | 707 | 0.035 | 15 | 15 | 7 | 7.4989e-09 | 5spot_SharedNeighbor | CO2 | Porous | Wet | R245fa | MinimizeLCOE_Brownfield | IgnoreSilica | 144.9406 | 26.769 | 3.4987 | 4 | 4170.2079 | 7048.1075 | 85.0153 | 143.6852 | 106.8588 | 12.4251 | 60.3022 | 6266985.1692 | 0 | 4876233.1105 | 0 | 0 | 0 | 1465088.6194 | 4917239.6907 | 12793649.0105 | 8731928.3329 | 39051123.9332 | 961560.8286 | 18348402.1352 | 18348402.1352 | 14367225.0389 | 7559907.4476 | 0 | 58361086.8969 | 98636621.5186 | 7498942.0933 | 13.9948 | 4170.2079 | 7048.1075 | 85.0153 | 143.6852
1 | 4400 | 707 | 0.035 | 15 | 15 | 7 | 1e-08 | 5spot_SharedNeighbor | CO2 | Porous | Wet | R245fa | MinimizeLCOE_Brownfield | IgnoreSilica | 144.9749 | 26.7757 | 3.4997 | 4 | 4169.1825 | 7046.2242 | 84.9944 | 143.6468 | 106.8552 | 12.424 | 53.5699 | 6267794.2072 | 0 | 4877155.3286 | 0 | 0 | 0 | 1464342.0741 | 4917623.7279 | 12794648.1965 | 8732610.2979 | 39054173.8322 | 961560.8286 | 18348402.1352 | 18348402.1352 | 14367225.0389 | 7559907.4476 | 0 | 58364136.7959 | 98639671.4176 | 10000000 | 13.9989 | 4169.1825 | 7046.2242 | 84.9944 | 143.6468
1 | 4500 | 707 | 0.035 | 15 | 15 | 7 | 1e-13 | 5spot_SharedNeighbor | CO2 | Porous | Wet | R245fa | MinimizeLCOE_Brownfield | IgnoreSilica | 1.6 | 0.039209 | 0.0019837 | 4 | 2680427.8113 | 7890682.9685 | 54644.1465 | 160862.2453 | 73.9856 | 12.7051 | 12.3998 | 185961.4822 | 0 | 87558.618 | 0 | 0 | 0 | 187242.9516 | 179697.5902 | 467536.2687 | 319103.1103 | 1427100.021 | 961560.8286 | 18879803.5461 | 18879803.5461 | 14716656.7318 | 7745494.8509 | 0 | 21268464.3957 | 62610419.5245 | 100 | 0.0079347 | 2680427.8113 | 7890682.9685 | 54644.1465 | 160862.2453
1 | 4500 | 707 | 0.035 | 15 | 15 | 7 | 1.3335e-13 | 5spot_SharedNeighbor | CO2 | Porous | Wet | R245fa | MinimizeLCOE_Brownfield | IgnoreSilica | 1.9626 | 0.092612 | 0.0077868 | 4 | 691373.8209 | 2018676.6252 | 14094.5905 | 41153.4535 | 79.0448 | 13.0747 | 113.9273 | 228364.0521 | 0 | 113065.7865 | 0 | 0 | 0 | 205213.4405 | 213190.8789 | 554678.9353 | 378579.7709 | 1693092.8642 | 961560.8286 | 18879803.5461 | 18879803.5461 | 14716656.7318 | 7745494.8509 | 0 | 21534457.239 | 62876412.3678 | 133.3521 | 0.031147 | 691373.8209 | 2018676.6252 | 14094.5905 | 41153.4535
1 | 4500 | 707 | 0.035 | 15 | 15 | 7 | 1.7783e-13 | 5spot_SharedNeighbor | CO2 | Porous | Wet | R245fa | MinimizeLCOE_Brownfield | IgnoreSilica | 2.7593 | 0.20187 | 0.016609 | 4 | 333664.7526 | 955948.039 | 6802.2073 | 19488.2938 | 86.8421 | 13.5937 | 38.9044 | 317151.0213 | 0 | 167257.0099 | 0 | 0 | 0 | 266565.803 | 292879.7954 | 762013.1496 | 520089.6324 | 2325956.4117 | 961560.8286 | 18879803.5461 | 18879803.5461 | 14716656.7318 | 7745494.8509 | 0 | 22167320.7865 | 63509275.9153 | 177.8279 | 0.066436 | 333664.7526 | 955948.039 | 6802.2073 | 19488.2938
1 | 4500 | 707 | 0.035 | 15 | 15 | 7 | 2.3714e-13 | 5spot_SharedNeighbor | CO2 | Porous | Wet | R245fa | MinimizeLCOE_Brownfield | IgnoreSilica | 3.7339 | 0.35226 | 0.029736 | 4 | 192326.6981 | 539901.5027 | 3920.8399 | 11006.6224 | 92.9141 | 13.9571 | 35.9142 | 418285.1524 | 0 | 230264.3898 | 0 | 0 | 0 | 331270.8167 | 382129.94 | 994223.7182 | 678578.1169 | 3034752.1341 | 961560.8286 | 18879803.5461 | 18879803.5461 | 14716656.7318 | 7745494.8509 | 0 | 22876116.5088 | 64218071.6376 | 237.1374 | 0.11894 | 192326.6981 | 539901.5027 | 3920.8399 | 11006.6224
1 | 4500 | 707 | 0.035 | 15 | 15 | 7 | 3.1623e-13 | 5spot_SharedNeighbor | CO2 | Porous | Wet | R245fa | MinimizeLCOE_Brownfield | IgnoreSilica | 4.9861 | 0.55808 | 0.048403 | 4 | 122491.4413 | 336022.4009 | 2497.1537 | 6850.2711 | 97.8815 | 14.2296 | 27.7011 | 538596.5027 | 0 | 306916.6642 | 0 | 0 | 0 | 405379.9588 | 487848.319 | 1269281.2546 | 866310.5374 | 3874333.2365 | 961560.8286 | 18879803.5461 | 18879803.5461 | 14716656.7318 | 7745494.8509 | 0 | 23715697.6113 | 65057652.7401 | 316.2278 | 0.19361 | 122491.4413 | 336022.4009 | 2497.1537 | 6850.2711
1 | 4500 | 707 | 0.035 | 15 | 15 | 7 | 4.217e-13 | 5spot_SharedNeighbor | CO2 | Porous | Wet | R245fa | MinimizeLCOE_Brownfield | IgnoreSilica | 6.5861 | 0.83194 | 0.074192 | 4 | 83237.0519 | 222543.4683 | 1696.8999 | 4536.8496 | 101.8848 | 14.4337 | 32.8851 | 680489.6861 | 0 | 399496.7376 | 0 | 0 | 0 | 489432.8571 | 612073.5195 | 1592489.7442 | 1086906.9728 | 4860889.5174 | 961560.8286 | 18879803.5461 | 18879803.5461 | 14716656.7318 | 7745494.8509 | 0 | 24702253.8922 | 66044209.0209 | 421.6965 | 0.29677 | 83237.0519 | 222543.4683 | 1696.8999 | 4536.8496
1 | 4500 | 707 | 0.035 | 15 | 15 | 7 | 5.6234e-13 | 5spot_SharedNeighbor | CO2 | Porous | Wet | R245fa | MinimizeLCOE_Brownfield | IgnoreSilica | 8.6861 | 1.1992 | 0.10935 | 4 | 59204.7572 | 153719.4826 | 1206.9691 | 3133.7796 | 105.1573 | 14.59 | 32.14 | 852109.4467 | 0 | 513089.9152 | 0 | 0 | 0 | 589938.2705 | 762503.6766 | 1983878.1556 | 1354037.6058 | 6055557.0703 | 961560.8286 | 18879803.5461 | 18879803.5461 | 14716656.7318 | 7745494.8509 | 0 | 25896921.4451 | 67238876.5738 | 562.3413 | 0.43741 | 59204.7572 | 153719.4826 | 1206.9691 | 3133.7796
1 | 4500 | 707 | 0.035 | 15 | 15 | 7 | 7.4989e-13 | 5spot_SharedNeighbor | CO2 | Porous | Wet | R245fa | MinimizeLCOE_Brownfield | IgnoreSilica | 11.3003 | 1.6661 | 0.15666 | 4 | 43430.4379 | 109403.6395 | 885.3882 | 2230.3412 | 107.6806 | 14.7028 | 27.1963 | 1049136.5538 | 0 | 633292.1811 | 0 | 0 | 0 | 698461.1135 | 928547.0409 | 2415888.9292 | 1648893.8357 | 7374219.6542 | 961560.8286 | 18879803.5461 | 18879803.5461 | 14716656.7318 | 7745494.8509 | 0 | 27215584.0289 | 68557539.1577 | 749.8942 | 0.62665 | 43430.4379 | 109403.6395 | 885.3882 | 2230.3412
1 | 4500 | 707 | 0.035 | 15 | 15 | 7 | 1e-12 | 5spot_SharedNeighbor | CO2 | Porous | Wet | R245fa | MinimizeLCOE_Brownfield | IgnoreSilica | 14.6176 | 2.2651 | 0.21933 | 4 | 32779.5195 | 79901.5214 | 668.2548 | 1628.9006 | 109.6664 | 14.7845 | 33.8098 | 1280215.3367 | 0 | 778097.6417 | 0 | 0 | 0 | 820810.666 | 1122858.2213 | 2921446.7619 | 1993947.4447 | 8917376.0722 | 961560.8286 | 18879803.5461 | 18879803.5461 | 14716656.7318 | 7745494.8509 | 0 | 28758740.447 | 70100695.5757 | 1000 | 0.87734 | 32779.5195 | 79901.5214 | 668.2548 | 1628.9006
1 | 4500 | 707 | 0.035 | 15 | 15 | 7 | 1.3335e-12 | 5spot_SharedNeighbor | CO2 | Porous | Wet | R245fa | MinimizeLCOE_Brownfield | IgnoreSilica | 18.8176 | 3.0296 | 0.30163 | 4 | 25331.6275 | 59596.6028 | 516.4195 | 1214.9574 | 111.2149 | 14.8392 | 28.7513 | 1550938.2141 | 0 | 952323.325 | 0 | 0 | 0 | 958572.3434 | 1350115.2142 | 3512722.8405 | 2397505.5179 | 10722177.455 | 961560.8286 | 18879803.5461 | 18879803.5461 | 14716656.7318 | 7745494.8509 | 0 | 30563541.8298 | 71905496.9586 | 1333.5214 | 1.2065 | 25331.6275 | 59596.6028 | 516.4195 | 1214.9574
1 | 4500 | 707 | 0.035 | 15 | 15 | 7 | 1.7783e-12 | 5spot_SharedNeighbor | CO2 | Porous | Wet | R245fa | MinimizeLCOE_Brownfield | IgnoreSilica | 24.0575 | 3.9899 | 0.40835 | 4 | 19983.7812 | 45293.9163 | 407.3964 | 923.3777 | 112.3957 | 14.8696 | 37.3309 | 1863944.5566 | 0 | 1159132.3904 | 0 | 0 | 0 | 1109760.0905 | 1611806.4446 | 4193589.742 | 2862211.1685 | 12800444.3927 | 961560.8286 | 18879803.5461 | 18879803.5461 | 14716656.7318 | 7745494.8509 | 0 | 32641808.7674 | 73983763.8962 | 1778.2794 | 1.6334 | 19983.7812 | 45293.9163 | 407.3964 | 923.3777
1 | 4500 | 707 | 0.035 | 15 | 15 | 7 | 2.3714e-12 | 5spot_SharedNeighbor | CO2 | Porous | Wet | R245fa | MinimizeLCOE_Brownfield | IgnoreSilica | 30.5692 | 5.1896 | 0.54529 | 4 | 16060.7572 | 35014.8215 | 327.4203 | 713.8245 | 113.2755 | 14.8745 | 25.2291 | 2224884.9677 | 0 | 1403977.4543 | 0 | 0 | 0 | 1275420.711 | 1912670.4219 | 4976376.0951 | 3396478.9392 | 15189808.5892 | 961560.8286 | 18879803.5461 | 18879803.5461 | 14716656.7318 | 7745494.8509 | 0 | 35031172.9639 | 76373128.0927 | 2371.3737 | 2.1812 | 16060.7572 | 35014.8215 | 327.4203 | 713.8245
1 | 4500 | 707 | 0.035 | 15 | 15 | 7 | 3.1623e-12 | 5spot_SharedNeighbor | CO2 | Porous | Wet | R245fa | MinimizeLCOE_Brownfield | IgnoreSilica | 38.4887 | 6.6574 | 0.7178 | 4 | 13135.6034 | 27534.4282 | 267.787 | 561.3266 | 113.8891 | 14.8505 | 28.2408 | 2632683.9402 | 0 | 1688102.7873 | 0 | 0 | 0 | 1450011.3363 | 2250611.2449 | 5855628.7954 | 3996586.974 | 17873625.0782 | 961560.8286 | 18879803.5461 | 18879803.5461 | 14716656.7318 | 7745494.8509 | 0 | 37714989.453 | 79056944.5818 | 3162.2777 | 2.8712 | 13135.6034 | 27534.4282 | 267.787 | 561.3266
1 | 4500 | 707 | 0.035 | 15 | 15 | 7 | 4.217e-12 | 5spot_SharedNeighbor | CO2 | Porous | Wet | R245fa | MinimizeLCOE_Brownfield | IgnoreSilica | 47.8897 | 8.4105 | 0.92996 | 4 | 10929.0751 | 22042.9653 | 222.804 | 449.3757 | 114.2612 | 14.7919 | 32.2715 | 3082869.8115 | 0 | 2010601.0359 | 0 | 0 | 0 | 1626388.0643 | 2620744.9756 | 6818640.8377 | 4653862.4808 | 20813107.2057 | 961560.8286 | 18879803.5461 | 18879803.5461 | 14716656.7318 | 7745494.8509 | 0 | 40654471.5805 | 81996426.7092 | 4216.965 | 3.7198 | 10929.0751 | 22042.9653 | 222.804 | 449.3757
1 | 4500 | 707 | 0.035 | 15 | 15 | 7 | 5.6234e-12 | 5spot_SharedNeighbor | CO2 | Porous | Wet | R245fa | MinimizeLCOE_Brownfield | IgnoreSilica | 58.6271 | 10.427 | 1.1818 | 4 | 9253.5876 | 17999.4928 | 188.6469 | 366.944 | 114.4006 | 14.6929 | 37.9192 | 3561382.2987 | 0 | 2363802.8097 | 0 | 0 | 0 | 1791460.6583 | 3009491.8491 | 7830080.4596 | 5344190.8057 | 23900408.8812 | 961560.8286 | 18879803.5461 | 18879803.5461 | 14716656.7318 | 7745494.8509 | 0 | 43741773.2559 | 85083728.3847 | 5623.4133 | 4.727 | 9253.5876 | 17999.4928 | 188.6469 | 366.944
1 | 4500 | 707 | 0.035 | 15 | 15 | 7 | 7.4989e-12 | 5spot_SharedNeighbor | CO2 | Porous | Wet | R245fa | MinimizeLCOE_Brownfield | IgnoreSilica | 70.2519 | 12.6277 | 1.4662 | 4 | 7979.3222 | 15028.3783 | 162.6693 | 306.3738 | 114.3132 | 14.5509 | 42.1022 | 4043759.3686 | 0 | 2731861.122 | 0 | 0 | 0 | 1927735.6837 | 3394308.908 | 8831295.51 | 6027540.6506 | 26956501.2428 | 961560.8286 | 18879803.5461 | 18879803.5461 | 14716656.7318 | 7745494.8509 | 0 | 46797865.6176 | 88139820.7464 | 7498.9421 | 5.8649 | 7979.3222 | 15028.3783 | 162.6693 | 306.3738
1 | 4500 | 707 | 0.035 | 15 | 15 | 7 | 1e-11 | 5spot_SharedNeighbor | CO2 | Porous | Wet | R245fa | MinimizeLCOE_Brownfield | IgnoreSilica | 82.1102 | 14.8916 | 1.7694 | 4 | 7012.3667 | 12853.4847 | 142.9566 | 262.0357 | 114.0211 | 14.3705 | 44.153 | 4502346.7927 | 0 | 3094925.6214 | 0 | 0 | 0 | 2021052.7003 | 3751146.7946 | 9759714.4935 | 6661205.6839 | 29790392.0864 | 961560.8286 | 18879803.5461 | 18879803.5461 | 14716656.7318 | 7745494.8509 | 0 | 49631756.4612 | 90973711.59 | 10000 | 7.0777 | 7012.3667 | 12853.4847 | 142.9566 | 262.0357
1 | 4500 | 707 | 0.035 | 15 | 15 | 7 | 1.3335e-11 | 5spot_SharedNeighbor | CO2 | Porous | Wet | R245fa | MinimizeLCOE_Brownfield | IgnoreSilica | 93.5038 | 17.0845 | 2.0733 | 4 | 6281.4908 | 11266.4565 | 128.0567 | 229.682 | 113.5719 | 14.1642 | 53.5115 | 4913763.7471 | 0 | 3433964.202 | 0 | 0 | 0 | 2065723.3722 | 4061246.0153 | 10566529.0557 | 7211873.201 | 32253099.5934 | 961560.8286 | 18879803.5461 | 18879803.5461 | 14716656.7318 | 7745494.8509 | 0 | 52094463.9681 | 93436419.0969 | 13335.2143 | 8.2933 | 6281.4908 | 11266.4565 | 128.0567 | 229.682
1 | 4500 | 707 | 0.035 | 15 | 15 | 7 | 1.7783e-11 | 5spot_SharedNeighbor | CO2 | Porous | Wet | R245fa | MinimizeLCOE_Brownfield | IgnoreSilica | 103.8398 | 19.0895 | 2.3602 | 4 | 5731.1617 | 10110.2477 | 116.8375 | 206.1111 | 113.0329 | 13.9493 | 48.6387 | 5263511.5707 | 0 | 3734422.2839 | 0 | 0 | 0 | 2065167.0277 | 4314609.3441 | 11225728.4653 | 7661790.3432 | 34265229.035 | 961560.8286 | 18879803.5461 | 18879803.5461 | 14716656.7318 | 7745494.8509 | 0 | 54106593.4097 | 95448548.5385 | 17782.7941 | 9.4408 | 5731.1617 | 10110.2477 | 116.8375 | 206.1111
1 | 4500 | 707 | 0.035 | 15 | 15 | 7 | 2.3714e-11 | 5spot_SharedNeighbor | CO2 | Porous | Wet | R245fa | MinimizeLCOE_Brownfield | IgnoreSilica | 112.783 | 20.8369 | 2.6172 | 4 | 5317.9249 | 9266.9627 | 108.4131 | 188.9196 | 112.47 | 13.7424 | 47.0316 | 5548599.9496 | 0 | 3989579.124 | 0 | 0 | 0 | 2030550.832 | 4511804.6632 | 11738790.2353 | 8011965.5436 | 35831290.3478 | 961560.8286 | 18879803.5461 | 18879803.5461 | 14716656.7318 | 7745494.8509 | 0 | 55672654.7225 | 97014609.8513 | 23713.7371 | 10.4689 | 5317.9249 | 9266.9627 | 108.4131 | 188.9196
1 | 4500 | 707 | 0.035 | 15 | 15 | 7 | 3.1623e-11 | 5spot_SharedNeighbor | CO2 | Porous | Wet | R245fa | MinimizeLCOE_Brownfield | IgnoreSilica | 120.2271 | 22.3007 | 2.8377 | 4 | 5008.1107 | 8650.302 | 102.0971 | 176.3481 | 111.9347 | 13.5553 | 48.9949 | 5773644.5377 | 0 | 4198888.2233 | 0 | 0 | 0 | 1975126.917 | 4659587.2744 | 12123290.2753 | 8274394.7216 | 37004931.9493 | 961560.8286 | 18879803.5461 | 18879803.5461 | 14716656.7318 | 7745494.8509 | 0 | 56846296.3241 | 98188251.4529 | 31622.7766 | 11.3508 | 5008.1107 | 8650.302 | 102.0971 | 176.3481
1 | 4500 | 707 | 0.035 | 15 | 15 | 7 | 4.217e-11 | 5spot_SharedNeighbor | CO2 | Porous | Wet | R245fa | MinimizeLCOE_Brownfield | IgnoreSilica | 126.2318 | 23.4883 | 3.0204 | 4 | 4775.9729 | 8197.9219 | 97.3647 | 167.1257 | 111.4589 | 13.3946 | 51.8511 | 5947065.8674 | 0 | 4365835.261 | 0 | 0 | 0 | 1910541.8758 | 4767142.7716 | 12403127.6162 | 8465389.4569 | 37859102.8488 | 961560.8286 | 18879803.5461 | 18879803.5461 | 14716656.7318 | 7745494.8509 | 0 | 57700467.2235 | 99042422.3523 | 42169.6503 | 12.0814 | 4775.9729 | 8197.9219 | 97.3647 | 167.1257
1 | 4500 | 707 | 0.035 | 15 | 15 | 7 | 5.6234e-11 | 5spot_SharedNeighbor | CO2 | Porous | Wet | R245fa | MinimizeLCOE_Brownfield | IgnoreSilica | 130.9971 | 24.4349 | 3.1681 | 4 | 4602.0398 | 7864.4394 | 93.8188 | 160.3272 | 111.0534 | 13.2608 | 51.2787 | 6079522.3727 | 0 | 4497193.7629 | 0 | 0 | 0 | 1846177.3675 | 4844928.4662 | 12605510.0376 | 8603519.618 | 38476851.6249 | 961560.8286 | 18879803.5461 | 18879803.5461 | 14716656.7318 | 7745494.8509 | 0 | 58318215.9996 | 99660171.1284 | 56234.1325 | 12.6723 | 4602.0398 | 7864.4394 | 93.8188 | 160.3272
1 | 4500 | 707 | 0.035 | 15 | 15 | 7 | 7.4989e-11 | 5spot_SharedNeighbor | CO2 | Porous | Wet | R245fa | MinimizeLCOE_Brownfield | IgnoreSilica | 134.7165 | 25.1764 | 3.2852 | 4 | 4471.6875 | 7617.7944 | 91.1614 | 155.299 | 110.7196 | 13.1525 | 56.1759 | 6179710.0203 | 0 | 4599059.3424 | 0 | 0 | 0 | 1787075.1719 | 4900679.3685 | 12750562.4493 | 8702520.8695 | 38919607.222 | 961560.8286 | 18879803.5461 | 18879803.5461 | 14716656.7318 | 7745494.8509 | 0 | 58760971.5967 | 100102926.7255 | 74989.4209 | 13.1407 | 4471.6875 | 7617.7944 | 91.1614 | 155.299
1 | 4500 | 707 | 0.035 | 15 | 15 | 7 | 1e-10 | 5spot_SharedNeighbor | CO2 | Porous | Wet | R245fa | MinimizeLCOE_Brownfield | IgnoreSilica | 137.5741 | 25.7481 | 3.3765 | 4 | 4373.9691 | 7434.9746 | 89.1693 | 151.572 | 110.4528 | 13.067 | 50.2257 | 6254762.2427 | 0 | 4676937.8859 | 0 | 0 | 0 | 1735484.6645 | 4940202.0693 | 12853392.4096 | 8772704.4303 | 39233483.7023 | 961560.8286 | 18879803.5461 | 18879803.5461 | 14716656.7318 | 7745494.8509 | 0 | 59074848.077 | 100416803.2058 | 100000 | 13.506 | 4373.9691 | 7434.9746 | 89.1693 | 151.572
1 | 4500 | 707 | 0.035 | 15 | 15 | 7 | 1.3335e-10 | 5spot_SharedNeighbor | CO2 | Porous | Wet | R245fa | MinimizeLCOE_Brownfield | IgnoreSilica | 139.7667 | 26.1877 | 3.4472 | 4 | 4300.698 | 7298.9528 | 87.6755 | 148.799 | 110.2419 | 13 | 48.3228 | 6311213.3596 | 0 | 4736475.0364 | 0 | 0 | 0 | 1692487.0795 | 4968668.4354 | 12927456.0549 | 8823254.3902 | 39459554.356 | 961560.8286 | 18879803.5461 | 18879803.5461 | 14716656.7318 | 7745494.8509 | 0 | 59300918.7307 | 100642873.8595 | 133352.1432 | 13.7887 | 4300.698 | 7298.9528 | 87.6755 | 148.799
1 | 4500 | 707 | 0.035 | 15 | 15 | 7 | 1.7783e-10 | 5spot_SharedNeighbor | CO2 | Porous | Wet | R245fa | MinimizeLCOE_Brownfield | IgnoreSilica | 141.425 | 26.521 | 3.5012 | 4 | 4245.7496 | 7197.7089 | 86.5553 | 146.735 | 110.0787 | 12.9486 | 56.4317 | 6353248.5197 | 0 | 4781380.9061 | 0 | 0 | 0 | 1657356.1575 | 4988874.3775 | 12980027.7714 | 8859135.6669 | 39620023.3991 | 961560.8286 | 18879803.5461 | 18879803.5461 | 14716656.7318 | 7745494.8509 | 0 | 59461387.7739 | 100803342.9027 | 177827.941 | 14.0049 | 4245.7496 | 7197.7089 | 86.5553 | 146.735
1 | 4500 | 707 | 0.035 | 15 | 15 | 7 | 2.3714e-10 | 5spot_SharedNeighbor | CO2 | Porous | Wet | R245fa | MinimizeLCOE_Brownfield | IgnoreSilica | 142.6897 | 26.7753 | 3.5425 | 4 | 4204.5387 | 7122.067 | 85.7152 | 145.193 | 109.9523 | 12.9089 | 56.353 | 6384921.9326 | 0 | 4815555.4096 | 0 | 0 | 0 | 1629528.8544 | 5003702.4167 | 13018607.2877 | 8885466.9795 | 39737782.8806 | 961560.8286 | 18879803.5461 | 18879803.5461 | 14716656.7318 | 7745494.8509 | 0 | 59579147.2553 | 100921102.3841 | 237137.3706 | 14.1702 | 4204.5387 | 7122.067 | 85.7152 | 145.193
1 | 4500 | 707 | 0.035 | 15 | 15 | 7 | 3.1623e-10 | 5spot_SharedNeighbor | CO2 | Porous | Wet | R245fa | MinimizeLCOE_Brownfield | IgnoreSilica | 143.6519 | 26.969 | 3.574 | 4 | 4173.6296 | 7065.4824 | 85.0851 | 144.0394 | 109.8548 | 12.8785 | 50.0816 | 6408798.4661 | 0 | 4841516.6835 | 0 | 0 | 0 | 1607813.6581 | 5014670.235 | 13047143.3012 | 8904943.3951 | 39824885.7391 | 961560.8286 | 18879803.5461 | 18879803.5461 | 14716656.7318 | 7745494.8509 | 0 | 59666250.1138 | 101008205.2426 | 316227.766 | 14.296 | 4173.6296 | 7065.4824 | 85.0851 | 144.0394
1 | 4500 | 707 | 0.035 | 15 | 15 | 7 | 4.217e-10 | 5spot_SharedNeighbor | CO2 | Porous | Wet | R245fa | MinimizeLCOE_Brownfield | IgnoreSilica | 144.3681 | 27.1134 | 3.5977 | 4 | 4150.4472 | 7023.2637 | 84.6125 | 143.1787 | 109.7816 | 12.8557 | 55.052 | 6426444.2659 | 0 | 4860818.3689 | 0 | 0 | 0 | 1590805.1748 | 5022446.4457 | 13067375.4064 | 8918752.2226 | 39886641.8843 | 961560.8286 | 18879803.5461 | 18879803.5461 | 14716656.7318 | 7745494.8509 | 0 | 59728006.259 | 101069961.3878 | 421696.5034 | 14.3907 | 4150.4472 | 7023.2637 | 84.6125 | 143.1787
1 | 4500 | 707 | 0.035 | 15 | 15 | 7 | 5.6234e-10 | 5spot_SharedNeighbor | CO2 | Porous | Wet | R245fa | MinimizeLCOE_Brownfield | IgnoreSilica | 144.9166 | 27.2239 | 3.6157 | 4 | 4133.0602 | 6991.5765 | 84.258 | 142.5327 | 109.7252 | 12.8381 | 57.0445 | 6439884.4689 | 0 | 4875585.0393 | 0 | 0 | 0 | 1577881.1529 | 5028406.7578 | 13082882.9158 | 8929336.4164 | 39933976.7512 | 961560.8286 | 18879803.5461 | 18879803.5461 | 14716656.7318 | 7745494.8509 | 0 | 59775341.126 | 101117296.2548 | 562341.3252 | 14.4627 | 4133.0602 | 6991.5765 | 84.258 | 142.5327
1 | 4500 | 707 | 0.035 | 15 | 15 | 7 | 7.4989e-10 | 5spot_SharedNeighbor | CO2 | Porous | Wet | R245fa | MinimizeLCOE_Brownfield | IgnoreSilica | 145.3233 | 27.306 | 3.6292 | 4 | 4120.0201 | 6967.9101 | 83.9922 | 142.0503 | 109.6831 | 12.825 | 55.721 | 6449810.7699 | 0 | 4886529.3328 | 0 | 0 | 0 | 1567903.9792 | 5032655.192 | 13093936.4699 | 8936880.6942 | 39967716.4381 | 961560.8286 | 18879803.5461 | 18879803.5461 | 14716656.7318 | 7745494.8509 | 0 | 59809080.8128 | 101151035.9416 | 749894.2093 | 14.5167 | 4120.0201 | 6967.9101 | 83.9922 | 142.0503
1 | 4500 | 707 | 0.035 | 15 | 15 | 7 | 1e-09 | 5spot_SharedNeighbor | CO2 | Porous | Wet | R245fa | MinimizeLCOE_Brownfield | IgnoreSilica | 145.625 | 27.367 | 3.6393 | 4 | 4110.2403 | 6950.2229 | 83.7928 | 141.6897 | 109.6517 | 12.8153 | 54.2958 | 6457151.6014 | 0 | 4894644.3574 | 0 | 0 | 0 | 1560248.7494 | 5035697.4362 | 13101851.7654 | 8942283.0461 | 39991876.9559 | 961560.8286 | 18879803.5461 | 18879803.5461 | 14716656.7318 | 7745494.8509 | 0 | 59833241.3307 | 101175196.4595 | 1000000 | 14.5571 | 4110.2403 | 6950.2229 | 83.7928 | 141.6897
1 | 4500 | 707 | 0.035 | 15 | 15 | 7 | 1.3335e-09 | 5spot_SharedNeighbor | CO2 | Porous | Wet | R245fa | MinimizeLCOE_Brownfield | IgnoreSilica | 145.8614 | 27.4146 | 3.647 | 4 | 4102.9058 | 6936.8741 | 83.6433 | 141.4176 | 109.6271 | 12.8077 | 56.1818 | 6462889.1565 | 0 | 4900998.0619 | 0 | 0 | 0 | 1554609.9417 | 5038213.8924 | 13108399.0684 | 8946751.7148 | 40011861.8358 | 961560.8286 | 18879803.5461 | 18879803.5461 | 14716656.7318 | 7745494.8509 | 0 | 59853226.2105 | 101195181.3393 | 1333521.4322 | 14.588 | 4102.9058 | 6936.8741 | 83.6433 | 141.4176
1 | 4500 | 707 | 0.035 | 15 | 15 | 7 | 1.7783e-09 | 5spot_SharedNeighbor | CO2 | Porous | Wet | R245fa | MinimizeLCOE_Brownfield | IgnoreSilica | 146.0271 | 27.4482 | 3.6527 | 4 | 4097.4054 | 6926.9868 | 83.5312 | 141.216 | 109.6098 | 12.8023 | 53.5339 | 6466905.2195 | 0 | 4905453.5556 | 0 | 0 | 0 | 1550151.3847 | 5039778.9623 | 13112471.0592 | 8949530.9322 | 40024291.1136 | 961560.8286 | 18879803.5461 | 18879803.5461 | 14716656.7318 | 7745494.8509 | 0 | 59865655.4883 | 101207610.6171 | 1778279.41 | 14.6106 | 4097.4054 | 6926.9868 | 83.5312 | 141.216
1 | 4500 | 707 | 0.035 | 15 | 15 | 7 | 2.3714e-09 | 5spot_SharedNeighbor | CO2 | Porous | Wet | R245fa | MinimizeLCOE_Brownfield | IgnoreSilica | 146.1586 | 27.4748 | 3.657 | 4 | 4093.2804 | 6919.5055 | 83.4471 | 141.0635 | 109.596 | 12.7981 | 54.3869 | 6470087.9779 | 0 | 4908987.3618 | 0 | 0 | 0 | 1546906.7794 | 5041133.0264 | 13115994.0562 | 8951935.4501 | 40035044.6519 | 961560.8286 | 18879803.5461 | 18879803.5461 | 14716656.7318 | 7745494.8509 | 0 | 59876409.0266 | 101218364.1554 | 2371373.7057 | 14.628 | 4093.2804 | 6919.5055 | 83.4471 | 141.0635
1 | 4500 | 707 | 0.035 | 15 | 15 | 7 | 3.1623e-09 | 5spot_SharedNeighbor | CO2 | Porous | Wet | R245fa | MinimizeLCOE_Brownfield | IgnoreSilica | 146.2512 | 27.4936 | 3.6602 | 4 | 4090.187 | 6913.9577 | 83.384 | 140.9504 | 109.5863 | 12.7951 | 53.0459 | 6472326.3975 | 0 | 4911475.5761 | 0 | 0 | 0 | 1544361.3713 | 5041983.7045 | 13118207.346 | 8953446.0659 | 40041800.4613 | 961560.8286 | 18879803.5461 | 18879803.5461 | 14716656.7318 | 7745494.8509 | 0 | 59883164.8361 | 101225119.9648 | 3162277.6602 | 14.6407 | 4090.187 | 6913.9577 | 83.384 | 140.9504
1 | 4500 | 707 | 0.035 | 15 | 15 | 7 | 4.217e-09 | 5spot_SharedNeighbor | CO2 | Porous | Wet | R245fa | MinimizeLCOE_Brownfield | IgnoreSilica | 146.3413 | 27.5114 | 3.6628 | 4 | 4087.8672 | 6909.5954 | 83.3367 | 140.8614 | 109.5769 | 12.7922 | 59.6213 | 6474502.9886 | 0 | 4913893.5815 | 0 | 0 | 0 | 1542787.9214 | 5043161.9516 | 13121272.9034 | 8955538.3718 | 40051157.7182 | 961560.8286 | 18879803.5461 | 18879803.5461 | 14716656.7318 | 7745494.8509 | 0 | 59892522.093 | 101234477.2218 | 4216965.0343 | 14.6513 | 4087.8672 | 6909.5954 | 83.3367 | 140.8614
1 | 4500 | 707 | 0.035 | 15 | 15 | 7 | 5.6234e-09 | 5spot_SharedNeighbor | CO2 | Porous | Wet | R245fa | MinimizeLCOE_Brownfield | IgnoreSilica | 146.3903 | 27.5214 | 3.6646 | 4 | 4086.1275 | 6906.5072 | 83.3012 | 140.7985 | 109.5718 | 12.7906 | 55.9947 | 6475687.2731 | 0 | 4915212.0451 | 0 | 0 | 0 | 1541297.6183 | 5043556.8052 | 13122300.2314 | 8956239.5442 | 40054293.5173 | 961560.8286 | 18879803.5461 | 18879803.5461 | 14716656.7318 | 7745494.8509 | 0 | 59895657.892 | 101237613.0208 | 5623413.2519 | 14.6583 | 4086.1275 | 6906.5072 | 83.3012 | 140.7985
1 | 4500 | 707 | 0.035 | 15 | 15 | 7 | 7.4989e-09 | 5spot_SharedNeighbor | CO2 | Porous | Wet | R245fa | MinimizeLCOE_Brownfield | IgnoreSilica | 146.4339 | 27.5302 | 3.666 | 4 | 4084.8229 | 6904.1255 | 83.2746 | 140.7499 | 109.5672 | 12.7891 | 58.9479 | 6476738.0337 | 0 | 4916381.1747 | 0 | 0 | 0 | 1540289.5977 | 5044029.4343 | 13123529.9155 | 8957078.8289 | 40058046.9847 | 961560.8286 | 18879803.5461 | 18879803.5461 | 14716656.7318 | 7745494.8509 | 0 | 59899411.3594 | 101241366.4882 | 7498942.0933 | 14.6639 | 4084.8229 | 6904.1255 | 83.2746 | 140.7499
1 | 4500 | 707 | 0.035 | 15 | 15 | 7 | 1e-08 | 5spot_SharedNeighbor | CO2 | Porous | Wet | R245fa | MinimizeLCOE_Brownfield | IgnoreSilica | 146.4681 | 27.537 | 3.667 | 4 | 4083.8446 | 6902.3237 | 83.2547 | 140.7132 | 109.5636 | 12.788 | 54.346 | 6477565.1462 | 0 | 4917301.5044 | 0 | 0 | 0 | 1539559.413 | 5044426.1648 | 13124562.1267 | 8957783.3343 | 40061197.6893 | 961560.8286 | 18879803.5461 | 18879803.5461 | 14716656.7318 | 7745494.8509 | 0 | 59902562.0641 | 101244517.1929 | 10000000 | 14.6682 | 4083.8446 | 6902.3237 | 83.2547 | 140.7132
1 | 4600 | 707 | 0.035 | 15 | 15 | 7 | 1e-13 | 5spot_SharedNeighbor | CO2 | Porous | Wet | R245fa | MinimizeLCOE_Brownfield | IgnoreSilica | 1.6 | 0.037965 | 0.0022888 | 4 | 2383202.0855 | 7016872.6117 | 48584.798 | 143048.4392 | 74.6798 | 13.051 | 12.4532 | 188592.6704 | 0 | 87372.1348 | 0 | 0 | 0 | 188978.9115 | 181328.0495 | 471778.3894 | 321998.4448 | 1440048.6004 | 961560.8286 | 19417065.0479 | 19417065.0479 | 15071655.511 | 7933426.2906 | 0 | 21818674.477 | 64240821.3264 | 100 | 0.0091552 | 2383202.0855 | 7016872.6117 | 48584.798 | 143048.4392
1 | 4600 | 707 | 0.035 | 15 | 15 | 7 | 1.3335e-13 | 5spot_SharedNeighbor | CO2 | Porous | Wet | R245fa | MinimizeLCOE_Brownfield | IgnoreSilica | 2.0404 | 0.098853 | 0.0083637 | 4 | 662532.834 | 1930582.0626 | 13506.628 | 39357.5267 | 80.9046 | 13.5039 | 118.4034 | 240957.8348 | 0 | 118548.9078 | 0 | 0 | 0 | 217191.3177 | 224912.2435 | 585175.5218 | 399394.3178 | 1786180.1434 | 961560.8286 | 19417065.0479 | 19417065.0479 | 15071655.511 | 7933426.2906 | 0 | 22164806.02 | 64586952.8694 | 133.3521 | 0.033455 | 662532.834 | 1930582.0626 | 13506.628 | 39357.5267
1 | 4600 | 707 | 0.035 | 15 | 15 | 7 | 1.7783e-13 | 5spot_SharedNeighbor | CO2 | Porous | Wet | R245fa | MinimizeLCOE_Brownfield | IgnoreSilica | 2.8519 | 0.21242 | 0.017831 | 4 | 319882.0983 | 914647.5227 | 6521.2292 | 18646.3269 | 88.8016 | 14.0234 | 30.5876 | 332742.2038 | 0 | 174021.5638 | 0 | 0 | 0 | 280138.3069 | 306891.809 | 798469.535 | 544971.8645 | 2437235.283 | 961560.8286 | 19417065.0479 | 19417065.0479 | 15071655.511 | 7933426.2906 | 0 | 22815861.1595 | 65238008.009 | 177.8279 | 0.071326 | 319882.0983 | 914647.5227 | 6521.2292 | 18646.3269
1 | 4600 | 707 | 0.035 | 15 | 15 | 7 | 2.3714e-13 | 5spot_SharedNeighbor | CO2 | Porous | Wet | R245fa | MinimizeLCOE_Brownfield | IgnoreSilica | 3.8607 | 0.37055 | 0.031923 | 4 | 184504.9826 | 516731.8278 | 3761.3836 | 10534.2772 | 95.0738 | 14.3946 | 26.9279 | 439050.5562 | 0 | 239585.0901 | 0 | 0 | 0 | 348361.7675 | 400528.9914 | 1042094.2758 | 711250.7562 | 3180871.4373 | 961560.8286 | 19417065.0479 | 19417065.0479 | 15071655.511 | 7933426.2906 | 0 | 23559497.3138 | 65981644.1633 | 237.1374 | 0.12769 | 184504.9826 | 516731.8278 | 3761.3836 | 10534.2772
1 | 4600 | 707 | 0.035 | 15 | 15 | 7 | 3.1623e-13 | 5spot_SharedNeighbor | CO2 | Porous | Wet | R245fa | MinimizeLCOE_Brownfield | IgnoreSilica | 5.1519 | 0.58638 | 0.051949 | 4 | 117596.9324 | 321750.3612 | 2397.3725 | 6559.3163 | 100.1856 | 14.6718 | 20.8424 | 565035.4396 | 0 | 319033.0401 | 0 | 0 | 0 | 425955.8995 | 510909.5079 | 1329281.7375 | 907262.0999 | 4057477.7244 | 961560.8286 | 19417065.0479 | 19417065.0479 | 15071655.511 | 7933426.2906 | 0 | 24436103.601 | 66858250.4504 | 316.2278 | 0.2078 | 117596.9324 | 321750.3612 | 2397.3725 | 6559.3163
1 | 4600 | 707 | 0.035 | 15 | 15 | 7 | 4.217e-13 | 5spot_SharedNeighbor | CO2 | Porous | Wet | R245fa | MinimizeLCOE_Brownfield | IgnoreSilica | 6.7908 | 0.872 | 0.079582 | 4 | 79974.5229 | 213239.6126 | 1630.3888 | 4347.1779 | 104.2873 | 14.8785 | 29.3475 | 712720.8567 | 0 | 414389.4634 | 0 | 0 | 0 | 512918.9233 | 639611.405 | 1664137.6734 | 1135808.1567 | 5079586.4784 | 961560.8286 | 19417065.0479 | 19417065.0479 | 15071655.511 | 7933426.2906 | 0 | 25458212.355 | 67880359.2045 | 421.6965 | 0.31833 | 79974.5229 | 213239.6126 | 1630.3888 | 4347.1779
1 | 4600 | 707 | 0.035 | 15 | 15 | 7 | 5.6234e-13 | 5spot_SharedNeighbor | CO2 | Porous | Wet | R245fa | MinimizeLCOE_Brownfield | IgnoreSilica | 8.9808 | 1.2609 | 0.11752 | 4 | 56806.2973 | 147050.7008 | 1158.0732 | 2997.8274 | 107.6983 | 15.0394 | 35.5132 | 894565.8665 | 0 | 526968.5239 | 0 | 0 | 0 | 620569.8195 | 796420.6419 | 2072123.1418 | 1414266.6222 | 6324914.6158 | 961560.8286 | 19417065.0479 | 19417065.0479 | 15071655.511 | 7933426.2906 | 0 | 26703540.4923 | 69125687.3418 | 562.3413 | 0.47008 | 56806.2973 | 147050.7008 | 1158.0732 | 2997.8274
1 | 4600 | 707 | 0.035 | 15 | 15 | 7 | 7.4989e-13 | 5spot_SharedNeighbor | CO2 | Porous | Wet | R245fa | MinimizeLCOE_Brownfield | IgnoreSilica | 11.6681 | 1.7493 | 0.16826 | 4 | 41708.0087 | 104739.0965 | 850.2742 | 2135.2482 | 110.2872 | 15.1534 | 30.1423 | 1100330.4288 | 0 | 649730.7205 | 0 | 0 | 0 | 733537.9069 | 968603.6319 | 2520107.9623 | 1720025.4673 | 7692336.1176 | 961560.8286 | 19417065.0479 | 19417065.0479 | 15071655.511 | 7933426.2906 | 0 | 28070961.9942 | 70493108.8437 | 749.8942 | 0.67304 | 41708.0087 | 104739.0965 | 850.2742 | 2135.2482
1 | 4600 | 707 | 0.035 | 15 | 15 | 7 | 1e-12 | 5spot_SharedNeighbor | CO2 | Porous | Wet | R245fa | MinimizeLCOE_Brownfield | IgnoreSilica | 15.0929 | 2.3784 | 0.2355 | 4 | 31507.7651 | 76542.2172 | 642.3284 | 1560.4166 | 112.3352 | 15.2361 | 29.8616 | 1342742.8768 | 0 | 798271.4137 | 0 | 0 | 0 | 862121.7807 | 1171223.0678 | 3047282.1715 | 2079832.6974 | 9301474.008 | 961560.8286 | 19417065.0479 | 19417065.0479 | 15071655.511 | 7933426.2906 | 0 | 29680099.8845 | 72102246.734 | 1000 | 0.94199 | 31507.7651 | 76542.2172 | 642.3284 | 1560.4166
1 | 4600 | 707 | 0.035 | 15 | 15 | 7 | 1.3335e-12 | 5spot_SharedNeighbor | CO2 | Porous | Wet | R245fa | MinimizeLCOE_Brownfield | IgnoreSilica | 19.4218 | 3.18 | 0.32369 | 4 | 24373.8734 | 57138.4884 | 496.8944 | 1164.8454 | 113.9305 | 15.2914 | 36.9598 | 1626280.217 | 0 | 976706.4565 | 0 | 0 | 0 | 1006523.0128 | 1407708.7776 | 3662569.4786 | 2499778.9274 | 11179566.8698 | 961560.8286 | 19417065.0479 | 19417065.0479 | 15071655.511 | 7933426.2906 | 0 | 31558192.7464 | 73980339.5959 | 1333.5214 | 1.2948 | 24373.8734 | 57138.4884 | 496.8944 | 1164.8454
1 | 4600 | 707 | 0.035 | 15 | 15 | 7 | 1.7783e-12 | 5spot_SharedNeighbor | CO2 | Porous | Wet | R245fa | MinimizeLCOE_Brownfield | IgnoreSilica | 24.8345 | 4.1892 | 0.43807 | 4 | 19247.2133 | 43457.1099 | 392.3805 | 885.932 | 115.1475 | 15.3203 | 32.6867 | 1954763.1897 | 0 | 1188986.6342 | 0 | 0 | 0 | 1165741.1297 | 1680701.4719 | 4372840.4707 | 2984553.4741 | 13347586.3705 | 961560.8286 | 19417065.0479 | 19417065.0479 | 15071655.511 | 7933426.2906 | 0 | 33726212.247 | 76148359.0965 | 1778.2794 | 1.7523 | 19247.2133 | 43457.1099 | 392.3805 | 885.932
1 | 4600 | 707 | 0.035 | 15 | 15 | 7 | 2.3714e-12 | 5spot_SharedNeighbor | CO2 | Porous | Wet | R245fa | MinimizeLCOE_Brownfield | IgnoreSilica | 31.5218 | 5.4434 | 0.58444 | 4 | 15485.0734 | 33631.4161 | 315.6842 | 685.6219 | 116.049 | 15.323 | 32.3217 | 2331391.3476 | 0 | 1438868.897 | 0 | 0 | 0 | 1338155.9349 | 1992282.31 | 5183509.8973 | 3537852.0154 | 15822060.402 | 961560.8286 | 19417065.0479 | 19417065.0479 | 15071655.511 | 7933426.2906 | 0 | 36200686.2786 | 78622833.128 | 2371.3737 | 2.3378 | 15485.0734 | 33631.4161 | 315.6842 | 685.6219
1 | 4600 | 707 | 0.035 | 15 | 15 | 7 | 3.1623e-12 | 5spot_SharedNeighbor | CO2 | Porous | Wet | R245fa | MinimizeLCOE_Brownfield | IgnoreSilica | 39.6607 | 6.9787 | 0.76868 | 4 | 12678.6686 | 26475.7237 | 258.4718 | 539.7434 | 116.6776 | 15.2951 | 29.0493 | 2757278.4742 | 0 | 1729103.5173 | 0 | 0 | 0 | 1520484.8561 | 2342678.0706 | 6095167.7903 | 4160077.2601 | 18604789.9687 | 961560.8286 | 19417065.0479 | 19417065.0479 | 15071655.511 | 7933426.2906 | 0 | 38983415.8453 | 81405562.6947 | 3162.2777 | 3.0747 | 12678.6686 | 26475.7237 | 258.4718 | 539.7434
1 | 4600 | 707 | 0.035 | 15 | 15 | 7 | 4.217e-12 | 5spot_SharedNeighbor | CO2 | Porous | Wet | R245fa | MinimizeLCOE_Brownfield | IgnoreSilica | 49.2728 | 8.8038 | 0.99449 | 4 | 10561.3004 | 21225.6304 | 215.3064 | 432.7132 | 117.0548 | 15.2307 | 36.7279 | 3225065.8157 | 0 | 2056923.4063 | 0 | 0 | 0 | 1702803.4858 | 2724069.1561 | 7087469.1607 | 4837343.3351 | 21633674.3597 | 961560.8286 | 19417065.0479 | 19417065.0479 | 15071655.511 | 7933426.2906 | 0 | 42012300.2363 | 84434447.0858 | 4216.965 | 3.9779 | 10561.3004 | 21225.6304 | 215.3064 | 432.7132
1 | 4600 | 707 | 0.035 | 15 | 15 | 7 | 5.6234e-12 | 5spot_SharedNeighbor | CO2 | Porous | Wet | R245fa | MinimizeLCOE_Brownfield | IgnoreSilica | 60.213 | 10.8962 | 1.2615 | 4 | 8953.7298 | 17360.7266 | 182.5339 | 353.9219 | 117.191 | 15.1237 | 36.7167 | 3720598.4969 | 0 | 2414817.781 | 0 | 0 | 0 | 1872441.0217 | 3123064.3469 | 8125572.8019 | 5545870.4011 | 24802364.8496 | 961560.8286 | 19417065.0479 | 19417065.0479 | 15071655.511 | 7933426.2906 | 0 | 45180990.7261 | 87603137.5756 | 5623.4133 | 5.0461 | 8953.7298 | 17360.7266 | 182.5339 | 353.9219
1 | 4600 | 707 | 0.035 | 15 | 15 | 7 | 7.4989e-12 | 5spot_SharedNeighbor | CO2 | Porous | Wet | R245fa | MinimizeLCOE_Brownfield | IgnoreSilica | 72.0159 | 13.172 | 1.5619 | 4 | 7731.6718 | 14521.677 | 157.6206 | 296.044 | 117.0928 | 14.9718 | 45.658 | 4218388.8427 | 0 | 2786601.5612 | 0 | 0 | 0 | 2011643.9408 | 3516487.3944 | 9149178.8696 | 6244502.5753 | 27926803.1841 | 961560.8286 | 19417065.0479 | 19417065.0479 | 15071655.511 | 7933426.2906 | 0 | 48305429.0606 | 90727575.9101 | 7498.9421 | 6.2477 | 7731.6718 | 14521.677 | 157.6206 | 296.044
1 | 4600 | 707 | 0.035 | 15 | 15 | 7 | 1e-11 | 5spot_SharedNeighbor | CO2 | Porous | Wet | R245fa | MinimizeLCOE_Brownfield | IgnoreSilica | 83.9861 | 15.4999 | 1.8804 | 4 | 6804.9106 | 12445.0835 | 138.7273 | 253.7099 | 116.7853 | 14.7807 | 41.6945 | 4688885.438 | 0 | 3151362.6869 | 0 | 0 | 0 | 2105340.6132 | 3878779.6079 | 10091788.8925 | 6887853.2847 | 30804010.5231 | 961560.8286 | 19417065.0479 | 19417065.0479 | 15071655.511 | 7933426.2906 | 0 | 51182636.3997 | 93604783.2491 | 10000 | 7.5214 | 6804.9106 | 12445.0835 | 138.7273 | 253.7099
1 | 4600 | 707 | 0.035 | 15 | 15 | 7 | 1.3335e-11 | 5spot_SharedNeighbor | CO2 | Porous | Wet | R245fa | MinimizeLCOE_Brownfield | IgnoreSilica | 95.4212 | 17.7424 | 2.1977 | 4 | 6104.852 | 10930.6557 | 124.4557 | 222.8362 | 116.3206 | 14.5642 | 45.9303 | 5108628.9367 | 0 | 3490182.9068 | 0 | 0 | 0 | 2148528.6561 | 4191462.7948 | 10905326.4049 | 7443109.3534 | 33287239.0527 | 961560.8286 | 19417065.0479 | 19417065.0479 | 15071655.511 | 7933426.2906 | 0 | 53665864.9293 | 96088011.7788 | 13335.2143 | 8.7907 | 6104.852 | 10930.6557 | 124.4557 | 222.8362
1 | 4600 | 707 | 0.035 | 15 | 15 | 7 | 1.7783e-11 | 5spot_SharedNeighbor | CO2 | Porous | Wet | R245fa | MinimizeLCOE_Brownfield | IgnoreSilica | 105.7519 | 19.7844 | 2.4957 | 4 | 5578.0044 | 9827.4455 | 113.7152 | 200.3458 | 115.7683 | 14.3404 | 45.0616 | 5464086.2301 | 0 | 3789333.9421 | 0 | 0 | 0 | 2145892.2387 | 4445731.8402 | 11566882.3033 | 7894634.8477 | 35306561.4021 | 961560.8286 | 19417065.0479 | 19417065.0479 | 15071655.511 | 7933426.2906 | 0 | 55685187.2787 | 98107334.1281 | 17782.7941 | 9.983 | 5578.0044 | 9827.4455 | 113.7152 | 200.3458
1 | 4600 | 707 | 0.035 | 15 | 15 | 7 | 2.3714e-11 | 5spot_SharedNeighbor | CO2 | Porous | Wet | R245fa | MinimizeLCOE_Brownfield | IgnoreSilica | 114.6434 | 21.555 | 2.7615 | 4 | 5182.5595 | 9023.063 | 105.6535 | 183.9473 | 115.1966 | 14.1264 | 56.0431 | 5752432.1777 | 0 | 4042140.9098 | 0 | 0 | 0 | 2108827.6779 | 4642326.2985 | 12078380.7567 | 8243743.0523 | 36867850.8729 | 961560.8286 | 19417065.0479 | 19417065.0479 | 15071655.511 | 7933426.2906 | 0 | 57246476.7495 | 99668623.5989 | 23713.7371 | 11.046 | 5182.5595 | 9023.063 | 105.6535 | 183.9473
1 | 4600 | 707 | 0.035 | 15 | 15 | 7 | 3.1623e-11 | 5spot_SharedNeighbor | CO2 | Porous | Wet | R245fa | MinimizeLCOE_Brownfield | IgnoreSilica | 122.0176 | 23.0332 | 2.9886 | 4 | 4886.1727 | 8434.8278 | 99.6112 | 171.9554 | 114.6562 | 13.9341 | 46.868 | 5979355.592 | 0 | 4248840.3755 | 0 | 0 | 0 | 2051321.3781 | 4789011.7648 | 12460026.2506 | 8504223.944 | 38032779.3049 | 961560.8286 | 19417065.0479 | 19417065.0479 | 15071655.511 | 7933426.2906 | 0 | 58411405.1815 | 100833552.0309 | 31622.7766 | 11.9544 | 4886.1727 | 8434.8278 | 99.6112 | 171.9554
1 | 4600 | 707 | 0.035 | 15 | 15 | 7 | 4.217e-11 | 5spot_SharedNeighbor | CO2 | Porous | Wet | R245fa | MinimizeLCOE_Brownfield | IgnoreSilica | 127.9808 | 24.2349 | 3.1766 | 4 | 4664.1455 | 8002.8143 | 95.0849 | 163.1482 | 114.1756 | 13.7687 | 54.0082 | 6154757.7593 | 0 | 4414161.3372 | 0 | 0 | 0 | 1985891.0666 | 4896375.9636 | 12739365.8725 | 8694878.9757 | 38885430.9749 | 961560.8286 | 19417065.0479 | 19417065.0479 | 15071655.511 | 7933426.2906 | 0 | 59264056.8514 | 101686203.7009 | 42169.6503 | 12.7063 | 4664.1455 | 8002.8143 | 95.0849 | 163.1482
1 | 4600 | 707 | 0.035 | 15 | 15 | 7 | 5.6234e-11 | 5spot_SharedNeighbor | CO2 | Porous | Wet | R245fa | MinimizeLCOE_Brownfield | IgnoreSilica | 132.6897 | 25.1883 | 3.3281 | 4 | 4497.8174 | 7684.5109 | 91.6941 | 156.6591 | 113.7685 | 13.6319 | 54.5431 | 6288124.811 | 0 | 4543620.5107 | 0 | 0 | 0 | 1920702.7354 | 4973454.7423 | 12939909.0436 | 8831753.8108 | 39497565.6538 | 961560.8286 | 19417065.0479 | 19417065.0479 | 15071655.511 | 7933426.2906 | 0 | 59876191.5303 | 102298338.3798 | 56234.1325 | 13.3123 | 4497.8174 | 7684.5109 | 91.6941 | 156.6591
1 | 4600 | 707 | 0.035 | 15 | 15 | 7 | 7.4989e-11 | 5spot_SharedNeighbor | CO2 | Porous | Wet | R245fa | MinimizeLCOE_Brownfield | IgnoreSilica | 136.3561 | 25.9335 | 3.4479 | 4 | 4373.1831 | 7449.1085 | 89.1533 | 151.8602 | 113.4345 | 13.5215 | 52.8445 | 6388803.9516 | 0 | 4643782.9667 | 0 | 0 | 0 | 1861051.916 | 5028519.1454 | 13083175.3251 | 8929535.9918 | 39934869.2965 | 961560.8286 | 19417065.0479 | 19417065.0479 | 15071655.511 | 7933426.2906 | 0 | 60313495.1731 | 102735642.0225 | 74989.4209 | 13.7917 | 4373.1831 | 7449.1085 | 89.1533 | 151.8602
1 | 4600 | 707 | 0.035 | 15 | 15 | 7 | 1e-10 | 5spot_SharedNeighbor | CO2 | Porous | Wet | R245fa | MinimizeLCOE_Brownfield | IgnoreSilica | 139.1749 | 26.5083 | 3.5413 | 4 | 4279.7634 | 7274.5452 | 87.2488 | 148.3014 | 113.1675 | 13.4343 | 49.8227 | 6464312.7208 | 0 | 4720424.6306 | 0 | 0 | 0 | 1809271.3639 | 5067663.399 | 13185020.6435 | 8999047.5142 | 40245740.272 | 961560.8286 | 19417065.0479 | 19417065.0479 | 15071655.511 | 7933426.2906 | 0 | 60624366.1486 | 103046512.998 | 100000 | 14.1654 | 4279.7634 | 7274.5452 | 87.2488 | 148.3014
1 | 4600 | 707 | 0.035 | 15 | 15 | 7 | 1.3335e-10 | 5spot_SharedNeighbor | CO2 | Porous | Wet | R245fa | MinimizeLCOE_Brownfield | IgnoreSilica | 141.3324 | 26.9493 | 3.6135 | 4 | 4209.7235 | 7144.6976 | 85.8209 | 145.6543 | 112.9571 | 13.3662 | 56.5167 | 6520986.2082 | 0 | 4778875.9312 | 0 | 0 | 0 | 1766153.2654 | 5095746.0078 | 13258085.8312 | 9048916.0062 | 40468763.25 | 961560.8286 | 19417065.0479 | 19417065.0479 | 15071655.511 | 7933426.2906 | 0 | 60847389.1265 | 103269535.976 | 133352.1432 | 14.454 | 4209.7235 | 7144.6976 | 85.8209 | 145.6543
1 | 4600 | 707 | 0.035 | 15 | 15 | 7 | 1.7783e-10 | 5spot_SharedNeighbor | CO2 | Porous | Wet | R245fa | MinimizeLCOE_Brownfield | IgnoreSilica | 142.9649 | 27.2838 | 3.6687 | 4 | 4157.2036 | 7048.0256 | 84.7502 | 143.6835 | 112.7943 | 13.314 | 60.1486 | 6563218.0535 | 0 | 4822984.7944 | 0 | 0 | 0 | 1731025.08 | 5115718.8919 | 13310051.1786 | 9084383.4236 | 40627381.4221 | 961560.8286 | 19417065.0479 | 19417065.0479 | 15071655.511 | 7933426.2906 | 0 | 61006007.2987 | 103428154.1481 | 177827.941 | 14.6748 | 4157.2036 | 7048.0256 | 84.7502 | 143.6835
1 | 4600 | 707 | 0.035 | 15 | 15 | 7 | 2.3714e-10 | 5spot_SharedNeighbor | CO2 | Porous | Wet | R245fa | MinimizeLCOE_Brownfield | IgnoreSilica | 144.2218 | 27.5412 | 3.711 | 4 | 4117.8174 | 6975.6694 | 83.9473 | 142.2085 | 112.667 | 13.2733 | 58.5703 | 6595352.841 | 0 | 4856876.6373 | 0 | 0 | 0 | 1703467.3937 | 5130721.7801 | 13349085.616 | 9111025.2292 | 40746529.4973 | 961560.8286 | 19417065.0479 | 19417065.0479 | 15071655.511 | 7933426.2906 | 0 | 61125155.3738 | 103547302.2233 | 237137.3706 | 14.8441 | 4117.8174 | 6975.6694 | 83.9473 | 142.2085
1 | 4600 | 707 | 0.035 | 15 | 15 | 7 | 3.1623e-10 | 5spot_SharedNeighbor | CO2 | Porous | Wet | R245fa | MinimizeLCOE_Brownfield | IgnoreSilica | 145.1575 | 27.7334 | 3.743 | 4 | 4088.279 | 6921.7475 | 83.3451 | 141.1092 | 112.571 | 13.2427 | 58.092 | 6619057.1988 | 0 | 4882069.5292 | 0 | 0 | 0 | 1681617.9118 | 5141270.4095 | 13376530.9861 | 9129757.2582 | 40830303.2936 | 961560.8286 | 19417065.0479 | 19417065.0479 | 15071655.511 | 7933426.2906 | 0 | 61208929.1702 | 103631076.0197 | 316227.766 | 14.9718 | 4088.279 | 6921.7475 | 83.3451 | 141.1092
1 | 4600 | 707 | 0.035 | 15 | 15 | 7 | 4.217e-10 | 5spot_SharedNeighbor | CO2 | Porous | Wet | R245fa | MinimizeLCOE_Brownfield | IgnoreSilica | 145.8614 | 27.8781 | 3.7671 | 4 | 4066.1259 | 6881.4374 | 82.8935 | 140.2874 | 112.4982 | 13.2196 | 55.8678 | 6636764.7303 | 0 | 4900998.0619 | 0 | 0 | 0 | 1664659.8404 | 5148944.8267 | 13396498.2453 | 9143385.3229 | 40891251.0275 | 961560.8286 | 19417065.0479 | 19417065.0479 | 15071655.511 | 7933426.2906 | 0 | 61269876.904 | 103692023.7535 | 421696.5034 | 15.0684 | 4066.1259 | 6881.4374 | 82.8935 | 140.2874
1 | 4600 | 707 | 0.035 | 15 | 15 | 7 | 5.6234e-10 | 5spot_SharedNeighbor | CO2 | Porous | Wet | R245fa | MinimizeLCOE_Brownfield | IgnoreSilica | 146.395 | 27.9878 | 3.7854 | 4 | 4049.5116 | 6851.234 | 82.5548 | 139.6717 | 112.4425 | 13.2019 | 55.5109 | 6650119.7815 | 0 | 4915336.4239 | 0 | 0 | 0 | 1651693.2616 | 5154688.2921 | 13411441.5642 | 9153584.4451 | 40936863.7684 | 961560.8286 | 19417065.0479 | 19417065.0479 | 15071655.511 | 7933426.2906 | 0 | 61315489.6449 | 103737636.4944 | 562341.3252 | 15.1415 | 4049.5116 | 6851.234 | 82.5548 | 139.6717
1 | 4600 | 707 | 0.035 | 15 | 15 | 7 | 7.4989e-10 | 5spot_SharedNeighbor | CO2 | Porous | Wet | R245fa | MinimizeLCOE_Brownfield | IgnoreSilica | 146.7971 | 28.0705 | 3.7991 | 4 | 4037.0515 | 6828.6118 | 82.3008 | 139.2105 | 112.4004 | 13.1886 | 54.5322 | 6660143.5247 | 0 | 4926134.2438 | 0 | 0 | 0 | 1641802.005 | 5158951.1117 | 13422532.5463 | 9161154.2683 | 40970717.6999 | 961560.8286 | 19417065.0479 | 19417065.0479 | 15071655.511 | 7933426.2906 | 0 | 61349343.5764 | 103771490.4259 | 749894.2093 | 15.1966 | 4037.0515 | 6828.6118 | 82.3008 | 139.2105
1 | 4600 | 707 | 0.035 | 15 | 15 | 7 | 1e-09 | 5spot_SharedNeighbor | CO2 | Porous | Wet | R245fa | MinimizeLCOE_Brownfield | IgnoreSilica | 147.0944 | 28.1318 | 3.8094 | 4 | 4027.707 | 6811.7149 | 82.1103 | 138.866 | 112.3691 | 13.1787 | 52.5496 | 6667531.3076 | 0 | 4934113.343 | 0 | 0 | 0 | 1634196.1649 | 5161977.918 | 13430407.6754 | 9166529.2058 | 40994755.6147 | 961560.8286 | 19417065.0479 | 19417065.0479 | 15071655.511 | 7933426.2906 | 0 | 61373381.4912 | 103795528.3407 | 1000000 | 15.2378 | 4027.707 | 6811.7149 | 82.1103 | 138.866
1 | 4600 | 707 | 0.035 | 15 | 15 | 7 | 1.3335e-09 | 5spot_SharedNeighbor | CO2 | Porous | Wet | R245fa | MinimizeLCOE_Brownfield | IgnoreSilica | 147.3307 | 28.1802 | 3.8174 | 4 | 4020.6991 | 6798.9287 | 81.9674 | 138.6054 | 112.3442 | 13.1709 | 54.7691 | 6673392.7689 | 0 | 4940454.3133 | 0 | 0 | 0 | 1628658.4478 | 5164577.1567 | 13437170.3612 | 9171144.8778 | 41015397.9256 | 961560.8286 | 19417065.0479 | 19417065.0479 | 15071655.511 | 7933426.2906 | 0 | 61394023.8022 | 103816170.6516 | 1333521.4322 | 15.2695 | 4020.6991 | 6798.9287 | 81.9674 | 138.6054
1 | 4600 | 707 | 0.035 | 15 | 15 | 7 | 1.7783e-09 | 5spot_SharedNeighbor | CO2 | Porous | Wet | R245fa | MinimizeLCOE_Brownfield | IgnoreSilica | 147.5035 | 28.2157 | 3.8233 | 4 | 4015.4437 | 6789.3913 | 81.8603 | 138.4109 | 112.326 | 13.1651 | 45.7365 | 6677671.125 | 0 | 4945090.1899 | 0 | 0 | 0 | 1624392.6296 | 5166390.0384 | 13441887.1075 | 9174364.154 | 41029795.2444 | 961560.8286 | 19417065.0479 | 19417065.0479 | 15071655.511 | 7933426.2906 | 0 | 61408421.1209 | 103830567.9704 | 1778279.41 | 15.2931 | 4015.4437 | 6789.3913 | 81.8603 | 138.4109
1 | 4600 | 707 | 0.035 | 15 | 15 | 7 | 2.3714e-09 | 5spot_SharedNeighbor | CO2 | Porous | Wet | R245fa | MinimizeLCOE_Brownfield | IgnoreSilica | 147.613 | 28.2386 | 3.8274 | 4 | 4011.5025 | 6782.4377 | 81.7799 | 138.2692 | 112.3143 | 13.1614 | 52.7589 | 6680374.7091 | 0 | 4948025.6081 | 0 | 0 | 0 | 1620827.567 | 5167198.8749 | 13443991.5342 | 9175800.4685 | 41036218.7619 | 961560.8286 | 19417065.0479 | 19417065.0479 | 15071655.511 | 7933426.2906 | 0 | 61414844.6384 | 103836991.4879 | 2371373.7057 | 15.3097 | 4011.5025 | 6782.4377 | 81.7799 | 138.2692
1 | 4600 | 707 | 0.035 | 15 | 15 | 7 | 3.1623e-09 | 5spot_SharedNeighbor | CO2 | Porous | Wet | R245fa | MinimizeLCOE_Brownfield | IgnoreSilica | 147.723 | 28.261 | 3.8309 | 4 | 4008.547 | 6776.957 | 81.7197 | 138.1574 | 112.3027 | 13.1578 | 53.446 | 6683094.2193 | 0 | 4950975.9625 | 0 | 0 | 0 | 1618621.1404 | 5168549.6157 | 13447505.8847 | 9178199.0849 | 41046945.9075 | 961560.8286 | 19417065.0479 | 19417065.0479 | 15071655.511 | 7933426.2906 | 0 | 61425571.7841 | 103847718.6335 | 3162277.6602 | 15.3237 | 4008.547 | 6776.957 | 81.7197 | 138.1574
1 | 4600 | 707 | 0.035 | 15 | 15 | 7 | 4.217e-09 | 5spot_SharedNeighbor | CO2 | Porous | Wet | R245fa | MinimizeLCOE_Brownfield | IgnoreSilica | 147.7936 | 28.2755 | 3.8334 | 4 | 4006.3306 | 6772.9633 | 81.6745 | 138.076 | 112.2952 | 13.1554 | 52.1521 | 6684835.4319 | 0 | 4952867.742 | 0 | 0 | 0 | 1616755.2686 | 5169238.7926 | 13449298.9816 | 9179422.9104 | 41052419.1271 | 961560.8286 | 19417065.0479 | 19417065.0479 | 15071655.511 | 7933426.2906 | 0 | 61431045.0036 | 103853191.8531 | 4216965.0343 | 15.3335 | 4006.3306 | 6772.9633 | 81.6745 | 138.076
1 | 4600 | 707 | 0.035 | 15 | 15 | 7 | 5.6234e-09 | 5spot_SharedNeighbor | CO2 | Porous | Wet | R245fa | MinimizeLCOE_Brownfield | IgnoreSilica | 147.8519 | 28.2875 | 3.8353 | 4 | 4004.6685 | 6769.9173 | 81.6406 | 138.0139 | 112.289 | 13.1534 | 50.1425 | 6686275.1326 | 0 | 4954431.8708 | 0 | 0 | 0 | 1615445.0645 | 5169899.3065 | 13451017.5033 | 9180595.8368 | 41057664.7145 | 961560.8286 | 19417065.0479 | 19417065.0479 | 15071655.511 | 7933426.2906 | 0 | 61436290.5911 | 103858437.4405 | 5623413.2519 | 15.3412 | 4004.6685 | 6769.9173 | 81.6406 | 138.0139
1 | 4600 | 707 | 0.035 | 15 | 15 | 7 | 7.4989e-09 | 5spot_SharedNeighbor | CO2 | Porous | Wet | R245fa | MinimizeLCOE_Brownfield | IgnoreSilica | 147.8862 | 28.2947 | 3.8366 | 4 | 4003.422 | 6767.7244 | 81.6152 | 137.9692 | 112.2854 | 13.1523 | 51.108 | 6687119.1501 | 0 | 4955350.4285 | 0 | 0 | 0 | 1614298.5167 | 5170139.5572 | 13451642.5863 | 9181022.4688 | 41059572.7075 | 961560.8286 | 19417065.0479 | 19417065.0479 | 15071655.511 | 7933426.2906 | 0 | 61438198.5841 | 103860345.4335 | 7498942.0933 | 15.3464 | 4003.422 | 6767.7244 | 81.6152 | 137.9692
1 | 4600 | 707 | 0.035 | 15 | 15 | 7 | 1e-08 | 5spot_SharedNeighbor | CO2 | Porous | Wet | R245fa | MinimizeLCOE_Brownfield | IgnoreSilica | 147.9102 | 28.2998 | 3.8376 | 4 | 4002.4873 | 6766.0956 | 81.5961 | 137.936 | 112.2828 | 13.1515 | 52.3256 | 6687711.8341 | 0 | 4955995.8761 | 0 | 0 | 0 | 1613410.0525 | 5170275.9274 | 13451997.3937 | 9181264.6321 | 41060655.7158 | 961560.8286 | 19417065.0479 | 19417065.0479 | 15071655.511 | 7933426.2906 | 0 | 61439281.5924 | 103861428.4418 | 10000000 | 15.3503 | 4002.4873 | 6766.0956 | 81.5961 | 137.936
1 | 4700 | 707 | 0.035 | 15 | 15 | 7 | 1e-13 | 5spot_SharedNeighbor | CO2 | Porous | Wet | R245fa | MinimizeLCOE_Brownfield | IgnoreSilica | 1.6 | 0.036732 | 0.00258 | 4 | 2168114.2615 | 6384865.0317 | 44199.9418 | 130164.1098 | 75.3467 | 13.3952 | 12.4912 | 191162.299 | 0 | 87175.017 | 0 | 0 | 0 | 190724.0116 | 182933.9178 | 475956.5291 | 324850.111 | 1452801.8854 | 961560.8286 | 19960186.6406 | 19960186.6406 | 15432221.3765 | 8123701.7665 | 0 | 22374549.3547 | 65890659.1383 | 100 | 0.01032 | 2168114.2615 | 6384865.0317 | 44199.9418 | 130164.1098
1 | 4700 | 707 | 0.035 | 15 | 15 | 7 | 1.3335e-13 | 5spot_SharedNeighbor | CO2 | Porous | Wet | R245fa | MinimizeLCOE_Brownfield | IgnoreSilica | 2.1182 | 0.10527 | 0.0089753 | 4 | 635148.0078 | 1847260.9255 | 12948.3512 | 37658.9126 | 82.764 | 13.9327 | 125.1752 | 253785.2442 | 0 | 124089.1095 | 0 | 0 | 0 | 229348.8252 | 236817.0398 | 616149.3596 | 420534.5985 | 1880724.1768 | 961560.8286 | 19960186.6406 | 19960186.6406 | 15432221.3765 | 8123701.7665 | 0 | 22802471.646 | 66318581.4296 | 133.3521 | 0.035901 | 635148.0078 | 1847260.9255 | 12948.3512 | 37658.9126
1 | 4700 | 707 | 0.035 | 15 | 15 | 7 | 1.7783e-13 | 5spot_SharedNeighbor | CO2 | Porous | Wet | R245fa | MinimizeLCOE_Brownfield | IgnoreSilica | 2.9445 | 0.22325 | 0.019122 | 4 | 306868.6501 | 875793.6978 | 6255.9325 | 17854.2391 | 90.7634 | 14.4533 | 30.3159 | 348611.8604 | 0 | 180856.1572 | 0 | 0 | 0 | 293878.812 | 321105.2636 | 835450.0281 | 570211.8109 | 2550113.9322 | 961560.8286 | 19960186.6406 | 19960186.6406 | 15432221.3765 | 8123701.7665 | 0 | 23471861.4015 | 66987971.1851 | 177.8279 | 0.076488 | 306868.6501 | 875793.6978 | 6255.9325 | 17854.2391
1 | 4700 | 707 | 0.035 | 15 | 15 | 7 | 2.3714e-13 | 5spot_SharedNeighbor | CO2 | Porous | Wet | R245fa | MinimizeLCOE_Brownfield | IgnoreSilica | 3.9922 | 0.38989 | 0.034231 | 4 | 177140.7521 | 494950.9196 | 3611.2538 | 10090.244 | 97.2596 | 14.8335 | 28.8926 | 460675.5019 | 0 | 249296.4424 | 0 | 0 | 0 | 366214.9057 | 419712.8715 | 1092006.7967 | 745317.0772 | 3333223.5954 | 961560.8286 | 19960186.6406 | 19960186.6406 | 15432221.3765 | 8123701.7665 | 0 | 24254971.0646 | 67771080.8483 | 237.1374 | 0.13692 | 177140.7521 | 494950.9196 | 3611.2538 | 10090.244
1 | 4700 | 707 | 0.035 | 15 | 15 | 7 | 3.1623e-13 | 5spot_SharedNeighbor | CO2 | Porous | Wet | R245fa | MinimizeLCOE_Brownfield | IgnoreSilica | 5.3339 | 0.6176 | 0.055706 | 4 | 112995.9828 | 308288.5755 | 2303.5759 | 6284.8796 | 102.5445 | 15.1168 | 38.181 | 593508.5818 | 0 | 332248.1374 | 0 | 0 | 0 | 448558.9949 | 535983.1285 | 1394518.155 | 951787.2953 | 4256604.2928 | 961560.8286 | 19960186.6406 | 19960186.6406 | 15432221.3765 | 8123701.7665 | 0 | 25178351.762 | 68694461.5457 | 316.2278 | 0.22283 | 112995.9828 | 308288.5755 | 2303.5759 | 6284.8796
1 | 4700 | 707 | 0.035 | 15 | 15 | 7 | 4.217e-13 | 5spot_SharedNeighbor | CO2 | Porous | Wet | R245fa | MinimizeLCOE_Brownfield | IgnoreSilica | 7.0271 | 0.91767 | 0.085319 | 4 | 76909.5588 | 204420.2063 | 1567.9054 | 4167.3824 | 106.7572 | 15.3265 | 32.2916 | 748330.5618 | 0 | 431236.3809 | 0 | 0 | 0 | 539862.8383 | 670577.6146 | 1744705.3988 | 1190797.2848 | 5325510.0791 | 961560.8286 | 19960186.6406 | 19960186.6406 | 15432221.3765 | 8123701.7665 | 0 | 26247257.5483 | 69763367.332 | 421.6965 | 0.34127 | 76909.5588 | 204420.2063 | 1567.9054 | 4167.3824
1 | 4700 | 707 | 0.035 | 15 | 15 | 7 | 5.6234e-13 | 5spot_SharedNeighbor | CO2 | Porous | Wet | R245fa | MinimizeLCOE_Brownfield | IgnoreSilica | 9.2781 | 1.3244 | 0.12611 | 4 | 54559.6782 | 140828.5024 | 1112.2728 | 2870.9795 | 110.2475 | 15.489 | 33.6959 | 938046.8538 | 0 | 540877.6848 | 0 | 0 | 0 | 651831.4596 | 830994.8393 | 2162078.1114 | 1475662.7373 | 6599491.6862 | 961560.8286 | 19960186.6406 | 19960186.6406 | 15432221.3765 | 8123701.7665 | 0 | 27521239.1555 | 71037348.9391 | 562.3413 | 0.50442 | 54559.6782 | 140828.5024 | 1112.2728 | 2870.9795
1 | 4700 | 707 | 0.035 | 15 | 15 | 7 | 7.4989e-13 | 5spot_SharedNeighbor | CO2 | Porous | Wet | R245fa | MinimizeLCOE_Brownfield | IgnoreSilica | 12.0554 | 1.8376 | 0.1805 | 4 | 40094.3721 | 100365.2675 | 817.378 | 2046.0817 | 112.9141 | 15.6048 | 35.704 | 1153955.5257 | 0 | 666926.7833 | 0 | 0 | 0 | 770683.7511 | 1010710.7634 | 2629662.0811 | 1794798.4045 | 8026737.3091 | 961560.8286 | 19960186.6406 | 19960186.6406 | 15432221.3765 | 8123701.7665 | 0 | 28948484.7784 | 72464594.562 | 749.8942 | 0.72201 | 40094.3721 | 100365.2675 | 817.378 | 2046.0817
1 | 4700 | 707 | 0.035 | 15 | 15 | 7 | 1e-12 | 5spot_SharedNeighbor | CO2 | Porous | Wet | R245fa | MinimizeLCOE_Brownfield | IgnoreSilica | 15.5922 | 2.4983 | 0.25255 | 4 | 30317.3441 | 73394.6672 | 618.0601 | 1496.2496 | 115.0211 | 15.6883 | 36.3466 | 1408114.2635 | 0 | 819330.8794 | 0 | 0 | 0 | 905785.4722 | 1221959.9399 | 3179289.1052 | 2169930.1422 | 9704409.8024 | 961560.8286 | 19960186.6406 | 19960186.6406 | 15432221.3765 | 8123701.7665 | 0 | 30626157.2716 | 74142267.0553 | 1000 | 1.0102 | 30317.3441 | 73394.6672 | 618.0601 | 1496.2496
1 | 4700 | 707 | 0.035 | 15 | 15 | 7 | 1.3335e-12 | 5spot_SharedNeighbor | CO2 | Porous | Wet | R245fa | MinimizeLCOE_Brownfield | IgnoreSilica | 20.0286 | 3.3345 | 0.34678 | 4 | 23477.0257 | 54848.561 | 478.6109 | 1118.1621 | 116.652 | 15.7432 | 36.8923 | 1703157.2225 | 0 | 1001042.3682 | 0 | 0 | 0 | 1055170.8638 | 1466154.4773 | 3814633.2002 | 2603565.542 | 11643723.674 | 961560.8286 | 19960186.6406 | 19960186.6406 | 15432221.3765 | 8123701.7665 | 0 | 32565471.1432 | 76081580.9269 | 1333.5214 | 1.3871 | 23477.0257 | 54848.561 | 478.6109 | 1118.1621
1 | 4700 | 707 | 0.035 | 15 | 15 | 7 | 1.7783e-12 | 5spot_SharedNeighbor | CO2 | Porous | Wet | R245fa | MinimizeLCOE_Brownfield | IgnoreSilica | 25.5922 | 4.3899 | 0.46899 | 4 | 18557.8179 | 41754.6423 | 378.3262 | 851.2249 | 117.902 | 15.771 | 33.1672 | 2046108.196 | 0 | 1217920.8892 | 0 | 0 | 0 | 1221174.411 | 1749229.3635 | 4551135.9875 | 3106243.828 | 13891812.6752 | 961560.8286 | 19960186.6406 | 19960186.6406 | 15432221.3765 | 8123701.7665 | 0 | 34813560.1444 | 78329669.9281 | 1778.2794 | 1.876 | 18557.8179 | 41754.6423 | 378.3262 | 851.2249
1 | 4700 | 707 | 0.035 | 15 | 15 | 7 | 2.3714e-12 | 5spot_SharedNeighbor | CO2 | Porous | Wet | R245fa | MinimizeLCOE_Brownfield | IgnoreSilica | 32.4723 | 5.7027 | 0.6253 | 4 | 14945.8404 | 32343.8556 | 304.6912 | 659.3732 | 118.8285 | 15.7714 | 32.6162 | 2439717.1082 | 0 | 1473476.4232 | 0 | 0 | 0 | 1401500.5918 | 2072730.7081 | 5392820.1269 | 3680710.548 | 16460955.5062 | 961560.8286 | 19960186.6406 | 19960186.6406 | 15432221.3765 | 8123701.7665 | 0 | 37382702.9754 | 80898812.7591 | 2371.3737 | 2.5012 | 14945.8404 | 32343.8556 | 304.6912 | 659.3732
1 | 4700 | 707 | 0.035 | 15 | 15 | 7 | 3.1623e-12 | 5spot_SharedNeighbor | CO2 | Porous | Wet | R245fa | MinimizeLCOE_Brownfield | IgnoreSilica | 40.823 | 7.3056 | 0.82166 | 4 | 12250.32 | 25490.6959 | 249.7393 | 519.6623 | 119.4717 | 15.7393 | 29.661 | 2883600.484 | 0 | 1769523.1809 | 0 | 0 | 0 | 1591254.4954 | 2435307.4825 | 6336170.5192 | 4324566.5746 | 19340422.7366 | 961560.8286 | 19960186.6406 | 19960186.6406 | 15432221.3765 | 8123701.7665 | 0 | 40262170.2058 | 83778279.9895 | 3162.2777 | 3.2866 | 12250.32 | 25490.6959 | 249.7393 | 519.6623
1 | 4700 | 707 | 0.035 | 15 | 15 | 7 | 4.217e-12 | 5spot_SharedNeighbor | CO2 | Porous | Wet | R245fa | MinimizeLCOE_Brownfield | IgnoreSilica | 50.654 | 9.2057 | 1.0617 | 4 | 10216.2577 | 20463.4723 | 208.2722 | 417.1756 | 119.8542 | 15.6687 | 37.9565 | 3369640.8376 | 0 | 2102921.7712 | 0 | 0 | 0 | 1779959.3801 | 2828483.5757 | 7359134.0622 | 5022760.2125 | 22462899.8393 | 961560.8286 | 19960186.6406 | 19960186.6406 | 15432221.3765 | 8123701.7665 | 0 | 43384647.3085 | 86900757.0922 | 4216.965 | 4.2466 | 10216.2577 | 20463.4723 | 208.2722 | 417.1756
1 | 4700 | 707 | 0.035 | 15 | 15 | 7 | 5.6234e-12 | 5spot_SharedNeighbor | CO2 | Porous | Wet | R245fa | MinimizeLCOE_Brownfield | IgnoreSilica | 61.8092 | 11.3777 | 1.3445 | 4 | 8672.1783 | 16763.529 | 176.7941 | 341.7472 | 119.9869 | 15.5532 | 37.148 | 3882932.1175 | 0 | 2465895.4094 | 0 | 0 | 0 | 1954694.1686 | 3238373.4612 | 8425583.4644 | 5750633.8429 | 25718112.4641 | 961560.8286 | 19960186.6406 | 19960186.6406 | 15432221.3765 | 8123701.7665 | 0 | 46639859.9333 | 90155969.717 | 5623.4133 | 5.3781 | 8672.1783 | 16763.529 | 176.7941 | 341.7472
1 | 4700 | 707 | 0.035 | 15 | 15 | 7 | 7.4989e-12 | 5spot_SharedNeighbor | CO2 | Porous | Wet | R245fa | MinimizeLCOE_Brownfield | IgnoreSilica | 73.7692 | 13.7261 | 1.6611 | 4 | 7498.9288 | 14048.2671 | 152.8758 | 286.3929 | 119.8775 | 15.3912 | 39.5623 | 4395347.1528 | 0 | 2840747.3524 | 0 | 0 | 0 | 2095971.8143 | 3639505.8646 | 9469247.6944 | 6462956.125 | 28903776.0037 | 961560.8286 | 19960186.6406 | 19960186.6406 | 15432221.3765 | 8123701.7665 | 0 | 49825523.4729 | 93341633.2565 | 7498.9421 | 6.6444 | 7498.9288 | 14048.2671 | 152.8758 | 286.3929
1 | 4700 | 707 | 0.035 | 15 | 15 | 7 | 1e-11 | 5spot_SharedNeighbor | CO2 | Porous | Wet | R245fa | MinimizeLCOE_Brownfield | IgnoreSilica | 85.8427 | 16.1173 | 1.9949 | 4 | 6609.7275 | 12063.1036 | 134.7482 | 245.9227 | 119.5547 | 15.1893 | 50.9458 | 4877448.4138 | 0 | 3206972.1579 | 0 | 0 | 0 | 2189732.6117 | 4006919.7416 | 10425183.2353 | 7115401.7742 | 31821657.9345 | 961560.8286 | 19960186.6406 | 19960186.6406 | 15432221.3765 | 8123701.7665 | 0 | 52743405.4037 | 96259515.1874 | 10000 | 7.9797 | 6609.7275 | 12063.1036 | 134.7482 | 245.9227
1 | 4700 | 707 | 0.035 | 15 | 15 | 7 | 1.3335e-11 | 5spot_SharedNeighbor | CO2 | Porous | Wet | R245fa | MinimizeLCOE_Brownfield | IgnoreSilica | 97.3165 | 18.4092 | 2.3258 | 4 | 5938.4456 | 10616.0149 | 121.0632 | 216.4218 | 119.0746 | 14.9625 | 49.5903 | 5305375.9045 | 0 | 3545533.4542 | 0 | 0 | 0 | 2231321.3307 | 4322069.9689 | 11245139.4805 | 7675038.76 | 34324478.8987 | 961560.8286 | 19960186.6406 | 19960186.6406 | 15432221.3765 | 8123701.7665 | 0 | 55246226.3679 | 98762336.1516 | 13335.2143 | 9.3031 | 5938.4456 | 10616.0149 | 121.0632 | 216.4218
1 | 4700 | 707 | 0.035 | 15 | 15 | 7 | 1.7783e-11 | 5spot_SharedNeighbor | CO2 | Porous | Wet | R245fa | MinimizeLCOE_Brownfield | IgnoreSilica | 107.6324 | 20.4866 | 2.635 | 4 | 5433.5093 | 9562.1296 | 110.7694 | 194.9369 | 118.5097 | 14.7298 | 55.7404 | 5666133.4824 | 0 | 3843145.2808 | 0 | 0 | 0 | 2226291.0077 | 4576872.2106 | 11908082.6465 | 8127511.0928 | 36348035.7207 | 961560.8286 | 19960186.6406 | 19960186.6406 | 15432221.3765 | 8123701.7665 | 0 | 57269783.19 | 100785892.9736 | 17782.7941 | 10.5401 | 5433.5093 | 9562.1296 | 110.7694 | 194.9369
1 | 4700 | 707 | 0.035 | 15 | 15 | 7 | 2.3714e-11 | 5spot_SharedNeighbor | CO2 | Porous | Wet | R245fa | MinimizeLCOE_Brownfield | IgnoreSilica | 116.4681 | 22.2795 | 2.9094 | 4 | 5054.6566 | 8793.8756 | 103.046 | 179.275 | 117.9299 | 14.5089 | 54.3978 | 5957498.62 | 0 | 4093530.3241 | 0 | 0 | 0 | 2186619.6485 | 4772682.9511 | 12417542.027 | 8475227.5884 | 37903101.1592 | 961560.8286 | 19960186.6406 | 19960186.6406 | 15432221.3765 | 8123701.7665 | 0 | 58824848.6284 | 102340958.412 | 23713.7371 | 11.6378 | 5054.6566 | 8793.8756 | 103.046 | 179.275
1 | 4700 | 707 | 0.035 | 15 | 15 | 7 | 3.1623e-11 | 5spot_SharedNeighbor | CO2 | Porous | Wet | R245fa | MinimizeLCOE_Brownfield | IgnoreSilica | 123.8003 | 23.7767 | 3.1435 | 4 | 4770.786 | 8231.5946 | 97.2589 | 167.8122 | 117.3828 | 14.3107 | 58.9938 | 6187040.493 | 0 | 4298427.0331 | 0 | 0 | 0 | 2127636.6531 | 4919110.6299 | 12798516.8106 | 8735250.7065 | 39065982.3261 | 961560.8286 | 19960186.6406 | 19960186.6406 | 15432221.3765 | 8123701.7665 | 0 | 59987729.7953 | 103503839.579 | 31622.7766 | 12.574 | 4770.786 | 8231.5946 | 97.2589 | 167.8122
1 | 4700 | 707 | 0.035 | 15 | 15 | 7 | 4.217e-11 | 5spot_SharedNeighbor | CO2 | Porous | Wet | R245fa | MinimizeLCOE_Brownfield | IgnoreSilica | 129.6935 | 24.987 | 3.3364 | 4 | 4558.1797 | 7818.9051 | 92.9247 | 159.399 | 116.8999 | 14.1414 | 50.6152 | 6363483.7289 | 0 | 4461356.734 | 0 | 0 | 0 | 2060632.3357 | 5025334.3914 | 13074889.2487 | 8923880.5743 | 39909577.0129 | 961560.8286 | 19960186.6406 | 19960186.6406 | 15432221.3765 | 8123701.7665 | 0 | 60831324.4821 | 104347434.2658 | 42169.6503 | 13.3455 | 4558.1797 | 7818.9051 | 92.9247 | 159.399
1 | 4700 | 707 | 0.035 | 15 | 15 | 7 | 5.6234e-11 | 5spot_SharedNeighbor | CO2 | Porous | Wet | R245fa | MinimizeLCOE_Brownfield | IgnoreSilica | 134.3487 | 25.9475 | 3.4916 | 4 | 4398.9353 | 7514.6654 | 89.6782 | 153.1966 | 116.4913 | 14.0015 | 53.8039 | 6497759.252 | 0 | 4589010.5577 | 0 | 0 | 0 | 1994612.1793 | 5101738.9757 | 13273678.3042 | 9059558.1894 | 40516357.4584 | 961560.8286 | 19960186.6406 | 19960186.6406 | 15432221.3765 | 8123701.7665 | 0 | 61438104.9276 | 104954214.7113 | 56234.1325 | 13.9666 | 4398.9353 | 7514.6654 | 89.6782 | 153.1966
1 | 4700 | 707 | 0.035 | 15 | 15 | 7 | 7.4989e-11 | 5spot_SharedNeighbor | CO2 | Porous | Wet | R245fa | MinimizeLCOE_Brownfield | IgnoreSilica | 137.9567 | 26.695 | 3.6141 | 4 | 4279.6254 | 7289.7704 | 87.246 | 148.6118 | 116.1578 | 13.8892 | 55.7002 | 6598712.0189 | 0 | 4687341.9375 | 0 | 0 | 0 | 1934233.73 | 5155912.1977 | 13414625.9154 | 9155757.8302 | 40946583.6297 | 961560.8286 | 19960186.6406 | 19960186.6406 | 15432221.3765 | 8123701.7665 | 0 | 61868331.0989 | 105384440.8826 | 74989.4209 | 14.4565 | 4279.6254 | 7289.7704 | 87.246 | 148.6118
1 | 4700 | 707 | 0.035 | 15 | 15 | 7 | 1e-10 | 5spot_SharedNeighbor | CO2 | Porous | Wet | R245fa | MinimizeLCOE_Brownfield | IgnoreSilica | 140.7406 | 27.2734 | 3.7096 | 4 | 4190.2072 | 7122.8378 | 85.423 | 145.2087 | 115.8905 | 13.8003 | 62.3655 | 6674731.6206 | 0 | 4762861.3219 | 0 | 0 | 0 | 1882281.3233 | 5194750.9637 | 13515676.4175 | 9224726.8743 | 41255028.5213 | 961560.8286 | 19960186.6406 | 19960186.6406 | 15432221.3765 | 8123701.7665 | 0 | 62176775.9905 | 105692885.7741 | 100000 | 14.8386 | 4190.2072 | 7122.8378 | 85.423 | 145.2087
1 | 4700 | 707 | 0.035 | 15 | 15 | 7 | 1.3335e-10 | 5spot_SharedNeighbor | CO2 | Porous | Wet | R245fa | MinimizeLCOE_Brownfield | IgnoreSilica | 142.8601 | 27.715 | 3.7832 | 4 | 4123.1744 | 6998.7609 | 84.0565 | 142.6792 | 115.6811 | 13.7313 | 61.8728 | 6731503.9632 | 0 | 4820155.5137 | 0 | 0 | 0 | 1838929.1765 | 5222329.5748 | 13587430.3067 | 9273700.3781 | 41474048.913 | 961560.8286 | 19960186.6406 | 19960186.6406 | 15432221.3765 | 8123701.7665 | 0 | 62395796.3822 | 105911906.1659 | 133352.1432 | 15.133 | 4123.1744 | 6998.7609 | 84.0565 | 142.6792
1 | 4700 | 707 | 0.035 | 15 | 15 | 7 | 1.7783e-10 | 5spot_SharedNeighbor | CO2 | Porous | Wet | R245fa | MinimizeLCOE_Brownfield | IgnoreSilica | 144.4756 | 28.0521 | 3.8397 | 4 | 4072.9138 | 6906.2493 | 83.0319 | 140.7932 | 115.518 | 13.6779 | 57.6487 | 6774133.6493 | 0 | 4863711.7897 | 0 | 0 | 0 | 1803924.1049 | 5242290.1221 | 13639363.5562 | 9309145.888 | 41632569.1103 | 961560.8286 | 19960186.6406 | 19960186.6406 | 15432221.3765 | 8123701.7665 | 0 | 62554316.5795 | 106070426.3632 | 177827.941 | 15.3586 | 4072.9138 | 6906.2493 | 83.0319 | 140.7932
1 | 4700 | 707 | 0.035 | 15 | 15 | 7 | 2.3714e-10 | 5spot_SharedNeighbor | CO2 | Porous | Wet | R245fa | MinimizeLCOE_Brownfield | IgnoreSilica | 145.6982 | 28.3077 | 3.8826 | 4 | 4035.2247 | 6837.2107 | 82.2635 | 139.3858 | 115.3926 | 13.6371 | 52.4311 | 6806024.9426 | 0 | 4896611.511 | 0 | 0 | 0 | 1776117.1063 | 5256713.8884 | 13676891.2372 | 9334759.3014 | 41747117.9868 | 961560.8286 | 19960186.6406 | 19960186.6406 | 15432221.3765 | 8123701.7665 | 0 | 62668865.4561 | 106184975.2397 | 237137.3706 | 15.5305 | 4035.2247 | 6837.2107 | 82.2635 | 139.3858
1 | 4700 | 707 | 0.035 | 15 | 15 | 7 | 3.1623e-10 | 5spot_SharedNeighbor | CO2 | Porous | Wet | R245fa | MinimizeLCOE_Brownfield | IgnoreSilica | 146.6339 | 28.5032 | 3.9154 | 4 | 4006.961 | 6785.5041 | 81.6873 | 138.3317 | 115.2955 | 13.6056 | 51.7411 | 6830216.6353 | 0 | 4921753.3025 | 0 | 0 | 0 | 1754579.7746 | 5267554.3879 | 13705095.9933 | 9354009.627 | 41833209.7206 | 961560.8286 | 19960186.6406 | 19960186.6406 | 15432221.3765 | 8123701.7665 | 0 | 62754957.1898 | 106271066.9735 | 316227.766 | 15.6615 | 4006.961 | 6785.5041 | 81.6873 | 138.3317
1 | 4700 | 707 | 0.035 | 15 | 15 | 7 | 4.217e-10 | 5spot_SharedNeighbor | CO2 | Porous | Wet | R245fa | MinimizeLCOE_Brownfield | IgnoreSilica | 147.3307 | 28.6491 | 3.94 | 4 | 3985.7649 | 6746.9182 | 81.2552 | 137.5451 | 115.2225 | 13.582 | 57.0054 | 6848107.1958 | 0 | 4940454.3133 | 0 | 0 | 0 | 1737741.5506 | 5275258.1932 | 13725139.7146 | 9367689.8786 | 41894390.846 | 961560.8286 | 19960186.6406 | 19960186.6406 | 15432221.3765 | 8123701.7665 | 0 | 62816138.3152 | 106332248.0989 | 421696.5034 | 15.7601 | 3985.7649 | 6746.9182 | 81.2552 | 137.5451
1 | 4700 | 707 | 0.035 | 15 | 15 | 7 | 5.6234e-10 | 5spot_SharedNeighbor | CO2 | Porous | Wet | R245fa | MinimizeLCOE_Brownfield | IgnoreSilica | 147.8519 | 28.7584 | 3.9586 | 4 | 3969.8691 | 6718.0728 | 80.9312 | 136.957 | 115.1675 | 13.5642 | 48.0635 | 6861420.9747 | 0 | 4954431.8708 | 0 | 0 | 0 | 1724749.3731 | 5280834.8652 | 13739649.0712 | 9377592.8126 | 41938678.9676 | 961560.8286 | 19960186.6406 | 19960186.6406 | 15432221.3765 | 8123701.7665 | 0 | 62860426.4368 | 106376536.2205 | 562341.3252 | 15.8344 | 3969.8691 | 6718.0728 | 80.9312 | 136.957
1 | 4700 | 707 | 0.035 | 15 | 15 | 7 | 7.4989e-10 | 5spot_SharedNeighbor | CO2 | Porous | Wet | R245fa | MinimizeLCOE_Brownfield | IgnoreSilica | 148.2392 | 28.8397 | 3.9725 | 4 | 3957.9481 | 6696.5187 | 80.6881 | 136.5176 | 115.1264 | 13.551 | 52.2809 | 6871274.8531 | 0 | 4964811.3435 | 0 | 0 | 0 | 1714748.0185 | 5284825.3439 | 13750031.4781 | 9384679.0187 | 41970370.0559 | 961560.8286 | 19960186.6406 | 19960186.6406 | 15432221.3765 | 8123701.7665 | 0 | 62892117.5251 | 106408227.3088 | 749894.2093 | 15.8901 | 3957.9481 | 6696.5187 | 80.6881 | 136.5176
1 | 4700 | 707 | 0.035 | 15 | 15 | 7 | 1e-09 | 5spot_SharedNeighbor | CO2 | Porous | Wet | R245fa | MinimizeLCOE_Brownfield | IgnoreSilica | 148.5292 | 28.9007 | 3.983 | 4 | 3949.0081 | 6680.3827 | 80.5059 | 136.1886 | 115.0955 | 13.541 | 50.995 | 6878633.1427 | 0 | 4972581.1681 | 0 | 0 | 0 | 1707130.9455 | 5287754.65 | 13757652.9316 | 9389880.8173 | 41993633.6551 | 961560.8286 | 19960186.6406 | 19960186.6406 | 15432221.3765 | 8123701.7665 | 0 | 62915381.1244 | 106431490.908 | 1000000 | 15.9319 | 3949.0081 | 6680.3827 | 80.5059 | 136.1886
1 | 4700 | 707 | 0.035 | 15 | 15 | 7 | 1.3335e-09 | 5spot_SharedNeighbor | CO2 | Porous | Wet | R245fa | MinimizeLCOE_Brownfield | IgnoreSilica | 148.7682 | 28.9505 | 3.9911 | 4 | 3942.3038 | 6668.0949 | 80.3692 | 135.9381 | 115.0701 | 13.5328 | 51.7318 | 6884683.9938 | 0 | 4978979.5136 | 0 | 0 | 0 | 1701734.5536 | 5290505.2438 | 13764809.4125 | 9394765.2626 | 42015477.9799 | 961560.8286 | 19960186.6406 | 19960186.6406 | 15432221.3765 | 8123701.7665 | 0 | 62937225.4491 | 106453335.2327 | 1333521.4322 | 15.9646 | 3942.3038 | 6668.0949 | 80.3692 | 135.9381
1 | 4700 | 707 | 0.035 | 15 | 15 | 7 | 1.7783e-09 | 5spot_SharedNeighbor | CO2 | Porous | Wet | R245fa | MinimizeLCOE_Brownfield | IgnoreSilica | 148.9313 | 28.9848 | 3.9971 | 4 | 3937.2761 | 6659.0382 | 80.2667 | 135.7535 | 115.0526 | 13.5272 | 56.3786 | 6888806.9658 | 0 | 4983347.8191 | 0 | 0 | 0 | 1697368.9938 | 5292114.2737 | 13768995.7783 | 9397622.5433 | 42028256.3741 | 961560.8286 | 19960186.6406 | 19960186.6406 | 15432221.3765 | 8123701.7665 | 0 | 62950003.8434 | 106466113.627 | 1778279.41 | 15.9882 | 3937.2761 | 6659.0382 | 80.2667 | 135.7535
1 | 4700 | 707 | 0.035 | 15 | 15 | 7 | 2.3714e-09 | 5spot_SharedNeighbor | CO2 | Porous | Wet | R245fa | MinimizeLCOE_Brownfield | IgnoreSilica | 149.048 | 29.0095 | 4.0014 | 4 | 3933.5057 | 6652.3038 | 80.1898 | 135.6162 | 115.0401 | 13.5232 | 56.5474 | 6891751.0726 | 0 | 4986471.1608 | 0 | 0 | 0 | 1693975.6088 | 5293157.1585 | 13771709.1505 | 9399474.4755 | 42036538.6267 | 961560.8286 | 19960186.6406 | 19960186.6406 | 15432221.3765 | 8123701.7665 | 0 | 62958286.0959 | 106474395.8796 | 2371373.7057 | 16.0056 | 3933.5057 | 6652.3038 | 80.1898 | 135.6162
1 | 4700 | 707 | 0.035 | 15 | 15 | 7 | 3.1623e-09 | 5spot_SharedNeighbor | CO2 | Porous | Wet | R245fa | MinimizeLCOE_Brownfield | IgnoreSilica | 149.1406 | 29.029 | 4.0048 | 4 | 3930.6783 | 6647.2083 | 80.1322 | 135.5123 | 115.0301 | 13.52 | 55.589 | 6894086.3075 | 0 | 4988949.6554 | 0 | 0 | 0 | 1691509.4619 | 5294072.7157 | 13774091.2426 | 9401100.3023 | 42043809.6854 | 961560.8286 | 19960186.6406 | 19960186.6406 | 15432221.3765 | 8123701.7665 | 0 | 62965557.1546 | 106481666.9382 | 3162277.6602 | 16.019 | 3930.6783 | 6647.2083 | 80.1322 | 135.5123
1 | 4700 | 707 | 0.035 | 15 | 15 | 7 | 4.217e-09 | 5spot_SharedNeighbor | CO2 | Porous | Wet | R245fa | MinimizeLCOE_Brownfield | IgnoreSilica | 149.2138 | 29.0443 | 4.0073 | 4 | 3928.5579 | 6643.354 | 80.089 | 135.4338 | 115.0223 | 13.5175 | 53.1883 | 6895930.3442 | 0 | 4990907.4484 | 0 | 0 | 0 | 1689718.809 | 5294857.0746 | 13776131.9837 | 9402493.1501 | 42050038.81 | 961560.8286 | 19960186.6406 | 19960186.6406 | 15432221.3765 | 8123701.7665 | 0 | 62971786.2792 | 106487896.0629 | 4216965.0343 | 16.0292 | 3928.5579 | 6643.354 | 80.089 | 135.4338
1 | 4700 | 707 | 0.035 | 15 | 15 | 7 | 5.6234e-09 | 5spot_SharedNeighbor | CO2 | Porous | Wet | R245fa | MinimizeLCOE_Brownfield | IgnoreSilica | 149.2649 | 29.055 | 4.0092 | 4 | 3926.9679 | 6640.4994 | 80.0566 | 135.3756 | 115.0168 | 13.5157 | 58.2123 | 6897217.4145 | 0 | 4992275.0754 | 0 | 0 | 0 | 1688306.6067 | 5295341.6477 | 13777392.7434 | 9403353.6445 | 42053887.1322 | 961560.8286 | 19960186.6406 | 19960186.6406 | 15432221.3765 | 8123701.7665 | 0 | 62975634.6014 | 106491744.3851 | 5623413.2519 | 16.0367 | 3926.9679 | 6640.4994 | 80.0566 | 135.3756
1 | 4700 | 707 | 0.035 | 15 | 15 | 7 | 7.4989e-09 | 5spot_SharedNeighbor | CO2 | Porous | Wet | R245fa | MinimizeLCOE_Brownfield | IgnoreSilica | 149.3038 | 29.0632 | 4.0106 | 4 | 3925.7755 | 6638.3538 | 80.0322 | 135.3318 | 115.0126 | 13.5144 | 59.7421 | 6898196.5753 | 0 | 4993315.778 | 0 | 0 | 0 | 1687255.5263 | 5295719.473 | 13778375.7674 | 9404024.5786 | 42056887.6986 | 961560.8286 | 19960186.6406 | 19960186.6406 | 15432221.3765 | 8123701.7665 | 0 | 62978635.1679 | 106494744.9515 | 7498942.0933 | 16.0423 | 3925.7755 | 6638.3538 | 80.0322 | 135.3318
1 | 4700 | 707 | 0.035 | 15 | 15 | 7 | 1e-08 | 5spot_SharedNeighbor | CO2 | Porous | Wet | R245fa | MinimizeLCOE_Brownfield | IgnoreSilica | 149.3381 | 29.0703 | 4.0117 | 4 | 3924.8814 | 6636.6978 | 80.014 | 135.2981 | 115.0089 | 13.5132 | 55.4568 | 6899059.6236 | 0 | 4994232.5424 | 0 | 0 | 0 | 1686555.3658 | 5296140.5374 | 13779471.2905 | 9404772.2956 | 42060231.6553 | 961560.8286 | 19960186.6406 | 19960186.6406 | 15432221.3765 | 8123701.7665 | 0 | 62981979.1245 | 106498088.9082 | 10000000 | 16.0468 | 3924.8814 | 6636.6978 | 80.014 | 135.2981
1 | 4800 | 707 | 0.035 | 15 | 15 | 7 | 1e-13 | 5spot_SharedNeighbor | CO2 | Porous | Wet | R245fa | MinimizeLCOE_Brownfield | IgnoreSilica | 1.6 | 0.035511 | 0.0028575 | 4 | 2006688.3281 | 5910845.9904 | 40909.0558 | 120500.5905 | 75.9873 | 13.7377 | 12.4333 | 193672.961 | 0 | 86967.9049 | 0 | 0 | 0 | 192478.2478 | 184516.4543 | 480073.9646 | 327660.3454 | 1465369.878 | 961560.8286 | 20509168.3242 | 20509168.3242 | 15798354.3283 | 8316321.2789 | 0 | 22936099.0308 | 67559942.9622 | 100 | 0.01143 | 2006688.3281 | 5910845.9904 | 40909.0558 | 120500.5905
1 | 4800 | 707 | 0.035 | 15 | 15 | 7 | 1.3335e-13 | 5spot_SharedNeighbor | CO2 | Porous | Wet | R245fa | MinimizeLCOE_Brownfield | IgnoreSilica | 2.1765 | 0.11003 | 0.0096163 | 4 | 609066.1988 | 1769176.7775 | 12416.6383 | 36067.0616 | 84.3887 | 14.3455 | 126.2974 | 264505.5234 | 0 | 128311.6535 | 0 | 0 | 0 | 239065.9243 | 246434.4095 | 641171.7828 | 437612.9166 | 1957102.2102 | 961560.8286 | 20509168.3242 | 20509168.3242 | 15798354.3283 | 8316321.2789 | 0 | 23427831.3629 | 68051675.2943 | 133.3521 | 0.038465 | 609066.1988 | 1769176.7775 | 12416.6383 | 36067.0616
1 | 4800 | 707 | 0.035 | 15 | 15 | 7 | 1.7783e-13 | 5spot_SharedNeighbor | CO2 | Porous | Wet | R245fa | MinimizeLCOE_Brownfield | IgnoreSilica | 3.0519 | 0.23604 | 0.020495 | 4 | 294579.0442 | 838908.3105 | 6005.3923 | 17102.2806 | 92.8418 | 14.8903 | 22.1716 | 366427.7081 | 0 | 188759.7134 | 0 | 0 | 0 | 309680.4553 | 337298.4719 | 877581.4346 | 598967.3616 | 2678715.1449 | 961560.8286 | 20509168.3242 | 20509168.3242 | 15798354.3283 | 8316321.2789 | 0 | 24149444.2977 | 68773288.2291 | 177.8279 | 0.08198 | 294579.0442 | 838908.3105 | 6005.3923 | 17102.2806
1 | 4800 | 707 | 0.035 | 15 | 15 | 7 | 2.3714e-13 | 5spot_SharedNeighbor | CO2 | Porous | Wet | R245fa | MinimizeLCOE_Brownfield | IgnoreSilica | 4.1313 | 0.41069 | 0.03667 | 4 | 170202.6706 | 474428.7358 | 3469.8117 | 9671.8715 | 99.4858 | 15.2747 | 31.6092 | 483487.3704 | 0 | 259591.0135 | 0 | 0 | 0 | 385204.6895 | 440030.3986 | 1144868.8346 | 781396.5043 | 3494578.8111 | 961560.8286 | 20509168.3242 | 20509168.3242 | 15798354.3283 | 8316321.2789 | 0 | 24965307.9638 | 69589151.8952 | 237.1374 | 0.14668 | 170202.6706 | 474428.7358 | 3469.8117 | 9671.8715
1 | 4800 | 707 | 0.035 | 15 | 15 | 7 | 3.1623e-13 | 5spot_SharedNeighbor | CO2 | Porous | Wet | R245fa | MinimizeLCOE_Brownfield | IgnoreSilica | 5.4996 | 0.64731 | 0.059623 | 4 | 108665.9231 | 295773.984 | 2215.3018 | 6029.7527 | 104.8565 | 15.5593 | 34.4584 | 620949.6407 | 0 | 344616.8464 | 0 | 0 | 0 | 469661.0992 | 559738.7586 | 1456325.4318 | 993972.0317 | 4445263.8083 | 961560.8286 | 20509168.3242 | 20509168.3242 | 15798354.3283 | 8316321.2789 | 0 | 25915992.9611 | 70539836.8925 | 316.2278 | 0.23849 | 108665.9231 | 295773.984 | 2215.3018 | 6029.7527
1 | 4800 | 707 | 0.035 | 15 | 15 | 7 | 4.217e-13 | 5spot_SharedNeighbor | CO2 | Porous | Wet | R245fa | MinimizeLCOE_Brownfield | IgnoreSilica | 7.3218 | 0.97314 | 0.09158 | 4 | 73919.9408 | 195736.7639 | 1506.958 | 3990.3587 | 109.3453 | 15.78 | 37.6687 | 789813.0593 | 0 | 447535.0151 | 0 | 0 | 0 | 573148.1932 | 706093.5444 | 1837110.5627 | 1253865.7079 | 5607566.0826 | 961560.8286 | 20509168.3242 | 20509168.3242 | 15798354.3283 | 8316321.2789 | 0 | 27078295.2354 | 71702139.1668 | 421.6965 | 0.36632 | 73919.9408 | 195736.7639 | 1506.958 | 3990.3587
1 | 4800 | 707 | 0.035 | 15 | 15 | 7 | 5.6234e-13 | 5spot_SharedNeighbor | CO2 | Porous | Wet | R245fa | MinimizeLCOE_Brownfield | IgnoreSilica | 9.5681 | 1.3883 | 0.13509 | 4 | 52452.6738 | 135034.5686 | 1069.3187 | 2752.8623 | 112.793 | 15.9384 | 31.8102 | 981748.3471 | 0 | 554362.7797 | 0 | 0 | 0 | 682799.408 | 865375.1086 | 2251528.5197 | 1536714.479 | 6872528.6422 | 961560.8286 | 20509168.3242 | 20509168.3242 | 15798354.3283 | 8316321.2789 | 0 | 28343257.795 | 72967101.7263 | 562.3413 | 0.54036 | 52452.6738 | 135034.5686 | 1069.3187 | 2752.8623
1 | 4800 | 707 | 0.035 | 15 | 15 | 7 | 7.4989e-13 | 5spot_SharedNeighbor | CO2 | Porous | Wet | R245fa | MinimizeLCOE_Brownfield | IgnoreSilica | 12.4381 | 1.9272 | 0.19331 | 4 | 38581.0528 | 96289.8641 | 786.5269 | 1962.9991 | 115.5428 | 16.0561 | 33.3164 | 1208239.9222 | 0 | 683809.0435 | 0 | 0 | 0 | 807893.9697 | 1052977.7448 | 2739632.0966 | 1869855.1998 | 8362407.9767 | 961560.8286 | 20509168.3242 | 20509168.3242 | 15798354.3283 | 8316321.2789 | 0 | 29833137.1295 | 74456981.0609 | 749.8942 | 0.77326 | 38581.0528 | 96289.8641 | 786.5269 | 1962.9991
1 | 4800 | 707 | 0.035 | 15 | 15 | 7 | 1e-12 | 5spot_SharedNeighbor | CO2 | Porous | Wet | R245fa | MinimizeLCOE_Brownfield | IgnoreSilica | 16.0797 | 2.619 | 0.27031 | 4 | 29203.1034 | 70473.4661 | 595.3448 | 1436.6969 | 117.7072 | 16.1403 | 40.3512 | 1473845.1122 | 0 | 839760.2711 | 0 | 0 | 0 | 949063.6436 | 1272440.9205 | 3310630.2616 | 2259573.1802 | 10105313.3891 | 961560.8286 | 20509168.3242 | 20509168.3242 | 15798354.3283 | 8316321.2789 | 0 | 31576042.5419 | 76199886.4733 | 1000 | 1.0813 | 29203.1034 | 70473.4661 | 595.3448 | 1436.6969
1 | 4800 | 707 | 0.035 | 15 | 15 | 7 | 1.3335e-12 | 5spot_SharedNeighbor | CO2 | Porous | Wet | R245fa | MinimizeLCOE_Brownfield | IgnoreSilica | 20.6398 | 3.4932 | 0.37092 | 4 | 22637.0488 | 52713.1113 | 461.4869 | 1074.6281 | 119.3807 | 16.1951 | 34.2376 | 1781699.1483 | 0 | 1025408.3632 | 0 | 0 | 0 | 1104697.663 | 1525604.0181 | 3969308.7106 | 2709134.7561 | 12115852.6594 | 961560.8286 | 20509168.3242 | 20509168.3242 | 15798354.3283 | 8316321.2789 | 0 | 33586581.8121 | 78210425.7435 | 1333.5214 | 1.4837 | 22637.0488 | 52713.1113 | 461.4869 | 1074.6281
1 | 4800 | 707 | 0.035 | 15 | 15 | 7 | 1.7783e-12 | 5spot_SharedNeighbor | CO2 | Porous | Wet | R245fa | MinimizeLCOE_Brownfield | IgnoreSilica | 26.3692 | 4.5984 | 0.50137 | 4 | 17912.4629 | 40163.3513 | 365.1698 | 818.7842 | 120.6667 | 16.2223 | 31.4996 | 2140258.733 | 0 | 1247413.7486 | 0 | 0 | 0 | 1278546.4684 | 1819825.3905 | 4734812.3686 | 3231606.7322 | 14452463.4414 | 961560.8286 | 20509168.3242 | 20509168.3242 | 15798354.3283 | 8316321.2789 | 0 | 35923192.5942 | 80547036.5256 | 1778.2794 | 2.0055 | 17912.4629 | 40163.3513 | 365.1698 | 818.7842
1 | 4800 | 707 | 0.035 | 15 | 15 | 7 | 2.3714e-12 | 5spot_SharedNeighbor | CO2 | Porous | Wet | R245fa | MinimizeLCOE_Brownfield | IgnoreSilica | 33.4339 | 5.9697 | 0.66799 | 4 | 14440.0546 | 31140.8727 | 294.38 | 634.8488 | 121.6152 | 16.2194 | 31.8894 | 2550566.8824 | 0 | 1508280.0919 | 0 | 0 | 0 | 1466194.7057 | 2154766.2552 | 5606259.7926 | 3826387.5056 | 17112455.2334 | 961560.8286 | 20509168.3242 | 20509168.3242 | 15798354.3283 | 8316321.2789 | 0 | 38583184.3862 | 83207028.3175 | 2371.3737 | 2.672 | 14440.0546 | 31140.8727 | 294.38 | 634.8488
1 | 4800 | 707 | 0.035 | 15 | 15 | 7 | 3.1623e-12 | 5spot_SharedNeighbor | CO2 | Porous | Wet | R245fa | MinimizeLCOE_Brownfield | IgnoreSilica | 41.977 | 7.6385 | 0.87675 | 4 | 11848.224 | 24572.4584 | 241.5421 | 500.9428 | 122.2713 | 16.1831 | 41.2618 | 3011678.2718 | 0 | 1809427.5412 | 0 | 0 | 0 | 1662363.6456 | 2528553.0889 | 6578776.4597 | 4490150.1141 | 20080949.1213 | 961560.8286 | 20509168.3242 | 20509168.3242 | 15798354.3283 | 8316321.2789 | 0 | 41551678.274 | 86175522.2054 | 3162.2777 | 3.507 | 11848.224 | 24572.4584 | 241.5421 | 500.9428
1 | 4800 | 707 | 0.035 | 15 | 15 | 7 | 4.217e-12 | 5spot_SharedNeighbor | CO2 | Porous | Wet | R245fa | MinimizeLCOE_Brownfield | IgnoreSilica | 52.0501 | 9.6193 | 1.1317 | 4 | 9892.1101 | 19750.1338 | 201.664 | 402.6332 | 122.6597 | 16.1058 | 38.8271 | 3517379.9483 | 0 | 2149165.1696 | 0 | 0 | 0 | 1858641.736 | 2934822.873 | 7635807.1007 | 5211595.2464 | 23307412.0741 | 961560.8286 | 20509168.3242 | 20509168.3242 | 15798354.3283 | 8316321.2789 | 0 | 44778141.2268 | 89401985.1582 | 4216.965 | 4.5267 | 9892.1101 | 19750.1338 | 201.664 | 402.6332
1 | 4800 | 707 | 0.035 | 15 | 15 | 7 | 5.6234e-12 | 5spot_SharedNeighbor | CO2 | Porous | Wet | R245fa | MinimizeLCOE_Brownfield | IgnoreSilica | 63.3996 | 11.8686 | 1.4306 | 4 | 8407.4697 | 16205.324 | 171.3976 | 330.3674 | 122.788 | 15.9816 | 37.7436 | 4047642.5605 | 0 | 2516527.8935 | 0 | 0 | 0 | 2037542.9611 | 3354668.2319 | 8728158.6023 | 5957147.5918 | 26641687.8411 | 961560.8286 | 20509168.3242 | 20509168.3242 | 15798354.3283 | 8316321.2789 | 0 | 48112416.9938 | 92736260.9252 | 5623.4133 | 5.7226 | 8407.4697 | 16205.324 | 171.3976 | 330.3674
1 | 4800 | 707 | 0.035 | 15 | 15 | 7 | 7.4989e-12 | 5spot_SharedNeighbor | CO2 | Porous | Wet | R245fa | MinimizeLCOE_Brownfield | IgnoreSilica | 75.5092 | 14.2893 | 1.7637 | 4 | 7279.9143 | 13605.4016 | 148.4109 | 277.3645 | 122.6672 | 15.8093 | 42.2912 | 4574454.2037 | 0 | 2894223.5961 | 0 | 0 | 0 | 2180588.4428 | 3763213.8346 | 9791110.4563 | 6682634.0736 | 29886224.607 | 961560.8286 | 20509168.3242 | 20509168.3242 | 15798354.3283 | 8316321.2789 | 0 | 51356953.7598 | 95980797.6912 | 7498.9421 | 7.0546 | 7279.9143 | 13605.4016 | 148.4109 | 277.3645
1 | 4800 | 707 | 0.035 | 15 | 15 | 7 | 1e-11 | 5spot_SharedNeighbor | CO2 | Porous | Wet | R245fa | MinimizeLCOE_Brownfield | IgnoreSilica | 87.6649 | 16.7409 | 2.1129 | 4 | 6425.8595 | 11705.7765 | 130.9998 | 238.6381 | 122.3296 | 15.5966 | 46.4226 | 5067364.4321 | 0 | 3261316.6318 | 0 | 0 | 0 | 2273674.2344 | 4134918.5664 | 10758209.9212 | 7342699.3303 | 32838183.1163 | 961560.8286 | 20509168.3242 | 20509168.3242 | 15798354.3283 | 8316321.2789 | 0 | 54308912.269 | 98932756.2004 | 10000 | 8.4516 | 6425.8595 | 11705.7765 | 130.9998 | 238.6381
1 | 4800 | 707 | 0.035 | 15 | 15 | 7 | 1.3335e-11 | 5spot_SharedNeighbor | CO2 | Porous | Wet | R245fa | MinimizeLCOE_Brownfield | IgnoreSilica | 99.1749 | 19.0821 | 2.4574 | 4 | 5781.4866 | 10321.1419 | 117.8634 | 210.4104 | 121.8346 | 15.3593 | 46.5206 | 5503378.0956 | 0 | 3599595.9522 | 0 | 0 | 0 | 2313608.545 | 4452467.2112 | 11584406.3568 | 7906595.3743 | 35360051.535 | 961560.8286 | 20509168.3242 | 20509168.3242 | 15798354.3283 | 8316321.2789 | 0 | 56830780.6878 | 101454624.6192 | 13335.2143 | 9.8298 | 5781.4866 | 10321.1419 | 117.8634 | 210.4104
1 | 4800 | 707 | 0.035 | 15 | 15 | 7 | 1.7783e-11 | 5spot_SharedNeighbor | CO2 | Porous | Wet | R245fa | MinimizeLCOE_Brownfield | IgnoreSilica | 109.4696 | 21.1936 | 2.7778 | 4 | 5297.0258 | 9313.1131 | 107.987 | 189.8604 | 121.2579 | 15.1178 | 52.3043 | 5869153.9851 | 0 | 3895534.7766 | 0 | 0 | 0 | 2305995.9056 | 4707567.0202 | 12248123.7319 | 8359596.1208 | 37385971.5401 | 961560.8286 | 20509168.3242 | 20509168.3242 | 15798354.3283 | 8316321.2789 | 0 | 58856700.6929 | 103480544.6243 | 17782.7941 | 11.1113 | 5297.0258 | 9313.1131 | 107.987 | 189.8604
1 | 4800 | 707 | 0.035 | 15 | 15 | 7 | 2.3714e-11 | 5spot_SharedNeighbor | CO2 | Porous | Wet | R245fa | MinimizeLCOE_Brownfield | IgnoreSilica | 118.2781 | 23.0138 | 3.0613 | 4 | 4933.6694 | 8577.904 | 100.5795 | 174.8722 | 120.6685 | 14.8894 | 52.0471 | 6164382.9049 | 0 | 4144343.6041 | 0 | 0 | 0 | 2264448.6429 | 4903538.3093 | 12758000.8267 | 8707597.7149 | 38942312.0029 | 961560.8286 | 20509168.3242 | 20509168.3242 | 15798354.3283 | 8316321.2789 | 0 | 60413041.1557 | 105036885.0871 | 23713.7371 | 12.2451 | 4933.6694 | 8577.904 | 100.5795 | 174.8722
1 | 4800 | 707 | 0.035 | 15 | 15 | 7 | 3.1623e-11 | 5spot_SharedNeighbor | CO2 | Porous | Wet | R245fa | MinimizeLCOE_Brownfield | IgnoreSilica | 125.5324 | 24.5231 | 3.3017 | 4 | 4661.4833 | 8040.2871 | 95.0306 | 163.9121 | 120.1177 | 14.6861 | 53.286 | 6395324.2057 | 0 | 4346473.5367 | 0 | 0 | 0 | 2203043.4639 | 5048488.0705 | 13135130.372 | 8964996.3788 | 40093456.0276 | 961560.8286 | 20509168.3242 | 20509168.3242 | 15798354.3283 | 8316321.2789 | 0 | 61564185.1804 | 106188029.1118 | 31622.7766 | 13.207 | 4661.4833 | 8040.2871 | 95.0306 | 163.9121
1 | 4800 | 707 | 0.035 | 15 | 15 | 7 | 4.217e-11 | 5spot_SharedNeighbor | CO2 | Porous | Wet | R245fa | MinimizeLCOE_Brownfield | IgnoreSilica | 131.3649 | 25.7434 | 3.4996 | 4 | 4457.6686 | 7645.4255 | 90.8756 | 155.8623 | 119.6323 | 14.5129 | 54.3611 | 6573001.7218 | 0 | 4507293.3791 | 0 | 0 | 0 | 2134633.4307 | 5153822.1273 | 13409187.981 | 9152046.3283 | 40929984.9682 | 961560.8286 | 20509168.3242 | 20509168.3242 | 15798354.3283 | 8316321.2789 | 0 | 62400714.121 | 107024558.0524 | 42169.6503 | 13.9985 | 4457.6686 | 7645.4255 | 90.8756 | 155.8623
1 | 4800 | 707 | 0.035 | 15 | 15 | 7 | 5.6234e-11 | 5spot_SharedNeighbor | CO2 | Porous | Wet | R245fa | MinimizeLCOE_Brownfield | IgnoreSilica | 135.954 | 26.7082 | 3.6584 | 4 | 4305.0328 | 7354.4084 | 87.7639 | 149.9296 | 119.2235 | 14.3703 | 54.9088 | 6707758.0939 | 0 | 4632824.399 | 0 | 0 | 0 | 2067459.7984 | 5229136.4936 | 13605140.5131 | 9285787.9578 | 41528107.2559 | 961560.8286 | 20509168.3242 | 20509168.3242 | 15798354.3283 | 8316321.2789 | 0 | 62998836.4087 | 107622680.3401 | 56234.1325 | 14.6338 | 4305.0328 | 7354.4084 | 87.7639 | 149.9296
1 | 4800 | 707 | 0.035 | 15 | 15 | 7 | 7.4989e-11 | 5spot_SharedNeighbor | CO2 | Porous | Wet | R245fa | MinimizeLCOE_Brownfield | IgnoreSilica | 139.5233 | 27.4615 | 3.7838 | 4 | 4190.6888 | 7139.0642 | 85.4329 | 145.5395 | 118.8892 | 14.2557 | 53.8862 | 6809478.3716 | 0 | 4729875.4004 | 0 | 0 | 0 | 2006712.7366 | 5282965.9383 | 13745193.6862 | 9381377.1263 | 41955603.2595 | 961560.8286 | 20509168.3242 | 20509168.3242 | 15798354.3283 | 8316321.2789 | 0 | 63426332.4123 | 108050176.3437 | 74989.4209 | 15.1351 | 4190.6888 | 7139.0642 | 85.4329 | 145.5395
1 | 4800 | 707 | 0.035 | 15 | 15 | 7 | 1e-10 | 5spot_SharedNeighbor | CO2 | Porous | Wet | R245fa | MinimizeLCOE_Brownfield | IgnoreSilica | 142.2681 | 28.0425 | 3.8813 | 4 | 4105.0016 | 6979.2796 | 83.686 | 142.2821 | 118.6222 | 14.1652 | 57.5479 | 6885847.7993 | 0 | 4804170.6653 | 0 | 0 | 0 | 1954453.0761 | 5321343.9009 | 13845045.2723 | 9449527.8856 | 42260388.5994 | 961560.8286 | 20509168.3242 | 20509168.3242 | 15798354.3283 | 8316321.2789 | 0 | 63731117.7522 | 108354961.6836 | 100000 | 15.5252 | 4105.0016 | 6979.2796 | 83.686 | 142.2821
1 | 4800 | 707 | 0.035 | 15 | 15 | 7 | 1.3335e-10 | 5spot_SharedNeighbor | CO2 | Porous | Wet | R245fa | MinimizeLCOE_Brownfield | IgnoreSilica | 144.3681 | 28.488 | 3.9566 | 4 | 4040.7718 | 6860.3877 | 82.3766 | 139.8583 | 118.4121 | 14.0947 | 55.1972 | 6943180.5224 | 0 | 4860818.3689 | 0 | 0 | 0 | 1911179.847 | 5348919.7079 | 13916791.8657 | 9498496.4098 | 42479386.7218 | 961560.8286 | 20509168.3242 | 20509168.3242 | 15798354.3283 | 8316321.2789 | 0 | 63950115.8746 | 108573959.8059 | 133352.1432 | 15.8262 | 4040.7718 | 6860.3877 | 82.3766 | 139.8583
1 | 4800 | 707 | 0.035 | 15 | 15 | 7 | 1.7783e-10 | 5spot_SharedNeighbor | CO2 | Porous | Wet | R245fa | MinimizeLCOE_Brownfield | IgnoreSilica | 145.954 | 28.8253 | 4.014 | 4 | 3992.6168 | 6771.8781 | 81.3949 | 138.0539 | 118.25 | 14.0407 | 54.8748 | 6985841.474 | 0 | 4903487.2893 | 0 | 0 | 0 | 1876014.4548 | 5368483.8551 | 13967693.7634 | 9533238.001 | 42634758.8376 | 961560.8286 | 20509168.3242 | 20509168.3242 | 15798354.3283 | 8316321.2789 | 0 | 64105487.9904 | 108729331.9218 | 177827.941 | 16.056 | 3992.6168 | 6771.8781 | 81.3949 | 138.0539
1 | 4800 | 707 | 0.035 | 15 | 15 | 7 | 2.3714e-10 | 5spot_SharedNeighbor | CO2 | Porous | Wet | R245fa | MinimizeLCOE_Brownfield | IgnoreSilica | 147.1675 | 29.0835 | 4.0579 | 4 | 3956.509 | 6705.6897 | 80.6588 | 136.7046 | 118.1241 | 13.9989 | 50.4765 | 7018119.148 | 0 | 4936076.5517 | 0 | 0 | 0 | 1848385.3047 | 5383006.5917 | 14005478.9452 | 9559027.1639 | 42750093.7054 | 961560.8286 | 20509168.3242 | 20509168.3242 | 15798354.3283 | 8316321.2789 | 0 | 64220822.8582 | 108844666.7895 | 237137.3706 | 16.2317 | 3956.509 | 6705.6897 | 80.6588 | 136.7046
1 | 4800 | 707 | 0.035 | 15 | 15 | 7 | 3.1623e-10 | 5spot_SharedNeighbor | CO2 | Porous | Wet | R245fa | MinimizeLCOE_Brownfield | IgnoreSilica | 148.0734 | 29.2767 | 4.0911 | 4 | 3929.4327 | 6656.3308 | 80.1068 | 135.6983 | 118.0289 | 13.9674 | 54.86 | 7042003.092 | 0 | 4960369.2346 | 0 | 0 | 0 | 1826582.5428 | 5393292.3991 | 14032240.506 | 9577292.4791 | 42831780.2536 | 961560.8286 | 20509168.3242 | 20509168.3242 | 15798354.3283 | 8316321.2789 | 0 | 64302509.4064 | 108926353.3377 | 316227.766 | 16.3643 | 3929.4327 | 6656.3308 | 80.1068 | 135.6983
1 | 4800 | 707 | 0.035 | 15 | 15 | 7 | 4.217e-10 | 5spot_SharedNeighbor | CO2 | Porous | Wet | R245fa | MinimizeLCOE_Brownfield | IgnoreSilica | 148.7534 | 29.4219 | 4.1161 | 4 | 3909.1281 | 6619.4414 | 79.6929 | 134.9463 | 117.9568 | 13.9437 | 50.7452 | 7059810.7898 | 0 | 4978582.7768 | 0 | 0 | 0 | 1809665.296 | 5400742.9564 | 14051625.3279 | 9590523.0183 | 42890950.1652 | 961560.8286 | 20509168.3242 | 20509168.3242 | 15798354.3283 | 8316321.2789 | 0 | 64361679.318 | 108985523.2494 | 421696.5034 | 16.4645 | 3909.1281 | 6619.4414 | 79.6929 | 134.9463
1 | 4800 | 707 | 0.035 | 15 | 15 | 7 | 5.6234e-10 | 5spot_SharedNeighbor | CO2 | Porous | Wet | R245fa | MinimizeLCOE_Brownfield | IgnoreSilica | 149.2797 | 29.534 | 4.1352 | 4 | 3893.9013 | 6591.6982 | 79.3824 | 134.3807 | 117.9007 | 13.9252 | 56.826 | 7073529.0857 | 0 | 4992671.5399 | 0 | 0 | 0 | 1796949.971 | 5406628.7327 | 14066938.9104 | 9600974.853 | 42937693.0928 | 961560.8286 | 20509168.3242 | 20509168.3242 | 15798354.3283 | 8316321.2789 | 0 | 64408422.2456 | 109032266.177 | 562341.3252 | 16.5408 | 3893.9013 | 6591.6982 | 79.3824 | 134.3807
1 | 4800 | 707 | 0.035 | 15 | 15 | 7 | 7.4989e-10 | 5spot_SharedNeighbor | CO2 | Porous | Wet | R245fa | MinimizeLCOE_Brownfield | IgnoreSilica | 149.6593 | 29.6153 | 4.1494 | 4 | 3882.4824 | 6571.0753 | 79.1497 | 133.9603 | 117.86 | 13.9118 | 55.0891 | 7083380.1254 | 0 | 5002823.5995 | 0 | 0 | 0 | 1786945.7032 | 5410528.277 | 14077084.7247 | 9607899.5798 | 42968662.0096 | 961560.8286 | 20509168.3242 | 20509168.3242 | 15798354.3283 | 8316321.2789 | 0 | 64439391.1624 | 109063235.0938 | 749894.2093 | 16.5975 | 3882.4824 | 6571.0753 | 79.1497 | 133.9603
1 | 4800 | 707 | 0.035 | 15 | 15 | 7 | 1e-09 | 5spot_SharedNeighbor | CO2 | Porous | Wet | R245fa | MinimizeLCOE_Brownfield | IgnoreSilica | 149.9512 | 29.6777 | 4.1601 | 4 | 3873.9192 | 6555.5651 | 78.9751 | 133.6441 | 117.8285 | 13.9015 | 57.1265 | 7090938.4683 | 0 | 5010630.6632 | 0 | 0 | 0 | 1779470.4911 | 5413605.4528 | 14085090.905 | 9613363.9624 | 42993099.9428 | 961560.8286 | 20509168.3242 | 20509168.3242 | 15798354.3283 | 8316321.2789 | 0 | 64463829.0955 | 109087673.0269 | 1000000 | 16.6405 | 3873.9192 | 6555.5651 | 78.9751 | 133.6441
1 | 4800 | 707 | 0.035 | 15 | 15 | 7 | 1.3335e-09 | 5spot_SharedNeighbor | CO2 | Porous | Wet | R245fa | MinimizeLCOE_Brownfield | IgnoreSilica | 150.1681 | 29.7241 | 4.1682 | 4 | 3867.4975 | 6543.9659 | 78.8442 | 133.4076 | 117.8051 | 13.8939 | 57.711 | 7096540.0848 | 0 | 5016427.5741 | 0 | 0 | 0 | 1773765.7764 | 5415826.0398 | 14090868.4168 | 9617307.2328 | 43010735.1246 | 961560.8286 | 20509168.3242 | 20509168.3242 | 15798354.3283 | 8316321.2789 | 0 | 64481464.2774 | 109105308.2087 | 1333521.4322 | 16.6727 | 3867.4975 | 6543.9659 | 78.8442 | 133.4076
1 | 4800 | 707 | 0.035 | 15 | 15 | 7 | 1.7783e-09 | 5spot_SharedNeighbor | CO2 | Porous | Wet | R245fa | MinimizeLCOE_Brownfield | IgnoreSilica | 150.3339 | 29.7595 | 4.1743 | 4 | 3862.6818 | 6535.2464 | 78.746 | 133.2298 | 117.7872 | 13.888 | 55.1554 | 7100815.0188 | 0 | 5020857.2275 | 0 | 0 | 0 | 1769509.7231 | 5417560.9681 | 14095382.3443 | 9620388.0812 | 43024513.3629 | 961560.8286 | 20509168.3242 | 20509168.3242 | 15798354.3283 | 8316321.2789 | 0 | 64495242.5157 | 109119086.4471 | 1778279.41 | 16.697 | 3862.6818 | 6535.2464 | 78.746 | 133.2298
1 | 4800 | 707 | 0.035 | 15 | 15 | 7 | 2.3714e-09 | 5spot_SharedNeighbor | CO2 | Porous | Wet | R245fa | MinimizeLCOE_Brownfield | IgnoreSilica | 150.4628 | 29.7869 | 4.1789 | 4 | 3859.0704 | 6528.6703 | 78.6724 | 133.0958 | 117.7733 | 13.8834 | 63.4742 | 7104135.6548 | 0 | 5024301.0527 | 0 | 0 | 0 | 1766381.1077 | 5418978.948 | 14099071.6372 | 9622906.0993 | 43035774.4997 | 961560.8286 | 20509168.3242 | 20509168.3242 | 15798354.3283 | 8316321.2789 | 0 | 64506503.6525 | 109130347.5839 | 2371373.7057 | 16.7156 | 3859.0704 | 6528.6703 | 78.6724 | 133.0958
1 | 4800 | 707 | 0.035 | 15 | 15 | 7 | 3.1623e-09 | 5spot_SharedNeighbor | CO2 | Porous | Wet | R245fa | MinimizeLCOE_Brownfield | IgnoreSilica | 150.5554 | 29.8067 | 4.1823 | 4 | 3856.3622 | 6523.778 | 78.6172 | 132.996 | 117.7632 | 13.8801 | 62.3247 | 7106518.4999 | 0 | 5026774.8701 | 0 | 0 | 0 | 1763950.709 | 5419925.1908 | 14101533.5669 | 9624586.417 | 43043289.2537 | 961560.8286 | 20509168.3242 | 20509168.3242 | 15798354.3283 | 8316321.2789 | 0 | 64514018.4065 | 109137862.3378 | 3162277.6602 | 16.7292 | 3856.3622 | 6523.778 | 78.6172 | 132.996
1 | 4800 | 707 | 0.035 | 15 | 15 | 7 | 4.217e-09 | 5spot_SharedNeighbor | CO2 | Porous | Wet | R245fa | MinimizeLCOE_Brownfield | IgnoreSilica | 150.624 | 29.8214 | 4.1849 | 4 | 3854.3314 | 6520.1188 | 78.5758 | 132.9214 | 117.7558 | 13.8777 | 60.1677 | 7108280.4472 | 0 | 5028605.299 | 0 | 0 | 0 | 1762105.44 | 5420606.5626 | 14103306.3566 | 9625796.3823 | 43048700.4877 | 961560.8286 | 20509168.3242 | 20509168.3242 | 15798354.3283 | 8316321.2789 | 0 | 64519429.6405 | 109143273.5718 | 4216965.0343 | 16.7395 | 3854.3314 | 6520.1188 | 78.5758 | 132.9214
1 | 4800 | 707 | 0.035 | 15 | 15 | 7 | 5.6234e-09 | 5spot_SharedNeighbor | CO2 | Porous | Wet | R245fa | MinimizeLCOE_Brownfield | IgnoreSilica | 150.6823 | 29.8337 | 4.1869 | 4 | 3852.8084 | 6517.3128 | 78.5447 | 132.8642 | 117.7494 | 13.8756 | 56.6399 | 7109780.6815 | 0 | 5030163.5059 | 0 | 0 | 0 | 1760843.0098 | 5421307.0069 | 14105128.7689 | 9627040.2162 | 43054263.1891 | 961560.8286 | 20509168.3242 | 20509168.3242 | 15798354.3283 | 8316321.2789 | 0 | 64524992.3419 | 109148836.2733 | 5623413.2519 | 16.7475 | 3852.8084 | 6517.3128 | 78.5447 | 132.8642
1 | 4800 | 707 | 0.035 | 15 | 15 | 7 | 7.4989e-09 | 5spot_SharedNeighbor | CO2 | Porous | Wet | R245fa | MinimizeLCOE_Brownfield | IgnoreSilica | 150.7166 | 29.8412 | 4.1883 | 4 | 3851.6664 | 6515.2945 | 78.5214 | 132.8231 | 117.7457 | 13.8744 | 59.1642 | 7110660.1933 | 0 | 5031078.587 | 0 | 0 | 0 | 1759724.0002 | 5421570.4844 | 14105814.2834 | 9627508.0939 | 43056355.6422 | 961560.8286 | 20509168.3242 | 20509168.3242 | 15798354.3283 | 8316321.2789 | 0 | 64527084.7949 | 109150928.7263 | 7498942.0933 | 16.753 | 3851.6664 | 6515.2945 | 78.5214 | 132.8231
1 | 4800 | 707 | 0.035 | 15 | 15 | 7 | 1e-08 | 5spot_SharedNeighbor | CO2 | Porous | Wet | R245fa | MinimizeLCOE_Brownfield | IgnoreSilica | 150.7406 | 29.8464 | 4.1893 | 4 | 3850.8099 | 6513.7958 | 78.504 | 132.7925 | 117.7431 | 13.8736 | 60.5298 | 7111277.8044 | 0 | 5031721.5921 | 0 | 0 | 0 | 1758854.8084 | 5421723.1399 | 14106211.4617 | 9627779.1763 | 43057567.9828 | 961560.8286 | 20509168.3242 | 20509168.3242 | 15798354.3283 | 8316321.2789 | 0 | 64528297.1356 | 109152141.067 | 10000000 | 16.7571 | 3850.8099 | 6513.7958 | 78.504 | 132.7925
1 | 4900 | 707 | 0.035 | 15 | 15 | 7 | 1e-13 | 5spot_SharedNeighbor | CO2 | Porous | Wet | R245fa | MinimizeLCOE_Brownfield | IgnoreSilica | 1.6 | 0.034302 | 0.0031216 | 4 | 1882305.632 | 5545902.1518 | 38373.3463 | 113060.7168 | 76.6027 | 14.0786 | 12.54 | 196127.1327 | 0 | 86751.4152 | 0 | 0 | 0 | 194241.5601 | 186076.8421 | 484133.7736 | 330431.2484 | 1477761.9721 | 961560.8286 | 21064010.0986 | 21064010.0986 | 16170054.3665 | 8511284.8276 | 0 | 23503332.8993 | 69248682.1919 | 100 | 0.012486 | 1882305.632 | 5545902.1518 | 38373.3463 | 113060.7168
1 | 4900 | 707 | 0.035 | 15 | 15 | 7 | 1.3335e-13 | 5spot_SharedNeighbor | CO2 | Porous | Wet | R245fa | MinimizeLCOE_Brownfield | IgnoreSilica | 1.6 | 0.054739 | 0.0080681 | 4 | 725847.8152 | 2143316.4285 | 14797.3895 | 43694.4044 | 76.6027 | 14.0786 | 13.3725 | 196127.1386 | 0 | 86751.4115 | 0 | 0 | 0 | 168941.2657 | 176209.7282 | 458461.5671 | 312909.44 | 1399400.5512 | 961560.8286 | 21064010.0986 | 21064010.0986 | 16170054.3665 | 8511284.8276 | 0 | 23424971.4784 | 69170320.771 | 133.3521 | 0.032273 | 725847.8152 | 2143316.4285 | 14797.3895 | 43694.4044
1 | 4900 | 707 | 0.035 | 15 | 15 | 7 | 1.7783e-13 | 5spot_SharedNeighbor | CO2 | Porous | Wet | R245fa | MinimizeLCOE_Brownfield | IgnoreSilica | 3.1445 | 0.24744 | 0.02193 | 4 | 282956.8744 | 804460.1462 | 5768.4586 | 16400.0082 | 94.808 | 15.3203 | 20.5742 | 382872.8982 | 0 | 195738.0521 | 0 | 0 | 0 | 323771.78 | 351929.2648 | 915647.7565 | 624948.4085 | 2794908.1602 | 961560.8286 | 21064010.0986 | 21064010.0986 | 16170054.3665 | 8511284.8276 | 0 | 24820479.0874 | 70565828.38 | 177.8279 | 0.087718 | 282956.8744 | 804460.1462 | 5768.4586 | 16400.0082
1 | 4900 | 707 | 0.035 | 15 | 15 | 7 | 2.3714e-13 | 5spot_SharedNeighbor | CO2 | Porous | Wet | R245fa | MinimizeLCOE_Brownfield | IgnoreSilica | 4.2675 | 0.4316 | 0.039229 | 4 | 163660.965 | 455186.6132 | 3336.4501 | 9279.5948 | 101.7002 | 15.7151 | 32.3871 | 506399.3119 | 0 | 269797.8603 | 0 | 0 | 0 | 404083.1477 | 460309.3248 | 1197630.4407 | 817407.3846 | 3655627.47 | 961560.8286 | 21064010.0986 | 21064010.0986 | 16170054.3665 | 8511284.8276 | 0 | 25681198.3972 | 71426547.6898 | 237.1374 | 0.15692 | 163660.965 | 455186.6132 | 3336.4501 | 9279.5948
1 | 4900 | 707 | 0.035 | 15 | 15 | 7 | 3.1623e-13 | 5spot_SharedNeighbor | CO2 | Porous | Wet | R245fa | MinimizeLCOE_Brownfield | IgnoreSilica | 5.6823 | 0.68011 | 0.063765 | 4 | 104587.9451 | 283938.6042 | 2132.1667 | 5788.4725 | 107.2249 | 16.0047 | 41.5085 | 650528.3045 | 0 | 358131.7701 | 0 | 0 | 0 | 492905.5666 | 585610.6001 | 1523638.6561 | 1039914.6904 | 4650729.5877 | 961560.8286 | 21064010.0986 | 21064010.0986 | 16170054.3665 | 8511284.8276 | 0 | 26676300.5149 | 72421649.8076 | 316.2278 | 0.25506 | 104587.9451 | 283938.6042 | 2132.1667 | 5788.4725
1 | 4900 | 707 | 0.035 | 15 | 15 | 7 | 4.217e-13 | 5spot_SharedNeighbor | CO2 | Porous | Wet | R245fa | MinimizeLCOE_Brownfield | IgnoreSilica | 7.5413 | 1.0186 | 0.097997 | 4 | 71064.9137 | 187765.4154 | 1448.7544 | 3827.852 | 111.7908 | 16.2266 | 30.2123 | 825314.4918 | 0 | 458235.8196 | 0 | 0 | 0 | 599122.6673 | 734242.4617 | 1910348.2715 | 1303851.949 | 5831115.6609 | 961560.8286 | 21064010.0986 | 21064010.0986 | 16170054.3665 | 8511284.8276 | 0 | 27856686.5881 | 73602035.8807 | 421.6965 | 0.39199 | 71064.9137 | 187765.4154 | 1448.7544 | 3827.852
1 | 4900 | 707 | 0.035 | 15 | 15 | 7 | 5.6234e-13 | 5spot_SharedNeighbor | CO2 | Porous | Wet | R245fa | MinimizeLCOE_Brownfield | IgnoreSilica | 9.8823 | 1.4574 | 0.14458 | 4 | 50474.2588 | 129572.0761 | 1028.986 | 2641.502 | 115.3727 | 16.3892 | 38.63 | 1028250.9988 | 0 | 568875.4963 | 0 | 0 | 0 | 716426.1838 | 902285.5448 | 2347561.9033 | 1602259.2366 | 7165659.3635 | 961560.8286 | 21064010.0986 | 21064010.0986 | 16170054.3665 | 8511284.8276 | 0 | 29191230.2907 | 74936579.5833 | 562.3413 | 0.57834 | 50474.2588 | 129572.0761 | 1028.986 | 2641.502
1 | 4900 | 707 | 0.035 | 15 | 15 | 7 | 7.4989e-13 | 5spot_SharedNeighbor | CO2 | Porous | Wet | R245fa | MinimizeLCOE_Brownfield | IgnoreSilica | 12.8324 | 2.0208 | 0.20676 | 4 | 37162.734 | 92474.6102 | 757.6126 | 1885.22 | 118.1856 | 16.508 | 30.0676 | 1264390.8797 | 0 | 701098.6602 | 0 | 0 | 0 | 846563.4245 | 1096700.6561 | 2853390.143 | 1947497.4039 | 8709641.1674 | 961560.8286 | 21064010.0986 | 21064010.0986 | 16170054.3665 | 8511284.8276 | 0 | 30735212.0946 | 76480561.3872 | 749.8942 | 0.82704 | 37162.734 | 92474.6102 | 757.6126 | 1885.22
1 | 4900 | 707 | 0.035 | 15 | 15 | 7 | 1e-12 | 5spot_SharedNeighbor | CO2 | Porous | Wet | R245fa | MinimizeLCOE_Brownfield | IgnoreSilica | 16.5667 | 2.7423 | 0.28886 | 4 | 28158.7754 | 67749.5001 | 574.0547 | 1381.1652 | 120.3985 | 16.5925 | 30.3634 | 1540694.1026 | 0 | 860044.2561 | 0 | 0 | 0 | 992804.0196 | 1323481.5275 | 3443427.4512 | 2350209.9908 | 10510661.3479 | 961560.8286 | 21064010.0986 | 21064010.0986 | 16170054.3665 | 8511284.8276 | 0 | 32536232.2751 | 78281581.5677 | 1000 | 1.1555 | 28158.7754 | 67749.5001 | 574.0547 | 1381.1652
1 | 4900 | 707 | 0.035 | 15 | 15 | 7 | 1.3335e-12 | 5spot_SharedNeighbor | CO2 | Porous | Wet | R245fa | MinimizeLCOE_Brownfield | IgnoreSilica | 21.266 | 3.6581 | 0.39621 | 4 | 21849.2716 | 50713.8367 | 445.427 | 1033.8702 | 122.1194 | 16.6471 | 32.8589 | 1862599.7758 | 0 | 1050222.7883 | 0 | 0 | 0 | 1155862.7363 | 1586787.2671 | 4128494.9742 | 2817782.652 | 12601750.1937 | 961560.8286 | 21064010.0986 | 21064010.0986 | 16170054.3665 | 8511284.8276 | 0 | 34627321.1209 | 80372670.4135 | 1333.5214 | 1.5848 | 21849.2716 | 50713.8367 | 445.427 | 1033.8702
1 | 4900 | 707 | 0.035 | 15 | 15 | 7 | 1.7783e-12 | 5spot_SharedNeighbor | CO2 | Porous | Wet | R245fa | MinimizeLCOE_Brownfield | IgnoreSilica | 27.1392 | 4.8104 | 0.53509 | 4 | 17306.0532 | 38678.6954 | 352.8073 | 788.5175 | 123.4352 | 16.6729 | 33.3727 | 2235590.2887 | 0 | 1276467.7133 | 0 | 0 | 0 | 1336035.7165 | 1890756.5502 | 4919360.6962 | 3357564.7579 | 15015775.7228 | 961560.8286 | 21064010.0986 | 21064010.0986 | 16170054.3665 | 8511284.8276 | 0 | 37041346.6499 | 82786695.9426 | 1778.2794 | 2.1404 | 17306.0532 | 38678.6954 | 352.8073 | 788.5175
1 | 4900 | 707 | 0.035 | 15 | 15 | 7 | 2.3714e-12 | 5spot_SharedNeighbor | CO2 | Porous | Wet | R245fa | MinimizeLCOE_Brownfield | IgnoreSilica | 34.3935 | 6.2423 | 0.7124 | 4 | 13965.5625 | 30018.737 | 284.7069 | 611.9726 | 124.4084 | 16.6679 | 35.3882 | 2663237.3941 | 0 | 1542814.2719 | 0 | 0 | 0 | 1531576.7798 | 2237675.0939 | 5821971.584 | 3973615.2356 | 17770890.3594 | 961560.8286 | 21064010.0986 | 21064010.0986 | 16170054.3665 | 8511284.8276 | 0 | 39796461.2866 | 85541810.5792 | 2371.3737 | 2.8496 | 13965.5625 | 30018.737 | 284.7069 | 611.9726
1 | 4900 | 707 | 0.035 | 15 | 15 | 7 | 3.1623e-12 | 5spot_SharedNeighbor | CO2 | Porous | Wet | R245fa | MinimizeLCOE_Brownfield | IgnoreSilica | 43.1561 | 7.9832 | 0.93429 | 4 | 11470.2733 | 23710.9382 | 233.837 | 483.3795 | 125.0781 | 16.6262 | 36.4625 | 3143233.4015 | 0 | 1849975.0379 | 0 | 0 | 0 | 1735559.2853 | 2624219.4126 | 6827680.6102 | 4660032.3113 | 20840700.0589 | 961560.8286 | 21064010.0986 | 21064010.0986 | 16170054.3665 | 8511284.8276 | 0 | 42866270.986 | 88611620.2787 | 3162.2777 | 3.7372 | 11470.2733 | 23710.9382 | 233.837 | 483.3795
1 | 4900 | 707 | 0.035 | 15 | 15 | 7 | 4.217e-12 | 5spot_SharedNeighbor | CO2 | Porous | Wet | R245fa | MinimizeLCOE_Brownfield | IgnoreSilica | 53.4339 | 10.0395 | 1.2043 | 4 | 9587.1985 | 19083.7878 | 195.448 | 389.0488 | 125.4704 | 16.5422 | 33.8748 | 3666938.4279 | 0 | 2194754.0007 | 0 | 0 | 0 | 1937554.3502 | 3041706.2438 | 7913895.7066 | 5401396.434 | 24156245.1632 | 961560.8286 | 21064010.0986 | 21064010.0986 | 16170054.3665 | 8511284.8276 | 0 | 46181816.0904 | 91927165.3831 | 4216.965 | 4.817 | 9587.1985 | 19083.7878 | 195.448 | 389.0488
1 | 4900 | 707 | 0.035 | 15 | 15 | 7 | 5.6234e-12 | 5spot_SharedNeighbor | CO2 | Porous | Wet | R245fa | MinimizeLCOE_Brownfield | IgnoreSilica | 64.9607 | 12.3645 | 1.5196 | 4 | 8158.2799 | 15684.1103 | 166.3176 | 319.7418 | 125.5943 | 16.4092 | 43.5686 | 4213600.6234 | 0 | 2565979.0508 | 0 | 0 | 0 | 2119946.1992 | 3470815.0906 | 9030348.9037 | 6163398.6819 | 27564088.5497 | 961560.8286 | 21064010.0986 | 21064010.0986 | 16170054.3665 | 8511284.8276 | 0 | 49589659.4768 | 95335008.7695 | 5623.4133 | 6.0784 | 8158.2799 | 15684.1103 | 166.3176 | 319.7418
1 | 4900 | 707 | 0.035 | 15 | 15 | 7 | 7.4989e-12 | 5spot_SharedNeighbor | CO2 | Porous | Wet | R245fa | MinimizeLCOE_Brownfield | IgnoreSilica | 77.2239 | 14.8594 | 1.8695 | 4 | 7073.5607 | 13190.9632 | 144.2041 | 268.9156 | 125.462 | 16.2262 | 46.7087 | 4755145.5691 | 0 | 2946685.3447 | 0 | 0 | 0 | 2265011.3472 | 3887068.4818 | 10113354.8422 | 6902572.4885 | 30869838.0735 | 961560.8286 | 21064010.0986 | 21064010.0986 | 16170054.3665 | 8511284.8276 | 0 | 52895409.0007 | 98640758.2933 | 7498.9421 | 7.4779 | 7073.5607 | 13190.9632 | 144.2041 | 268.9156
1 | 4900 | 707 | 0.035 | 15 | 15 | 7 | 1e-11 | 5spot_SharedNeighbor | CO2 | Porous | Wet | R245fa | MinimizeLCOE_Brownfield | IgnoreSilica | 89.487 | 17.3767 | 2.2347 | 4 | 6252.4381 | 11370.0007 | 127.4644 | 231.7928 | 125.1089 | 16.002 | 53.0163 | 5259897.1013 | 0 | 3315433.1978 | 0 | 0 | 0 | 2358326.9601 | 4264126.3311 | 11094382.0209 | 7572143.696 | 33864309.3072 | 961560.8286 | 21064010.0986 | 21064010.0986 | 16170054.3665 | 8511284.8276 | 0 | 55889880.2344 | 101635229.527 | 10000 | 8.9389 | 6252.4381 | 11370.0007 | 127.4644 | 231.7928
1 | 4900 | 707 | 0.035 | 15 | 15 | 7 | 1.3335e-11 | 5spot_SharedNeighbor | CO2 | Porous | Wet | R245fa | MinimizeLCOE_Brownfield | IgnoreSilica | 101.0165 | 19.7645 | 2.5929 | 4 | 5633.262 | 10043.9494 | 114.8417 | 204.7595 | 124.5994 | 15.7543 | 50.8613 | 5703283.0419 | 0 | 3652971.2436 | 0 | 0 | 0 | 2395991.1268 | 4583375.7108 | 11925003.4198 | 8139059.8684 | 36399684.4112 | 961560.8286 | 21064010.0986 | 21064010.0986 | 16170054.3665 | 8511284.8276 | 0 | 58425255.3384 | 104170604.6311 | 13335.2143 | 10.3715 | 5633.262 | 10043.9494 | 114.8417 | 204.7595
1 | 4900 | 707 | 0.035 | 15 | 15 | 7 | 1.7783e-11 | 5spot_SharedNeighbor | CO2 | Porous | Wet | R245fa | MinimizeLCOE_Brownfield | IgnoreSilica | 111.2944 | 21.9108 | 2.9245 | 4 | 5167.9617 | 9078.517 | 105.3559 | 185.0778 | 124.011 | 15.5038 | 47.1558 | 6074121.6849 | 0 | 3947397.1581 | 0 | 0 | 0 | 2385864.5368 | 4838879.5181 | 12589771.9155 | 8592778.0263 | 38428812.8397 | 961560.8286 | 21064010.0986 | 21064010.0986 | 16170054.3665 | 8511284.8276 | 0 | 60454383.7669 | 106199733.0595 | 17782.7941 | 11.6979 | 5167.9617 | 9078.517 | 105.3559 | 185.0778
1 | 4900 | 707 | 0.035 | 15 | 15 | 7 | 2.3714e-11 | 5spot_SharedNeighbor | CO2 | Porous | Wet | R245fa | MinimizeLCOE_Brownfield | IgnoreSilica | 120.0419 | 23.7518 | 3.2165 | 4 | 4819.0989 | 8374.6313 | 98.2438 | 170.7282 | 123.4145 | 15.2685 | 51.1941 | 6371984.5516 | 0 | 4193712.4334 | 0 | 0 | 0 | 2341472.9114 | 5033796.2596 | 13096905.294 | 8938906.9776 | 39976778.4278 | 961560.8286 | 21064010.0986 | 21064010.0986 | 16170054.3665 | 8511284.8276 | 0 | 62002349.355 | 107747698.6476 | 23713.7371 | 12.866 | 4819.0989 | 8374.6313 | 98.2438 | 170.7282
1 | 4900 | 707 | 0.035 | 15 | 15 | 7 | 3.1623e-11 | 5spot_SharedNeighbor | CO2 | Porous | Wet | R245fa | MinimizeLCOE_Brownfield | IgnoreSilica | 127.2381 | 25.2766 | 3.4636 | 4 | 4557.8367 | 7859.6757 | 92.9177 | 160.2301 | 122.859 | 15.0599 | 55.9487 | 6604850.5139 | 0 | 4393655.4116 | 0 | 0 | 0 | 2278097.2781 | 5177875.2494 | 13471769.2708 | 9194759.3445 | 41121007.0684 | 961560.8286 | 21064010.0986 | 21064010.0986 | 16170054.3665 | 8511284.8276 | 0 | 63146577.9955 | 108891927.2882 | 31622.7766 | 13.8545 | 4557.8367 | 7859.6757 | 92.9177 | 160.2301
1 | 4900 | 707 | 0.035 | 15 | 15 | 7 | 4.217e-11 | 5spot_SharedNeighbor | CO2 | Porous | Wet | R245fa | MinimizeLCOE_Brownfield | IgnoreSilica | 133.0233 | 26.5091 | 3.6666 | 4 | 4362.2387 | 7481.2643 | 88.9301 | 152.5157 | 122.3701 | 14.8822 | 62.9594 | 6784075.4012 | 0 | 4552756.0861 | 0 | 0 | 0 | 2208532.3233 | 5282691.8861 | 13744480.6586 | 9380890.4704 | 41953426.8257 | 961560.8286 | 21064010.0986 | 21064010.0986 | 16170054.3665 | 8511284.8276 | 0 | 63978997.7529 | 109724347.0456 | 42169.6503 | 14.6666 | 4362.2387 | 7481.2643 | 88.9301 | 152.5157
1 | 4900 | 707 | 0.035 | 15 | 15 | 7 | 5.6234e-11 | 5spot_SharedNeighbor | CO2 | Porous | Wet | R245fa | MinimizeLCOE_Brownfield | IgnoreSilica | 137.5593 | 27.4804 | 3.8291 | 4 | 4215.7776 | 7202.4427 | 85.9443 | 146.8315 | 121.9604 | 14.7367 | 55.2773 | 6919590.936 | 0 | 4676534.8928 | 0 | 0 | 0 | 2140405.116 | 5357247.0685 | 13938457.9497 | 9513283.9573 | 42545519.9204 | 961560.8286 | 21064010.0986 | 21064010.0986 | 16170054.3665 | 8511284.8276 | 0 | 64571090.8475 | 110316440.1402 | 56234.1325 | 15.3165 | 4215.7776 | 7202.4427 | 85.9443 | 146.8315
1 | 4900 | 707 | 0.035 | 15 | 15 | 7 | 7.4989e-11 | 5spot_SharedNeighbor | CO2 | Porous | Wet | R245fa | MinimizeLCOE_Brownfield | IgnoreSilica | 141.0696 | 28.2352 | 3.957 | 4 | 4106.0722 | 6996.2417 | 83.7078 | 142.6278 | 121.6271 | 14.6204 | 61.0791 | 7021417.5652 | 0 | 4771764.728 | 0 | 0 | 0 | 2078778.0723 | 5410064.5425 | 14075878.1829 | 9607076.0902 | 42964979.1811 | 961560.8286 | 21064010.0986 | 21064010.0986 | 16170054.3665 | 8511284.8276 | 0 | 64990550.1082 | 110735899.4009 | 74989.4209 | 15.8279 | 4106.0722 | 6996.2417 | 83.7078 | 142.6278
1 | 4900 | 707 | 0.035 | 15 | 15 | 7 | 1e-10 | 5spot_SharedNeighbor | CO2 | Porous | Wet | R245fa | MinimizeLCOE_Brownfield | IgnoreSilica | 143.7808 | 28.8196 | 4.0566 | 4 | 4023.8693 | 6843.0747 | 82.032 | 139.5053 | 121.3601 | 14.5282 | 58.8549 | 7098233.1849 | 0 | 4844991.9529 | 0 | 0 | 0 | 2026263.1402 | 5448100.4284 | 14174839.7557 | 9674619.3971 | 43267047.8592 | 961560.8286 | 21064010.0986 | 21064010.0986 | 16170054.3665 | 8511284.8276 | 0 | 65292618.7864 | 111037968.079 | 100000 | 16.2263 | 4023.8693 | 6843.0747 | 82.032 | 139.5053
1 | 4900 | 707 | 0.035 | 15 | 15 | 7 | 1.3335e-10 | 5spot_SharedNeighbor | CO2 | Porous | Wet | R245fa | MinimizeLCOE_Brownfield | IgnoreSilica | 145.8445 | 29.2657 | 4.1332 | 4 | 3962.2565 | 6729.1901 | 80.776 | 137.1836 | 121.1511 | 14.4568 | 48.4913 | 7155624.302 | 0 | 4900545.2256 | 0 | 0 | 0 | 1982685.9109 | 5475153.621 | 14245226.6134 | 9722659.8738 | 43481895.5467 | 961560.8286 | 21064010.0986 | 21064010.0986 | 16170054.3665 | 8511284.8276 | 0 | 65507466.4739 | 111252815.7665 | 133352.1432 | 16.5329 | 3962.2565 | 6729.1901 | 80.776 | 137.1836
1 | 4900 | 707 | 0.035 | 15 | 15 | 7 | 1.7783e-10 | 5spot_SharedNeighbor | CO2 | Porous | Wet | R245fa | MinimizeLCOE_Brownfield | IgnoreSilica | 147.4085 | 29.6045 | 4.1918 | 4 | 3916.067 | 6644.341 | 79.8343 | 135.4539 | 120.9894 | 14.4019 | 59.7596 | 7198492.9212 | 0 | 4942541.0992 | 0 | 0 | 0 | 1947469.243 | 5494516.2728 | 14295604.2615 | 9757043.6537 | 43635667.4515 | 961560.8286 | 21064010.0986 | 21064010.0986 | 16170054.3665 | 8511284.8276 | 0 | 65661238.3787 | 111406587.6713 | 177827.941 | 16.7671 | 3916.067 | 6644.341 | 79.8343 | 135.4539
1 | 4900 | 707 | 0.035 | 15 | 15 | 7 | 2.3714e-10 | 5spot_SharedNeighbor | CO2 | Porous | Wet | R245fa | MinimizeLCOE_Brownfield | IgnoreSilica | 148.5876 | 29.8604 | 4.2363 | 4 | 3881.4352 | 6581.0487 | 79.1283 | 134.1636 | 120.8656 | 14.3601 | 54.4112 | 7230454.198 | 0 | 4974143.7446 | 0 | 0 | 0 | 1919502.0832 | 5508399.0101 | 14331724.2962 | 9781696.3197 | 43745919.6518 | 961560.8286 | 21064010.0986 | 21064010.0986 | 16170054.3665 | 8511284.8276 | 0 | 65771490.579 | 111516839.8716 | 237137.3706 | 16.9451 | 3881.4352 | 6581.0487 | 79.1283 | 134.1636
1 | 4900 | 707 | 0.035 | 15 | 15 | 7 | 3.1623e-10 | 5spot_SharedNeighbor | CO2 | Porous | Wet | R245fa | MinimizeLCOE_Brownfield | IgnoreSilica | 149.489 | 30.0559 | 4.2702 | 4 | 3855.4669 | 6533.6471 | 78.5989 | 133.1972 | 120.7699 | 14.3278 | 57.4403 | 7254682.6254 | 0 | 4998270.7609 | 0 | 0 | 0 | 1897882.739 | 5518826.0889 | 14358853.4163 | 9800212.5016 | 43828728.132 | 961560.8286 | 21064010.0986 | 21064010.0986 | 16170054.3665 | 8511284.8276 | 0 | 65854299.0591 | 111599648.3518 | 316227.766 | 17.0808 | 3855.4669 | 6533.6471 | 78.5989 | 133.1972
1 | 4900 | 707 | 0.035 | 15 | 15 | 7 | 4.217e-10 | 5spot_SharedNeighbor | CO2 | Porous | Wet | R245fa | MinimizeLCOE_Brownfield | IgnoreSilica | 150.1681 | 30.2034 | 4.2958 | 4 | 3835.994 | 6498.1972 | 78.2019 | 132.4745 | 120.6971 | 14.3034 | 59.3072 | 7272815.5533 | 0 | 5016427.5741 | 0 | 0 | 0 | 1881162.2139 | 5526458.0831 | 14378710.2998 | 9813765.2326 | 43889338.9569 | 961560.8286 | 21064010.0986 | 21064010.0986 | 16170054.3665 | 8511284.8276 | 0 | 65914909.8841 | 111660259.1767 | 421696.5034 | 17.1833 | 3835.994 | 6498.1972 | 78.2019 | 132.4745
1 | 4900 | 707 | 0.035 | 15 | 15 | 7 | 5.6234e-10 | 5spot_SharedNeighbor | CO2 | Porous | Wet | R245fa | MinimizeLCOE_Brownfield | IgnoreSilica | 150.6628 | 30.3113 | 4.3149 | 4 | 3821.3914 | 6471.8136 | 77.9042 | 131.9367 | 120.6437 | 14.2855 | 56.7133 | 7285957.8877 | 0 | 5029644.117 | 0 | 0 | 0 | 1868025.3715 | 5531614.6767 | 14392126.6986 | 9822922.2004 | 43930290.9519 | 961560.8286 | 21064010.0986 | 21064010.0986 | 16170054.3665 | 8511284.8276 | 0 | 65955861.8791 | 111701211.1718 | 562341.3252 | 17.2596 | 3821.3914 | 6471.8136 | 77.9042 | 131.9367
1 | 4900 | 707 | 0.035 | 15 | 15 | 7 | 7.4989e-10 | 5spot_SharedNeighbor | CO2 | Porous | Wet | R245fa | MinimizeLCOE_Brownfield | IgnoreSilica | 151.0501 | 30.3955 | 4.3295 | 4 | 3810.4409 | 6451.9206 | 77.681 | 131.5311 | 120.6018 | 14.2715 | 60.8169 | 7296210.436 | 0 | 5039984.6175 | 0 | 0 | 0 | 1858295.472 | 5535851.305 | 14403149.5363 | 9830445.5136 | 43963936.8804 | 961560.8286 | 21064010.0986 | 21064010.0986 | 16170054.3665 | 8511284.8276 | 0 | 65989507.8076 | 111734857.1002 | 749894.2093 | 17.3181 | 3810.4409 | 6451.9206 | 77.681 | 131.5311
1 | 4900 | 707 | 0.035 | 15 | 15 | 7 | 1e-09 | 5spot_SharedNeighbor | CO2 | Porous | Wet | R245fa | MinimizeLCOE_Brownfield | IgnoreSilica | 151.3324 | 30.457 | 4.3404 | 4 | 3802.2291 | 6437.0973 | 77.5136 | 131.2289 | 120.571 | 14.2612 | 58.7479 | 7303660.9269 | 0 | 5047518.2881 | 0 | 0 | 0 | 1850741.7628 | 5538749.1813 | 14410689.2161 | 9835591.5001 | 43986950.8753 | 961560.8286 | 21064010.0986 | 21064010.0986 | 16170054.3665 | 8511284.8276 | 0 | 66012521.8024 | 111757871.0951 | 1000000 | 17.3615 | 3802.2291 | 6437.0973 | 77.5136 | 131.2289
1 | 4900 | 707 | 0.035 | 15 | 15 | 7 | 1.3335e-09 | 5spot_SharedNeighbor | CO2 | Porous | Wet | R245fa | MinimizeLCOE_Brownfield | IgnoreSilica | 151.5519 | 30.5047 | 4.3487 | 4 | 3796.071 | 6425.9243 | 77.388 | 131.0012 | 120.5471 | 14.2532 | 52.3504 | 7309442.6794 | 0 | 5053373.9931 | 0 | 0 | 0 | 1845162.4617 | 5541111.8623 | 14416836.4274 | 9839787.0981 | 44005714.522 | 961560.8286 | 21064010.0986 | 21064010.0986 | 16170054.3665 | 8511284.8276 | 0 | 66031285.4492 | 111776634.7418 | 1333521.4322 | 17.3946 | 3796.071 | 6425.9243 | 77.388 | 131.0012
1 | 4900 | 707 | 0.035 | 15 | 15 | 7 | 1.7783e-09 | 5spot_SharedNeighbor | CO2 | Porous | Wet | R245fa | MinimizeLCOE_Brownfield | IgnoreSilica | 151.7151 | 30.5402 | 4.3549 | 4 | 3791.453 | 6417.5652 | 77.2939 | 130.8307 | 120.5293 | 14.2473 | 56.7002 | 7313733.7165 | 0 | 5057726.1406 | 0 | 0 | 0 | 1840918.167 | 5542827.4294 | 14421299.9811 | 9842833.5652 | 44019338.9998 | 961560.8286 | 21064010.0986 | 21064010.0986 | 16170054.3665 | 8511284.8276 | 0 | 66044909.927 | 111790259.2196 | 1778279.41 | 17.4194 | 3791.453 | 6417.5652 | 77.2939 | 130.8307
1 | 4900 | 707 | 0.035 | 15 | 15 | 7 | 2.3714e-09 | 5spot_SharedNeighbor | CO2 | Porous | Wet | R245fa | MinimizeLCOE_Brownfield | IgnoreSilica | 151.842 | 30.5677 | 4.3596 | 4 | 3787.99 | 6411.2609 | 77.2233 | 130.7022 | 120.5154 | 14.2427 | 57.5164 | 7317066.8119 | 0 | 5061109.5823 | 0 | 0 | 0 | 1837799.4821 | 5544230.5918 | 14424950.7218 | 9845325.2707 | 44030482.4606 | 961560.8286 | 21064010.0986 | 21064010.0986 | 16170054.3665 | 8511284.8276 | 0 | 66056053.3878 | 111801402.6804 | 2371373.7057 | 17.4383 | 3787.99 | 6411.2609 | 77.2233 | 130.7022
1 | 4900 | 707 | 0.035 | 15 | 15 | 7 | 3.1623e-09 | 5spot_SharedNeighbor | CO2 | Porous | Wet | R245fa | MinimizeLCOE_Brownfield | IgnoreSilica | 151.9346 | 30.5878 | 4.3631 | 4 | 3785.3931 | 6406.5579 | 77.1704 | 130.6063 | 120.5053 | 14.2393 | 56.6149 | 7319497.0791 | 0 | 5063578.8909 | 0 | 0 | 0 | 1835403.0965 | 5545206.8359 | 14427490.7087 | 9847058.864 | 44038235.4751 | 961560.8286 | 21064010.0986 | 21064010.0986 | 16170054.3665 | 8511284.8276 | 0 | 66063806.4023 | 111809155.6949 | 3162277.6602 | 17.4523 | 3785.3931 | 6406.5579 | 77.1704 | 130.6063
1 | 4900 | 707 | 0.035 | 15 | 15 | 7 | 4.217e-09 | 5spot_SharedNeighbor | CO2 | Porous | Wet | R245fa | MinimizeLCOE_Brownfield | IgnoreSilica | 151.9929 | 30.6008 | 4.3655 | 4 | 3783.4456 | 6403.1298 | 77.1307 | 130.5365 | 120.4988 | 14.2371 | 53.9444 | 7321025.5207 | 0 | 5065134.4007 | 0 | 0 | 0 | 1833395.5823 | 5545626.6464 | 14428582.9696 | 9847804.3545 | 44041569.4742 | 961560.8286 | 21064010.0986 | 21064010.0986 | 16170054.3665 | 8511284.8276 | 0 | 66067140.4014 | 111812489.694 | 4216965.0343 | 17.4622 | 3783.4456 | 6403.1298 | 77.1307 | 130.5365
1 | 4900 | 707 | 0.035 | 15 | 15 | 7 | 5.6234e-09 | 5spot_SharedNeighbor | CO2 | Porous | Wet | R245fa | MinimizeLCOE_Brownfield | IgnoreSilica | 152.0512 | 30.6133 | 4.3676 | 4 | 3781.9853 | 6400.4317 | 77.1009 | 130.4815 | 120.4924 | 14.235 | 56.0401 | 7322555.7507 | 0 | 5066689.7911 | 0 | 0 | 0 | 1832155.3133 | 5546346.3335 | 14430455.4477 | 9849082.3592 | 44047284.9955 | 961560.8286 | 21064010.0986 | 21064010.0986 | 16170054.3665 | 8511284.8276 | 0 | 66072855.9226 | 111818205.2153 | 5623413.2519 | 17.4704 | 3781.9853 | 6400.4317 | 77.1009 | 130.4815
1 | 4900 | 707 | 0.035 | 15 | 15 | 7 | 7.4989e-09 | 5spot_SharedNeighbor | CO2 | Porous | Wet | R245fa | MinimizeLCOE_Brownfield | IgnoreSilica | 152.0829 | 30.6204 | 4.369 | 4 | 3780.8901 | 6398.5148 | 77.0786 | 130.4424 | 120.489 | 14.2339 | 60.3463 | 7323384.3033 | 0 | 5067533.8607 | 0 | 0 | 0 | 1831001.0123 | 5546548.4788 | 14430981.3882 | 9849441.3245 | 44048890.3678 | 961560.8286 | 21064010.0986 | 21064010.0986 | 16170054.3665 | 8511284.8276 | 0 | 66074461.295 | 111819810.5876 | 7498942.0933 | 17.4759 | 3780.8901 | 6398.5148 | 77.0786 | 130.4424
1 | 4900 | 707 | 0.035 | 15 | 15 | 7 | 1e-08 | 5spot_SharedNeighbor | CO2 | Porous | Wet | R245fa | MinimizeLCOE_Brownfield | IgnoreSilica | 152.1218 | 30.6286 | 4.3702 | 4 | 3780.0689 | 6396.9448 | 77.0618 | 130.4104 | 120.4847 | 14.2324 | 61.985 | 7324404.5565 | 0 | 5068570.6782 | 0 | 0 | 0 | 1830412.7686 | 5547121.3213 | 14432471.8069 | 9850458.5658 | 44053439.6972 | 961560.8286 | 21064010.0986 | 21064010.0986 | 16170054.3665 | 8511284.8276 | 0 | 66079010.6244 | 111824359.917 | 10000000 | 17.4809 | 3780.0689 | 6396.9448 | 77.0618 | 130.4104
1 | 5000 | 707 | 0.035 | 15 | 15 | 7 | 1e-13 | 5spot_SharedNeighbor | CO2 | Porous | Wet | R245fa | MinimizeLCOE_Brownfield | IgnoreSilica | 1.6 | 0.033102 | 0.0033727 | 4 | 1784617.4525 | 5259575.1027 | 36381.8406 | 107223.5526 | 77.194 | 14.4179 | 12.5505 | 198527.1783 | 0 | 86526.1405 | 0 | 0 | 0 | 196013.8392 | 187616.1916 | 488138.8453 | 333164.7922 | 1489986.9871 | 961560.8286 | 21624711.9638 | 21624711.9638 | 16547321.491 | 8708592.4126 | 0 | 24076259.7796 | 70956885.647 | 100 | 0.013491 | 1784617.4525 | 5259575.1027 | 36381.8406 | 107223.5526
1 | 5000 | 707 | 0.035 | 15 | 15 | 7 | 1.3335e-13 | 5spot_SharedNeighbor | CO2 | Porous | Wet | R245fa | MinimizeLCOE_Brownfield | IgnoreSilica | 1.6 | 0.0535 | 0.0082995 | 4 | 722895.3315 | 2135054.6751 | 14737.1991 | 43525.9774 | 77.194 | 14.4179 | 13.7352 | 198527.1847 | 0 | 86526.1367 | 0 | 0 | 0 | 170925.9872 | 177831.9303 | 462682.2044 | 315790.1117 | 1412283.5549 | 961560.8286 | 21624711.9638 | 21624711.9638 | 16547321.491 | 8708592.4126 | 0 | 23998556.3474 | 70879182.2148 | 133.3521 | 0.033198 | 722895.3315 | 2135054.6751 | 14737.1991 | 43525.9774
1 | 5000 | 707 | 0.035 | 15 | 15 | 7 | 1.7783e-13 | 5spot_SharedNeighbor | CO2 | Porous | Wet | R245fa | MinimizeLCOE_Brownfield | IgnoreSilica | 3.2493 | 0.26056 | 0.02345 | 4 | 271972.5048 | 771769.0466 | 5544.5274 | 15733.5559 | 96.8701 | 15.7561 | 28.3773 | 401006.1457 | 0 | 203616.9705 | 0 | 0 | 0 | 339629.7151 | 368258.6042 | 958133.3479 | 653945.6976 | 2924590.4809 | 961560.8286 | 21624711.9638 | 21624711.9638 | 16547321.491 | 8708592.4126 | 0 | 25510863.2733 | 72391489.1408 | 177.8279 | 0.093799 | 271972.5048 | 771769.0466 | 5544.5274 | 15733.5559
1 | 5000 | 707 | 0.035 | 15 | 15 | 7 | 2.3714e-13 | 5spot_SharedNeighbor | CO2 | Porous | Wet | R245fa | MinimizeLCOE_Brownfield | IgnoreSilica | 4.3944 | 0.45178 | 0.041903 | 4 | 157486.4247 | 437182.3875 | 3210.5738 | 8912.5543 | 103.8724 | 16.1531 | 27.2128 | 528717.5388 | 0 | 279506.2934 | 0 | 0 | 0 | 422049.7098 | 479806.6814 | 1248358.5631 | 852030.3705 | 3810469.1569 | 961560.8286 | 21624711.9638 | 21624711.9638 | 16547321.491 | 8708592.4126 | 0 | 26396741.9494 | 73277367.8168 | 237.1374 | 0.16761 | 157486.4247 | 437182.3875 | 3210.5738 | 8912.5543
1 | 5000 | 707 | 0.035 | 15 | 15 | 7 | 3.1623e-13 | 5spot_SharedNeighbor | CO2 | Porous | Wet | R245fa | MinimizeLCOE_Brownfield | IgnoreSilica | 5.848 | 0.71123 | 0.068072 | 4 | 100742.6984 | 272915.4479 | 2053.7762 | 5563.7506 | 109.5447 | 16.4475 | 37.9171 | 678959.8962 | 0 | 370748.6788 | 0 | 0 | 0 | 514511.3007 | 610045.7515 | 1587213.9079 | 1083306.1062 | 4844785.6414 | 961560.8286 | 21624711.9638 | 21624711.9638 | 16547321.491 | 8708592.4126 | 0 | 27431058.4339 | 74311684.3013 | 316.2278 | 0.27229 | 100742.6984 | 272915.4479 | 2053.7762 | 5563.7506
1 | 5000 | 707 | 0.035 | 15 | 15 | 7 | 4.217e-13 | 5spot_SharedNeighbor | CO2 | Porous | Wet | R245fa | MinimizeLCOE_Brownfield | IgnoreSilica | 7.7971 | 1.0706 | 0.10482 | 4 | 68381.0153 | 180191.7428 | 1394.0395 | 3673.4524 | 114.3108 | 16.6767 | 34.3849 | 864761.7297 | 0 | 470627.8905 | 0 | 0 | 0 | 629222.1848 | 766198.604 | 1993491.5985 | 1360598.9782 | 6084900.9857 | 961560.8286 | 21624711.9638 | 21624711.9638 | 16547321.491 | 8708592.4126 | 0 | 28671173.7781 | 75551799.6455 | 421.6965 | 0.41929 | 68381.0153 | 180191.7428 | 1394.0395 | 3673.4524
1 | 5000 | 707 | 0.035 | 15 | 15 | 7 | 5.6234e-13 | 5spot_SharedNeighbor | CO2 | Porous | Wet | R245fa | MinimizeLCOE_Brownfield | IgnoreSilica | 10.1749 | 1.5247 | 0.15445 | 4 | 48614.6245 | 124499.1826 | 991.0749 | 2538.0842 | 117.9312 | 16.839 | 29.3942 | 1073781.2848 | 0 | 582313.1388 | 0 | 0 | 0 | 748389.0232 | 937748.5442 | 2439829.3534 | 1665233.6672 | 7447295.0117 | 961560.8286 | 21624711.9638 | 21624711.9638 | 16547321.491 | 8708592.4126 | 0 | 30033567.8041 | 76914193.6715 | 562.3413 | 0.61779 | 48614.6245 | 124499.1826 | 991.0749 | 2538.0842
1 | 5000 | 707 | 0.035 | 15 | 15 | 7 | 7.4989e-13 | 5spot_SharedNeighbor | CO2 | Porous | Wet | R245fa | MinimizeLCOE_Brownfield | IgnoreSilica | 13.2151 | 2.1146 | 0.22075 | 4 | 35832.4181 | 88925.465 | 730.4923 | 1812.8659 | 120.8249 | 16.9595 | 28.4242 | 1320603.6126 | 0 | 717774.4749 | 0 | 0 | 0 | 884660.4543 | 1139985.0313 | 2966007.2083 | 2024360.865 | 9053391.6463 | 961560.8286 | 21624711.9638 | 21624711.9638 | 16547321.491 | 8708592.4126 | 0 | 31639664.4387 | 78520290.3061 | 749.8942 | 0.88299 | 35832.4181 | 88925.465 | 730.4923 | 1812.8659
1 | 5000 | 707 | 0.035 | 15 | 15 | 7 | 1e-12 | 5spot_SharedNeighbor | CO2 | Porous | Wet | R245fa | MinimizeLCOE_Brownfield | IgnoreSilica | 17.0466 | 2.8672 | 0.30817 | 4 | 27178.7163 | 65210.0897 | 554.0749 | 1329.3959 | 123.0921 | 17.0446 | 33.8991 | 1608175.4857 | 0 | 879917.878 | 0 | 0 | 0 | 1036470.3194 | 1374579.8364 | 3576374.7692 | 2440949.2671 | 10916467.5558 | 961560.8286 | 21624711.9638 | 21624711.9638 | 16547321.491 | 8708592.4126 | 0 | 33502740.3483 | 80383366.2157 | 1000 | 1.2327 | 27178.7163 | 65210.0897 | 554.0749 | 1329.3959
1 | 5000 | 707 | 0.035 | 15 | 15 | 7 | 1.3335e-12 | 5spot_SharedNeighbor | CO2 | Porous | Wet | R245fa | MinimizeLCOE_Brownfield | IgnoreSilica | 21.8922 | 3.8267 | 0.42255 | 4 | 21109.4946 | 48846.0118 | 430.3456 | 995.792 | 124.8637 | 17.0991 | 31.6453 | 1944883.2591 | 0 | 1074891.4779 | 0 | 0 | 0 | 1207606.7182 | 1648678.7675 | 4289523.9625 | 2927688.2453 | 13093272.4305 | 961560.8286 | 21624711.9638 | 21624711.9638 | 16547321.491 | 8708592.4126 | 0 | 35679545.223 | 82560171.0904 | 1333.5214 | 1.6902 | 21109.4946 | 48846.0118 | 430.3456 | 995.792
1 | 5000 | 707 | 0.035 | 15 | 15 | 7 | 1.7783e-12 | 5spot_SharedNeighbor | CO2 | Porous | Wet | R245fa | MinimizeLCOE_Brownfield | IgnoreSilica | 27.9239 | 5.0297 | 0.57031 | 4 | 16736.1823 | 37286.6302 | 341.1897 | 760.1384 | 126.212 | 17.1235 | 37.0827 | 2333447.3519 | 0 | 1305911.6736 | 0 | 0 | 0 | 1395125.3722 | 1963448.9151 | 5108491.3184 | 3486650.2938 | 15593074.9251 | 961560.8286 | 21624711.9638 | 21624711.9638 | 16547321.491 | 8708592.4126 | 0 | 38179347.7176 | 85059973.585 | 1778.2794 | 2.2812 | 16736.1823 | 37286.6302 | 341.1897 | 760.1384
1 | 5000 | 707 | 0.035 | 15 | 15 | 7 | 2.3714e-12 | 5spot_SharedNeighbor | CO2 | Porous | Wet | R245fa | MinimizeLCOE_Brownfield | IgnoreSilica | 35.3487 | 6.5202 | 0.75858 | 4 | 13518.8062 | 28968.8756 | 275.5992 | 590.5697 | 127.2061 | 17.1154 | 36.3545 | 2777502.9156 | 0 | 1576997.2126 | 0 | 0 | 0 | 1597308.6911 | 2321205.4395 | 6039300.4089 | 4121946.6243 | 18434261.292 | 961560.8286 | 21624711.9638 | 21624711.9638 | 16547321.491 | 8708592.4126 | 0 | 41020534.0845 | 87901159.9519 | 2371.3737 | 3.0343 | 13518.8062 | 28968.8756 | 275.5992 | 590.5697
1 | 5000 | 707 | 0.035 | 15 | 15 | 7 | 3.1623e-12 | 5spot_SharedNeighbor | CO2 | Porous | Wet | R245fa | MinimizeLCOE_Brownfield | IgnoreSilica | 44.3081 | 8.3305 | 0.99381 | 4 | 11114.5637 | 22907.6628 | 226.5854 | 467.0037 | 127.889 | 17.069 | 34.5934 | 3275500.6804 | 0 | 1889379.3994 | 0 | 0 | 0 | 1808071.3206 | 2719451.0462 | 7075453.7861 | 4829142.595 | 21596998.8277 | 961560.8286 | 21624711.9638 | 21624711.9638 | 16547321.491 | 8708592.4126 | 0 | 44183271.6202 | 91063897.4876 | 3162.2777 | 3.9753 | 11114.5637 | 22907.6628 | 226.5854 | 467.0037
1 | 5000 | 707 | 0.035 | 15 | 15 | 7 | 4.217e-12 | 5spot_SharedNeighbor | CO2 | Porous | Wet | R245fa | MinimizeLCOE_Brownfield | IgnoreSilica | 54.7956 | 10.4647 | 1.2793 | 4 | 9300.0206 | 18461.1262 | 189.5935 | 376.355 | 128.286 | 16.9779 | 33.1646 | 3817776.8889 | 0 | 2239386.4095 | 0 | 0 | 0 | 2016192.6543 | 3148608.8216 | 8192034.2852 | 5591231.7292 | 25005230.7887 | 961560.8286 | 21624711.9638 | 21624711.9638 | 16547321.491 | 8708592.4126 | 0 | 47591503.5812 | 94472129.4486 | 4216.965 | 5.1174 | 9300.0206 | 18461.1262 | 189.5935 | 376.355
1 | 5000 | 707 | 0.035 | 15 | 15 | 7 | 5.6234e-12 | 5spot_SharedNeighbor | CO2 | Porous | Wet | R245fa | MinimizeLCOE_Brownfield | IgnoreSilica | 66.5271 | 12.8718 | 1.6118 | 4 | 7923.4096 | 15194.8181 | 161.5294 | 309.7669 | 128.4054 | 16.8354 | 42.2319 | 4382321.3301 | 0 | 2615359.3293 | 0 | 0 | 0 | 2203364.6941 | 3588407.6878 | 9336300.7201 | 6372217.0832 | 28497970.8445 | 961560.8286 | 21624711.9638 | 21624711.9638 | 16547321.491 | 8708592.4126 | 0 | 51084243.637 | 97964869.5044 | 5623.4133 | 6.4473 | 7923.4096 | 15194.8181 | 161.5294 | 309.7669
1 | 5000 | 707 | 0.035 | 15 | 15 | 7 | 7.4989e-12 | 5spot_SharedNeighbor | CO2 | Porous | Wet | R245fa | MinimizeLCOE_Brownfield | IgnoreSilica | 78.9413 | 15.4415 | 1.9789 | 4 | 6878.8997 | 12801.4976 | 140.2357 | 260.9758 | 128.2613 | 16.6413 | 46.4577 | 4938537.1014 | 0 | 2998993.6858 | 0 | 0 | 0 | 2350296.1311 | 4012252.4982 | 10439057.9741 | 7124871.5685 | 31864008.9592 | 961560.8286 | 21624711.9638 | 21624711.9638 | 16547321.491 | 8708592.4126 | 0 | 54450281.7516 | 101330907.619 | 7498.9421 | 7.9156 | 6878.8997 | 12801.4976 | 140.2357 | 260.9758
1 | 5000 | 707 | 0.035 | 15 | 15 | 7 | 1e-11 | 5spot_SharedNeighbor | CO2 | Porous | Wet | R245fa | MinimizeLCOE_Brownfield | IgnoreSilica | 91.2749 | 18.0182 | 2.3599 | 4 | 6088.6746 | 11055.0183 | 124.1259 | 225.3715 | 127.8934 | 16.4059 | 44.8267 | 5453630.366 | 0 | 3368320.6805 | 0 | 0 | 0 | 2442474.5577 | 4393125.9856 | 11430012.6606 | 7801218.5041 | 34888782.7545 | 961560.8286 | 21624711.9638 | 21624711.9638 | 16547321.491 | 8708592.4126 | 0 | 57475055.547 | 104355681.4144 | 10000 | 9.4397 | 6088.6746 | 11055.0183 | 124.1259 | 225.3715
1 | 5000 | 707 | 0.035 | 15 | 15 | 7 | 1.3335e-11 | 5spot_SharedNeighbor | CO2 | Porous | Wet | R245fa | MinimizeLCOE_Brownfield | IgnoreSilica | 102.8265 | 20.4533 | 2.7318 | 4 | 5493.1235 | 9783.3643 | 111.9848 | 199.4471 | 127.3698 | 16.1477 | 49.3087 | 5904459.8013 | 0 | 3705239.5138 | 0 | 0 | 0 | 2477970.3449 | 4714191.1674 | 12265358.404 | 8371359.1386 | 37438578.3701 | 961560.8286 | 21624711.9638 | 21624711.9638 | 16547321.491 | 8708592.4126 | 0 | 60024851.1625 | 106905477.0299 | 13335.2143 | 10.9273 | 5493.1235 | 9783.3643 | 111.9848 | 199.4471
1 | 5000 | 707 | 0.035 | 15 | 15 | 7 | 1.7783e-11 | 5spot_SharedNeighbor | CO2 | Porous | Wet | R245fa | MinimizeLCOE_Brownfield | IgnoreSilica | 113.0823 | 22.6335 | 3.0746 | 4 | 5045.7775 | 8857.6704 | 102.865 | 180.5756 | 126.7703 | 15.8882 | 53.0914 | 6280107.4122 | 0 | 3998047.0082 | 0 | 0 | 0 | 2465168.2278 | 4969895.8328 | 12930649.4911 | 8825433.9759 | 39469301.948 | 961560.8286 | 21624711.9638 | 21624711.9638 | 16547321.491 | 8708592.4126 | 0 | 62055574.7404 | 108936200.6078 | 17782.7941 | 12.2985 | 5045.7775 | 8857.6704 | 102.865 | 180.5756
1 | 5000 | 707 | 0.035 | 15 | 15 | 7 | 2.3714e-11 | 5spot_SharedNeighbor | CO2 | Porous | Wet | R245fa | MinimizeLCOE_Brownfield | IgnoreSilica | 121.7741 | 24.496 | 3.3753 | 4 | 4710.4893 | 8182.8705 | 96.0297 | 166.8189 | 126.1668 | 15.6462 | 46.2112 | 6580681.7116 | 0 | 4242053.9956 | 0 | 0 | 0 | 2418044.0851 | 5163904.119 | 13435419.2552 | 9169949.7119 | 41010052.8783 | 961560.8286 | 21624711.9638 | 21624711.9638 | 16547321.491 | 8708592.4126 | 0 | 63596325.6707 | 110476951.5381 | 23713.7371 | 13.501 | 4710.4893 | 8182.8705 | 96.0297 | 166.8189
1 | 5000 | 707 | 0.035 | 15 | 15 | 7 | 3.1623e-11 | 5spot_SharedNeighbor | CO2 | Porous | Wet | R245fa | MinimizeLCOE_Brownfield | IgnoreSilica | 128.9313 | 26.0396 | 3.6293 | 4 | 4459.4545 | 7688.7909 | 90.912 | 156.7464 | 125.6054 | 15.4315 | 53.259 | 6815998.4561 | 0 | 4440369.591 | 0 | 0 | 0 | 2353143.978 | 5307709.6898 | 13809571.8519 | 9425316.5472 | 42152110.114 | 961560.8286 | 21624711.9638 | 21624711.9638 | 16547321.491 | 8708592.4126 | 0 | 64738382.9065 | 111619008.7739 | 31622.7766 | 14.5171 | 4459.4545 | 7688.7909 | 90.912 | 156.7464
1 | 5000 | 707 | 0.035 | 15 | 15 | 7 | 4.217e-11 | 5spot_SharedNeighbor | CO2 | Porous | Wet | R245fa | MinimizeLCOE_Brownfield | IgnoreSilica | 134.6387 | 27.2781 | 3.8369 | 4 | 4271.5469 | 7326.1148 | 87.0813 | 149.3528 | 125.1161 | 15.2505 | 58.593 | 6995728.7514 | 0 | 4596934.6289 | 0 | 0 | 0 | 2281626.8452 | 5410973.1879 | 14078242.2918 | 9608689.6431 | 42972195.3482 | 961560.8286 | 21624711.9638 | 21624711.9638 | 16547321.491 | 8708592.4126 | 0 | 65558468.1407 | 112439094.0081 | 42169.6503 | 15.3477 | 4271.5469 | 7326.1148 | 87.0813 | 149.3528
1 | 5000 | 707 | 0.035 | 15 | 15 | 7 | 5.6234e-11 | 5spot_SharedNeighbor | CO2 | Porous | Wet | R245fa | MinimizeLCOE_Brownfield | IgnoreSilica | 139.1166 | 28.2545 | 4.003 | 4 | 4130.8636 | 7058.7234 | 84.2132 | 143.9016 | 124.7061 | 15.1023 | 52.9679 | 7131787.7669 | 0 | 4718841.4635 | 0 | 0 | 0 | 2212391.0524 | 5484577.9103 | 14269746.6809 | 9739395.3237 | 43556740.1977 | 961560.8286 | 21624711.9638 | 21624711.9638 | 16547321.491 | 8708592.4126 | 0 | 66143012.9901 | 113023638.8575 | 56234.1325 | 16.0119 | 4130.8636 | 7058.7234 | 84.2132 | 143.9016
1 | 5000 | 707 | 0.035 | 15 | 15 | 7 | 7.4989e-11 | 5spot_SharedNeighbor | CO2 | Porous | Wet | R245fa | MinimizeLCOE_Brownfield | IgnoreSilica | 142.5971 | 29.0162 | 4.1337 | 4 | 4025.4975 | 6860.7504 | 82.0652 | 139.8657 | 124.3716 | 14.9833 | 57.2886 | 7234513.1525 | 0 | 4813054.8923 | 0 | 0 | 0 | 2150471.406 | 5537235.3858 | 14406750.6307 | 9832903.3346 | 43974928.8019 | 961560.8286 | 21624711.9638 | 21624711.9638 | 16547321.491 | 8708592.4126 | 0 | 66561201.5944 | 113441827.4618 | 74989.4209 | 16.5349 | 4025.4975 | 6860.7504 | 82.0652 | 139.8657
1 | 5000 | 707 | 0.035 | 15 | 15 | 7 | 1e-10 | 5spot_SharedNeighbor | CO2 | Porous | Wet | R245fa | MinimizeLCOE_Brownfield | IgnoreSilica | 145.2501 | 29.5991 | 4.235 | 4 | 3946.5534 | 6714.0125 | 80.4558 | 136.8742 | 124.1071 | 14.8904 | 57.2779 | 7311019.3298 | 0 | 4884561.1651 | 0 | 0 | 0 | 2097131.8188 | 5574157.8024 | 14502815.1848 | 9898469.3666 | 44268154.6675 | 961560.8286 | 21624711.9638 | 21624711.9638 | 16547321.491 | 8708592.4126 | 0 | 66854427.46 | 113735053.3274 | 100000 | 16.94 | 3946.5534 | 6714.0125 | 80.4558 | 136.8742
1 | 5000 | 707 | 0.035 | 15 | 15 | 7 | 1.3335e-10 | 5spot_SharedNeighbor | CO2 | Porous | Wet | R245fa | MinimizeLCOE_Brownfield | IgnoreSilica | 147.2964 | 30.0492 | 4.3133 | 4 | 3887.3879 | 6604.6238 | 79.2497 | 134.6442 | 123.8975 | 14.8174 | 59.2728 | 7368962.7748 | 0 | 4939535.0638 | 0 | 0 | 0 | 2053597.0244 | 5601216.9966 | 14573217.6576 | 9946520.501 | 44483050.0182 | 961560.8286 | 21624711.9638 | 21624711.9638 | 16547321.491 | 8708592.4126 | 0 | 67069322.8106 | 113949948.678 | 133352.1432 | 17.2531 | 3887.3879 | 6604.6238 | 79.2497 | 134.6442
1 | 5000 | 707 | 0.035 | 15 | 15 | 7 | 1.7783e-10 | 5spot_SharedNeighbor | CO2 | Porous | Wet | R245fa | MinimizeLCOE_Brownfield | IgnoreSilica | 148.8387 | 30.3894 | 4.3729 | 4 | 3843.0359 | 6523.195 | 78.3455 | 132.9842 | 123.7362 | 14.7617 | 56.3509 | 7412015.5659 | 0 | 4980868.6281 | 0 | 0 | 0 | 2018297.1206 | 5620360.7127 | 14623025.68 | 9980515.4997 | 44635083.2071 | 961560.8286 | 21624711.9638 | 21624711.9638 | 16547321.491 | 8708592.4126 | 0 | 67221355.9995 | 114101981.867 | 177827.941 | 17.4917 | 3843.0359 | 6523.195 | 78.3455 | 132.9842
1 | 5000 | 707 | 0.035 | 15 | 15 | 7 | 2.3714e-10 | 5spot_SharedNeighbor | CO2 | Porous | Wet | R245fa | MinimizeLCOE_Brownfield | IgnoreSilica | 150 | 30.646 | 4.4182 | 4 | 3809.7837 | 6462.4618 | 77.6676 | 131.746 | 123.613 | 14.7192 | 61.7871 | 7444078.4421 | 0 | 5011933.8458 | 0 | 0 | 0 | 1990274.8742 | 5634051.9932 | 14658647.5833 | 10004828.1807 | 44743814.9193 | 961560.8286 | 21624711.9638 | 21624711.9638 | 16547321.491 | 8708592.4126 | 0 | 67330087.7117 | 114210713.5791 | 237137.3706 | 17.6729 | 3809.7837 | 6462.4618 | 77.6676 | 131.746
1 | 5000 | 707 | 0.035 | 15 | 15 | 7 | 3.1623e-10 | 5spot_SharedNeighbor | CO2 | Porous | Wet | R245fa | MinimizeLCOE_Brownfield | IgnoreSilica | 150.8797 | 30.8406 | 4.4526 | 4 | 3784.8511 | 6417.0456 | 77.1593 | 130.8202 | 123.5185 | 14.6869 | 63.4962 | 7468165.9983 | 0 | 5035435.5456 | 0 | 0 | 0 | 1968481.4096 | 5644112.3519 | 14684822.5729 | 10022693.1489 | 44823711.0272 | 961560.8286 | 21624711.9638 | 21624711.9638 | 16547321.491 | 8708592.4126 | 0 | 67409983.8196 | 114290609.687 | 316227.766 | 17.8105 | 3784.8511 | 6417.0456 | 77.1593 | 130.8202
1 | 5000 | 707 | 0.035 | 15 | 15 | 7 | 4.217e-10 | 5spot_SharedNeighbor | CO2 | Porous | Wet | R245fa | MinimizeLCOE_Brownfield | IgnoreSilica | 151.5519 | 30.9891 | 4.4787 | 4 | 3766.1555 | 6382.9945 | 76.7782 | 130.126 | 123.4457 | 14.662 | 51.7868 | 7486453.992 | 0 | 5053373.9931 | 0 | 0 | 0 | 1951828.598 | 5651746.0674 | 14704683.9348 | 10036248.9366 | 44884335.5219 | 961560.8286 | 21624711.9638 | 21624711.9638 | 16547321.491 | 8708592.4126 | 0 | 67470608.3143 | 114351234.1817 | 421696.5034 | 17.915 | 3766.1555 | 6382.9945 | 76.7782 | 130.126
1 | 5000 | 707 | 0.035 | 15 | 15 | 7 | 5.6234e-10 | 5spot_SharedNeighbor | CO2 | Porous | Wet | R245fa | MinimizeLCOE_Brownfield | IgnoreSilica | 152.0512 | 31.0997 | 4.4984 | 4 | 3752.1362 | 6357.5672 | 76.4924 | 129.6076 | 123.3913 | 14.6434 | 56.2785 | 7499972.5287 | 0 | 5066689.7911 | 0 | 0 | 0 | 1938932.0237 | 5657181.794 | 14718826.5804 | 10045901.5827 | 44927504.3006 | 961560.8286 | 21624711.9638 | 21624711.9638 | 16547321.491 | 8708592.4126 | 0 | 67513777.0931 | 114394402.9605 | 562341.3252 | 17.9934 | 3752.1362 | 6357.5672 | 76.4924 | 129.6076
1 | 5000 | 707 | 0.035 | 15 | 15 | 7 | 7.4989e-10 | 5spot_SharedNeighbor | CO2 | Porous | Wet | R245fa | MinimizeLCOE_Brownfield | IgnoreSilica | 152.4191 | 31.1814 | 4.513 | 4 | 3741.6233 | 6338.5932 | 76.2781 | 129.2208 | 123.351 | 14.6297 | 59.2347 | 7509893.4883 | 0 | 5076493.1758 | 0 | 0 | 0 | 1928954.1687 | 5660982.9248 | 14728716.343 | 10052651.549 | 44957691.6496 | 961560.8286 | 21624711.9638 | 21624711.9638 | 16547321.491 | 8708592.4126 | 0 | 67543964.442 | 114424590.3094 | 749894.2093 | 18.052 | 3741.6233 | 6338.5932 | 76.2781 | 129.2208
1 | 5000 | 707 | 0.035 | 15 | 15 | 7 | 1e-09 | 5spot_SharedNeighbor | CO2 | Porous | Wet | R245fa | MinimizeLCOE_Brownfield | IgnoreSilica | 152.7091 | 31.2455 | 4.5242 | 4 | 3733.7398 | 6324.262 | 76.1173 | 128.9286 | 123.3191 | 14.6188 | 58.045 | 7517696.7327 | 0 | 5084219.9511 | 0 | 0 | 0 | 1921640.3384 | 5664187.2387 | 14737053.3104 | 10058341.7005 | 44983139.2718 | 961560.8286 | 21624711.9638 | 21624711.9638 | 16547321.491 | 8708592.4126 | 0 | 67569412.0642 | 114450037.9316 | 1000000 | 18.097 | 3733.7398 | 6324.262 | 76.1173 | 128.9286
1 | 5000 | 707 | 0.035 | 15 | 15 | 7 | 1.3335e-09 | 5spot_SharedNeighbor | CO2 | Porous | Wet | R245fa | MinimizeLCOE_Brownfield | IgnoreSilica | 152.9138 | 31.2911 | 4.5325 | 4 | 3727.8281 | 6313.6374 | 75.9968 | 128.712 | 123.2965 | 14.6112 | 56.9895 | 7523189.547 | 0 | 5089670.5131 | 0 | 0 | 0 | 1915853.4188 | 5666198.2568 | 14742285.567 | 10061912.8232 | 44999110.1259 | 961560.8286 | 21624711.9638 | 21624711.9638 | 16547321.491 | 8708592.4126 | 0 | 67585382.9184 | 114466008.7858 | 1333521.4322 | 18.13 | 3727.8281 | 6313.6374 | 75.9968 | 128.712
1 | 5000 | 707 | 0.035 | 15 | 15 | 7 | 1.7783e-09 | 5spot_SharedNeighbor | CO2 | Porous | Wet | R245fa | MinimizeLCOE_Brownfield | IgnoreSilica | 153.0723 | 31.3263 | 4.5388 | 4 | 3723.3948 | 6305.6328 | 75.9064 | 128.5489 | 123.279 | 14.6052 | 61.667 | 7527438.5918 | 0 | 5093891.6112 | 0 | 0 | 0 | 1911577.1412 | 5667833.8642 | 14746541.0821 | 10064817.2997 | 45012099.5902 | 961560.8286 | 21624711.9638 | 21624711.9638 | 16547321.491 | 8708592.4126 | 0 | 67598372.3826 | 114478998.25 | 1778279.41 | 18.155 | 3723.3948 | 6305.6328 | 75.9064 | 128.5489
1 | 5000 | 707 | 0.035 | 15 | 15 | 7 | 2.3714e-09 | 5spot_SharedNeighbor | CO2 | Porous | Wet | R245fa | MinimizeLCOE_Brownfield | IgnoreSilica | 153.189 | 31.3522 | 4.5434 | 4 | 3720.0704 | 6299.6526 | 75.8387 | 128.4269 | 123.2661 | 14.6008 | 61.3694 | 7530561.9679 | 0 | 5096997.8748 | 0 | 0 | 0 | 1908310.2788 | 5668989.3474 | 14749547.4122 | 10066869.1817 | 45021276.0628 | 961560.8286 | 21624711.9638 | 21624711.9638 | 16547321.491 | 8708592.4126 | 0 | 67607548.8552 | 114488174.7226 | 2371373.7057 | 18.1737 | 3720.0704 | 6299.6526 | 75.8387 | 128.4269
1 | 5000 | 707 | 0.035 | 15 | 15 | 7 | 3.1623e-09 | 5spot_SharedNeighbor | CO2 | Porous | Wet | R245fa | MinimizeLCOE_Brownfield | IgnoreSilica | 153.2887 | 31.3741 | 4.5471 | 4 | 3717.5774 | 6295.0661 | 75.7878 | 128.3334 | 123.2551 | 14.5971 | 54.1468 | 7533229.216 | 0 | 5099650.676 | 0 | 0 | 0 | 1906079.4318 | 5670194.1363 | 14752682.0259 | 10069008.62 | 45030844.106 | 961560.8286 | 21624711.9638 | 21624711.9638 | 16547321.491 | 8708592.4126 | 0 | 67617116.8984 | 114497742.7658 | 3162277.6602 | 18.1885 | 3717.5774 | 6295.0661 | 75.7878 | 128.3334
1 | 5000 | 707 | 0.035 | 15 | 15 | 7 | 4.217e-09 | 5spot_SharedNeighbor | CO2 | Porous | Wet | R245fa | MinimizeLCOE_Brownfield | IgnoreSilica | 153.3593 | 31.3896 | 4.5498 | 4 | 3715.7079 | 6291.6637 | 75.7497 | 128.2641 | 123.2473 | 14.5944 | 59.3047 | 7535115.5414 | 0 | 5101528.5172 | 0 | 0 | 0 | 1904321.5394 | 5670976.5832 | 14754717.7922 | 10070398.0723 | 45037058.0455 | 961560.8286 | 21624711.9638 | 21624711.9638 | 16547321.491 | 8708592.4126 | 0 | 67623330.838 | 114503956.7054 | 4216965.0343 | 18.1993 | 3715.7079 | 6291.6637 | 75.7497 | 128.2641
1 | 5000 | 707 | 0.035 | 15 | 15 | 7 | 5.6234e-09 | 5spot_SharedNeighbor | CO2 | Porous | Wet | R245fa | MinimizeLCOE_Brownfield | IgnoreSilica | 153.4083 | 31.4006 | 4.5518 | 4 | 3714.306 | 6289.1457 | 75.7212 | 128.2127 | 123.2419 | 14.5926 | 54.9477 | 7536426.4794 | 0 | 5102834.6886 | 0 | 0 | 0 | 1902927.8073 | 5671453.7004 | 14755959.1533 | 10071245.3267 | 45040847.1557 | 961560.8286 | 21624711.9638 | 21624711.9638 | 16547321.491 | 8708592.4126 | 0 | 67627119.9481 | 114507745.8155 | 5623413.2519 | 18.2072 | 3714.306 | 6289.1457 | 75.7212 | 128.2127
1 | 5000 | 707 | 0.035 | 15 | 15 | 7 | 7.4989e-09 | 5spot_SharedNeighbor | CO2 | Porous | Wet | R245fa | MinimizeLCOE_Brownfield | IgnoreSilica | 153.4324 | 31.4063 | 4.5531 | 4 | 3713.2547 | 6287.3661 | 75.6997 | 128.1765 | 123.2391 | 14.5917 | 57.1856 | 7537067.3505 | 0 | 5103475.4213 | 0 | 0 | 0 | 1901641.3483 | 5671451.8068 | 14755954.2267 | 10071241.9642 | 45040832.1179 | 961560.8286 | 21624711.9638 | 21624711.9638 | 16547321.491 | 8708592.4126 | 0 | 67627104.9103 | 114507730.7777 | 7498942.0933 | 18.2124 | 3713.2547 | 6287.3661 | 75.6997 | 128.1765
1 | 5000 | 707 | 0.035 | 15 | 15 | 7 | 1e-08 | 5spot_SharedNeighbor | CO2 | Porous | Wet | R245fa | MinimizeLCOE_Brownfield | IgnoreSilica | 153.4667 | 31.4137 | 4.5543 | 4 | 3712.4663 | 6285.8938 | 75.6836 | 128.1464 | 123.2354 | 14.5904 | 52.9313 | 7537983.0781 | 0 | 5104387.1987 | 0 | 0 | 0 | 1900980.5687 | 5671906.8298 | 14757138.103 | 10072049.9841 | 45044445.7624 | 961560.8286 | 21624711.9638 | 21624711.9638 | 16547321.491 | 8708592.4126 | 0 | 67630718.5549 | 114511344.4223 | 10000000 | 18.2172 | 3712.4663 | 6285.8938 | 75.6836 | 128.1464
1 | 5100 | 707 | 0.035 | 15 | 15 | 7 | 1e-13 | 5spot_SharedNeighbor | CO2 | Porous | Wet | R245fa | MinimizeLCOE_Brownfield | IgnoreSilica | 1.6 | 0.031911 | 0.0036112 | 4 | 1706845.0647 | 5031914.3817 | 34796.3453 | 102582.3808 | 77.762 | 14.7556 | 12.4956 | 200875.355 | 0 | 86292.6491 | 0 | 0 | 0 | 197794.9324 | 189135.5452 | 492091.8916 | 335862.8275 | 1502053.2008 | 961560.8286 | 22191273.92 | 22191273.92 | 16930155.7018 | 8908244.0339 | 0 | 24654887.9494 | 72684561.6051 | 100 | 0.014445 | 1706845.0647 | 5031914.3817 | 34796.3453 | 102582.3808
1 | 5100 | 707 | 0.035 | 15 | 15 | 7 | 1.3335e-13 | 5spot_SharedNeighbor | CO2 | Porous | Wet | R245fa | MinimizeLCOE_Brownfield | IgnoreSilica | 1.6 | 0.052267 | 0.0085186 | 4 | 721299.8473 | 2130854.696 | 14704.673 | 43440.3552 | 77.762 | 14.7556 | 13.5717 | 200875.3617 | 0 | 86292.6451 | 0 | 0 | 0 | 172914.7578 | 179432.2782 | 466845.9813 | 318631.975 | 1424992.9992 | 961560.8286 | 22191273.92 | 22191273.92 | 16930155.7018 | 8908244.0339 | 0 | 24577827.7477 | 72607501.4034 | 133.3521 | 0.034074 | 721299.8473 | 2130854.696 | 14704.673 | 43440.3552
1 | 5100 | 707 | 0.035 | 15 | 15 | 7 | 1.7783e-13 | 5spot_SharedNeighbor | CO2 | Porous | Wet | R245fa | MinimizeLCOE_Brownfield | IgnoreSilica | 3.3466 | 0.27309 | 0.025042 | 4 | 261578.667 | 741077.2818 | 5332.6349 | 15107.8628 | 98.8762 | 16.1885 | 27.9562 | 418558.8441 | 0 | 211053.0088 | 0 | 0 | 0 | 354670.3247 | 383870.0493 | 998751.1256 | 681668.1655 | 3048571.518 | 961560.8286 | 22191273.92 | 22191273.92 | 16930155.7018 | 8908244.0339 | 0 | 26201406.2666 | 74231079.9223 | 177.8279 | 0.10017 | 261578.667 | 741077.2818 | 5332.6349 | 15107.8628
1 | 5100 | 707 | 0.035 | 15 | 15 | 7 | 2.3714e-13 | 5spot_SharedNeighbor | CO2 | Porous | Wet | R245fa | MinimizeLCOE_Brownfield | IgnoreSilica | 4.5381 | 0.47469 | 0.044732 | 4 | 151656.8226 | 420085.4951 | 3091.7295 | 8564.011 | 106.1298 | 16.5956 | 30.0582 | 553245.0149 | 0 | 290400.8482 | 0 | 0 | 0 | 442322.0294 | 501527.4781 | 1304871.6205 | 890601.6934 | 3982968.6846 | 961560.8286 | 22191273.92 | 22191273.92 | 16930155.7018 | 8908244.0339 | 0 | 27135803.4332 | 75165477.0889 | 237.1374 | 0.17893 | 151656.8226 | 420085.4951 | 3091.7295 | 8564.011
1 | 5100 | 707 | 0.035 | 15 | 15 | 7 | 3.1623e-13 | 5spot_SharedNeighbor | CO2 | Porous | Wet | R245fa | MinimizeLCOE_Brownfield | IgnoreSilica | 6.0844 | 0.7534 | 0.072774 | 4 | 97044.3894 | 262040.4243 | 1978.3811 | 5342.0485 | 112.0858 | 16.9011 | 39.7054 | 714981.2136 | 0 | 385926.2089 | 0 | 0 | 0 | 544547.6635 | 641727.4835 | 1669643.2758 | 1139565.8435 | 5096391.6888 | 961560.8286 | 22191273.92 | 22191273.92 | 16930155.7018 | 8908244.0339 | 0 | 28249226.4374 | 76278900.0931 | 316.2278 | 0.2911 | 97044.3894 | 262040.4243 | 1978.3811 | 5342.0485
1 | 5100 | 707 | 0.035 | 15 | 15 | 7 | 4.217e-13 | 5spot_SharedNeighbor | CO2 | Porous | Wet | R245fa | MinimizeLCOE_Brownfield | IgnoreSilica | 8.0212 | 1.1189 | 0.11188 | 4 | 65855.2984 | 173183.8759 | 1342.5493 | 3530.5876 | 116.774 | 17.1239 | 33.8159 | 901977.3334 | 0 | 481419.1784 | 0 | 0 | 0 | 656311.9002 | 795486.2807 | 2069692.1256 | 1412607.4037 | 6317494.222 | 961560.8286 | 22191273.92 | 22191273.92 | 16930155.7018 | 8908244.0339 | 0 | 29470328.9705 | 77500002.6263 | 421.6965 | 0.4475 | 65855.2984 | 173183.8759 | 1342.5493 | 3530.5876
1 | 5100 | 707 | 0.035 | 15 | 15 | 7 | 5.6234e-13 | 5spot_SharedNeighbor | CO2 | Porous | Wet | R245fa | MinimizeLCOE_Brownfield | IgnoreSilica | 10.487 | 1.5966 | 0.16482 | 4 | 46867.8509 | 119720.0947 | 955.4645 | 2440.6561 | 120.5179 | 17.2899 | 36.0576 | 1121745.9529 | 0 | 596558.9108 | 0 | 0 | 0 | 782612.2269 | 975357.6653 | 2537680.5718 | 1732019.1344 | 7745974.4621 | 961560.8286 | 22191273.92 | 22191273.92 | 16930155.7018 | 8908244.0339 | 0 | 30898809.2107 | 78928482.8664 | 562.3413 | 0.65928 | 46867.8509 | 119720.0947 | 955.4645 | 2440.6561
1 | 5100 | 707 | 0.035 | 15 | 15 | 7 | 7.4989e-13 | 5spot_SharedNeighbor | CO2 | Porous | Wet | R245fa | MinimizeLCOE_Brownfield | IgnoreSilica | 13.6024 | 2.2111 | 0.23535 | 4 | 34583.1205 | 85601.9195 | 705.0237 | 1745.1109 | 123.4727 | 17.4113 | 32.8383 | 1378123.1188 | 0 | 734554.0325 | 0 | 0 | 0 | 923595.1983 | 1184146.2163 | 3080905.5531 | 2102781.3463 | 9404105.4653 | 961560.8286 | 22191273.92 | 22191273.92 | 16930155.7018 | 8908244.0339 | 0 | 32556940.2139 | 80586613.8696 | 749.8942 | 0.94141 | 34583.1205 | 85601.9195 | 705.0237 | 1745.1109
1 | 5100 | 707 | 0.035 | 15 | 15 | 7 | 1e-12 | 5spot_SharedNeighbor | CO2 | Porous | Wet | R245fa | MinimizeLCOE_Brownfield | IgnoreSilica | 17.5413 | 2.9974 | 0.32837 | 4 | 26257.8045 | 62825.0111 | 535.3009 | 1280.7728 | 125.7978 | 17.4969 | 31.5167 | 1677859.629 | 0 | 900288.3509 | 0 | 0 | 0 | 1081810.8043 | 1427383.9259 | 3713760.1785 | 2534717.6319 | 11335820.5206 | 961560.8286 | 22191273.92 | 22191273.92 | 16930155.7018 | 8908244.0339 | 0 | 34488655.2692 | 82518328.9249 | 1000 | 1.3135 | 26257.8045 | 62825.0111 | 535.3009 | 1280.7728
1 | 5100 | 707 | 0.035 | 15 | 15 | 7 | 1.3335e-12 | 5spot_SharedNeighbor | CO2 | Porous | Wet | R245fa | MinimizeLCOE_Brownfield | IgnoreSilica | 22.5159 | 3.9984 | 0.44996 | 4 | 20413.9065 | 47099.4537 | 416.1651 | 960.1861 | 127.6128 | 17.551 | 38.445 | 2028358.3758 | 0 | 1099317.7943 | 0 | 0 | 0 | 1259726.5127 | 1711087.0463 | 4451897.5022 | 3038511.5226 | 13588898.7539 | 961560.8286 | 22191273.92 | 22191273.92 | 16930155.7018 | 8908244.0339 | 0 | 36741733.5025 | 84771407.1582 | 1333.5214 | 1.7998 | 20413.9065 | 47099.4537 | 416.1651 | 960.1861
1 | 5100 | 707 | 0.035 | 15 | 15 | 7 | 1.7783e-12 | 5spot_SharedNeighbor | CO2 | Porous | Wet | R245fa | MinimizeLCOE_Brownfield | IgnoreSilica | 28.7056 | 5.2533 | 0.60692 | 4 | 16199.9696 | 35984.3035 | 330.2583 | 733.5887 | 128.9938 | 17.5738 | 32.5409 | 2432720.9888 | 0 | 1335074.1583 | 0 | 0 | 0 | 1454642.69 | 2036750.7565 | 5299207.6733 | 3616818.1248 | 16175214.3917 | 961560.8286 | 22191273.92 | 22191273.92 | 16930155.7018 | 8908244.0339 | 0 | 39328049.1402 | 87357722.796 | 1778.2794 | 2.4277 | 16199.9696 | 35984.3035 | 330.2583 | 733.5887
1 | 5100 | 707 | 0.035 | 15 | 15 | 7 | 2.3714e-12 | 5spot_SharedNeighbor | CO2 | Porous | Wet | R245fa | MinimizeLCOE_Brownfield | IgnoreSilica | 36.3233 | 6.8075 | 0.80674 | 4 | 13098.1254 | 27982.0338 | 267.023 | 570.4516 | 130.0113 | 17.5626 | 37.3853 | 2894756.5939 | 0 | 1611686.2705 | 0 | 0 | 0 | 1664895.7767 | 2406822.07 | 6262057.3192 | 4273982.7927 | 19114200.8231 | 961560.8286 | 22191273.92 | 22191273.92 | 16930155.7018 | 8908244.0339 | 0 | 42267035.5716 | 90296709.2273 | 2371.3737 | 3.227 | 13098.1254 | 27982.0338 | 267.023 | 570.4516
1 | 5100 | 707 | 0.035 | 15 | 15 | 7 | 3.1623e-12 | 5spot_SharedNeighbor | CO2 | Porous | Wet | R245fa | MinimizeLCOE_Brownfield | IgnoreSilica | 45.4802 | 8.6887 | 1.0558 | 4 | 10779.7729 | 22152.9887 | 219.7603 | 451.6186 | 130.7074 | 17.5117 | 37.957 | 3410986.8375 | 0 | 1929257.2582 | 0 | 0 | 0 | 1882509.2874 | 2816873.8194 | 7328927.8577 | 5002143.8573 | 22370698.9174 | 961560.8286 | 22191273.92 | 22191273.92 | 16930155.7018 | 8908244.0339 | 0 | 45523533.666 | 93553207.3217 | 3162.2777 | 4.2231 | 10779.7729 | 22152.9887 | 219.7603 | 451.6186
1 | 5100 | 707 | 0.035 | 15 | 15 | 7 | 4.217e-12 | 5spot_SharedNeighbor | CO2 | Porous | Wet | R245fa | MinimizeLCOE_Brownfield | IgnoreSilica | 56.177 | 10.9024 | 1.3574 | 4 | 9029.2151 | 17875.3047 | 184.0728 | 364.4123 | 131.1073 | 17.4126 | 39.6387 | 3971927.5409 | 0 | 2284435.8904 | 0 | 0 | 0 | 2096557.8472 | 3257639.2986 | 8475709.2213 | 5784845.7019 | 25871115.5004 | 961560.8286 | 22191273.92 | 22191273.92 | 16930155.7018 | 8908244.0339 | 0 | 49023950.2489 | 97053623.9047 | 4216.965 | 5.4295 | 9029.2151 | 17875.3047 | 184.0728 | 364.4123
1 | 5100 | 707 | 0.035 | 15 | 15 | 7 | 5.6234e-12 | 5spot_SharedNeighbor | CO2 | Porous | Wet | R245fa | MinimizeLCOE_Brownfield | IgnoreSilica | 68.0935 | 13.3893 | 1.7072 | 4 | 7701.7703 | 14735.1346 | 157.011 | 300.3956 | 131.2214 | 17.2604 | 39.037 | 4553532.2788 | 0 | 2664507.5978 | 0 | 0 | 0 | 2287566.1026 | 3707186.3319 | 9645338.3872 | 6583141.6412 | 29441272.3396 | 961560.8286 | 22191273.92 | 22191273.92 | 16930155.7018 | 8908244.0339 | 0 | 52594107.0882 | 100623780.7439 | 5623.4133 | 6.8288 | 7701.7703 | 14735.1346 | 157.011 | 300.3956
1 | 5100 | 707 | 0.035 | 15 | 15 | 7 | 7.4989e-12 | 5spot_SharedNeighbor | CO2 | Porous | Wet | R245fa | MinimizeLCOE_Brownfield | IgnoreSilica | 80.6345 | 16.0304 | 2.0915 | 4 | 6695.0519 | 12435.9795 | 136.4877 | 253.5243 | 131.0654 | 17.0552 | 38.9877 | 5123426.0093 | 0 | 3050346.232 | 0 | 0 | 0 | 2435375.5613 | 4137567.643 | 10765102.2752 | 7347403.5036 | 32859221.2244 | 961560.8286 | 22191273.92 | 22191273.92 | 16930155.7018 | 8908244.0339 | 0 | 56012055.9729 | 104041729.6287 | 7498.9421 | 8.3662 | 6695.0519 | 12435.9795 | 136.4877 | 253.5243
1 | 5100 | 707 | 0.035 | 15 | 15 | 7 | 1e-11 | 5spot_SharedNeighbor | CO2 | Porous | Wet | R245fa | MinimizeLCOE_Brownfield | IgnoreSilica | 93.0387 | 18.6672 | 2.4886 | 4 | 5933.8522 | 10758.8675 | 120.9696 | 219.3341 | 130.683 | 16.8084 | 48.9502 | 5648879.1767 | 0 | 3420293.2362 | 0 | 0 | 0 | 2526435.659 | 4522287.148 | 11766063.5105 | 8030580.1144 | 35914538.8448 | 961560.8286 | 22191273.92 | 22191273.92 | 16930155.7018 | 8908244.0339 | 0 | 59067373.5934 | 107097047.2491 | 10000 | 9.9543 | 5933.8522 | 10758.8675 | 120.9696 | 219.3341
1 | 5100 | 707 | 0.035 | 15 | 15 | 7 | 1.3335e-11 | 5spot_SharedNeighbor | CO2 | Porous | Wet | R245fa | MinimizeLCOE_Brownfield | IgnoreSilica | 104.6124 | 21.1498 | 2.8743 | 4 | 5360.4807 | 9537.9203 | 109.2806 | 194.4434 | 130.1454 | 16.5395 | 41.9737 | 6107107.8533 | 0 | 3756632.377 | 0 | 0 | 0 | 2559759.4395 | 4845164.8712 | 12606125.1149 | 8603939.4209 | 38478729.0769 | 961560.8286 | 22191273.92 | 22191273.92 | 16930155.7018 | 8908244.0339 | 0 | 61631563.8255 | 109661237.4812 | 13335.2143 | 11.4974 | 5360.4807 | 9537.9203 | 109.2806 | 194.4434
1 | 5100 | 707 | 0.035 | 15 | 15 | 7 | 1.7783e-11 | 5spot_SharedNeighbor | CO2 | Porous | Wet | R245fa | MinimizeLCOE_Brownfield | IgnoreSilica | 114.8286 | 23.3604 | 3.2281 | 4 | 4929.981 | 8649.5988 | 100.5043 | 176.3338 | 129.5361 | 16.2714 | 54.0396 | 6486844.4901 | 0 | 4047364.5143 | 0 | 0 | 0 | 2543728.786 | 5100395.7382 | 13270183.4758 | 9057172.8972 | 40505689.9015 | 961560.8286 | 22191273.92 | 22191273.92 | 16930155.7018 | 8908244.0339 | 0 | 63658524.6501 | 111688198.3058 | 17782.7941 | 12.9125 | 4929.981 | 8649.5988 | 100.5043 | 176.3338
1 | 5100 | 707 | 0.035 | 15 | 15 | 7 | 2.3714e-11 | 5spot_SharedNeighbor | CO2 | Porous | Wet | R245fa | MinimizeLCOE_Brownfield | IgnoreSilica | 123.4861 | 25.2483 | 3.5377 | 4 | 4607.4239 | 8001.5999 | 93.9286 | 163.1234 | 128.9247 | 16.0219 | 50.8758 | 6790785.3941 | 0 | 4289699.5337 | 0 | 0 | 0 | 2494457.7845 | 5294227.6578 | 13774494.3702 | 9401375.4452 | 42045040.1855 | 961560.8286 | 22191273.92 | 22191273.92 | 16930155.7018 | 8908244.0339 | 0 | 65197874.9341 | 113227548.5898 | 23713.7371 | 14.1506 | 4607.4239 | 8001.5999 | 93.9286 | 163.1234
1 | 5100 | 707 | 0.035 | 15 | 15 | 7 | 3.1623e-11 | 5spot_SharedNeighbor | CO2 | Porous | Wet | R245fa | MinimizeLCOE_Brownfield | IgnoreSilica | 130.5755 | 26.8048 | 3.7981 | 4 | 4365.9775 | 7527.4042 | 89.0064 | 153.4563 | 128.36 | 15.8022 | 51.4511 | 7027515.5818 | 0 | 4485612.3657 | 0 | 0 | 0 | 2427241.516 | 5436744.0908 | 14145292.8946 | 9654453.0573 | 43176859.5062 | 961560.8286 | 22191273.92 | 22191273.92 | 16930155.7018 | 8908244.0339 | 0 | 66329694.2548 | 114359367.9105 | 31622.7766 | 15.1924 | 4365.9775 | 7527.4042 | 89.0064 | 153.4563
1 | 5100 | 707 | 0.035 | 15 | 15 | 7 | 4.217e-11 | 5spot_SharedNeighbor | CO2 | Porous | Wet | R245fa | MinimizeLCOE_Brownfield | IgnoreSilica | 136.2272 | 28.0532 | 4.0107 | 4 | 4185.2778 | 7179.1568 | 85.3225 | 146.3568 | 127.8687 | 15.6171 | 51.215 | 7208363.4912 | 0 | 4640270.632 | 0 | 0 | 0 | 2354271.7209 | 5539133.2792 | 14411688.56 | 9836273.5728 | 43990001.2562 | 961560.8286 | 22191273.92 | 22191273.92 | 16930155.7018 | 8908244.0339 | 0 | 67142836.0048 | 115172509.6605 | 42169.6503 | 16.0426 | 4185.2778 | 7179.1568 | 85.3225 | 146.3568
1 | 5100 | 707 | 0.035 | 15 | 15 | 7 | 5.6234e-11 | 5spot_SharedNeighbor | CO2 | Porous | Wet | R245fa | MinimizeLCOE_Brownfield | IgnoreSilica | 140.648 | 29.0346 | 4.1802 | 4 | 4050.0084 | 6922.4433 | 82.5649 | 141.1234 | 127.4587 | 15.4662 | 60.6591 | 7344921.7483 | 0 | 4760353.9147 | 0 | 0 | 0 | 2283896.8196 | 5611777.2682 | 14600693.3181 | 9965273.2039 | 44566916.2728 | 961560.8286 | 22191273.92 | 22191273.92 | 16930155.7018 | 8908244.0339 | 0 | 67719751.0214 | 115749424.6771 | 56234.1325 | 16.7209 | 4050.0084 | 6922.4433 | 82.5649 | 141.1234
1 | 5100 | 707 | 0.035 | 15 | 15 | 7 | 7.4989e-11 | 5spot_SharedNeighbor | CO2 | Porous | Wet | R245fa | MinimizeLCOE_Brownfield | IgnoreSilica | 144.0781 | 29.799 | 4.3135 | 4 | 3948.7075 | 6732.3751 | 80.4997 | 137.2486 | 127.125 | 15.3454 | 56.1885 | 7447884.5345 | 0 | 4853004.2181 | 0 | 0 | 0 | 2221187.5014 | 5663609.739 | 14735550.7749 | 10057316.1892 | 44978552.9571 | 961560.8286 | 22191273.92 | 22191273.92 | 16930155.7018 | 8908244.0339 | 0 | 68131387.7056 | 116161061.3613 | 74989.4209 | 17.2541 | 3948.7075 | 6732.3751 | 80.4997 | 137.2486
1 | 5100 | 707 | 0.035 | 15 | 15 | 7 | 1e-10 | 5spot_SharedNeighbor | CO2 | Porous | Wet | R245fa | MinimizeLCOE_Brownfield | IgnoreSilica | 146.7117 | 30.3876 | 4.417 | 4 | 3872.8159 | 6591.2773 | 78.9526 | 134.3721 | 126.8595 | 15.2504 | 54.7861 | 7525151.9308 | 0 | 4923842.0674 | 0 | 0 | 0 | 2167803.6966 | 5700551.101 | 14831664.621 | 10122915.8641 | 45271929.2811 | 961560.8286 | 22191273.92 | 22191273.92 | 16930155.7018 | 8908244.0339 | 0 | 68424764.0297 | 116454437.6854 | 100000 | 17.668 | 3872.8159 | 6591.2773 | 78.9526 | 134.3721
1 | 5100 | 707 | 0.035 | 15 | 15 | 7 | 1.3335e-10 | 5spot_SharedNeighbor | CO2 | Porous | Wet | R245fa | MinimizeLCOE_Brownfield | IgnoreSilica | 148.7191 | 30.8374 | 4.4966 | 4 | 3815.9421 | 6486.3005 | 77.7931 | 132.232 | 126.6516 | 15.1767 | 55.2154 | 7582996.058 | 0 | 4977665.2926 | 0 | 0 | 0 | 2123821.8556 | 5726948.4504 | 14900345.1094 | 10169791.7086 | 45481568.4748 | 961560.8286 | 22191273.92 | 22191273.92 | 16930155.7018 | 8908244.0339 | 0 | 68634403.2234 | 116664076.8791 | 133352.1432 | 17.9862 | 3815.9421 | 6486.3005 | 77.7931 | 132.232
1 | 5100 | 707 | 0.035 | 15 | 15 | 7 | 1.7783e-10 | 5spot_SharedNeighbor | CO2 | Porous | Wet | R245fa | MinimizeLCOE_Brownfield | IgnoreSilica | 150.2218 | 31.1752 | 4.557 | 4 | 3773.3108 | 6408.2336 | 76.924 | 130.6405 | 126.4927 | 15.1208 | 54.744 | 7625697.5739 | 0 | 5017862.9878 | 0 | 0 | 0 | 2088040.362 | 5745324.3602 | 14948155.4573 | 10202423.2535 | 45627503.9947 | 961560.8286 | 22191273.92 | 22191273.92 | 16930155.7018 | 8908244.0339 | 0 | 68780338.7433 | 116810012.399 | 177827.941 | 18.2281 | 3773.3108 | 6408.2336 | 76.924 | 130.6405
1 | 5100 | 707 | 0.035 | 15 | 15 | 7 | 2.3714e-10 | 5spot_SharedNeighbor | CO2 | Porous | Wet | R245fa | MinimizeLCOE_Brownfield | IgnoreSilica | 151.3861 | 31.4367 | 4.6034 | 4 | 3741.3502 | 6349.7094 | 76.2725 | 129.4474 | 126.3679 | 15.0771 | 55.1041 | 7658431.246 | 0 | 5048951.4867 | 0 | 0 | 0 | 2060362.5153 | 5759420.6467 | 14984831.1032 | 10227455.1354 | 45739452.1333 | 961560.8286 | 22191273.92 | 22191273.92 | 16930155.7018 | 8908244.0339 | 0 | 68892286.8819 | 116921960.5376 | 237137.3706 | 18.4137 | 3741.3502 | 6349.7094 | 76.2725 | 129.4474
1 | 5100 | 707 | 0.035 | 15 | 15 | 7 | 3.1623e-10 | 5spot_SharedNeighbor | CO2 | Porous | Wet | R245fa | MinimizeLCOE_Brownfield | IgnoreSilica | 152.2487 | 31.631 | 4.6383 | 4 | 3717.387 | 6306.1136 | 75.784 | 128.5587 | 126.2743 | 15.0444 | 55.8325 | 7682479.3043 | 0 | 5071952.3095 | 0 | 0 | 0 | 2038456.2771 | 5769226.2774 | 15010343.3428 | 10244867.7632 | 45817325.2743 | 961560.8286 | 22191273.92 | 22191273.92 | 16930155.7018 | 8908244.0339 | 0 | 68970160.0229 | 116999833.6786 | 316227.766 | 18.5534 | 3717.387 | 6306.1136 | 75.784 | 128.5587
1 | 5100 | 707 | 0.035 | 15 | 15 | 7 | 4.217e-10 | 5spot_SharedNeighbor | CO2 | Porous | Wet | R245fa | MinimizeLCOE_Brownfield | IgnoreSilica | 152.9092 | 31.7796 | 4.6649 | 4 | 3699.4189 | 6273.4133 | 75.4177 | 127.892 | 126.2021 | 15.0193 | 56.6805 | 7700779.8783 | 0 | 5089547.2134 | 0 | 0 | 0 | 2021761.7056 | 5776714.6309 | 15029826.5025 | 10258165.42 | 45876795.3507 | 961560.8286 | 22191273.92 | 22191273.92 | 16930155.7018 | 8908244.0339 | 0 | 69029630.0993 | 117059303.755 | 421696.5034 | 18.6596 | 3699.4189 | 6273.4133 | 75.4177 | 127.892
1 | 5100 | 707 | 0.035 | 15 | 15 | 7 | 5.6234e-10 | 5spot_SharedNeighbor | CO2 | Porous | Wet | R245fa | MinimizeLCOE_Brownfield | IgnoreSilica | 153.3935 | 31.889 | 4.6847 | 4 | 3685.9455 | 6249.047 | 75.143 | 127.3953 | 126.1487 | 15.0007 | 56.2533 | 7714134.466 | 0 | 5102440.3815 | 0 | 0 | 0 | 2008717.4725 | 5781864.0048 | 15043224.1171 | 10267309.5672 | 45917690.0091 | 961560.8286 | 22191273.92 | 22191273.92 | 16930155.7018 | 8908244.0339 | 0 | 69070524.7576 | 117100198.4134 | 562341.3252 | 18.7389 | 3685.9455 | 6249.047 | 75.143 | 127.3953
1 | 5100 | 707 | 0.035 | 15 | 15 | 7 | 7.4989e-10 | 5spot_SharedNeighbor | CO2 | Porous | Wet | R245fa | MinimizeLCOE_Brownfield | IgnoreSilica | 153.7614 | 31.972 | 4.6997 | 4 | 3675.8423 | 6230.7695 | 74.937 | 127.0227 | 126.108 | 14.9866 | 58.6228 | 7724240.9536 | 0 | 5112226.5696 | 0 | 0 | 0 | 1998851.156 | 5785774.2849 | 15053397.8638 | 10274253.3584 | 45948744.1863 | 961560.8286 | 22191273.92 | 22191273.92 | 16930155.7018 | 8908244.0339 | 0 | 69101578.9349 | 117131252.5906 | 749894.2093 | 18.7988 | 3675.8423 | 6230.7695 | 74.937 | 127.0227
1 | 5100 | 707 | 0.035 | 15 | 15 | 7 | 1e-09 | 5spot_SharedNeighbor | CO2 | Porous | Wet | R245fa | MinimizeLCOE_Brownfield | IgnoreSilica | 154.0392 | 32.0347 | 4.711 | 4 | 3668.2661 | 6217.0658 | 74.7826 | 126.7433 | 126.0772 | 14.9759 | 55.562 | 7731853.9591 | 0 | 5119615.0238 | 0 | 0 | 0 | 1991391.2829 | 5788715.5036 | 15061050.3116 | 10279476.3113 | 45972102.3923 | 961560.8286 | 22191273.92 | 22191273.92 | 16930155.7018 | 8908244.0339 | 0 | 69124937.1409 | 117154610.7966 | 1000000 | 18.844 | 3668.2661 | 6217.0658 | 74.7826 | 126.7433
1 | 5100 | 707 | 0.035 | 15 | 15 | 7 | 1.3335e-09 | 5spot_SharedNeighbor | CO2 | Porous | Wet | R245fa | MinimizeLCOE_Brownfield | IgnoreSilica | 154.2561 | 32.0835 | 4.7196 | 4 | 3662.5848 | 6206.7289 | 74.6667 | 126.5326 | 126.0531 | 14.9676 | 56.5152 | 7737785.8463 | 0 | 5125380.8568 | 0 | 0 | 0 | 1985905.945 | 5791138.3327 | 15067354.016 | 10283778.7191 | 45991343.7159 | 961560.8286 | 22191273.92 | 22191273.92 | 16930155.7018 | 8908244.0339 | 0 | 69144178.4645 | 117173852.1202 | 1333521.4322 | 18.8785 | 3662.5848 | 6206.7289 | 74.6667 | 126.5326
1 | 5100 | 707 | 0.035 | 15 | 15 | 7 | 1.7783e-09 | 5spot_SharedNeighbor | CO2 | Porous | Wet | R245fa | MinimizeLCOE_Brownfield | IgnoreSilica | 154.407 | 32.1177 | 4.7259 | 4 | 3658.3244 | 6199.0812 | 74.5799 | 126.3767 | 126.0362 | 14.9618 | 58.6028 | 7741906.2996 | 0 | 5129393.004 | 0 | 0 | 0 | 1981533.7553 | 5792604.893 | 15071169.7048 | 10286383.0051 | 46002990.6618 | 961560.8286 | 22191273.92 | 22191273.92 | 16930155.7018 | 8908244.0339 | 0 | 69155825.4104 | 117185499.0661 | 1778279.41 | 18.9037 | 3658.3244 | 6199.0812 | 74.5799 | 126.3767
1 | 5100 | 707 | 0.035 | 15 | 15 | 7 | 2.3714e-09 | 5spot_SharedNeighbor | CO2 | Porous | Wet | R245fa | MinimizeLCOE_Brownfield | IgnoreSilica | 154.5339 | 32.1461 | 4.7309 | 4 | 3655.1297 | 6193.2356 | 74.5148 | 126.2575 | 126.0221 | 14.9569 | 53.4574 | 7745367.6671 | 0 | 5132764.57 | 0 | 0 | 0 | 1978501.3113 | 5794087.0839 | 15075026.0616 | 10289015.0479 | 46014761.7419 | 961560.8286 | 22191273.92 | 22191273.92 | 16930155.7018 | 8908244.0339 | 0 | 69167596.4904 | 117197270.1462 | 2371373.7057 | 18.9234 | 3655.1297 | 6193.2356 | 74.5148 | 126.2575
1 | 5100 | 707 | 0.035 | 15 | 15 | 7 | 3.1623e-09 | 5spot_SharedNeighbor | CO2 | Porous | Wet | R245fa | MinimizeLCOE_Brownfield | IgnoreSilica | 154.6117 | 32.164 | 4.7343 | 4 | 3652.7339 | 6188.9984 | 74.4659 | 126.1711 | 126.0133 | 14.9539 | 57.1572 | 7747485.5507 | 0 | 5134831.5338 | 0 | 0 | 0 | 1975882.0549 | 5794697.6644 | 15076614.6667 | 10290099.3035 | 46019610.7739 | 961560.8286 | 22191273.92 | 22191273.92 | 16930155.7018 | 8908244.0339 | 0 | 69172445.5225 | 117202119.1782 | 3162277.6602 | 18.9372 | 3652.7339 | 6188.9984 | 74.4659 | 126.1711
1 | 5100 | 707 | 0.035 | 15 | 15 | 7 | 4.217e-09 | 5spot_SharedNeighbor | CO2 | Porous | Wet | R245fa | MinimizeLCOE_Brownfield | IgnoreSilica | 154.6823 | 32.1798 | 4.7371 | 4 | 3650.9374 | 6185.7203 | 74.4293 | 126.1043 | 126.0055 | 14.9511 | 62.5813 | 7749407.5289 | 0 | 5136706.151 | 0 | 0 | 0 | 1974147.9515 | 5795502.0362 | 15078707.4774 | 10291527.6898 | 46025998.8347 | 961560.8286 | 22191273.92 | 22191273.92 | 16930155.7018 | 8908244.0339 | 0 | 69178833.5833 | 117208507.239 | 4216965.0343 | 18.9482 | 3650.9374 | 6185.7203 | 74.4293 | 126.1043
1 | 5100 | 707 | 0.035 | 15 | 15 | 7 | 5.6234e-09 | 5spot_SharedNeighbor | CO2 | Porous | Wet | R245fa | MinimizeLCOE_Brownfield | IgnoreSilica | 154.7313 | 32.1909 | 4.7391 | 4 | 3649.5901 | 6183.2946 | 74.4018 | 126.0548 | 126 | 14.9492 | 59.9729 | 7750743.2484 | 0 | 5138010.0807 | 0 | 0 | 0 | 1972770.4773 | 5795994.2845 | 15079988.2063 | 10292401.8136 | 46029908.1108 | 961560.8286 | 22191273.92 | 22191273.92 | 16930155.7018 | 8908244.0339 | 0 | 69182742.8594 | 117212416.5151 | 5623413.2519 | 18.9563 | 3649.5901 | 6183.2946 | 74.4018 | 126.0548
1 | 5100 | 707 | 0.035 | 15 | 15 | 7 | 7.4989e-09 | 5spot_SharedNeighbor | CO2 | Porous | Wet | R245fa | MinimizeLCOE_Brownfield | IgnoreSilica | 154.7749 | 32.2005 | 4.7407 | 4 | 3648.5799 | 6181.4201 | 74.3812 | 126.0166 | 125.9951 | 14.9476 | 61.8033 | 7751928.3751 | 0 | 5139166.3265 | 0 | 0 | 0 | 1971864.9896 | 5796554.2796 | 15081445.1987 | 10293396.2408 | 46034355.4103 | 961560.8286 | 22191273.92 | 22191273.92 | 16930155.7018 | 8908244.0339 | 0 | 69187190.1589 | 117216863.8146 | 7498942.0933 | 18.9628 | 3648.5799 | 6181.4201 | 74.3812 | 126.0166
1 | 5100 | 707 | 0.035 | 15 | 15 | 7 | 1e-08 | 5spot_SharedNeighbor | CO2 | Porous | Wet | R245fa | MinimizeLCOE_Brownfield | IgnoreSilica | 154.7897 | 32.2042 | 4.7416 | 4 | 3647.8223 | 6180.1625 | 74.3658 | 125.991 | 125.9934 | 14.947 | 58.2708 | 7752329.2771 | 0 | 5139559.9273 | 0 | 0 | 0 | 1970842.0483 | 5796465.1886 | 15081213.4021 | 10293238.0349 | 46033647.8783 | 961560.8286 | 22191273.92 | 22191273.92 | 16930155.7018 | 8908244.0339 | 0 | 69186482.6268 | 117216156.2826 | 10000000 | 18.9665 | 3647.8223 | 6180.1625 | 74.3658 | 125.991
1 | 5200 | 707 | 0.035 | 15 | 15 | 7 | 1e-13 | 5spot_SharedNeighbor | CO2 | Porous | Wet | R245fa | MinimizeLCOE_Brownfield | IgnoreSilica | 1.6 | 0.030729 | 0.0038372 | 4 | 1644364.4453 | 4849311.7184 | 33522.5934 | 98859.7786 | 78.3077 | 15.0917 | 12.9386 | 203173.8173 | 0 | 86051.4849 | 0 | 0 | 0 | 199584.6487 | 190635.8809 | 495995.4573 | 338527.0913 | 1513968.3805 | 961560.8286 | 22763695.9669 | 22763695.9669 | 17318556.9989 | 9110239.6917 | 0 | 25239225.1761 | 74431717.8336 | 100 | 0.015349 | 1644364.4453 | 4849311.7184 | 33522.5934 | 98859.7786
1 | 5200 | 707 | 0.035 | 15 | 15 | 7 | 1.3335e-13 | 5spot_SharedNeighbor | CO2 | Porous | Wet | R245fa | MinimizeLCOE_Brownfield | IgnoreSilica | 1.6 | 0.051038 | 0.0087259 | 4 | 720925.8467 | 2130313.8467 | 14697.0485 | 43429.3292 | 78.3077 | 15.0917 | 13.6755 | 203173.8246 | 0 | 86051.4807 | 0 | 0 | 0 | 174907.4531 | 181011.7758 | 470955.51 | 321436.8127 | 1437536.8569 | 961560.8286 | 22763695.9669 | 22763695.9669 | 17318556.9989 | 9110239.6917 | 0 | 25162793.6524 | 74355286.31 | 133.3521 | 0.034903 | 720925.8467 | 2130313.8467 | 14697.0485 | 43429.3292
1 | 5200 | 707 | 0.035 | 15 | 15 | 7 | 1.7783e-13 | 5spot_SharedNeighbor | CO2 | Porous | Wet | R245fa | MinimizeLCOE_Brownfield | IgnoreSilica | 3.4392 | 0.28537 | 0.026708 | 4 | 251746.0072 | 712207.5349 | 5132.1829 | 14519.3139 | 100.8493 | 16.6188 | 27.3574 | 435844.6594 | 0 | 218241.1075 | 0 | 0 | 0 | 369249.1691 | 399100.625 | 1038377.9596 | 708714.2939 | 3169527.8146 | 961560.8286 | 22763695.9669 | 22763695.9669 | 17318556.9989 | 9110239.6917 | 0 | 26894784.6101 | 76087277.2677 | 177.8279 | 0.10683 | 251746.0072 | 712207.5349 | 5132.1829 | 14519.3139
1 | 5200 | 707 | 0.035 | 15 | 15 | 7 | 2.3714e-13 | 5spot_SharedNeighbor | CO2 | Porous | Wet | R245fa | MinimizeLCOE_Brownfield | IgnoreSilica | 4.665 | 0.49584 | 0.047671 | 4 | 146145.4839 | 404127.2429 | 2979.3734 | 8238.6805 | 108.3083 | 17.0338 | 32.7247 | 576331.1716 | 0 | 300299.8595 | 0 | 0 | 0 | 460703.7014 | 521560.5457 | 1356993.5531 | 926175.9834 | 4142064.8148 | 961560.8286 | 22763695.9669 | 22763695.9669 | 17318556.9989 | 9110239.6917 | 0 | 27867321.6104 | 77059814.2679 | 237.1374 | 0.19068 | 146145.4839 | 404127.2429 | 2979.3734 | 8238.6805
1 | 5200 | 707 | 0.035 | 15 | 15 | 7 | 3.1623e-13 | 5spot_SharedNeighbor | CO2 | Porous | Wet | R245fa | MinimizeLCOE_Brownfield | IgnoreSilica | 6.2696 | 0.78896 | 0.077656 | 4 | 93437.0802 | 251803.1654 | 1904.8413 | 5133.3481 | 114.4726 | 17.347 | 38.7204 | 746452.0504 | 0 | 395296.6275 | 0 | 0 | 0 | 569009.6588 | 667195.7513 | 1735906.4842 | 1184791.8448 | 5298652.417 | 961560.8286 | 22763695.9669 | 22763695.9669 | 17318556.9989 | 9110239.6917 | 0 | 29023909.2126 | 78216401.8701 | 316.2278 | 0.31063 | 93437.0802 | 251803.1654 | 1904.8413 | 5133.3481
1 | 5200 | 707 | 0.035 | 15 | 15 | 7 | 4.217e-13 | 5spot_SharedNeighbor | CO2 | Porous | Wet | R245fa | MinimizeLCOE_Brownfield | IgnoreSilica | 8.2723 | 1.1725 | 0.11933 | 4 | 63476.0749 | 166533.9292 | 1294.0456 | 3395.0194 | 119.2933 | 17.5737 | 38.8326 | 942362.8866 | 0 | 493440.7629 | 0 | 0 | 0 | 686627.8084 | 827748.2686 | 2153631.2003 | 1469897.5469 | 6573708.4738 | 961560.8286 | 22763695.9669 | 22763695.9669 | 17318556.9989 | 9110239.6917 | 0 | 30298965.2694 | 79491457.9269 | 421.6965 | 0.47733 | 63476.0749 | 166533.9292 | 1294.0456 | 3395.0194
1 | 5200 | 707 | 0.035 | 15 | 15 | 7 | 5.6234e-13 | 5spot_SharedNeighbor | CO2 | Porous | Wet | R245fa | MinimizeLCOE_Brownfield | IgnoreSilica | 10.7861 | 1.6679 | 0.17558 | 4 | 45226.317 | 115267.6352 | 921.9996 | 2349.8867 | 123.0937 | 17.7403 | 28.8162 | 1169381.2102 | 0 | 610133.5692 | 0 | 0 | 0 | 815940.6571 | 1012227.6202 | 2633608.6314 | 1797492.0061 | 8038783.6942 | 961560.8286 | 22763695.9669 | 22763695.9669 | 17318556.9989 | 9110239.6917 | 0 | 31764040.4897 | 80956533.1473 | 562.3413 | 0.70234 | 45226.317 | 115267.6352 | 921.9996 | 2349.8867
1 | 5200 | 707 | 0.035 | 15 | 15 | 7 | 7.4989e-13 | 5spot_SharedNeighbor | CO2 | Porous | Wet | R245fa | MinimizeLCOE_Brownfield | IgnoreSilica | 13.9922 | 2.3102 | 0.25058 | 4 | 33408.4911 | 82487.5041 | 681.0773 | 1681.6193 | 126.1274 | 17.8633 | 29.951 | 1436792.1223 | 0 | 751350.0728 | 0 | 0 | 0 | 963191.8937 | 1229020.2946 | 3197658.6999 | 2182467.768 | 9760480.8513 | 961560.8286 | 22763695.9669 | 22763695.9669 | 17318556.9989 | 9110239.6917 | 0 | 33485737.6468 | 82678230.3044 | 749.8942 | 1.0023 | 33408.4911 | 82487.5041 | 681.0773 | 1681.6193
1 | 5200 | 707 | 0.035 | 15 | 15 | 7 | 1e-12 | 5spot_SharedNeighbor | CO2 | Porous | Wet | R245fa | MinimizeLCOE_Brownfield | IgnoreSilica | 18.0406 | 3.1311 | 0.34941 | 4 | 25391.4108 | 60588.3432 | 517.6383 | 1235.1753 | 128.5109 | 17.9494 | 37.5426 | 1749022.8256 | 0 | 920733.2947 | 0 | 0 | 0 | 1128023.8672 | 1481134.1951 | 3853607.3533 | 2630166.2023 | 11762687.7382 | 961560.8286 | 22763695.9669 | 22763695.9669 | 17318556.9989 | 9110239.6917 | 0 | 35487944.5338 | 84680437.1913 | 1000 | 1.3976 | 25391.4108 | 60588.3432 | 517.6383 | 1235.1753
1 | 5200 | 707 | 0.035 | 15 | 15 | 7 | 1.3335e-12 | 5spot_SharedNeighbor | CO2 | Porous | Wet | R245fa | MinimizeLCOE_Brownfield | IgnoreSilica | 23.1445 | 4.1748 | 0.47849 | 4 | 19759.06 | 45460.9721 | 402.8152 | 926.7834 | 130.3687 | 18.003 | 23.4474 | 2113528.9218 | 0 | 1123804.5336 | 0 | 0 | 0 | 1312775.1931 | 1774542.3729 | 4616995.2456 | 3151194.1249 | 14092840.3918 | 961560.8286 | 22763695.9669 | 22763695.9669 | 17318556.9989 | 9110239.6917 | 0 | 37818097.1873 | 87010589.8449 | 1333.5214 | 1.914 | 19759.06 | 45460.9721 | 402.8152 | 926.7834
1 | 5200 | 707 | 0.035 | 15 | 15 | 7 | 1.7783e-12 | 5spot_SharedNeighbor | CO2 | Porous | Wet | R245fa | MinimizeLCOE_Brownfield | IgnoreSilica | 29.4903 | 5.4821 | 0.64497 | 4 | 15694.8038 | 34762.5987 | 319.9598 | 708.6826 | 131.7815 | 18.024 | 37.1583 | 2533785.4931 | 0 | 1364194.0357 | 0 | 0 | 0 | 1514992.3517 | 2111059.0334 | 5492542.5672 | 3748773.1625 | 16765346.6436 | 961560.8286 | 22763695.9669 | 22763695.9669 | 17318556.9989 | 9110239.6917 | 0 | 40490603.4392 | 89683096.0967 | 1778.2794 | 2.5799 | 15694.8038 | 34762.5987 | 319.9598 | 708.6826
1 | 5200 | 707 | 0.035 | 15 | 15 | 7 | 2.3714e-12 | 5spot_SharedNeighbor | CO2 | Porous | Wet | R245fa | MinimizeLCOE_Brownfield | IgnoreSilica | 37.2855 | 7.0986 | 0.85661 | 4 | 12701.5123 | 27058.3147 | 258.9375 | 551.6203 | 132.8207 | 18.0095 | 30.7226 | 3013136.3875 | 0 | 1645752.1574 | 0 | 0 | 0 | 1732422.2329 | 2492611.2033 | 6485263.0462 | 4426325.2879 | 19795510.3152 | 961560.8286 | 22763695.9669 | 22763695.9669 | 17318556.9989 | 9110239.6917 | 0 | 43520767.1107 | 92713259.7683 | 2371.3737 | 3.4264 | 12701.5123 | 27058.3147 | 258.9375 | 551.6203
1 | 5200 | 707 | 0.035 | 15 | 15 | 7 | 3.1623e-12 | 5spot_SharedNeighbor | CO2 | Porous | Wet | R245fa | MinimizeLCOE_Brownfield | IgnoreSilica | 46.6593 | 9.0558 | 1.1201 | 4 | 10463.5312 | 21443.0763 | 213.3132 | 437.1461 | 133.5307 | 17.9532 | 32.8362 | 3548930.5505 | 0 | 1969168.3894 | 0 | 0 | 0 | 1957975.9395 | 2915669.203 | 7585973.1801 | 5177582.5716 | 23155299.8341 | 961560.8286 | 22763695.9669 | 22763695.9669 | 17318556.9989 | 9110239.6917 | 0 | 46880556.6297 | 96073049.2872 | 3162.2777 | 4.4804 | 10463.5312 | 21443.0763 | 213.3132 | 437.1461
1 | 5200 | 707 | 0.035 | 15 | 15 | 7 | 4.217e-12 | 5spot_SharedNeighbor | CO2 | Porous | Wet | R245fa | MinimizeLCOE_Brownfield | IgnoreSilica | 57.5406 | 11.3456 | 1.4379 | 4 | 8773.8441 | 17326.5584 | 178.8667 | 353.2253 | 133.9341 | 17.8471 | 48.2033 | 4127530.7195 | 0 | 2328692.0724 | 0 | 0 | 0 | 2176943.0667 | 3366934.6848 | 8760073.3967 | 5978930.0948 | 26739104.0349 | 961560.8286 | 22763695.9669 | 22763695.9669 | 17318556.9989 | 9110239.6917 | 0 | 50464360.8304 | 99656853.488 | 4216.965 | 5.7517 | 8773.8441 | 17326.5584 | 178.8667 | 353.2253
1 | 5200 | 707 | 0.035 | 15 | 15 | 7 | 5.6234e-12 | 5spot_SharedNeighbor | CO2 | Porous | Wet | R245fa | MinimizeLCOE_Brownfield | IgnoreSilica | 69.6406 | 13.9134 | 1.8056 | 4 | 7492.3734 | 14303.6208 | 152.7422 | 291.5987 | 134.0421 | 17.6842 | 43.8139 | 4726279.5807 | 0 | 2712829.6201 | 0 | 0 | 0 | 2371677.3041 | 3826206.7369 | 9955005.0665 | 6794495.5128 | 30386493.8211 | 961560.8286 | 22763695.9669 | 22763695.9669 | 17318556.9989 | 9110239.6917 | 0 | 54111750.6167 | 103304243.2742 | 5623.4133 | 7.2222 | 7492.3734 | 14303.6208 | 152.7422 | 291.5987
1 | 5200 | 707 | 0.035 | 15 | 15 | 7 | 7.4989e-12 | 5spot_SharedNeighbor | CO2 | Porous | Wet | R245fa | MinimizeLCOE_Brownfield | IgnoreSilica | 82.3077 | 16.6267 | 2.2075 | 4 | 6521.2175 | 12092.3321 | 132.9438 | 246.5185 | 133.8742 | 17.4676 | 46.8157 | 5309908.324 | 0 | 3100877.6387 | 0 | 0 | 0 | 2520371.6192 | 4263151.4569 | 11091845.5983 | 7570412.5355 | 33856567.1726 | 961560.8286 | 22763695.9669 | 22763695.9669 | 17318556.9989 | 9110239.6917 | 0 | 57581823.9682 | 106774316.6257 | 7498.9421 | 8.8299 | 6521.2175 | 12092.3321 | 132.9438 | 246.5185
1 | 5200 | 707 | 0.035 | 15 | 15 | 7 | 1e-11 | 5spot_SharedNeighbor | CO2 | Porous | Wet | R245fa | MinimizeLCOE_Brownfield | IgnoreSilica | 94.7903 | 19.3258 | 2.6208 | 4 | 5787.3181 | 10479.7584 | 117.9823 | 213.644 | 133.4769 | 17.209 | 47.2654 | 5846056.6574 | 0 | 3471711.1763 | 0 | 0 | 0 | 2610613.5671 | 4652068.7463 | 12103728.6074 | 8261043.4813 | 36945222.2357 | 961560.8286 | 22763695.9669 | 22763695.9669 | 17318556.9989 | 9110239.6917 | 0 | 60670479.0312 | 109862971.6888 | 10000 | 10.4833 | 5787.3181 | 10479.7584 | 117.9823 | 213.644
1 | 5200 | 707 | 0.035 | 15 | 15 | 7 | 1.3335e-11 | 5spot_SharedNeighbor | CO2 | Porous | Wet | R245fa | MinimizeLCOE_Brownfield | IgnoreSilica | 106.3561 | 21.8502 | 3.0201 | 4 | 5234.7955 | 9306.8198 | 106.7184 | 189.7321 | 132.927 | 16.9299 | 52.0373 | 6310447.2982 | 0 | 3806643.1106 | 0 | 0 | 0 | 2640731.0098 | 4975550.3533 | 12945361.3934 | 8835475.1516 | 39514208.3169 | 961560.8286 | 22763695.9669 | 22763695.9669 | 17318556.9989 | 9110239.6917 | 0 | 63239465.1125 | 112431957.77 | 13335.2143 | 12.0806 | 5234.7955 | 9306.8198 | 106.7184 | 189.7321
1 | 5200 | 707 | 0.035 | 15 | 15 | 7 | 1.7783e-11 | 5spot_SharedNeighbor | CO2 | Porous | Wet | R245fa | MinimizeLCOE_Brownfield | IgnoreSilica | 116.5607 | 24.0966 | 3.3853 | 4 | 4820.1228 | 8452.8873 | 98.2647 | 172.3235 | 132.3067 | 16.6526 | 51.1497 | 6695235.3379 | 0 | 4096134.1039 | 0 | 0 | 0 | 2622338.8609 | 5231346.238 | 13610889.8147 | 9289711.9744 | 41545656.3299 | 961560.8286 | 22763695.9669 | 22763695.9669 | 17318556.9989 | 9110239.6917 | 0 | 65270913.1254 | 114463405.783 | 17782.7941 | 13.5413 | 4820.1228 | 8452.8873 | 98.2647 | 172.3235
1 | 5200 | 707 | 0.035 | 15 | 15 | 7 | 2.3714e-11 | 5spot_SharedNeighbor | CO2 | Porous | Wet | R245fa | MinimizeLCOE_Brownfield | IgnoreSilica | 125.1723 | 26.0074 | 3.7036 | 4 | 4509.5212 | 7830.1411 | 91.9327 | 159.628 | 131.6884 | 16.3958 | 58.0918 | 7002030.621 | 0 | 4336496.6937 | 0 | 0 | 0 | 2570542.162 | 5424537.0959 | 14113532.7979 | 9632776.1387 | 43079915.5091 | 961560.8286 | 22763695.9669 | 22763695.9669 | 17318556.9989 | 9110239.6917 | 0 | 66805172.3047 | 115997664.9622 | 23713.7371 | 14.8142 | 4509.5212 | 7830.1411 | 91.9327 | 159.628
1 | 5200 | 707 | 0.035 | 15 | 15 | 7 | 3.1623e-11 | 5spot_SharedNeighbor | CO2 | Porous | Wet | R245fa | MinimizeLCOE_Brownfield | IgnoreSilica | 132.1903 | 27.5757 | 3.9703 | 4 | 4277.076 | 7374.5928 | 87.194 | 150.341 | 131.1211 | 16.1713 | 58.7697 | 7239949.5763 | 0 | 4529936.3355 | 0 | 0 | 0 | 2500864.0191 | 5565592.473 | 14480529.9548 | 9883259.2393 | 44200131.598 | 961560.8286 | 22763695.9669 | 22763695.9669 | 17318556.9989 | 9110239.6917 | 0 | 67925388.3935 | 117117881.0511 | 31622.7766 | 15.8813 | 4277.076 | 7374.5928 | 87.194 | 150.341
1 | 5200 | 707 | 0.035 | 15 | 15 | 7 | 4.217e-11 | 5spot_SharedNeighbor | CO2 | Porous | Wet | R245fa | MinimizeLCOE_Brownfield | IgnoreSilica | 137.7787 | 28.8321 | 4.1876 | 4 | 4103.1412 | 7039.9339 | 83.6481 | 143.5186 | 130.6288 | 15.9826 | 50.1419 | 7421593.921 | 0 | 4682503.3395 | 0 | 0 | 0 | 2426212.9757 | 5666820.9921 | 14743905.7967 | 10063018.6632 | 45004055.6881 | 961560.8286 | 22763695.9669 | 22763695.9669 | 17318556.9989 | 9110239.6917 | 0 | 68729312.4837 | 117921805.1412 | 42169.6503 | 16.7504 | 4103.1412 | 7039.9339 | 83.6481 | 143.5186
1 | 5200 | 707 | 0.035 | 15 | 15 | 7 | 5.6234e-11 | 5spot_SharedNeighbor | CO2 | Porous | Wet | R245fa | MinimizeLCOE_Brownfield | IgnoreSilica | 142.1561 | 29.8209 | 4.3608 | 4 | 3972.9517 | 6793.0757 | 80.994 | 138.486 | 130.2179 | 15.8286 | 57.1173 | 7559000.2689 | 0 | 4801143.2064 | 0 | 0 | 0 | 2354973.2021 | 5738895.5042 | 14931428.8926 | 10191007.0294 | 45576448.1036 | 961560.8286 | 22763695.9669 | 22763695.9669 | 17318556.9989 | 9110239.6917 | 0 | 69301704.8991 | 118494197.5567 | 56234.1325 | 17.4434 | 3972.9517 | 6793.0757 | 80.994 | 138.486
1 | 5200 | 707 | 0.035 | 15 | 15 | 7 | 7.4989e-11 | 5spot_SharedNeighbor | CO2 | Porous | Wet | R245fa | MinimizeLCOE_Brownfield | IgnoreSilica | 145.5324 | 30.5869 | 4.4966 | 4 | 3875.4647 | 6610.4482 | 79.0066 | 134.7629 | 129.8856 | 15.7061 | 56.1289 | 7662033.5943 | 0 | 4892154.0061 | 0 | 0 | 0 | 2291345.0635 | 5789757.7389 | 15063761.9941 | 10281327.0903 | 45980379.4872 | 961560.8286 | 22763695.9669 | 22763695.9669 | 17318556.9989 | 9110239.6917 | 0 | 69705636.2828 | 118898128.9403 | 74989.4209 | 17.9864 | 3875.4647 | 6610.4482 | 79.0066 | 134.7629
1 | 5200 | 707 | 0.035 | 15 | 15 | 7 | 1e-10 | 5spot_SharedNeighbor | CO2 | Porous | Wet | R245fa | MinimizeLCOE_Brownfield | IgnoreSilica | 148.1271 | 31.1773 | 4.6019 | 4 | 3802.436 | 6474.8159 | 77.5178 | 131.9979 | 129.6211 | 15.6098 | 53.512 | 7739454.626 | 0 | 4961808.686 | 0 | 0 | 0 | 2237462.9923 | 5826103.2587 | 15158325.5809 | 10345868.6814 | 46269023.8252 | 961560.8286 | 22763695.9669 | 22763695.9669 | 17318556.9989 | 9110239.6917 | 0 | 69994280.6208 | 119186773.2783 | 100000 | 18.4077 | 3802.436 | 6474.8159 | 77.5178 | 131.9979
1 | 5200 | 707 | 0.035 | 15 | 15 | 7 | 1.3335e-10 | 5spot_SharedNeighbor | CO2 | Porous | Wet | R245fa | MinimizeLCOE_Brownfield | IgnoreSilica | 150.1 | 31.6273 | 4.6828 | 4 | 3747.7116 | 6373.9304 | 76.4022 | 129.9412 | 129.4146 | 15.5353 | 62.311 | 7797288.9541 | 0 | 5014606.699 | 0 | 0 | 0 | 2193092.5332 | 5851945.3927 | 15225561.5127 | 10391758.5864 | 46474253.6781 | 961560.8286 | 22763695.9669 | 22763695.9669 | 17318556.9989 | 9110239.6917 | 0 | 70199510.4737 | 119392003.1313 | 133352.1432 | 18.7313 | 3747.7116 | 6373.9304 | 76.4022 | 129.9412
1 | 5200 | 707 | 0.035 | 15 | 15 | 7 | 1.7783e-10 | 5spot_SharedNeighbor | CO2 | Porous | Wet | R245fa | MinimizeLCOE_Brownfield | IgnoreSilica | 151.6102 | 31.9722 | 4.7448 | 4 | 3706.6936 | 6298.6027 | 75.566 | 128.4055 | 129.2534 | 15.4775 | 56.4273 | 7840957.8889 | 0 | 5054930.2875 | 0 | 0 | 0 | 2157774.1639 | 5870928.3127 | 15274951.1767 | 10425468.0469 | 46625009.8766 | 961560.8286 | 22763695.9669 | 22763695.9669 | 17318556.9989 | 9110239.6917 | 0 | 70350266.6722 | 119542759.3297 | 177827.941 | 18.9793 | 3706.6936 | 6298.6027 | 75.566 | 128.4055
1 | 5200 | 707 | 0.035 | 15 | 15 | 7 | 2.3714e-10 | 5spot_SharedNeighbor | CO2 | Porous | Wet | R245fa | MinimizeLCOE_Brownfield | IgnoreSilica | 152.7286 | 32.2285 | 4.7915 | 4 | 3675.944 | 6242.5727 | 74.9391 | 127.2633 | 129.1322 | 15.4343 | 60.8306 | 7872950.7839 | 0 | 5084737.9406 | 0 | 0 | 0 | 2129413.9161 | 5883970.0298 | 15308883.0494 | 10448627.2473 | 46728582.967 | 961560.8286 | 22763695.9669 | 22763695.9669 | 17318556.9989 | 9110239.6917 | 0 | 70453839.7626 | 119646332.4201 | 237137.3706 | 19.1662 | 3675.944 | 6242.5727 | 74.9391 | 127.2633
1 | 5200 | 707 | 0.035 | 15 | 15 | 7 | 3.1623e-10 | 5spot_SharedNeighbor | CO2 | Porous | Wet | R245fa | MinimizeLCOE_Brownfield | IgnoreSilica | 153.5936 | 32.4264 | 4.8273 | 4 | 3652.8896 | 6200.5166 | 74.4691 | 126.4059 | 129.0375 | 15.4006 | 55.5024 | 7897499.8187 | 0 | 5107762.8847 | 0 | 0 | 0 | 2107774.644 | 5894084.5655 | 15335198.9964 | 10466588.4219 | 46808909.3312 | 961560.8286 | 22763695.9669 | 22763695.9669 | 17318556.9989 | 9110239.6917 | 0 | 70534166.1268 | 119726658.7843 | 316227.766 | 19.3091 | 3652.8896 | 6200.5166 | 74.4691 | 126.4059
1 | 5200 | 707 | 0.035 | 15 | 15 | 7 | 4.217e-10 | 5spot_SharedNeighbor | CO2 | Porous | Wet | R245fa | MinimizeLCOE_Brownfield | IgnoreSilica | 154.2413 | 32.5749 | 4.8542 | 4 | 3635.6035 | 6169.0926 | 74.1167 | 125.7653 | 128.966 | 15.3753 | 62.7741 | 7915767.3909 | 0 | 5124986.9841 | 0 | 0 | 0 | 2090998.3482 | 5901383.562 | 15354189.4882 | 10479549.8227 | 46866875.5961 | 961560.8286 | 22763695.9669 | 22763695.9669 | 17318556.9989 | 9110239.6917 | 0 | 70592132.3917 | 119784625.0492 | 421696.5034 | 19.4169 | 3635.6035 | 6169.0926 | 74.1167 | 125.7653
1 | 5200 | 707 | 0.035 | 15 | 15 | 7 | 5.6234e-10 | 5spot_SharedNeighbor | CO2 | Porous | Wet | R245fa | MinimizeLCOE_Brownfield | IgnoreSilica | 154.7165 | 32.6842 | 4.8743 | 4 | 3622.6418 | 6145.6731 | 73.8525 | 125.2879 | 128.9131 | 15.3566 | 59.2935 | 7929107.4798 | 0 | 5137616.4503 | 0 | 0 | 0 | 2077906.0033 | 5906405.674 | 15367255.9935 | 10488467.9811 | 46906759.582 | 961560.8286 | 22763695.9669 | 22763695.9669 | 17318556.9989 | 9110239.6917 | 0 | 70632016.3776 | 119824509.0351 | 562341.3252 | 19.4974 | 3622.6418 | 6145.6731 | 73.8525 | 125.2879
1 | 5200 | 707 | 0.035 | 15 | 15 | 7 | 7.4989e-10 | 5spot_SharedNeighbor | CO2 | Porous | Wet | R245fa | MinimizeLCOE_Brownfield | IgnoreSilica | 155.0844 | 32.7685 | 4.8897 | 4 | 3612.9225 | 6128.0486 | 73.6543 | 124.9286 | 128.872 | 15.3421 | 62.7619 | 7939397.6455 | 0 | 5147385.8643 | 0 | 0 | 0 | 2068145.8362 | 5910422.4449 | 15377706.8073 | 10495600.8763 | 46938659.4744 | 961560.8286 | 22763695.9669 | 22763695.9669 | 17318556.9989 | 9110239.6917 | 0 | 70663916.27 | 119856408.9275 | 749894.2093 | 19.5587 | 3612.9225 | 6128.0486 | 73.6543 | 124.9286
1 | 5200 | 707 | 0.035 | 15 | 15 | 7 | 1e-09 | 5spot_SharedNeighbor | CO2 | Porous | Wet | R245fa | MinimizeLCOE_Brownfield | IgnoreSilica | 155.3498 | 32.8297 | 4.901 | 4 | 3605.6342 | 6114.9358 | 73.5057 | 124.6612 | 128.8423 | 15.3316 | 52.3766 | 7946801.8034 | 0 | 5154432.8078 | 0 | 0 | 0 | 2060521.8573 | 5913085.0227 | 15384634.2885 | 10500329.0246 | 46959804.8043 | 961560.8286 | 22763695.9669 | 22763695.9669 | 17318556.9989 | 9110239.6917 | 0 | 70685061.5998 | 119877554.2574 | 1000000 | 19.6041 | 3605.6342 | 6114.9358 | 73.5057 | 124.6612
1 | 5200 | 707 | 0.035 | 15 | 15 | 7 | 1.3335e-09 | 5spot_SharedNeighbor | CO2 | Porous | Wet | R245fa | MinimizeLCOE_Brownfield | IgnoreSilica | 155.5667 | 32.8792 | 4.9098 | 4 | 3600.169 | 6104.967 | 73.3943 | 124.458 | 128.8179 | 15.323 | 53.2841 | 7952842.2188 | 0 | 5160188.8859 | 0 | 0 | 0 | 2055103.3086 | 5915572.4212 | 15391105.9893 | 10504746.0933 | 46979558.9171 | 961560.8286 | 22763695.9669 | 22763695.9669 | 17318556.9989 | 9110239.6917 | 0 | 70704815.7127 | 119897308.3702 | 1333521.4322 | 19.6393 | 3600.169 | 6104.967 | 73.3943 | 124.458
1 | 5200 | 707 | 0.035 | 15 | 15 | 7 | 1.7783e-09 | 5spot_SharedNeighbor | CO2 | Porous | Wet | R245fa | MinimizeLCOE_Brownfield | IgnoreSilica | 155.7176 | 32.914 | 4.9163 | 4 | 3596.0706 | 6097.5927 | 73.3108 | 124.3077 | 128.8009 | 15.317 | 55.4133 | 7957038.085 | 0 | 5164194.2532 | 0 | 0 | 0 | 2050776.7644 | 5917083.55 | 15395037.6364 | 10507429.5232 | 46991559.8122 | 961560.8286 | 22763695.9669 | 22763695.9669 | 17318556.9989 | 9110239.6917 | 0 | 70716816.6078 | 119909309.2654 | 1778279.41 | 19.665 | 3596.0706 | 6097.5927 | 73.3108 | 124.3077
1 | 5200 | 707 | 0.035 | 15 | 15 | 7 | 2.3714e-09 | 5spot_SharedNeighbor | CO2 | Porous | Wet | R245fa | MinimizeLCOE_Brownfield | IgnoreSilica | 155.8297 | 32.9399 | 4.9211 | 4 | 3592.9974 | 6092.0752 | 73.2481 | 124.1952 | 128.7883 | 15.3126 | 55.137 | 7960149.1368 | 0 | 5167167.0605 | 0 | 0 | 0 | 2047492.2559 | 5918175.2968 | 15397878.1375 | 10509368.2236 | 47000230.1111 | 961560.8286 | 22763695.9669 | 22763695.9669 | 17318556.9989 | 9110239.6917 | 0 | 70725486.9067 | 119917979.5643 | 2371373.7057 | 19.6843 | 3592.9974 | 6092.0752 | 73.2481 | 124.1952
1 | 5200 | 707 | 0.035 | 15 | 15 | 7 | 3.1623e-09 | 5spot_SharedNeighbor | CO2 | Porous | Wet | R245fa | MinimizeLCOE_Brownfield | IgnoreSilica | 155.9151 | 32.9595 | 4.9247 | 4 | 3590.6928 | 6087.9285 | 73.2011 | 124.1107 | 128.7786 | 15.3092 | 55.4947 | 7962517.7002 | 0 | 5169431.7696 | 0 | 0 | 0 | 2045045.9099 | 5919028.1981 | 15400097.2118 | 10510882.7874 | 47007003.577 | 961560.8286 | 22763695.9669 | 22763695.9669 | 17318556.9989 | 9110239.6917 | 0 | 70732260.3725 | 119924753.0301 | 3162277.6602 | 19.6988 | 3590.6928 | 6087.9285 | 73.2011 | 124.1107
1 | 5200 | 707 | 0.035 | 15 | 15 | 7 | 4.217e-09 | 5spot_SharedNeighbor | CO2 | Porous | Wet | R245fa | MinimizeLCOE_Brownfield | IgnoreSilica | 155.9929 | 32.9771 | 4.9276 | 4 | 3588.9646 | 6084.7084 | 73.1659 | 124.045 | 128.7699 | 15.3061 | 59.2461 | 7964676.6497 | 0 | 5171495.0592 | 0 | 0 | 0 | 2043476.9387 | 5920062.9726 | 15402789.4827 | 10512720.3176 | 47015221.4205 | 961560.8286 | 22763695.9669 | 22763695.9669 | 17318556.9989 | 9110239.6917 | 0 | 70740478.2161 | 119932970.8736 | 4216965.0343 | 19.7106 | 3588.9646 | 6084.7084 | 73.1659 | 124.045
1 | 5200 | 707 | 0.035 | 15 | 15 | 7 | 5.6234e-09 | 5spot_SharedNeighbor | CO2 | Porous | Wet | R245fa | MinimizeLCOE_Brownfield | IgnoreSilica | 156.0271 | 32.9853 | 4.9295 | 4 | 3587.6686 | 6082.4891 | 73.1395 | 123.9998 | 128.766 | 15.3047 | 55.3817 | 7965623.8305 | 0 | 5172403.8239 | 0 | 0 | 0 | 2041823.2444 | 5920141.8505 | 15402994.707 | 10512860.3874 | 47015847.8436 | 961560.8286 | 22763695.9669 | 22763695.9669 | 17318556.9989 | 9110239.6917 | 0 | 70741104.6392 | 119933597.2967 | 5623413.2519 | 19.7178 | 3587.6686 | 6082.4891 | 73.1395 | 123.9998
1 | 5200 | 707 | 0.035 | 15 | 15 | 7 | 7.4989e-09 | 5spot_SharedNeighbor | CO2 | Porous | Wet | R245fa | MinimizeLCOE_Brownfield | IgnoreSilica | 156.066 | 32.9942 | 4.931 | 4 | 3586.6968 | 6080.7184 | 73.1197 | 123.9637 | 128.7616 | 15.3032 | 57.2049 | 7966701.7839 | 0 | 5173435.3462 | 0 | 0 | 0 | 2040841.2438 | 5920581.5658 | 15404138.7559 | 10513641.2243 | 47019339.9199 | 961560.8286 | 22763695.9669 | 22763695.9669 | 17318556.9989 | 9110239.6917 | 0 | 70744596.7155 | 119937089.373 | 7498942.0933 | 19.7242 | 3586.6968 | 6080.7184 | 73.1197 | 123.9637
1 | 5200 | 707 | 0.035 | 15 | 15 | 7 | 1e-08 | 5spot_SharedNeighbor | CO2 | Porous | Wet | R245fa | MinimizeLCOE_Brownfield | IgnoreSilica | 156.1003 | 33.0019 | 4.9323 | 4 | 3585.968 | 6079.3495 | 73.1048 | 123.9358 | 128.7577 | 15.3018 | 52.8533 | 7967651.91 | 0 | 5174344.0257 | 0 | 0 | 0 | 2040204.0294 | 5921057.9864 | 15405378.3045 | 10514487.2417 | 47023123.4976 | 961560.8286 | 22763695.9669 | 22763695.9669 | 17318556.9989 | 9110239.6917 | 0 | 70748380.2931 | 119940872.9507 | 10000000 | 19.7292 | 3585.968 | 6079.3495 | 73.1048 | 123.9358
1 | 5300 | 707 | 0.035 | 15 | 15 | 7 | 1e-13 | 5spot_SharedNeighbor | CO2 | Porous | Wet | R245fa | MinimizeLCOE_Brownfield | IgnoreSilica | 1.6 | 0.029554 | 0.0040512 | 4 | 1593914.9121 | 4702171.7505 | 32494.1114 | 95860.1313 | 78.8321 | 15.4263 | 12.6331 | 205424.6223 | 0 | 85803.168 | 0 | 0 | 0 | 201382.7644 | 192118.1163 | 499851.9299 | 341159.2131 | 1525739.8141 | 961560.8286 | 23341978.1048 | 23341978.1048 | 17712525.3824 | 9314579.3857 | 0 | 25829278.7475 | 76198361.6204 | 100 | 0.016205 | 1593914.9121 | 4702171.7505 | 32494.1114 | 95860.1313
1 | 5300 | 707 | 0.035 | 15 | 15 | 7 | 1.3335e-13 | 5spot_SharedNeighbor | CO2 | Porous | Wet | R245fa | MinimizeLCOE_Brownfield | IgnoreSilica | 1.6 | 0.049815 | 0.0089216 | 4 | 721660.6572 | 2133097.5373 | 14712.0286 | 43486.0785 | 78.8321 | 15.4263 | 13.8673 | 205424.63 | 0 | 85803.1637 | 0 | 0 | 0 | 176903.9195 | 182571.3681 | 475013.2493 | 324206.3032 | 1449922.6339 | 961560.8286 | 23341978.1048 | 23341978.1048 | 17712525.3824 | 9314579.3857 | 0 | 25753461.5673 | 76122544.4402 | 133.3521 | 0.035686 | 721660.6572 | 2133097.5373 | 14712.0286 | 43486.0785
1 | 5300 | 707 | 0.035 | 15 | 15 | 7 | 1.7783e-13 | 5spot_SharedNeighbor | CO2 | Porous | Wet | R245fa | MinimizeLCOE_Brownfield | IgnoreSilica | 3.5512 | 0.30031 | 0.028478 | 4 | 242427.4498 | 684605.8462 | 4942.2115 | 13956.6162 | 102.9725 | 17.0578 | 27.3134 | 455743.4589 | 0 | 226840.6681 | 0 | 0 | 0 | 386643.4273 | 416998.7462 | 1084945.1994 | 740497.392 | 3311668.8919 | 961560.8286 | 23341978.1048 | 23341978.1048 | 17712525.3824 | 9314579.3857 | 0 | 27615207.8253 | 77984290.6982 | 177.8279 | 0.11391 | 242427.4498 | 684605.8462 | 4942.2115 | 13956.6162
1 | 5300 | 707 | 0.035 | 15 | 15 | 7 | 2.3714e-13 | 5spot_SharedNeighbor | CO2 | Porous | Wet | R245fa | MinimizeLCOE_Brownfield | IgnoreSilica | 4.8009 | 0.51871 | 0.05076 | 4 | 140933.3164 | 389006.1014 | 2873.1163 | 7930.4155 | 110.534 | 17.4744 | 27.2007 | 600802.9577 | 0 | 310885.7407 | 0 | 0 | 0 | 480441.4527 | 542930.7589 | 1412594.4643 | 964124.7478 | 4311780.1222 | 961560.8286 | 23341978.1048 | 23341978.1048 | 17712525.3824 | 9314579.3857 | 0 | 28615319.0556 | 78984401.9285 | 237.1374 | 0.20304 | 140933.3164 | 389006.1014 | 2873.1163 | 7930.4155
1 | 5300 | 707 | 0.035 | 15 | 15 | 7 | 3.1623e-13 | 5spot_SharedNeighbor | CO2 | Porous | Wet | R245fa | MinimizeLCOE_Brownfield | IgnoreSilica | 6.4546 | 0.82528 | 0.082764 | 4 | 90035.481 | 242182.9901 | 1835.4951 | 4937.2278 | 116.8625 | 17.7928 | 29.7935 | 778431.7164 | 0 | 404603.0944 | 0 | 0 | 0 | 593730.1545 | 692938.3365 | 1802883.4103 | 1230504.9731 | 5503091.6852 | 961560.8286 | 23341978.1048 | 23341978.1048 | 17712525.3824 | 9314579.3857 | 0 | 29806630.6186 | 80175713.4915 | 316.2278 | 0.33105 | 90035.481 | 242182.9901 | 1835.4951 | 4937.2278
1 | 5300 | 707 | 0.035 | 15 | 15 | 7 | 4.217e-13 | 5spot_SharedNeighbor | CO2 | Porous | Wet | R245fa | MinimizeLCOE_Brownfield | IgnoreSilica | 8.5157 | 1.226 | 0.1271 | 4 | 61233.2612 | 160308.8822 | 1248.3229 | 3268.1134 | 121.8019 | 18.0228 | 31.9176 | 982694.9519 | 0 | 505021.4556 | 0 | 0 | 0 | 716447.9344 | 859624.0933 | 2236565.5577 | 1526501.9499 | 6826855.9428 | 961560.8286 | 23341978.1048 | 23341978.1048 | 17712525.3824 | 9314579.3857 | 0 | 31130394.8762 | 81499477.7491 | 421.6965 | 0.50839 | 61233.2612 | 160308.8822 | 1248.3229 | 3268.1134
1 | 5300 | 707 | 0.035 | 15 | 15 | 7 | 5.6234e-13 | 5spot_SharedNeighbor | CO2 | Porous | Wet | R245fa | MinimizeLCOE_Brownfield | IgnoreSilica | 11.1003 | 1.7433 | 0.18686 | 4 | 43681.9018 | 111071.5155 | 890.5147 | 2264.3431 | 125.692 | 18.1914 | 35.7592 | 1219095.9469 | 0 | 624307.7706 | 0 | 0 | 0 | 851133.9232 | 1050869.6799 | 2734147.344 | 1866111.7434 | 8345666.4081 | 961560.8286 | 23341978.1048 | 23341978.1048 | 17712525.3824 | 9314579.3857 | 0 | 32649205.3415 | 83018288.2144 | 562.3413 | 0.74743 | 43681.9018 | 111071.5155 | 890.5147 | 2264.3431
1 | 5300 | 707 | 0.035 | 15 | 15 | 7 | 7.4989e-13 | 5spot_SharedNeighbor | CO2 | Porous | Wet | R245fa | MinimizeLCOE_Brownfield | IgnoreSilica | 14.3749 | 2.4102 | 0.26638 | 4 | 32302.7829 | 79574.3083 | 658.5359 | 1622.2299 | 128.7817 | 18.315 | 27.0536 | 1495809.655 | 0 | 767743.7548 | 0 | 0 | 0 | 1002548.4837 | 1273779.7384 | 3314113.5913 | 2261950.6243 | 10115945.8475 | 961560.8286 | 23341978.1048 | 23341978.1048 | 17712525.3824 | 9314579.3857 | 0 | 34419484.7809 | 84788567.6538 | 749.8942 | 1.0655 | 32302.7829 | 79574.3083 | 658.5359 | 1622.2299
1 | 5300 | 707 | 0.035 | 15 | 15 | 7 | 1e-12 | 5spot_SharedNeighbor | CO2 | Porous | Wet | R245fa | MinimizeLCOE_Brownfield | IgnoreSilica | 18.5398 | 3.2677 | 0.37128 | 4 | 24575.3369 | 58490.8513 | 501.0015 | 1192.4151 | 131.2291 | 18.4019 | 35.627 | 1821305.6695 | 0 | 941058.2789 | 0 | 0 | 0 | 1174714.0204 | 1535460.4078 | 3994953.015 | 2726637.5208 | 12194128.9124 | 961560.8286 | 23341978.1048 | 23341978.1048 | 17712525.3824 | 9314579.3857 | 0 | 36497667.8458 | 86866750.7187 | 1000 | 1.4851 | 24575.3369 | 58490.8513 | 501.0015 | 1192.4151
1 | 5300 | 707 | 0.035 | 15 | 15 | 7 | 1.3335e-12 | 5spot_SharedNeighbor | CO2 | Porous | Wet | R245fa | MinimizeLCOE_Brownfield | IgnoreSilica | 23.7681 | 4.3539 | 0.50809 | 4 | 19141.8257 | 43925.4736 | 390.232 | 895.4802 | 133.1283 | 18.4548 | 30.5646 | 2199693.2415 | 0 | 1147964.2651 | 0 | 0 | 0 | 1365995.3803 | 1838324.6259 | 4782943.5844 | 3264457.276 | 14599378.3732 | 961560.8286 | 23341978.1048 | 23341978.1048 | 17712525.3824 | 9314579.3857 | 0 | 38902917.3066 | 89272000.1795 | 1333.5214 | 2.0324 | 19141.8257 | 43925.4736 | 390.232 | 895.4802
1 | 5300 | 707 | 0.035 | 15 | 15 | 7 | 1.7783e-12 | 5spot_SharedNeighbor | CO2 | Porous | Wet | R245fa | MinimizeLCOE_Brownfield | IgnoreSilica | 30.2649 | 5.7138 | 0.68437 | 4 | 15218.3164 | 33618.0573 | 310.246 | 685.3496 | 134.5729 | 18.474 | 39.6156 | 2635770.1147 | 0 | 1392784.2906 | 0 | 0 | 0 | 1575258.7553 | 2185487.1327 | 5686189.2141 | 3880940.9781 | 17356430.4856 | 961560.8286 | 23341978.1048 | 23341978.1048 | 17712525.3824 | 9314579.3857 | 0 | 41659969.419 | 92029052.2919 | 1778.2794 | 2.7375 | 15218.3164 | 33618.0573 | 310.246 | 685.3496
1 | 5300 | 707 | 0.035 | 15 | 15 | 7 | 2.3714e-12 | 5spot_SharedNeighbor | CO2 | Porous | Wet | R245fa | MinimizeLCOE_Brownfield | IgnoreSilica | 38.2575 | 7.3976 | 0.90841 | 4 | 12327.1468 | 26189.0645 | 251.3056 | 533.8995 | 135.6364 | 18.456 | 40.4168 | 3133925.6419 | 0 | 1679986.5148 | 0 | 0 | 0 | 1801223.84 | 2579903.0387 | 6712378.4959 | 4581336.249 | 20488753.7804 | 961560.8286 | 23341978.1048 | 23341978.1048 | 17712525.3824 | 9314579.3857 | 0 | 44792292.7138 | 95161375.5867 | 2371.3737 | 3.6336 | 12327.1468 | 26189.0645 | 251.3056 | 533.8995
1 | 5300 | 707 | 0.035 | 15 | 15 | 7 | 3.1623e-12 | 5spot_SharedNeighbor | CO2 | Porous | Wet | R245fa | MinimizeLCOE_Brownfield | IgnoreSilica | 47.8165 | 9.4263 | 1.1865 | 4 | 10164.8203 | 20777.8888 | 207.2236 | 423.5854 | 136.358 | 18.3941 | 40.5424 | 3687739.0618 | 0 | 2008143.3563 | 0 | 0 | 0 | 2032958.7051 | 3014248.038 | 7842455.0877 | 5352636.7437 | 23938180.9926 | 961560.8286 | 23341978.1048 | 23341978.1048 | 17712525.3824 | 9314579.3857 | 0 | 48241719.926 | 98610802.799 | 3162.2777 | 4.7459 | 10164.8203 | 20777.8888 | 207.2236 | 423.5854
1 | 5300 | 707 | 0.035 | 15 | 15 | 7 | 4.217e-12 | 5spot_SharedNeighbor | CO2 | Porous | Wet | R245fa | MinimizeLCOE_Brownfield | IgnoreSilica | 58.9218 | 11.8012 | 1.5215 | 4 | 8532.1899 | 16808.5351 | 173.9402 | 342.6647 | 136.7654 | 18.2798 | 49.7181 | 4286270.4746 | 0 | 2373302.9438 | 0 | 0 | 0 | 2258841.0499 | 3478181.6426 | 9049515.161 | 6176480.0463 | 27622591.3182 | 961560.8286 | 23341978.1048 | 23341978.1048 | 17712525.3824 | 9314579.3857 | 0 | 51926130.2516 | 102295213.1245 | 4216.965 | 6.0859 | 8532.1899 | 16808.5351 | 173.9402 | 342.6647
1 | 5300 | 707 | 0.035 | 15 | 15 | 7 | 5.6234e-12 | 5spot_SharedNeighbor | CO2 | Porous | Wet | R245fa | MinimizeLCOE_Brownfield | IgnoreSilica | 71.183 | 14.4469 | 1.907 | 4 | 7294.3189 | 13897.3341 | 148.7046 | 283.316 | 136.8673 | 18.1067 | 42.1171 | 4901193.1994 | 0 | 2760788.3176 | 0 | 0 | 0 | 2456319.2286 | 3946137.2908 | 10267039.7666 | 7007465.6073 | 31338943.4103 | 961560.8286 | 23341978.1048 | 23341978.1048 | 17712525.3824 | 9314579.3857 | 0 | 55642482.3437 | 106011565.2166 | 5623.4133 | 7.6282 | 7294.3189 | 13897.3341 | 148.7046 | 283.316
1 | 5300 | 707 | 0.035 | 15 | 15 | 7 | 7.4989e-12 | 5spot_SharedNeighbor | CO2 | Porous | Wet | R245fa | MinimizeLCOE_Brownfield | IgnoreSilica | 83.9667 | 17.2315 | 2.3267 | 4 | 6356.6682 | 11768.6315 | 129.5893 | 239.9195 | 136.6873 | 17.8786 | 42.6593 | 5498179.9326 | 0 | 3150778.8816 | 0 | 0 | 0 | 2605496.2168 | 4389237.4621 | 11419895.5199 | 7794313.3478 | 34857901.3608 | 961560.8286 | 23341978.1048 | 23341978.1048 | 17712525.3824 | 9314579.3857 | 0 | 59161440.2942 | 109530523.1671 | 7498.9421 | 9.307 | 6356.6682 | 11768.6315 | 129.5893 | 239.9195
1 | 5300 | 707 | 0.035 | 15 | 15 | 7 | 1e-11 | 5spot_SharedNeighbor | CO2 | Porous | Wet | R245fa | MinimizeLCOE_Brownfield | IgnoreSilica | 96.5077 | 19.9894 | 2.7564 | 4 | 5648.4771 | 10216.9319 | 115.1518 | 208.286 | 136.276 | 17.6083 | 42.4946 | 6044177.6464 | 0 | 3521939.0721 | 0 | 0 | 0 | 2694174.8293 | 4781513.7036 | 12440517.8335 | 8490909.0484 | 37973232.1332 | 961560.8286 | 23341978.1048 | 23341978.1048 | 17712525.3824 | 9314579.3857 | 0 | 62276771.0666 | 112645853.9395 | 10000 | 11.0254 | 5648.4771 | 10216.9319 | 115.1518 | 208.286
1 | 5300 | 707 | 0.035 | 15 | 15 | 7 | 1.3335e-11 | 5spot_SharedNeighbor | CO2 | Porous | Wet | R245fa | MinimizeLCOE_Brownfield | IgnoreSilica | 108.0882 | 22.5602 | 3.1696 | 4 | 5115.5766 | 9088.3762 | 104.2879 | 185.2788 | 135.7129 | 17.3184 | 46.9941 | 6515579.4956 | 0 | 3856160.1896 | 0 | 0 | 0 | 2721868.4561 | 5106507.1751 | 13286084.1809 | 9068025.4552 | 40554224.9525 | 961560.8286 | 23341978.1048 | 23341978.1048 | 17712525.3824 | 9314579.3857 | 0 | 64857763.8859 | 115226846.7588 | 13335.2143 | 12.6785 | 5115.5766 | 9088.3762 | 104.2879 | 185.2788
1 | 5300 | 707 | 0.035 | 15 | 15 | 7 | 1.7783e-11 | 5spot_SharedNeighbor | CO2 | Porous | Wet | R245fa | MinimizeLCOE_Brownfield | IgnoreSilica | 118.2586 | 24.8378 | 3.5459 | 4 | 4715.7919 | 8267.0292 | 96.1378 | 168.5346 | 135.0833 | 17.0322 | 51.1452 | 6904475.8921 | 0 | 4143798.4419 | 0 | 0 | 0 | 2700370.2311 | 5361971.3804 | 13950749.6401 | 9521673.2886 | 42583038.8741 | 961560.8286 | 23341978.1048 | 23341978.1048 | 17712525.3824 | 9314579.3857 | 0 | 66886577.8076 | 117255660.6805 | 17782.7941 | 14.1835 | 4715.7919 | 8267.0292 | 96.1378 | 168.5346
1 | 5300 | 707 | 0.035 | 15 | 15 | 7 | 2.3714e-11 | 5spot_SharedNeighbor | CO2 | Porous | Wet | R245fa | MinimizeLCOE_Brownfield | IgnoreSilica | 126.8165 | 26.7696 | 3.8727 | 4 | 4416.4317 | 7668.0122 | 90.0349 | 156.3228 | 134.4591 | 16.7686 | 55.4326 | 7213774.1523 | 0 | 4382006.2681 | 0 | 0 | 0 | 2645817.6374 | 5554223.2426 | 14450949.5493 | 9863070.0047 | 44109840.8545 | 961560.8286 | 23341978.1048 | 23341978.1048 | 17712525.3824 | 9314579.3857 | 0 | 68413379.788 | 118782462.6609 | 23713.7371 | 15.4906 | 4416.4317 | 7668.0122 | 90.0349 | 156.3228
1 | 5300 | 707 | 0.035 | 15 | 15 | 7 | 3.1623e-11 | 5spot_SharedNeighbor | CO2 | Porous | Wet | R245fa | MinimizeLCOE_Brownfield | IgnoreSilica | 133.7808 | 28.353 | 4.1459 | 4 | 4192.4475 | 7229.7003 | 85.4687 | 147.3872 | 133.8883 | 16.5387 | 58.987 | 7453394.1335 | 0 | 4573486.2317 | 0 | 0 | 0 | 2574126.4322 | 5694392.651 | 14815641.5973 | 10111979.8212 | 45223020.8669 | 961560.8286 | 23341978.1048 | 23341978.1048 | 17712525.3824 | 9314579.3857 | 0 | 69526559.8004 | 119895642.6733 | 31622.7766 | 16.5838 | 4192.4475 | 7229.7003 | 85.4687 | 147.3872
1 | 5300 | 707 | 0.035 | 15 | 15 | 7 | 4.217e-11 | 5spot_SharedNeighbor | CO2 | Porous | Wet | R245fa | MinimizeLCOE_Brownfield | IgnoreSilica | 139.3038 | 29.6166 | 4.3679 | 4 | 4024.8699 | 6907.8069 | 82.0524 | 140.825 | 133.3955 | 16.3465 | 60.4195 | 7635672.0789 | 0 | 4723921.9663 | 0 | 0 | 0 | 2497686.3585 | 5794339.3574 | 15075682.4255 | 10289463.0297 | 46016765.2163 | 961560.8286 | 23341978.1048 | 23341978.1048 | 17712525.3824 | 9314579.3857 | 0 | 70320304.1497 | 120689387.0226 | 42169.6503 | 17.4714 | 4024.8699 | 6907.8069 | 82.0524 | 140.825
1 | 5300 | 707 | 0.035 | 15 | 15 | 7 | 5.6234e-11 | 5spot_SharedNeighbor | CO2 | Porous | Wet | R245fa | MinimizeLCOE_Brownfield | IgnoreSilica | 143.6371 | 30.6124 | 4.5447 | 4 | 3899.4533 | 6670.198 | 79.4956 | 135.981 | 132.9839 | 16.1895 | 56.7489 | 7773846.9448 | 0 | 4841117.16 | 0 | 0 | 0 | 2425529.3659 | 5865792.4536 | 15261588.7247 | 10416347.8989 | 46584222.5478 | 961560.8286 | 23341978.1048 | 23341978.1048 | 17712525.3824 | 9314579.3857 | 0 | 70887761.4812 | 121256844.3541 | 56234.1325 | 18.1789 | 3899.4533 | 6670.198 | 79.4956 | 135.981
1 | 5300 | 707 | 0.035 | 15 | 15 | 7 | 7.4989e-11 | 5spot_SharedNeighbor | CO2 | Porous | Wet | R245fa | MinimizeLCOE_Brownfield | IgnoreSilica | 146.9823 | 31.3844 | 4.6832 | 4 | 3805.5489 | 6494.34 | 77.5813 | 132.3959 | 132.651 | 16.0646 | 54.475 | 7877577.9545 | 0 | 4931106.0242 | 0 | 0 | 0 | 2361449.7976 | 5916352.1728 | 15393134.7429 | 10506130.7593 | 46985751.4514 | 961560.8286 | 23341978.1048 | 23341978.1048 | 17712525.3824 | 9314579.3857 | 0 | 71289290.3848 | 121658373.2577 | 74989.4209 | 18.733 | 3805.5489 | 6494.34 | 77.5813 | 132.3959
1 | 5300 | 707 | 0.035 | 15 | 15 | 7 | 1e-10 | 5spot_SharedNeighbor | CO2 | Porous | Wet | R245fa | MinimizeLCOE_Brownfield | IgnoreSilica | 149.5297 | 31.9745 | 4.7903 | 4 | 3735.2093 | 6363.9225 | 76.1473 | 129.7372 | 132.3886 | 15.9673 | 58.7046 | 7954836.7769 | 0 | 4999358.5445 | 0 | 0 | 0 | 2306823.9095 | 5951797.5 | 15485356.2135 | 10569073.808 | 47267246.7524 | 961560.8286 | 23341978.1048 | 23341978.1048 | 17712525.3824 | 9314579.3857 | 0 | 71570785.6859 | 121939868.5588 | 100000 | 19.1611 | 3735.2093 | 6363.9225 | 76.1473 | 129.7372
1 | 5300 | 707 | 0.035 | 15 | 15 | 7 | 1.3335e-10 | 5spot_SharedNeighbor | CO2 | Porous | Wet | R245fa | MinimizeLCOE_Brownfield | IgnoreSilica | 151.4787 | 32.4268 | 4.8726 | 4 | 3682.5033 | 6266.7889 | 75.0728 | 127.757 | 132.1825 | 15.8916 | 55.0941 | 8012931.4911 | 0 | 5051422.28 | 0 | 0 | 0 | 2262250.7215 | 5977375.7521 | 15551905.5787 | 10614495.1172 | 47470380.9407 | 961560.8286 | 23341978.1048 | 23341978.1048 | 17712525.3824 | 9314579.3857 | 0 | 71773919.8741 | 122143002.747 | 133352.1432 | 19.4905 | 3682.5033 | 6266.7889 | 75.0728 | 127.757
1 | 5300 | 707 | 0.035 | 15 | 15 | 7 | 1.7783e-10 | 5spot_SharedNeighbor | CO2 | Porous | Wet | R245fa | MinimizeLCOE_Brownfield | IgnoreSilica | 152.9527 | 32.7697 | 4.9354 | 4 | 3643.0002 | 6194.4082 | 74.2675 | 126.2814 | 132.0236 | 15.8337 | 60.4945 | 8056274.9336 | 0 | 5090706.2015 | 0 | 0 | 0 | 2226447.6926 | 5995637.2428 | 15599418.2315 | 10646923.479 | 47615407.7811 | 961560.8286 | 23341978.1048 | 23341978.1048 | 17712525.3824 | 9314579.3857 | 0 | 71918946.7146 | 122288029.5875 | 177827.941 | 19.7417 | 3643.0002 | 6194.4082 | 74.2675 | 126.2814
1 | 5300 | 707 | 0.035 | 15 | 15 | 7 | 2.3714e-10 | 5spot_SharedNeighbor | CO2 | Porous | Wet | R245fa | MinimizeLCOE_Brownfield | IgnoreSilica | 154.0781 | 33.0315 | 4.9833 | 4 | 3613.3875 | 6140.2772 | 73.6638 | 125.1779 | 131.9005 | 15.789 | 58.7847 | 8089026.5297 | 0 | 5120649.1946 | 0 | 0 | 0 | 2198477.8137 | 6009179.8798 | 15634653.395 | 10670972.2021 | 47722959.015 | 961560.8286 | 23341978.1048 | 23341978.1048 | 17712525.3824 | 9314579.3857 | 0 | 72026497.9484 | 122395580.8213 | 237137.3706 | 19.9332 | 3613.3875 | 6140.2772 | 73.6638 | 125.1779
1 | 5300 | 707 | 0.035 | 15 | 15 | 7 | 3.1623e-10 | 5spot_SharedNeighbor | CO2 | Porous | Wet | R245fa | MinimizeLCOE_Brownfield | IgnoreSilica | 154.9166 | 33.2271 | 5.0194 | 4 | 3591.1864 | 6099.9076 | 73.2112 | 124.3549 | 131.8077 | 15.7554 | 57.3855 | 8113232.3268 | 0 | 5142929.8254 | 0 | 0 | 0 | 2176490.6934 | 6018734.6098 | 15659512.8424 | 10687939.2858 | 47798839.5835 | 961560.8286 | 23341978.1048 | 23341978.1048 | 17712525.3824 | 9314579.3857 | 0 | 72102378.5169 | 122471461.3898 | 316227.766 | 20.0776 | 3591.1864 | 6099.9076 | 73.2112 | 124.3549
1 | 5300 | 707 | 0.035 | 15 | 15 | 7 | 4.217e-10 | 5spot_SharedNeighbor | CO2 | Porous | Wet | R245fa | MinimizeLCOE_Brownfield | IgnoreSilica | 155.5519 | 33.3754 | 5.0467 | 4 | 3574.5405 | 6069.6794 | 72.8718 | 123.7386 | 131.7369 | 15.7298 | 58.2472 | 8131462.7826 | 0 | 5159795.6791 | 0 | 0 | 0 | 2159622.9974 | 6025843.7691 | 15678009.4166 | 10700563.5777 | 47855298.2226 | 961560.8286 | 23341978.1048 | 23341978.1048 | 17712525.3824 | 9314579.3857 | 0 | 72158837.156 | 122527920.0289 | 421696.5034 | 20.1869 | 3574.5405 | 6069.6794 | 72.8718 | 123.7386
1 | 5300 | 707 | 0.035 | 15 | 15 | 7 | 5.6234e-10 | 5spot_SharedNeighbor | CO2 | Porous | Wet | R245fa | MinimizeLCOE_Brownfield | IgnoreSilica | 156.0271 | 33.4864 | 5.0673 | 4 | 3562.0591 | 6047.0761 | 72.6174 | 123.2778 | 131.6836 | 15.7107 | 55.0702 | 8145037.7548 | 0 | 5172403.8239 | 0 | 0 | 0 | 2146655.1549 | 6030997.7261 | 15691418.9556 | 10709715.8636 | 47896229.2788 | 961560.8286 | 23341978.1048 | 23341978.1048 | 17712525.3824 | 9314579.3857 | 0 | 72199768.2122 | 122568851.0851 | 562341.3252 | 20.2691 | 3562.0591 | 6047.0761 | 72.6174 | 123.2778
1 | 5300 | 707 | 0.035 | 15 | 15 | 7 | 7.4989e-10 | 5spot_SharedNeighbor | CO2 | Porous | Wet | R245fa | MinimizeLCOE_Brownfield | IgnoreSilica | 156.3755 | 33.5681 | 5.0826 | 4 | 3552.7 | 6030.2209 | 72.4266 | 122.9342 | 131.6443 | 15.6965 | 57.1886 | 8154953.211 | 0 | 5181641.2519 | 0 | 0 | 0 | 2136599.6498 | 6034545.704 | 15700650.0662 | 10716016.2863 | 47924406.1691 | 961560.8286 | 23341978.1048 | 23341978.1048 | 17712525.3824 | 9314579.3857 | 0 | 72227945.1025 | 122597027.9754 | 749894.2093 | 20.3304 | 3552.7 | 6030.2209 | 72.4266 | 122.9342
1 | 5300 | 707 | 0.035 | 15 | 15 | 7 | 1e-09 | 5spot_SharedNeighbor | CO2 | Porous | Wet | R245fa | MinimizeLCOE_Brownfield | IgnoreSilica | 156.6534 | 33.6328 | 5.0944 | 4 | 3545.6821 | 6017.4658 | 72.2835 | 122.6742 | 131.6129 | 15.6853 | 54.2704 | 8162842.5497 | 0 | 5189004.8586 | 0 | 0 | 0 | 2129301.1641 | 6037647.9432 | 15708721.4563 | 10721525.1759 | 47949043.1477 | 961560.8286 | 23341978.1048 | 23341978.1048 | 17712525.3824 | 9314579.3857 | 0 | 72252582.0811 | 122621664.954 | 1000000 | 20.3776 | 3545.6821 | 6017.4658 | 72.2835 | 122.6742
1 | 5300 | 707 | 0.035 | 15 | 15 | 7 | 1.3335e-09 | 5spot_SharedNeighbor | CO2 | Porous | Wet | R245fa | MinimizeLCOE_Brownfield | IgnoreSilica | 156.8554 | 33.68 | 5.1032 | 4 | 3540.4196 | 6007.9609 | 72.1762 | 122.4804 | 131.59 | 15.677 | 60.1976 | 8168567.8695 | 0 | 5194358.7807 | 0 | 0 | 0 | 2123646.0774 | 6039763.3638 | 15714225.3467 | 10725281.6941 | 47965843.1321 | 961560.8286 | 23341978.1048 | 23341978.1048 | 17712525.3824 | 9314579.3857 | 0 | 72269382.0655 | 122638464.9384 | 1333521.4322 | 20.4127 | 3540.4196 | 6007.9609 | 72.1762 | 122.4804
1 | 5300 | 707 | 0.035 | 15 | 15 | 7 | 1.7783e-09 | 5spot_SharedNeighbor | CO2 | Porous | Wet | R245fa | MinimizeLCOE_Brownfield | IgnoreSilica | 157.0017 | 33.7144 | 5.1097 | 4 | 3536.4733 | 6000.8799 | 72.0958 | 122.3361 | 131.5734 | 15.6711 | 56.2583 | 8172706.8073 | 0 | 5198234.8977 | 0 | 0 | 0 | 2119269.6717 | 6041182.4369 | 15717917.484 | 10727801.6537 | 47977112.9514 | 961560.8286 | 23341978.1048 | 23341978.1048 | 17712525.3824 | 9314579.3857 | 0 | 72280651.8848 | 122649734.7577 | 1778279.41 | 20.4386 | 3536.4733 | 6000.8799 | 72.0958 | 122.3361
1 | 5300 | 707 | 0.035 | 15 | 15 | 7 | 2.3714e-09 | 5spot_SharedNeighbor | CO2 | Porous | Wet | R245fa | MinimizeLCOE_Brownfield | IgnoreSilica | 157.1138 | 33.7407 | 5.1146 | 4 | 3533.5141 | 5995.5544 | 72.0355 | 122.2275 | 131.5606 | 15.6665 | 56.6299 | 8175873.4406 | 0 | 5201202.8279 | 0 | 0 | 0 | 2116017.8207 | 6042306.6948 | 15720842.5723 | 10729798.0866 | 47986041.4428 | 961560.8286 | 23341978.1048 | 23341978.1048 | 17712525.3824 | 9314579.3857 | 0 | 72289580.3763 | 122658663.2492 | 2371373.7057 | 20.4583 | 3533.5141 | 5995.5544 | 72.0355 | 122.2275
1 | 5300 | 707 | 0.035 | 15 | 15 | 7 | 3.1623e-09 | 5spot_SharedNeighbor | CO2 | Porous | Wet | R245fa | MinimizeLCOE_Brownfield | IgnoreSilica | 157.2038 | 33.7616 | 5.1184 | 4 | 3531.295 | 5991.5153 | 71.9902 | 122.1451 | 131.5504 | 15.6628 | 63.1157 | 8178415.8223 | 0 | 5203586.4432 | 0 | 0 | 0 | 2113689.9113 | 6043319.9489 | 15723478.8517 | 10731597.4015 | 47994088.3788 | 961560.8286 | 23341978.1048 | 23341978.1048 | 17712525.3824 | 9314579.3857 | 0 | 72297627.3122 | 122666710.1851 | 3162277.6602 | 20.4734 | 3531.295 | 5991.5153 | 71.9902 | 122.1451
1 | 5300 | 707 | 0.035 | 15 | 15 | 7 | 4.217e-09 | 5spot_SharedNeighbor | CO2 | Porous | Wet | R245fa | MinimizeLCOE_Brownfield | IgnoreSilica | 157.2723 | 33.7775 | 5.1212 | 4 | 3529.6309 | 5988.4793 | 71.9563 | 122.0832 | 131.5426 | 15.66 | 59.4627 | 8180350.4387 | 0 | 5205401.1245 | 0 | 0 | 0 | 2111959.3957 | 6044107.274 | 15725527.31 | 10732995.5164 | 48000341.0593 | 961560.8286 | 23341978.1048 | 23341978.1048 | 17712525.3824 | 9314579.3857 | 0 | 72303879.9928 | 122672962.8657 | 4216965.0343 | 20.4848 | 3529.6309 | 5988.4793 | 71.9563 | 122.0832
1 | 5300 | 707 | 0.035 | 15 | 15 | 7 | 5.6234e-09 | 5spot_SharedNeighbor | CO2 | Porous | Wet | R245fa | MinimizeLCOE_Brownfield | IgnoreSilica | 157.3159 | 33.7878 | 5.1232 | 4 | 3528.3831 | 5986.2652 | 71.9309 | 122.0381 | 131.5376 | 15.6583 | 62.6582 | 8181577.3416 | 0 | 5206553.6102 | 0 | 0 | 0 | 2110500.4028 | 6044466.2283 | 15726461.2356 | 10733632.9397 | 48003191.7583 | 961560.8286 | 23341978.1048 | 23341978.1048 | 17712525.3824 | 9314579.3857 | 0 | 72306730.6917 | 122675813.5646 | 5623413.2519 | 20.4929 | 3528.3831 | 5986.2652 | 71.9309 | 122.0381
1 | 5300 | 707 | 0.035 | 15 | 15 | 7 | 7.4989e-09 | 5spot_SharedNeighbor | CO2 | Porous | Wet | R245fa | MinimizeLCOE_Brownfield | IgnoreSilica | 157.3501 | 33.7959 | 5.1248 | 4 | 3527.4473 | 5984.5923 | 71.9118 | 122.004 | 131.5337 | 15.6569 | 57.9893 | 8182543.1876 | 0 | 5207460.8414 | 0 | 0 | 0 | 2109437.3019 | 6044782.119 | 15727283.1184 | 10734193.8917 | 48005700.4601 | 961560.8286 | 23341978.1048 | 23341978.1048 | 17712525.3824 | 9314579.3857 | 0 | 72309239.3935 | 122678322.2664 | 7498942.0933 | 20.499 | 3527.4473 | 5984.5923 | 71.9118 | 122.004
1 | 5300 | 707 | 0.035 | 15 | 15 | 7 | 1e-08 | 5spot_SharedNeighbor | CO2 | Porous | Wet | R245fa | MinimizeLCOE_Brownfield | IgnoreSilica | 157.3696 | 33.8006 | 5.1258 | 4 | 3526.7456 | 5983.3873 | 71.8975 | 121.9794 | 131.5314 | 15.6561 | 59.2322 | 8183090.1202 | 0 | 5207975.7388 | 0 | 0 | 0 | 2108513.6689 | 6044836.0159 | 15727423.3469 | 10734289.6005 | 48006128.4912 | 961560.8286 | 23341978.1048 | 23341978.1048 | 17712525.3824 | 9314579.3857 | 0 | 72309667.4247 | 122678750.2976 | 10000000 | 20.5032 | 3526.7456 | 5983.3873 | 71.8975 | 121.9794
1 | 5400 | 707 | 0.035 | 15 | 15 | 7 | 1e-13 | 5spot_SharedNeighbor | CO2 | Porous | Wet | R245fa | MinimizeLCOE_Brownfield | IgnoreSilica | 1.6 | 0.028387 | 0.0042535 | 4 | 1553132.7609 | 4583539.3413 | 31662.7121 | 93441.6492 | 79.3359 | 15.7594 | 12.6781 | 207629.7333 | 0 | 85548.1949 | 0 | 0 | 0 | 203189.027 | 193583.1125 | 503663.5494 | 343760.7217 | 1537374.3387 | 961560.8286 | 23926120.3335 | 23926120.3335 | 18112060.8521 | 9521263.1161 | 0 | 26425055.5008 | 77984499.8026 | 100 | 0.017014 | 1553132.7609 | 4583539.3413 | 31662.7121 | 93441.6492
1 | 5400 | 707 | 0.035 | 15 | 15 | 7 | 1.3335e-13 | 5spot_SharedNeighbor | CO2 | Porous | Wet | R245fa | MinimizeLCOE_Brownfield | IgnoreSilica | 1.6 | 0.048596 | 0.0091061 | 4 | 723410.0699 | 2138926.1888 | 14747.6928 | 43604.9035 | 79.3359 | 15.7594 | 13.6485 | 207629.7414 | 0 | 85548.1903 | 0 | 0 | 0 | 178903.9787 | 184111.9451 | 479021.5145 | 326942.0266 | 1462157.3966 | 961560.8286 | 23926120.3335 | 23926120.3335 | 18112060.8521 | 9521263.1161 | 0 | 26349838.5588 | 77909282.8605 | 133.3521 | 0.036424 | 723410.0699 | 2138926.1888 | 14747.6928 | 43604.9035
1 | 5400 | 707 | 0.035 | 15 | 15 | 7 | 1.7783e-13 | 5spot_SharedNeighbor | CO2 | Porous | Wet | R245fa | MinimizeLCOE_Brownfield | IgnoreSilica | 3.6561 | 0.3147 | 0.030325 | 4 | 233601.5177 | 658656.7414 | 4762.2829 | 13427.6086 | 105.0426 | 17.4936 | 27.4088 | 475086.1396 | 0 | 235017.3832 | 0 | 0 | 0 | 403243.4575 | 434205.3223 | 1129713.1809 | 771052.4592 | 3448317.9427 | 961560.8286 | 23926120.3335 | 23926120.3335 | 18112060.8521 | 9521263.1161 | 0 | 28335999.1048 | 79895443.4066 | 177.8279 | 0.1213 | 233601.5177 | 658656.7414 | 4762.2829 | 13427.6086
1 | 5400 | 707 | 0.035 | 15 | 15 | 7 | 2.3714e-13 | 5spot_SharedNeighbor | CO2 | Porous | Wet | R245fa | MinimizeLCOE_Brownfield | IgnoreSilica | 4.9519 | 0.54419 | 0.054018 | 4 | 135999.5941 | 374620.9988 | 2772.5357 | 7637.1558 | 112.835 | 17.9188 | 29.0513 | 627367.3324 | 0 | 322555.0638 | 0 | 0 | 0 | 502346.8091 | 566384.9901 | 1473617.5626 | 1005774.2663 | 4498046.0243 | 961560.8286 | 23926120.3335 | 23926120.3335 | 18112060.8521 | 9521263.1161 | 0 | 29385727.1864 | 80945171.4882 | 237.1374 | 0.21607 | 135999.5941 | 374620.9988 | 2772.5357 | 7637.1558
1 | 5400 | 707 | 0.035 | 15 | 15 | 7 | 3.1623e-13 | 5spot_SharedNeighbor | CO2 | Porous | Wet | R245fa | MinimizeLCOE_Brownfield | IgnoreSilica | 6.6593 | 0.86538 | 0.08815 | 4 | 86824.7142 | 233051.7229 | 1770.0392 | 4751.0746 | 119.315 | 18.2416 | 27.3978 | 812987.0835 | 0 | 414834.5209 | 0 | 0 | 0 | 621105.1193 | 721081.4223 | 1876105.9466 | 1280480.8586 | 5726594.9512 | 961560.8286 | 23926120.3335 | 23926120.3335 | 18112060.8521 | 9521263.1161 | 0 | 30614276.1133 | 82173720.4151 | 316.2278 | 0.3526 | 86824.7142 | 233051.7229 | 1770.0392 | 4751.0746
1 | 5400 | 707 | 0.035 | 15 | 15 | 7 | 4.217e-13 | 5spot_SharedNeighbor | CO2 | Porous | Wet | R245fa | MinimizeLCOE_Brownfield | IgnoreSilica | 8.7398 | 1.2775 | 0.13513 | 4 | 59121.0215 | 154512.1258 | 1205.262 | 3149.9387 | 124.2781 | 18.4703 | 25.9373 | 1021809.9839 | 0 | 515626.6491 | 0 | 0 | 0 | 744447.3391 | 889934.7491 | 2315427.6664 | 1580326.9596 | 7067573.3472 | 961560.8286 | 23926120.3335 | 23926120.3335 | 18112060.8521 | 9521263.1161 | 0 | 31955254.5093 | 83514698.8111 | 421.6965 | 0.54051 | 59121.0215 | 154512.1258 | 1205.262 | 3149.9387
1 | 5400 | 707 | 0.035 | 15 | 15 | 7 | 5.6234e-13 | 5spot_SharedNeighbor | CO2 | Porous | Wet | R245fa | MinimizeLCOE_Brownfield | IgnoreSilica | 11.4124 | 1.8199 | 0.19858 | 4 | 42227.2716 | 107137.1213 | 860.86 | 2184.1351 | 128.2925 | 18.6425 | 27.5106 | 1269416.2536 | 0 | 638311.1955 | 0 | 0 | 0 | 886505.9563 | 1089751.0281 | 2835308.6364 | 1935156.4041 | 8654449.4739 | 961560.8286 | 23926120.3335 | 23926120.3335 | 18112060.8521 | 9521263.1161 | 0 | 33542130.6361 | 85101574.9378 | 562.3413 | 0.79432 | 42227.2716 | 107137.1213 | 860.86 | 2184.1351
1 | 5400 | 707 | 0.035 | 15 | 15 | 7 | 7.4989e-13 | 5spot_SharedNeighbor | CO2 | Porous | Wet | R245fa | MinimizeLCOE_Brownfield | IgnoreSilica | 14.7808 | 2.5163 | 0.28293 | 4 | 31260.7251 | 76818.962 | 637.2922 | 1566.0584 | 131.4581 | 18.7675 | 39.4574 | 1557655.4614 | 0 | 785038.3577 | 0 | 0 | 0 | 1044467.0956 | 1320992.7567 | 3436952.1801 | 2345790.4852 | 10490896.3368 | 961560.8286 | 23926120.3335 | 23926120.3335 | 18112060.8521 | 9521263.1161 | 0 | 35378577.4989 | 86938021.8007 | 749.8942 | 1.1317 | 31260.7251 | 76818.962 | 637.2922 | 1566.0584
1 | 5400 | 707 | 0.035 | 15 | 15 | 7 | 1e-12 | 5spot_SharedNeighbor | CO2 | Porous | Wet | R245fa | MinimizeLCOE_Brownfield | IgnoreSilica | 19.0345 | 3.4063 | 0.39397 | 4 | 23805.7672 | 56523.5795 | 485.3128 | 1152.3096 | 133.9501 | 18.8542 | 33.4294 | 1894369.8299 | 0 | 961094.0977 | 0 | 0 | 0 | 1221510.2049 | 1590019.9117 | 4136905.6523 | 2823523.1126 | 12627422.8092 | 961560.8286 | 23926120.3335 | 23926120.3335 | 18112060.8521 | 9521263.1161 | 0 | 37515103.9714 | 89074548.2732 | 1000 | 1.5759 | 23805.7672 | 56523.5795 | 485.3128 | 1152.3096
1 | 5400 | 707 | 0.035 | 15 | 15 | 7 | 1.3335e-12 | 5spot_SharedNeighbor | CO2 | Porous | Wet | R245fa | MinimizeLCOE_Brownfield | IgnoreSilica | 24.3935 | 4.537 | 0.53881 | 4 | 18559.3657 | 42482.1469 | 378.3578 | 866.056 | 135.8936 | 18.9065 | 36.5568 | 2287304.4722 | 0 | 1172065.644 | 0 | 0 | 0 | 1419885.1994 | 1902909.5731 | 4950980.3687 | 3379145.8341 | 15112291.0916 | 961560.8286 | 23926120.3335 | 23926120.3335 | 18112060.8521 | 9521263.1161 | 0 | 39999972.2537 | 91559416.5555 | 1333.5214 | 2.1552 | 18559.3657 | 42482.1469 | 378.3578 | 866.056
1 | 5400 | 707 | 0.035 | 15 | 15 | 7 | 1.7783e-12 | 5spot_SharedNeighbor | CO2 | Porous | Wet | R245fa | MinimizeLCOE_Brownfield | IgnoreSilica | 31.0567 | 5.9535 | 0.72538 | 4 | 14768.3548 | 32538.2249 | 301.0729 | 663.3357 | 137.3723 | 18.9238 | 35.5508 | 2740431.4487 | 0 | 1421860.2197 | 0 | 0 | 0 | 1637310.3922 | 2261844.8036 | 5884856.2109 | 4016535.2856 | 17962838.3608 | 961560.8286 | 23926120.3335 | 23926120.3335 | 18112060.8521 | 9521263.1161 | 0 | 42850519.5229 | 94409963.8247 | 1778.2794 | 2.9015 | 14768.3548 | 32538.2249 | 301.0729 | 663.3357
1 | 5400 | 707 | 0.035 | 15 | 15 | 7 | 2.3714e-12 | 5spot_SharedNeighbor | CO2 | Porous | Wet | R245fa | MinimizeLCOE_Brownfield | IgnoreSilica | 39.2197 | 7.7008 | 0.96197 | 4 | 11973.3722 | 25372.8306 | 244.0934 | 517.2595 | 138.4563 | 18.9021 | 33.6631 | 3255935.1741 | 0 | 1713705.1907 | 0 | 0 | 0 | 1870084.2178 | 2667492.5872 | 6940268.5339 | 4736875.8827 | 21184361.5864 | 961560.8286 | 23926120.3335 | 23926120.3335 | 18112060.8521 | 9521263.1161 | 0 | 46072042.7485 | 97631487.0503 | 2371.3737 | 3.8479 | 11973.3722 | 25372.8306 | 244.0934 | 517.2595
1 | 5400 | 707 | 0.035 | 15 | 15 | 7 | 3.1623e-12 | 5spot_SharedNeighbor | CO2 | Porous | Wet | R245fa | MinimizeLCOE_Brownfield | IgnoreSilica | 48.9808 | 9.8055 | 1.2553 | 4 | 9882.3487 | 20150.9928 | 201.465 | 410.8052 | 139.1908 | 18.8344 | 39.9644 | 3828978.8931 | 0 | 2047166.1084 | 0 | 0 | 0 | 2109042.7243 | 3114223.2131 | 8102569.9854 | 5530170.5062 | 24732151.4306 | 961560.8286 | 23926120.3335 | 23926120.3335 | 18112060.8521 | 9521263.1161 | 0 | 49619832.5927 | 101179276.8945 | 3162.2777 | 5.0211 | 9882.3487 | 20150.9928 | 201.465 | 410.8052
1 | 5400 | 707 | 0.035 | 15 | 15 | 7 | 4.217e-12 | 5spot_SharedNeighbor | CO2 | Porous | Wet | R245fa | MinimizeLCOE_Brownfield | IgnoreSilica | 60.2861 | 12.2625 | 1.6076 | 4 | 8303.5268 | 16321.5474 | 169.2786 | 332.7368 | 139.6011 | 18.7116 | 40.3897 | 4446383.1314 | 0 | 2417164.7996 | 0 | 0 | 0 | 2340637.2782 | 3589632.2316 | 9339486.7317 | 6374391.6017 | 28507695.7741 | 961560.8286 | 23926120.3335 | 23926120.3335 | 18112060.8521 | 9521263.1161 | 0 | 53395376.9363 | 104954821.238 | 4216.965 | 6.4304 | 8303.5268 | 16321.5474 | 169.2786 | 332.7368
1 | 5400 | 707 | 0.035 | 15 | 15 | 7 | 5.6234e-12 | 5spot_SharedNeighbor | CO2 | Porous | Wet | R245fa | MinimizeLCOE_Brownfield | IgnoreSilica | 72.7151 | 14.9884 | 2.0116 | 4 | 7107.0088 | 13514.9047 | 144.886 | 275.5196 | 139.6976 | 18.5286 | 40.9687 | 5078018.2279 | 0 | 2808224.8913 | 0 | 0 | 0 | 2541379.2528 | 4066772.725 | 10580908.4208 | 7221687.4131 | 32296990.9309 | 961560.8286 | 23926120.3335 | 23926120.3335 | 18112060.8521 | 9521263.1161 | 0 | 57184672.093 | 108744116.3948 | 5623.4133 | 8.0462 | 7107.0088 | 13514.9047 | 144.886 | 275.5196
1 | 5400 | 707 | 0.035 | 15 | 15 | 7 | 7.4989e-12 | 5spot_SharedNeighbor | CO2 | Porous | Wet | R245fa | MinimizeLCOE_Brownfield | IgnoreSilica | 85.6233 | 17.8469 | 2.4495 | 4 | 6200.7398 | 11462.9738 | 126.4105 | 233.6882 | 139.5045 | 18.2878 | 53.5953 | 5688716.8755 | 0 | 3200410.7209 | 0 | 0 | 0 | 2691214.7671 | 4516333.5218 | 11750573.3963 | 8020007.7931 | 35867257.0747 | 961560.8286 | 23926120.3335 | 23926120.3335 | 18112060.8521 | 9521263.1161 | 0 | 60754938.2369 | 112314382.5387 | 7498.9421 | 9.798 | 6200.7398 | 11462.9738 | 126.4105 | 233.6882
1 | 5400 | 707 | 0.035 | 15 | 15 | 7 | 1e-11 | 5spot_SharedNeighbor | CO2 | Porous | Wet | R245fa | MinimizeLCOE_Brownfield | IgnoreSilica | 98.2197 | 20.6635 | 2.8955 | 4 | 5516.7864 | 9968.4558 | 112.4672 | 203.2205 | 139.079 | 18.0056 | 47.6821 | 6244384.1789 | 0 | 3571834.7268 | 0 | 0 | 0 | 2778164.3987 | 4911809.4887 | 12779520.7389 | 8722285.4972 | 39007999.0292 | 961560.8286 | 23926120.3335 | 23926120.3335 | 18112060.8521 | 9521263.1161 | 0 | 63895680.1913 | 115455124.4931 | 10000 | 11.582 | 5516.7864 | 9968.4558 | 112.4672 | 203.2205
1 | 5400 | 707 | 0.035 | 15 | 15 | 7 | 1.3335e-11 | 5spot_SharedNeighbor | CO2 | Porous | Wet | R245fa | MinimizeLCOE_Brownfield | IgnoreSilica | 109.8056 | 23.2791 | 3.3227 | 4 | 5002.375 | 8881.7266 | 101.9802 | 181.066 | 138.5034 | 17.7049 | 47.3684 | 6722320.7162 | 0 | 3905097.2389 | 0 | 0 | 0 | 2803052.1754 | 5237883.3509 | 13627898.0414 | 9301320.4386 | 41597571.9613 | 961560.8286 | 23926120.3335 | 23926120.3335 | 18112060.8521 | 9521263.1161 | 0 | 66485253.1235 | 118044697.4253 | 13335.2143 | 13.2907 | 5002.375 | 8881.7266 | 101.9802 | 181.066
1 | 5400 | 707 | 0.035 | 15 | 15 | 7 | 1.7783e-11 | 5spot_SharedNeighbor | CO2 | Porous | Wet | R245fa | MinimizeLCOE_Brownfield | IgnoreSilica | 119.9325 | 25.5858 | 3.7099 | 4 | 4616.6118 | 8091.0835 | 94.1159 | 164.9477 | 137.8653 | 17.4102 | 42.9788 | 7114862.8384 | 0 | 4190653.0374 | 0 | 0 | 0 | 2778108.7785 | 5492613.6151 | 14290653.9366 | 9753664.9553 | 43620557.1613 | 961560.8286 | 23926120.3335 | 23926120.3335 | 18112060.8521 | 9521263.1161 | 0 | 68508238.3235 | 120067682.6253 | 17782.7941 | 14.8395 | 4616.6118 | 8091.0835 | 94.1159 | 164.9477
1 | 5400 | 707 | 0.035 | 15 | 15 | 7 | 2.3714e-11 | 5spot_SharedNeighbor | CO2 | Porous | Wet | R245fa | MinimizeLCOE_Brownfield | IgnoreSilica | 128.4413 | 27.5394 | 4.0452 | 4 | 4327.8346 | 7514.2592 | 88.2288 | 153.1883 | 137.2351 | 17.1396 | 56.316 | 7426727.67 | 0 | 4426861.7539 | 0 | 0 | 0 | 2720899.106 | 5684050.5266 | 14788733.5112 | 10093614.4995 | 45140887.0671 | 961560.8286 | 23926120.3335 | 23926120.3335 | 18112060.8521 | 9521263.1161 | 0 | 70028568.2293 | 121588012.531 | 23713.7371 | 16.181 | 4327.8346 | 7514.2592 | 88.2288 | 153.1883
1 | 5400 | 707 | 0.035 | 15 | 15 | 7 | 3.1623e-11 | 5spot_SharedNeighbor | CO2 | Porous | Wet | R245fa | MinimizeLCOE_Brownfield | IgnoreSilica | 135.3427 | 29.1356 | 4.3248 | 4 | 4111.8136 | 7092.2347 | 83.8249 | 144.5848 | 136.6618 | 16.9046 | 55.3316 | 7667639.4937 | 0 | 4616154.1226 | 0 | 0 | 0 | 2646902.5123 | 5822971.4901 | 15150177.3617 | 10340307.3544 | 46244152.3348 | 961560.8286 | 23926120.3335 | 23926120.3335 | 18112060.8521 | 9521263.1161 | 0 | 71131833.4969 | 122691277.7987 | 31622.7766 | 17.2994 | 4111.8136 | 7092.2347 | 83.8249 | 144.5848
1 | 5400 | 707 | 0.035 | 15 | 15 | 7 | 4.217e-11 | 5spot_SharedNeighbor | CO2 | Porous | Wet | R245fa | MinimizeLCOE_Brownfield | IgnoreSilica | 140.8138 | 30.4087 | 4.5516 | 4 | 3950.2176 | 6782.1831 | 80.5305 | 138.264 | 136.1677 | 16.7084 | 57.7046 | 7850907.5076 | 0 | 4764841.9403 | 0 | 0 | 0 | 2568971.0548 | 5922040.9961 | 15407935.8941 | 10516232.8492 | 47030930.2421 | 961560.8286 | 23926120.3335 | 23926120.3335 | 18112060.8521 | 9521263.1161 | 0 | 71918611.4042 | 123478055.706 | 42169.6503 | 18.2062 | 3950.2176 | 6782.1831 | 80.5305 | 138.264
1 | 5400 | 707 | 0.035 | 15 | 15 | 7 | 5.6234e-11 | 5spot_SharedNeighbor | CO2 | Porous | Wet | R245fa | MinimizeLCOE_Brownfield | IgnoreSilica | 145.0844 | 31.4075 | 4.7317 | 4 | 3829.2912 | 6553.4511 | 78.0653 | 133.601 | 135.7574 | 16.5492 | 60.2948 | 7989180.3132 | 0 | 4880100.912 | 0 | 0 | 0 | 2495391.852 | 5992222.5001 | 15590533.7715 | 10640859.6525 | 47588289.0014 | 961560.8286 | 23926120.3335 | 23926120.3335 | 18112060.8521 | 9521263.1161 | 0 | 72475970.1635 | 124035414.4653 | 56234.1325 | 18.9267 | 3829.2912 | 6553.4511 | 78.0653 | 133.601
1 | 5400 | 707 | 0.035 | 15 | 15 | 7 | 7.4989e-11 | 5spot_SharedNeighbor | CO2 | Porous | Wet | R245fa | MinimizeLCOE_Brownfield | IgnoreSilica | 148.3855 | 32.1825 | 4.8727 | 4 | 3738.7566 | 6384.0673 | 76.2196 | 130.1478 | 135.4254 | 16.4225 | 48.0035 | 8093166.7841 | 0 | 4968731.4857 | 0 | 0 | 0 | 2430534.2049 | 6042048.6651 | 15720171.2321 | 10729339.8831 | 47983992.2551 | 961560.8286 | 23926120.3335 | 23926120.3335 | 18112060.8521 | 9521263.1161 | 0 | 72871673.4172 | 124431117.719 | 74989.4209 | 19.4909 | 3738.7566 | 6384.0673 | 76.2196 | 130.1478
1 | 5400 | 707 | 0.035 | 15 | 15 | 7 | 1e-10 | 5spot_SharedNeighbor | CO2 | Porous | Wet | R245fa | MinimizeLCOE_Brownfield | IgnoreSilica | 150.9038 | 32.7759 | 4.9817 | 4 | 3670.9461 | 6258.3841 | 74.8372 | 127.5856 | 135.1633 | 16.3236 | 65.149 | 8170777.1685 | 0 | 5036078.4115 | 0 | 0 | 0 | 2375545.3014 | 6077136.3438 | 15811462.1744 | 10791647.8271 | 48262647.2266 | 961560.8286 | 23926120.3335 | 23926120.3335 | 18112060.8521 | 9521263.1161 | 0 | 73150328.3888 | 124709772.6906 | 100000 | 19.9268 | 3670.9461 | 6258.3841 | 74.8372 | 127.5856
1 | 5400 | 707 | 0.035 | 15 | 15 | 7 | 1.3335e-10 | 5spot_SharedNeighbor | CO2 | Porous | Wet | R245fa | MinimizeLCOE_Brownfield | IgnoreSilica | 152.8212 | 33.2287 | 5.0654 | 4 | 3620.1379 | 6164.8429 | 73.8014 | 125.6787 | 134.9586 | 16.2471 | 58.5419 | 8228865.7086 | 0 | 5087204.3763 | 0 | 0 | 0 | 2330568.4368 | 6102189.0235 | 15876644.108 | 10836135.8361 | 48461607.4893 | 961560.8286 | 23926120.3335 | 23926120.3335 | 18112060.8521 | 9521263.1161 | 0 | 73349288.6514 | 124908732.9532 | 133352.1432 | 20.2615 | 3620.1379 | 6164.8429 | 73.8014 | 125.6787
1 | 5400 | 707 | 0.035 | 15 | 15 | 7 | 1.7783e-10 | 5spot_SharedNeighbor | CO2 | Porous | Wet | R245fa | MinimizeLCOE_Brownfield | IgnoreSilica | 154.2755 | 33.5729 | 5.1292 | 4 | 3582.0592 | 6095.0937 | 73.0251 | 124.2567 | 134.8003 | 16.1883 | 57.5861 | 8272344.2794 | 0 | 5125897.8032 | 0 | 0 | 0 | 2294608.8576 | 6120211.8667 | 15923535.849 | 10868140.4129 | 48604739.0689 | 961560.8286 | 23926120.3335 | 23926120.3335 | 18112060.8521 | 9521263.1161 | 0 | 73492420.231 | 125051864.5328 | 177827.941 | 20.5168 | 3582.0592 | 6095.0937 | 73.0251 | 124.2567
1 | 5400 | 707 | 0.035 | 15 | 15 | 7 | 2.3714e-10 | 5spot_SharedNeighbor | CO2 | Porous | Wet | R245fa | MinimizeLCOE_Brownfield | IgnoreSilica | 155.3692 | 33.8322 | 5.1776 | 4 | 3553.5155 | 6043.0621 | 72.4432 | 123.196 | 134.6796 | 16.1437 | 52.4273 | 8304709.0969 | 0 | 5154949.0243 | 0 | 0 | 0 | 2266195.6359 | 6133082.9652 | 15957023.8073 | 10890996.6325 | 48706957.162 | 961560.8286 | 23926120.3335 | 23926120.3335 | 18112060.8521 | 9521263.1161 | 0 | 73594638.3242 | 125154082.6259 | 237137.3706 | 20.7104 | 3553.5155 | 6043.0621 | 72.4432 | 123.196
1 | 5400 | 707 | 0.035 | 15 | 15 | 7 | 3.1623e-10 | 5spot_SharedNeighbor | CO2 | Porous | Wet | R245fa | MinimizeLCOE_Brownfield | IgnoreSilica | 156.2124 | 34.0318 | 5.2145 | 4 | 3532.1164 | 6004.0259 | 72.007 | 122.4002 | 134.5856 | 16.109 | 52.1756 | 8329465.2593 | 0 | 5177315.3746 | 0 | 0 | 0 | 2244499.6557 | 6142999.313 | 15982824.1099 | 10908605.8692 | 48785709.5817 | 961560.8286 | 23926120.3335 | 23926120.3335 | 18112060.8521 | 9521263.1161 | 0 | 73673390.7438 | 125232835.0456 | 316227.766 | 20.8581 | 3532.1164 | 6004.0259 | 72.007 | 122.4002
1 | 5400 | 707 | 0.035 | 15 | 15 | 7 | 4.217e-10 | 5spot_SharedNeighbor | CO2 | Porous | Wet | R245fa | MinimizeLCOE_Brownfield | IgnoreSilica | 156.8313 | 34.1789 | 5.2422 | 4 | 3516.0722 | 5974.9535 | 71.6799 | 121.8075 | 134.5159 | 16.0835 | 58.3015 | 8347529.4249 | 0 | 5193720.8694 | 0 | 0 | 0 | 2227442.4118 | 6149790.1554 | 16000492.4889 | 10920664.9009 | 48839640.2513 | 961560.8286 | 23926120.3335 | 23926120.3335 | 18112060.8521 | 9521263.1161 | 0 | 73727321.4135 | 125286765.7152 | 421696.5034 | 20.9687 | 3516.0722 | 5974.9535 | 71.6799 | 121.8075
1 | 5400 | 707 | 0.035 | 15 | 15 | 7 | 5.6234e-10 | 5spot_SharedNeighbor | CO2 | Porous | Wet | R245fa | MinimizeLCOE_Brownfield | IgnoreSilica | 157.2964 | 34.2896 | 5.263 | 4 | 3504.0423 | 5953.1969 | 71.4346 | 121.364 | 134.4633 | 16.0642 | 60.0476 | 8361041.2222 | 0 | 5206038.6777 | 0 | 0 | 0 | 2214382.6668 | 6154770.401 | 16013450.0664 | 10929508.7138 | 48879191.748 | 961560.8286 | 23926120.3335 | 23926120.3335 | 18112060.8521 | 9521263.1161 | 0 | 73766872.9101 | 125326317.2119 | 562341.3252 | 21.0519 | 3504.0423 | 5953.1969 | 71.4346 | 121.364
1 | 5400 | 707 | 0.035 | 15 | 15 | 7 | 7.4989e-10 | 5spot_SharedNeighbor | CO2 | Porous | Wet | R245fa | MinimizeLCOE_Brownfield | IgnoreSilica | 157.6519 | 34.374 | 5.2788 | 4 | 3495.0219 | 5936.8584 | 71.2507 | 121.0309 | 134.4229 | 16.0494 | 56.1848 | 8371333.8111 | 0 | 5215447.9639 | 0 | 0 | 0 | 2204564.5378 | 6158625.062 | 16023479.1036 | 10936353.7378 | 48909804.2161 | 961560.8286 | 23926120.3335 | 23926120.3335 | 18112060.8521 | 9521263.1161 | 0 | 73797485.3782 | 125356929.68 | 749894.2093 | 21.115 | 3495.0219 | 5936.8584 | 71.2507 | 121.0309
1 | 5400 | 707 | 0.035 | 15 | 15 | 7 | 1e-09 | 5spot_SharedNeighbor | CO2 | Porous | Wet | R245fa | MinimizeLCOE_Brownfield | IgnoreSilica | 157.9102 | 34.4356 | 5.2905 | 4 | 3488.258 | 5924.6864 | 71.1129 | 120.7827 | 134.3934 | 16.0386 | 51.9961 | 8378795.0589 | 0 | 5222285.0876 | 0 | 0 | 0 | 2196939.1109 | 6161227.5104 | 16030250.1405 | 10940975.1096 | 48930472.0178 | 961560.8286 | 23926120.3335 | 23926120.3335 | 18112060.8521 | 9521263.1161 | 0 | 73818153.1799 | 125377597.4817 | 1000000 | 21.1619 | 3488.258 | 5924.6864 | 71.1129 | 120.7827
1 | 5400 | 707 | 0.035 | 15 | 15 | 7 | 1.3335e-09 | 5spot_SharedNeighbor | CO2 | Porous | Wet | R245fa | MinimizeLCOE_Brownfield | IgnoreSilica | 158.1077 | 34.4826 | 5.2993 | 4 | 3483.186 | 5915.5391 | 71.0095 | 120.5963 | 134.3708 | 16.0304 | 52.5229 | 8384486.1038 | 0 | 5227507.9869 | 0 | 0 | 0 | 2191244.5076 | 6163263.0533 | 16035546.2057 | 10944589.7829 | 48946637.6402 | 961560.8286 | 23926120.3335 | 23926120.3335 | 18112060.8521 | 9521263.1161 | 0 | 73834318.8023 | 125393763.1041 | 1333521.4322 | 21.1974 | 3483.186 | 5915.5391 | 71.0095 | 120.5963
1 | 5400 | 707 | 0.035 | 15 | 15 | 7 | 1.7783e-09 | 5spot_SharedNeighbor | CO2 | Porous | Wet | R245fa | MinimizeLCOE_Brownfield | IgnoreSilica | 158.2586 | 34.5185 | 5.306 | 4 | 3479.3827 | 5908.6623 | 70.9319 | 120.4561 | 134.3535 | 16.024 | 53.9664 | 8388831.4562 | 0 | 5231500.4025 | 0 | 0 | 0 | 2187004.0697 | 6164861.0121 | 16039703.7666 | 10947427.4037 | 48959328.1108 | 961560.8286 | 23926120.3335 | 23926120.3335 | 18112060.8521 | 9521263.1161 | 0 | 73847009.2729 | 125406453.5747 | 1778279.41 | 21.2242 | 3479.3827 | 5908.6623 | 70.9319 | 120.4561
1 | 5400 | 707 | 0.035 | 15 | 15 | 7 | 2.3714e-09 | 5spot_SharedNeighbor | CO2 | Porous | Wet | R245fa | MinimizeLCOE_Brownfield | IgnoreSilica | 158.3823 | 34.5476 | 5.3113 | 4 | 3476.5306 | 5903.4279 | 70.8738 | 120.3494 | 134.3394 | 16.0189 | 67.0547 | 8392387.6011 | 0 | 5234769.2675 | 0 | 0 | 0 | 2184021.5573 | 6166359.5861 | 16043602.7488 | 10950088.5391 | 48971229.2999 | 961560.8286 | 23926120.3335 | 23926120.3335 | 18112060.8521 | 9521263.1161 | 0 | 73858910.462 | 125418354.7638 | 2371373.7057 | 21.245 | 3476.5306 | 5903.4279 | 70.8738 | 120.3494
1 | 5400 | 707 | 0.035 | 15 | 15 | 7 | 3.1623e-09 | 5spot_SharedNeighbor | CO2 | Porous | Wet | R245fa | MinimizeLCOE_Brownfield | IgnoreSilica | 158.4554 | 34.5653 | 5.3148 | 4 | 3474.3919 | 5899.6552 | 70.8302 | 120.2725 | 134.3309 | 16.0158 | 64.4063 | 8394487.4034 | 0 | 5236703.6659 | 0 | 0 | 0 | 2181373.4265 | 6166900.1534 | 16045009.1939 | 10951048.4668 | 48975522.3099 | 961560.8286 | 23926120.3335 | 23926120.3335 | 18112060.8521 | 9521263.1161 | 0 | 73863203.472 | 125422647.7738 | 3162277.6602 | 21.2593 | 3474.3919 | 5899.6552 | 70.8302 | 120.2725
1 | 5400 | 707 | 0.035 | 15 | 15 | 7 | 4.217e-09 | 5spot_SharedNeighbor | CO2 | Porous | Wet | R245fa | MinimizeLCOE_Brownfield | IgnoreSilica | 158.524 | 34.5815 | 5.3177 | 4 | 3472.7881 | 5896.7215 | 70.7975 | 120.2126 | 134.3231 | 16.0129 | 62.8749 | 8396455.8866 | 0 | 5238515.4719 | 0 | 0 | 0 | 2179663.2163 | 6167707.4842 | 16047109.7031 | 10952482.1075 | 48981933.8696 | 961560.8286 | 23926120.3335 | 23926120.3335 | 18112060.8521 | 9521263.1161 | 0 | 73869615.0318 | 125429059.3336 | 4216965.0343 | 21.271 | 3472.7881 | 5896.7215 | 70.7975 | 120.2126
1 | 5400 | 707 | 0.035 | 15 | 15 | 7 | 5.6234e-09 | 5spot_SharedNeighbor | CO2 | Porous | Wet | R245fa | MinimizeLCOE_Brownfield | IgnoreSilica | 158.5823 | 34.595 | 5.3201 | 4 | 3471.5855 | 5894.4686 | 70.773 | 120.1667 | 134.3164 | 16.0105 | 59.1647 | 8398131.9888 | 0 | 5240057.832 | 0 | 0 | 0 | 2178520.2615 | 6168516.9321 | 16049215.7205 | 10953919.5077 | 48988362.2426 | 961560.8286 | 23926120.3335 | 23926120.3335 | 18112060.8521 | 9521263.1161 | 0 | 73876043.4048 | 125435487.7065 | 5623413.2519 | 21.2802 | 3471.5855 | 5894.4686 | 70.773 | 120.1667
1 | 5400 | 707 | 0.035 | 15 | 15 | 7 | 7.4989e-09 | 5spot_SharedNeighbor | CO2 | Porous | Wet | R245fa | MinimizeLCOE_Brownfield | IgnoreSilica | 158.6017 | 34.6001 | 5.3214 | 4 | 3470.6836 | 5892.9666 | 70.7546 | 120.1361 | 134.3141 | 16.0097 | 60.6151 | 8398687.0297 | 0 | 5240571.9269 | 0 | 0 | 0 | 2177162.8003 | 6168404.4852 | 16048923.1567 | 10953719.8268 | 48987469.2255 | 961560.8286 | 23926120.3335 | 23926120.3335 | 18112060.8521 | 9521263.1161 | 0 | 73875150.3877 | 125434594.6895 | 7498942.0933 | 21.2855 | 3470.6836 | 5892.9666 | 70.7546 | 120.1361
1 | 5400 | 707 | 0.035 | 15 | 15 | 7 | 1e-08 | 5spot_SharedNeighbor | CO2 | Porous | Wet | R245fa | MinimizeLCOE_Brownfield | IgnoreSilica | 158.6406 | 34.609 | 5.3228 | 4 | 3470.0073 | 5891.6533 | 70.7408 | 120.1093 | 134.3097 | 16.008 | 62.351 | 8399804.6598 | 0 | 5241600.0787 | 0 | 0 | 0 | 2176642.544 | 6169038.4401 | 16050572.5774 | 10954845.5904 | 48992503.8903 | 961560.8286 | 23926120.3335 | 23926120.3335 | 18112060.8521 | 9521263.1161 | 0 | 73880185.0525 | 125439629.3543 | 10000000 | 21.2911 | 3470.0073 | 5891.6533 | 70.7408 | 120.1093
1 | 5500 | 707 | 0.035 | 15 | 15 | 7 | 1e-13 | 5spot_SharedNeighbor | CO2 | Porous | Wet | R245fa | MinimizeLCOE_Brownfield | IgnoreSilica | 1.6 | 0.027225 | 0.0044444 | 4 | 1520264.1679 | 4488254.5412 | 30992.6414 | 91499.1396 | 79.8201 | 16.091 | 12.1921 | 209791.0244 | 0 | 85287.039 | 0 | 0 | 0 | 205003.1598 | 195031.677 | 507432.4172 | 346333.0514 | 1548878.3688 | 961560.8286 | 24516122.6531 | 24516122.6531 | 18517163.4082 | 9730290.8829 | 0 | 27026561.8505 | 79790138.7947 | 100 | 0.017778 | 1520264.1679 | 4488254.5412 | 30992.6414 | 91499.1396
1 | 5500 | 707 | 0.035 | 15 | 15 | 7 | 1.3335e-13 | 5spot_SharedNeighbor | CO2 | Porous | Wet | R245fa | MinimizeLCOE_Brownfield | IgnoreSilica | 2.7009 | 0.15914 | 0.015292 | 4 | 459730.1311 | 1322307.6321 | 9372.2206 | 26957.0296 | 97.1872 | 17.3295 | 26.6845 | 359409.493 | 0 | 167538.7335 | 0 | 0 | 0 | 326664.3807 | 332908.9168 | 866160.7125 | 591172.4841 | 2643854.7206 | 961560.8286 | 24516122.6531 | 24516122.6531 | 18517163.4082 | 9730290.8829 | 0 | 28121538.2024 | 80885115.1466 | 133.3521 | 0.06117 | 459730.1311 | 1322307.6321 | 9372.2206 | 26957.0296
1 | 5500 | 707 | 0.035 | 15 | 15 | 7 | 1.7783e-13 | 5spot_SharedNeighbor | CO2 | Porous | Wet | R245fa | MinimizeLCOE_Brownfield | IgnoreSilica | 3.7681 | 0.33032 | 0.032268 | 4 | 225234.8872 | 634021.6981 | 4591.7178 | 12925.3899 | 107.1689 | 17.9324 | 27.8854 | 495625.3425 | 0 | 243772.7834 | 0 | 0 | 0 | 421045.966 | 452573.1958 | 1177502.62 | 803669.7334 | 3594189.6412 | 961560.8286 | 24516122.6531 | 24516122.6531 | 18517163.4082 | 9730290.8829 | 0 | 29071873.1229 | 81835450.0671 | 177.8279 | 0.12907 | 225234.8872 | 634021.6981 | 4591.7178 | 12925.3899
1 | 5500 | 707 | 0.035 | 15 | 15 | 7 | 2.3714e-13 | 5spot_SharedNeighbor | CO2 | Porous | Wet | R245fa | MinimizeLCOE_Brownfield | IgnoreSilica | 5.0787 | 0.56682 | 0.057379 | 4 | 131325.3682 | 361217.1103 | 2677.2453 | 7363.8994 | 115.023 | 18.3573 | 22.9089 | 651601.4161 | 0 | 332737.0193 | 0 | 0 | 0 | 521332.0798 | 587211.5009 | 1527803.8718 | 1042757.5357 | 4663443.4237 | 961560.8286 | 24516122.6531 | 24516122.6531 | 18517163.4082 | 9730290.8829 | 0 | 30141126.9054 | 82904703.8496 | 237.1374 | 0.22951 | 131325.3682 | 361217.1103 | 2677.2453 | 7363.8994
1 | 5500 | 707 | 0.035 | 15 | 15 | 7 | 3.1623e-13 | 5spot_SharedNeighbor | CO2 | Porous | Wet | R245fa | MinimizeLCOE_Brownfield | IgnoreSilica | 6.8445 | 0.90334 | 0.093726 | 4 | 83791.2552 | 224530.4358 | 1708.1981 | 4577.3566 | 121.7124 | 18.6875 | 25.2481 | 846055.9641 | 0 | 424039.6144 | 0 | 0 | 0 | 646418.7414 | 747440.5847 | 1944687.0803 | 1327288.8916 | 5935930.8765 | 961560.8286 | 24516122.6531 | 24516122.6531 | 18517163.4082 | 9730290.8829 | 0 | 31413614.3582 | 84177191.3024 | 316.2278 | 0.3749 | 83791.2552 | 224530.4358 | 1708.1981 | 4577.3566
1 | 5500 | 707 | 0.035 | 15 | 15 | 7 | 4.217e-13 | 5spot_SharedNeighbor | CO2 | Porous | Wet | R245fa | MinimizeLCOE_Brownfield | IgnoreSilica | 8.9808 | 1.3329 | 0.14354 | 4 | 57130.3926 | 149027.5905 | 1164.6803 | 3038.129 | 126.7904 | 18.9193 | 34.7616 | 1063160.7349 | 0 | 526968.5239 | 0 | 0 | 0 | 774620.3366 | 922252.3422 | 2399511.4144 | 1637715.8454 | 7324229.1974 | 961560.8286 | 24516122.6531 | 24516122.6531 | 18517163.4082 | 9730290.8829 | 0 | 32801912.6791 | 85565489.6233 | 421.6965 | 0.57416 | 57130.3926 | 149027.5905 | 1164.6803 | 3038.129
1 | 5500 | 707 | 0.035 | 15 | 15 | 7 | 5.6234e-13 | 5spot_SharedNeighbor | CO2 | Porous | Wet | R245fa | MinimizeLCOE_Brownfield | IgnoreSilica | 11.707 | 1.8952 | 0.21069 | 4 | 40855.6894 | 103464.0321 | 832.8985 | 2109.2542 | 130.8767 | 19.0928 | 33.372 | 1318938.8891 | 0 | 651462.8669 | 0 | 0 | 0 | 920452.0223 | 1127432.9735 | 2933349.3289 | 2002071.1913 | 8953707.272 | 961560.8286 | 24516122.6531 | 24516122.6531 | 18517163.4082 | 9730290.8829 | 0 | 34431390.7537 | 87194967.6979 | 562.3413 | 0.84276 | 40855.6894 | 103464.0321 | 832.8985 | 2109.2542
1 | 5500 | 707 | 0.035 | 15 | 15 | 7 | 7.4989e-13 | 5spot_SharedNeighbor | CO2 | Porous | Wet | R245fa | MinimizeLCOE_Brownfield | IgnoreSilica | 15.1707 | 2.6218 | 0.30003 | 4 | 30277.5869 | 74242.9293 | 617.2496 | 1513.5425 | 134.1273 | 19.2195 | 36.3503 | 1619117.2522 | 0 | 801561.3044 | 0 | 0 | 0 | 1085323.8145 | 1367340.9247 | 3557540.606 | 2428094.5637 | 10858978.4656 | 961560.8286 | 24516122.6531 | 24516122.6531 | 18517163.4082 | 9730290.8829 | 0 | 36336661.9473 | 89100238.8915 | 749.8942 | 1.2001 | 30277.5869 | 74242.9293 | 617.2496 | 1513.5425
1 | 5500 | 707 | 0.035 | 15 | 15 | 7 | 1e-12 | 5spot_SharedNeighbor | CO2 | Porous | Wet | R245fa | MinimizeLCOE_Brownfield | IgnoreSilica | 19.5487 | 3.5513 | 0.41764 | 4 | 23079.2231 | 54663.6456 | 470.5012 | 1114.3924 | 136.685 | 19.3068 | 31.6851 | 1970037.353 | 0 | 981807.5087 | 0 | 0 | 0 | 1270435.6146 | 1646689.3857 | 4284347.9993 | 2924155.5441 | 13077473.4054 | 961560.8286 | 24516122.6531 | 24516122.6531 | 18517163.4082 | 9730290.8829 | 0 | 38555156.8871 | 91318733.8313 | 1000 | 1.6706 | 23079.2231 | 54663.6456 | 470.5012 | 1114.3924
1 | 5500 | 707 | 0.035 | 15 | 15 | 7 | 1.3335e-12 | 5spot_SharedNeighbor | CO2 | Porous | Wet | R245fa | MinimizeLCOE_Brownfield | IgnoreSilica | 25.0346 | 4.7268 | 0.57079 | 4 | 18009.0951 | 41119.187 | 367.1398 | 838.2702 | 138.6683 | 19.3582 | 35.3761 | 2377347.3487 | 0 | 1196642.1411 | 0 | 0 | 0 | 1475517.2993 | 1969307.6477 | 5123734.5389 | 3497054.105 | 15639603.0808 | 961560.8286 | 24516122.6531 | 24516122.6531 | 18517163.4082 | 9730290.8829 | 0 | 41117286.5625 | 93880863.5067 | 1333.5214 | 2.2831 | 18009.0951 | 41119.187 | 367.1398 | 838.2702
1 | 5500 | 707 | 0.035 | 15 | 15 | 7 | 1.7783e-12 | 5spot_SharedNeighbor | CO2 | Porous | Wet | R245fa | MinimizeLCOE_Brownfield | IgnoreSilica | 31.8534 | 6.1989 | 0.7679 | 4 | 14342.9633 | 31520.8781 | 292.4007 | 642.5957 | 140.1777 | 19.3733 | 29.7118 | 2846970.7391 | 0 | 1450963.3402 | 0 | 0 | 0 | 1700307.1353 | 2339314.0737 | 6086415.3605 | 4154103.5468 | 18578074.1956 | 961560.8286 | 24516122.6531 | 24516122.6531 | 18517163.4082 | 9730290.8829 | 0 | 44055757.6773 | 96819334.6215 | 1778.2794 | 3.0716 | 14342.9633 | 31520.8781 | 292.4007 | 642.5957
1 | 5500 | 707 | 0.035 | 15 | 15 | 7 | 2.3714e-12 | 5spot_SharedNeighbor | CO2 | Porous | Wet | R245fa | MinimizeLCOE_Brownfield | IgnoreSilica | 40.1944 | 8.0124 | 1.0175 | 4 | 11638.6834 | 24602.333 | 237.2703 | 501.5518 | 141.2825 | 19.3477 | 33.7124 | 3380491.0153 | 0 | 1747689.7992 | 0 | 0 | 0 | 1940379.9134 | 2756738.6839 | 7172468.5706 | 4895357.1789 | 21893125.1613 | 961560.8286 | 24516122.6531 | 24516122.6531 | 18517163.4082 | 9730290.8829 | 0 | 47370808.643 | 100134385.5872 | 2371.3737 | 4.0701 | 11638.6834 | 24602.333 | 237.2703 | 501.5518
1 | 5500 | 707 | 0.035 | 15 | 15 | 7 | 3.1623e-12 | 5spot_SharedNeighbor | CO2 | Porous | Wet | R245fa | MinimizeLCOE_Brownfield | IgnoreSilica | 50.1593 | 10.1951 | 1.3265 | 4 | 9614.9395 | 19558.8243 | 196.0135 | 398.7331 | 142.0292 | 19.2738 | 44.9237 | 3973050.1393 | 0 | 2086475.0531 | 0 | 0 | 0 | 2186640.4442 | 3216004.5982 | 8367384.2714 | 5710911.6978 | 25540466.2039 | 961560.8286 | 24516122.6531 | 24516122.6531 | 18517163.4082 | 9730290.8829 | 0 | 51018149.6857 | 103781726.6299 | 3162.2777 | 5.3061 | 9614.9395 | 19558.8243 | 196.0135 | 398.7331
1 | 5500 | 707 | 0.035 | 15 | 15 | 7 | 4.217e-12 | 5spot_SharedNeighbor | CO2 | Porous | Wet | R245fa | MinimizeLCOE_Brownfield | IgnoreSilica | 61.6286 | 12.7283 | 1.6962 | 4 | 8086.9228 | 15863.4371 | 164.8629 | 323.3976 | 142.441 | 19.1428 | 44.654 | 4607537.8456 | 0 | 2460129.9855 | 0 | 0 | 0 | 2422033.7809 | 3700983.6287 | 9629200.2257 | 6572127.0143 | 29392012.4808 | 961560.8286 | 24516122.6531 | 24516122.6531 | 18517163.4082 | 9730290.8829 | 0 | 54869695.9625 | 107633272.9067 | 4216.965 | 6.785 | 8086.9228 | 15863.4371 | 164.8629 | 323.3976
1 | 5500 | 707 | 0.035 | 15 | 15 | 7 | 5.6234e-12 | 5spot_SharedNeighbor | CO2 | Porous | Wet | R245fa | MinimizeLCOE_Brownfield | IgnoreSilica | 74.2297 | 15.5367 | 2.1191 | 4 | 6929.2526 | 13154.127 | 141.2622 | 268.1647 | 142.5316 | 18.9487 | 47.0897 | 5256244.0918 | 0 | 2854923.4743 | 0 | 0 | 0 | 2626208.9039 | 4187576.8233 | 10895215.9041 | 7436208.7288 | 33256377.9262 | 961560.8286 | 24516122.6531 | 24516122.6531 | 18517163.4082 | 9730290.8829 | 0 | 58734061.408 | 111497638.3522 | 5623.4133 | 8.4762 | 6929.2526 | 13154.127 | 141.2622 | 268.1647
1 | 5500 | 707 | 0.035 | 15 | 15 | 7 | 7.4989e-12 | 5spot_SharedNeighbor | CO2 | Porous | Wet | R245fa | MinimizeLCOE_Brownfield | IgnoreSilica | 87.2434 | 18.466 | 2.5752 | 4 | 6052.8261 | 11175.04 | 123.395 | 227.8183 | 142.3265 | 18.6959 | 47.6202 | 5879906.3251 | 0 | 3248764.5029 | 0 | 0 | 0 | 2776090.9676 | 4642857.1003 | 12079761.794 | 8244685.6387 | 36872066.3287 | 961560.8286 | 24516122.6531 | 24516122.6531 | 18517163.4082 | 9730290.8829 | 0 | 62349749.8104 | 115113326.7546 | 7498.9421 | 10.3009 | 6052.8261 | 11175.04 | 123.395 | 227.8183
1 | 5500 | 707 | 0.035 | 15 | 15 | 7 | 1e-11 | 5spot_SharedNeighbor | CO2 | Porous | Wet | R245fa | MinimizeLCOE_Brownfield | IgnoreSilica | 99.8982 | 21.3425 | 3.0379 | 4 | 5391.7494 | 9733.9237 | 109.9181 | 198.4392 | 141.8872 | 18.4015 | 46.0074 | 6445409.6134 | 0 | 3620582.268 | 0 | 0 | 0 | 2861500.1106 | 5041721.8768 | 13117526.1242 | 8952981.118 | 40039721.1109 | 961560.8286 | 24516122.6531 | 24516122.6531 | 18517163.4082 | 9730290.8829 | 0 | 65517404.5926 | 118280981.5368 | 10000 | 12.1514 | 5391.7494 | 9733.9237 | 109.9181 | 198.4392
1 | 5500 | 707 | 0.035 | 15 | 15 | 7 | 1.3335e-11 | 5spot_SharedNeighbor | CO2 | Porous | Wet | R245fa | MinimizeLCOE_Brownfield | IgnoreSilica | 111.4964 | 24.0043 | 3.4791 | 4 | 4894.7798 | 8686.2319 | 99.7867 | 177.0806 | 141.2989 | 18.0898 | 53.7849 | 6930139.8986 | 0 | 3953129.6382 | 0 | 0 | 0 | 2883864.9794 | 5369182.4613 | 13969511.3936 | 9534478.5709 | 42640306.9421 | 961560.8286 | 24516122.6531 | 24516122.6531 | 18517163.4082 | 9730290.8829 | 0 | 68117990.4238 | 120881567.368 | 13335.2143 | 13.9165 | 4894.7798 | 8686.2319 | 99.7867 | 177.0806
1 | 5500 | 707 | 0.035 | 15 | 15 | 7 | 1.7783e-11 | 5spot_SharedNeighbor | CO2 | Porous | Wet | R245fa | MinimizeLCOE_Brownfield | IgnoreSilica | 121.589 | 26.3419 | 3.8774 | 4 | 4522.2376 | 7924.251 | 92.1919 | 161.5466 | 140.652 | 17.7862 | 52.5992 | 7326587.432 | 0 | 4236896.2921 | 0 | 0 | 0 | 2855751.1604 | 5623501.6049 | 14631197.6373 | 9986093.0285 | 44660027.1551 | 961560.8286 | 24516122.6531 | 24516122.6531 | 18517163.4082 | 9730290.8829 | 0 | 70137710.6368 | 122901287.581 | 17782.7941 | 15.5095 | 4522.2376 | 7924.251 | 92.1919 | 161.5466
1 | 5500 | 707 | 0.035 | 15 | 15 | 7 | 2.3714e-11 | 5spot_SharedNeighbor | CO2 | Porous | Wet | R245fa | MinimizeLCOE_Brownfield | IgnoreSilica | 130.0297 | 28.313 | 4.221 | 4 | 4243.4356 | 7368.5208 | 86.5082 | 150.2173 | 140.0178 | 17.5092 | 48.7296 | 7640219.8787 | 0 | 4470605.6469 | 0 | 0 | 0 | 2795281.246 | 5813381.6409 | 15125226.5411 | 10323277.9066 | 46167992.8603 | 961560.8286 | 24516122.6531 | 24516122.6531 | 18517163.4082 | 9730290.8829 | 0 | 71645676.342 | 124409253.2862 | 23713.7371 | 16.8839 | 4243.4356 | 7368.5208 | 86.5082 | 150.2173
1 | 5500 | 707 | 0.035 | 15 | 15 | 7 | 3.1623e-11 | 5spot_SharedNeighbor | CO2 | Porous | Wet | R245fa | MinimizeLCOE_Brownfield | IgnoreSilica | 136.8749 | 29.923 | 4.5069 | 4 | 4034.918 | 6961.7115 | 82.2573 | 141.9239 | 139.4418 | 17.2691 | 57.7541 | 7882569.9258 | 0 | 4657912.1155 | 0 | 0 | 0 | 2719138.4258 | 5951251.9822 | 15483936.888 | 10568105.0891 | 47262914.4265 | 961560.8286 | 24516122.6531 | 24516122.6531 | 18517163.4082 | 9730290.8829 | 0 | 72740597.9082 | 125504174.8524 | 31622.7766 | 18.0278 | 4034.918 | 6961.7115 | 82.2573 | 141.9239
1 | 5500 | 707 | 0.035 | 15 | 15 | 7 | 4.217e-11 | 5spot_SharedNeighbor | CO2 | Porous | Wet | R245fa | MinimizeLCOE_Brownfield | IgnoreSilica | 142.2876 | 31.2041 | 4.7383 | 4 | 3878.9574 | 6662.8532 | 79.0778 | 135.8313 | 138.9471 | 17.0693 | 57.22 | 8066543.0568 | 0 | 4804696.0435 | 0 | 0 | 0 | 2639519.589 | 6049195.8888 | 15738766.842 | 10742031.769 | 48040753.1891 | 961560.8286 | 24516122.6531 | 24516122.6531 | 18517163.4082 | 9730290.8829 | 0 | 73518436.6709 | 126282013.6151 | 42169.6503 | 18.9531 | 3878.9574 | 6662.8532 | 79.0778 | 135.8313
1 | 5500 | 707 | 0.035 | 15 | 15 | 7 | 5.6234e-11 | 5spot_SharedNeighbor | CO2 | Porous | Wet | R245fa | MinimizeLCOE_Brownfield | IgnoreSilica | 146.507 | 32.2078 | 4.9218 | 4 | 3762.2603 | 6442.3536 | 76.6988 | 131.3361 | 138.5374 | 16.9075 | 56.0878 | 8205221.7694 | 0 | 4918346.1508 | 0 | 0 | 0 | 2564766.9291 | 6118450.5912 | 15918953.3716 | 10865012.7779 | 48590751.5902 | 961560.8286 | 24516122.6531 | 24516122.6531 | 18517163.4082 | 9730290.8829 | 0 | 74068435.0719 | 126832012.0161 | 56234.1325 | 19.6872 | 3762.2603 | 6442.3536 | 76.6988 | 131.3361
1 | 5500 | 707 | 0.035 | 15 | 15 | 7 | 7.4989e-11 | 5spot_SharedNeighbor | CO2 | Porous | Wet | R245fa | MinimizeLCOE_Brownfield | IgnoreSilica | 149.766 | 32.986 | 5.0653 | 4 | 3674.8993 | 6279.0449 | 74.9178 | 128.0068 | 138.2063 | 16.7789 | 59.152 | 8309467.0489 | 0 | 5005678.7407 | 0 | 0 | 0 | 2499135.562 | 6167569.7271 | 16046751.2875 | 10952237.4815 | 48980839.8477 | 961560.8286 | 24516122.6531 | 24516122.6531 | 18517163.4082 | 9730290.8829 | 0 | 74458523.3294 | 127222100.2736 | 74989.4209 | 20.2614 | 3674.8993 | 6279.0449 | 74.9178 | 128.0068
1 | 5500 | 707 | 0.035 | 15 | 15 | 7 | 1e-10 | 5spot_SharedNeighbor | CO2 | Porous | Wet | R245fa | MinimizeLCOE_Brownfield | IgnoreSilica | 152.2487 | 33.581 | 5.1761 | 4 | 3609.4702 | 6157.8736 | 73.5839 | 125.5366 | 137.9454 | 16.6787 | 55.8273 | 8387185.9498 | 0 | 5071952.3095 | 0 | 0 | 0 | 2443600.5082 | 6202068.1193 | 16136509.0274 | 11013498.9833 | 49254814.8975 | 961560.8286 | 24516122.6531 | 24516122.6531 | 18517163.4082 | 9730290.8829 | 0 | 74732498.3793 | 127496075.3235 | 100000 | 20.7046 | 3609.4702 | 6157.8736 | 73.5839 | 125.5366
1 | 5500 | 707 | 0.035 | 15 | 15 | 7 | 1.3335e-10 | 5spot_SharedNeighbor | CO2 | Porous | Wet | R245fa | MinimizeLCOE_Brownfield | IgnoreSilica | 154.1512 | 34.0378 | 5.2614 | 4 | 3560.4491 | 6067.5739 | 72.5846 | 123.6957 | 137.7405 | 16.6007 | 54.7121 | 8445749.5309 | 0 | 5122594.2791 | 0 | 0 | 0 | 2398568.8635 | 6227095.9427 | 16201626.2899 | 11057942.853 | 49453577.7591 | 961560.8286 | 24516122.6531 | 24516122.6531 | 18517163.4082 | 9730290.8829 | 0 | 74931261.2408 | 127694838.185 | 133352.1432 | 21.0455 | 3560.4491 | 6067.5739 | 72.5846 | 123.6957
1 | 5500 | 707 | 0.035 | 15 | 15 | 7 | 1.7783e-10 | 5spot_SharedNeighbor | CO2 | Porous | Wet | R245fa | MinimizeLCOE_Brownfield | IgnoreSilica | 155.5861 | 34.3831 | 5.3262 | 4 | 3523.7113 | 6000.303 | 71.8356 | 122.3243 | 137.5829 | 16.5411 | 52.5788 | 8489339.869 | 0 | 5160704.9584 | 0 | 0 | 0 | 2362427.8292 | 6244864.3361 | 16247856.0047 | 11089495.5832 | 49594688.5806 | 961560.8286 | 24516122.6531 | 24516122.6531 | 18517163.4082 | 9730290.8829 | 0 | 75072372.0623 | 127835949.0065 | 177827.941 | 21.3049 | 3523.7113 | 6000.303 | 71.8356 | 122.3243
1 | 5500 | 707 | 0.035 | 15 | 15 | 7 | 2.3714e-10 | 5spot_SharedNeighbor | CO2 | Porous | Wet | R245fa | MinimizeLCOE_Brownfield | IgnoreSilica | 156.6682 | 34.6439 | 5.3754 | 4 | 3496.1737 | 5950.0926 | 71.2742 | 121.3007 | 137.4624 | 16.4958 | 53.5061 | 8521881.3039 | 0 | 5189397.5108 | 0 | 0 | 0 | 2333970.7757 | 6257647.3403 | 16281114.7595 | 11112195.3668 | 49696207.0571 | 961560.8286 | 24516122.6531 | 24516122.6531 | 18517163.4082 | 9730290.8829 | 0 | 75173890.5388 | 127937467.483 | 237137.3706 | 21.5018 | 3496.1737 | 5950.0926 | 71.2742 | 121.3007
1 | 5500 | 707 | 0.035 | 15 | 15 | 7 | 3.1623e-10 | 5spot_SharedNeighbor | CO2 | Porous | Wet | R245fa | MinimizeLCOE_Brownfield | IgnoreSilica | 157.4887 | 34.8418 | 5.4128 | 4 | 3475.5296 | 5912.5271 | 70.8534 | 120.5349 | 137.37 | 16.4612 | 51.7175 | 8546369.2057 | 0 | 5211129.1174 | 0 | 0 | 0 | 2311968.3039 | 6267091.9845 | 16305687.7863 | 11128966.9626 | 49771213.3603 | 961560.8286 | 24516122.6531 | 24516122.6531 | 18517163.4082 | 9730290.8829 | 0 | 75248896.842 | 128012473.7862 | 316227.766 | 21.6511 | 3475.5296 | 5912.5271 | 70.8534 | 120.5349
1 | 5500 | 707 | 0.035 | 15 | 15 | 7 | 4.217e-10 | 5spot_SharedNeighbor | CO2 | Porous | Wet | R245fa | MinimizeLCOE_Brownfield | IgnoreSilica | 158.0929 | 34.988 | 5.4407 | 4 | 3460.0518 | 5884.5323 | 70.5378 | 119.9642 | 137.3015 | 16.4356 | 57.0126 | 8564292.9144 | 0 | 5227116.0522 | 0 | 0 | 0 | 2294734.42 | 6273595.9208 | 16322609.6944 | 11140516.5125 | 49822865.5144 | 961560.8286 | 24516122.6531 | 24516122.6531 | 18517163.4082 | 9730290.8829 | 0 | 75300548.9961 | 128064125.9403 | 421696.5034 | 21.7628 | 3460.0518 | 5884.5323 | 70.5378 | 119.9642
1 | 5500 | 707 | 0.035 | 15 | 15 | 7 | 5.6234e-10 | 5spot_SharedNeighbor | CO2 | Porous | Wet | R245fa | MinimizeLCOE_Brownfield | IgnoreSilica | 158.548 | 35.0983 | 5.4618 | 4 | 3448.4468 | 5863.5716 | 70.3013 | 119.5368 | 137.2495 | 16.4162 | 63.1508 | 8577737.2738 | 0 | 5239152.0153 | 0 | 0 | 0 | 2281575.2977 | 6278401.1889 | 16335112.0162 | 11149049.6041 | 49861027.396 | 961560.8286 | 24516122.6531 | 24516122.6531 | 18517163.4082 | 9730290.8829 | 0 | 75338710.8777 | 128102287.8219 | 562341.3252 | 21.8471 | 3448.4468 | 5863.5716 | 70.3013 | 119.5368
1 | 5500 | 707 | 0.035 | 15 | 15 | 7 | 7.4989e-10 | 5spot_SharedNeighbor | CO2 | Porous | Wet | R245fa | MinimizeLCOE_Brownfield | IgnoreSilica | 158.8964 | 35.1825 | 5.4778 | 4 | 3439.7452 | 5847.8266 | 70.1239 | 119.2159 | 137.2096 | 16.4013 | 64.6727 | 8587994.7333 | 0 | 5248359.9125 | 0 | 0 | 0 | 2271697.4044 | 6282140.2996 | 16344840.4153 | 11155689.4363 | 49890722.2013 | 961560.8286 | 24516122.6531 | 24516122.6531 | 18517163.4082 | 9730290.8829 | 0 | 75368405.6831 | 128131982.6273 | 749894.2093 | 21.911 | 3439.7452 | 5847.8266 | 70.1239 | 119.2159
1 | 5500 | 707 | 0.035 | 15 | 15 | 7 | 1e-09 | 5spot_SharedNeighbor | CO2 | Porous | Wet | R245fa | MinimizeLCOE_Brownfield | IgnoreSilica | 159.1741 | 35.2491 | 5.4901 | 4 | 3433.2203 | 5835.9105 | 69.9908 | 118.9729 | 137.1777 | 16.3895 | 57.3393 | 8596151.1628 | 0 | 5255695.4212 | 0 | 0 | 0 | 2264544.9088 | 6285392.6822 | 16353302.4479 | 11161464.9474 | 49916551.5705 | 961560.8286 | 24516122.6531 | 24516122.6531 | 18517163.4082 | 9730290.8829 | 0 | 75394235.0522 | 128157811.9964 | 1000000 | 21.9602 | 3433.2203 | 5835.9105 | 69.9908 | 118.9729
1 | 5500 | 707 | 0.035 | 15 | 15 | 7 | 1.3335e-09 | 5spot_SharedNeighbor | CO2 | Porous | Wet | R245fa | MinimizeLCOE_Brownfield | IgnoreSilica | 159.3593 | 35.2943 | 5.4989 | 4 | 3428.3276 | 5827.1584 | 69.8911 | 118.7945 | 137.1563 | 16.3815 | 55.1598 | 8601577.7716 | 0 | 5260587.4073 | 0 | 0 | 0 | 2258643.4858 | 6287115.3792 | 16357784.5521 | 11164524.0757 | 49930232.6717 | 961560.8286 | 24516122.6531 | 24516122.6531 | 18517163.4082 | 9730290.8829 | 0 | 75407916.1534 | 128171493.0976 | 1333521.4322 | 21.9955 | 3428.3276 | 5827.1584 | 69.8911 | 118.7945
1 | 5500 | 707 | 0.035 | 15 | 15 | 7 | 1.7783e-09 | 5spot_SharedNeighbor | CO2 | Porous | Wet | R245fa | MinimizeLCOE_Brownfield | IgnoreSilica | 159.5102 | 35.3307 | 5.5057 | 4 | 3424.6588 | 5820.5087 | 69.8163 | 118.6589 | 137.1389 | 16.375 | 56.7584 | 8605996.4967 | 0 | 5264573.5348 | 0 | 0 | 0 | 2254443.0856 | 6288755.1157 | 16362050.8099 | 11167435.8843 | 49943254.9269 | 961560.8286 | 24516122.6531 | 24516122.6531 | 18517163.4082 | 9730290.8829 | 0 | 75420938.4086 | 128184515.3528 | 1778279.41 | 22.0229 | 3424.6588 | 5820.5087 | 69.8163 | 118.6589
1 | 5500 | 707 | 0.035 | 15 | 15 | 7 | 2.3714e-09 | 5spot_SharedNeighbor | CO2 | Porous | Wet | R245fa | MinimizeLCOE_Brownfield | IgnoreSilica | 159.6151 | 35.3562 | 5.5107 | 4 | 3421.9076 | 5815.5881 | 69.7602 | 118.5586 | 137.1267 | 16.3705 | 57.9463 | 8609060.1687 | 0 | 5267341.1381 | 0 | 0 | 0 | 2251100.696 | 6289725.7811 | 16364576.2823 | 11169159.5711 | 49950963.6373 | 961560.8286 | 24516122.6531 | 24516122.6531 | 18517163.4082 | 9730290.8829 | 0 | 75428647.119 | 128192224.0632 | 2371373.7057 | 22.0429 | 3421.9076 | 5815.5881 | 69.7602 | 118.5586
1 | 5500 | 707 | 0.035 | 15 | 15 | 7 | 3.1623e-09 | 5spot_SharedNeighbor | CO2 | Porous | Wet | R245fa | MinimizeLCOE_Brownfield | IgnoreSilica | 159.7077 | 35.3784 | 5.5147 | 4 | 3419.8445 | 5811.7942 | 69.7182 | 118.4813 | 137.116 | 16.3666 | 56.9184 | 8611767.2351 | 0 | 5269785.9205 | 0 | 0 | 0 | 2248878.7449 | 6290868.4412 | 16367549.2494 | 11171188.6822 | 49960038.2733 | 961560.8286 | 24516122.6531 | 24516122.6531 | 18517163.4082 | 9730290.8829 | 0 | 75437721.755 | 128201298.6992 | 3162277.6602 | 22.0588 | 3419.8445 | 5811.7942 | 69.7182 | 118.4813
1 | 5500 | 707 | 0.035 | 15 | 15 | 7 | 4.217e-09 | 5spot_SharedNeighbor | CO2 | Porous | Wet | R245fa | MinimizeLCOE_Brownfield | IgnoreSilica | 159.764 | 35.3922 | 5.5175 | 4 | 3418.2975 | 5809.049 | 69.6866 | 118.4253 | 137.1095 | 16.3641 | 60.735 | 8613410.2266 | 0 | 5271272.4425 | 0 | 0 | 0 | 2246931.841 | 6291329.6589 | 16368749.2433 | 11172007.7027 | 49963701.115 | 961560.8286 | 24516122.6531 | 24516122.6531 | 18517163.4082 | 9730290.8829 | 0 | 75441384.5967 | 128204961.5409 | 4216965.0343 | 22.0699 | 3418.2975 | 5809.049 | 69.6866 | 118.4253
1 | 5500 | 707 | 0.035 | 15 | 15 | 7 | 5.6234e-09 | 5spot_SharedNeighbor | CO2 | Porous | Wet | R245fa | MinimizeLCOE_Brownfield | IgnoreSilica | 159.8197 | 35.4054 | 5.5198 | 4 | 3417.1374 | 5806.8892 | 69.663 | 118.3813 | 137.103 | 16.3617 | 56.5839 | 8615038.4279 | 0 | 5272743.7282 | 0 | 0 | 0 | 2245751.9265 | 6292078.2922 | 16370697.0336 | 11173337.1096 | 49969646.5179 | 961560.8286 | 24516122.6531 | 24516122.6531 | 18517163.4082 | 9730290.8829 | 0 | 75447329.9997 | 128210906.9438 | 5623413.2519 | 22.0791 | 3417.1374 | 5806.8892 | 69.663 | 118.3813
1 | 5500 | 707 | 0.035 | 15 | 15 | 7 | 7.4989e-09 | 5spot_SharedNeighbor | CO2 | Porous | Wet | R245fa | MinimizeLCOE_Brownfield | IgnoreSilica | 159.8392 | 35.4106 | 5.5211 | 4 | 3416.2674 | 5805.4379 | 69.6452 | 118.3517 | 137.1007 | 16.3609 | 57.4246 | 8615602.9177 | 0 | 5273257.0245 | 0 | 0 | 0 | 2244397.5337 | 6291970.4156 | 16370416.3608 | 11173145.5447 | 49968789.7971 | 961560.8286 | 24516122.6531 | 24516122.6531 | 18517163.4082 | 9730290.8829 | 0 | 75446473.2788 | 128210050.223 | 7498942.0933 | 22.0845 | 3416.2674 | 5805.4379 | 69.6452 | 118.3517
1 | 5500 | 707 | 0.035 | 15 | 15 | 7 | 1e-08 | 5spot_SharedNeighbor | CO2 | Porous | Wet | R245fa | MinimizeLCOE_Brownfield | IgnoreSilica | 159.8781 | 35.4196 | 5.5225 | 4 | 3415.6151 | 5804.167 | 69.6319 | 118.3258 | 137.0963 | 16.3592 | 60.1533 | 8616739.5602 | 0 | 5274283.5796 | 0 | 0 | 0 | 2243889.7132 | 6292616.0127 | 16372096.072 | 11174291.9821 | 49973916.9198 | 961560.8286 | 24516122.6531 | 24516122.6531 | 18517163.4082 | 9730290.8829 | 0 | 75451600.4015 | 128215177.3457 | 10000000 | 22.0902 | 3415.6151 | 5804.167 | 69.6319 | 118.3258
1 | 5600 | 707 | 0.035 | 15 | 15 | 7 | 1e-13 | 5spot_SharedNeighbor | CO2 | Porous | Wet | R245fa | MinimizeLCOE_Brownfield | IgnoreSilica | 1.6 | 0.026068 | 0.0046242 | 4 | 1493981.809 | 4412412.8321 | 30456.8399 | 89953.0038 | 80.2853 | 16.4211 | 12.4431 | 211910.2846 | 0 | 85020.1514 | 0 | 0 | 0 | 206824.866 | 196464.5678 | 511160.5049 | 348877.5479 | 1560257.9226 | 961560.8286 | 25111985.0635 | 25111985.0635 | 18927833.0506 | 9941662.686 | 0 | 27633803.8147 | 81615284.6149 | 100 | 0.018497 | 1493981.809 | 4412412.8321 | 30456.8399 | 89953.0038
1 | 5600 | 707 | 0.035 | 15 | 15 | 7 | 1.3335e-13 | 5spot_SharedNeighbor | CO2 | Porous | Wet | R245fa | MinimizeLCOE_Brownfield | IgnoreSilica | 2.7935 | 0.16874 | 0.016295 | 4 | 442459.9323 | 1270633.4371 | 9020.1442 | 25903.5813 | 99.2251 | 17.7687 | 25.8438 | 376184.5476 | 0 | 174655.2055 | 0 | 0 | 0 | 342402.2926 | 348364.3978 | 906372.7038 | 618617.9944 | 2766597.1417 | 961560.8286 | 25111985.0635 | 25111985.0635 | 18927833.0506 | 9941662.686 | 0 | 28840143.0339 | 82821623.834 | 133.3521 | 0.065181 | 442459.9323 | 1270633.4371 | 9020.1442 | 25903.5813
1 | 5600 | 707 | 0.035 | 15 | 15 | 7 | 1.7783e-13 | 5spot_SharedNeighbor | CO2 | Porous | Wet | R245fa | MinimizeLCOE_Brownfield | IgnoreSilica | 3.8756 | 0.34571 | 0.034297 | 4 | 217297.9365 | 610783.8157 | 4429.9124 | 12451.6542 | 109.2624 | 18.3692 | 26.6271 | 515908.8284 | 0 | 252282.1269 | 0 | 0 | 0 | 438390.9964 | 470566.9612 | 1224318.7064 | 835622.6744 | 3737090.2938 | 961560.8286 | 25111985.0635 | 25111985.0635 | 18927833.0506 | 9941662.686 | 0 | 29810636.1859 | 83792116.986 | 177.8279 | 0.13719 | 217297.9365 | 610783.8157 | 4429.9124 | 12451.6542
1 | 5600 | 707 | 0.035 | 15 | 15 | 7 | 2.3714e-13 | 5spot_SharedNeighbor | CO2 | Porous | Wet | R245fa | MinimizeLCOE_Brownfield | IgnoreSilica | 5.2808 | 0.60071 | 0.061102 | 4 | 126704.401 | 347571.6634 | 2583.0406 | 7085.7185 | 117.5715 | 18.814 | 30.2545 | 684928.2243 | 0 | 344582.0611 | 0 | 0 | 0 | 550561.413 | 616227.9624 | 1603298.7523 | 1094284.343 | 4893882.756 | 961560.8286 | 25111985.0635 | 25111985.0635 | 18927833.0506 | 9941662.686 | 0 | 30967428.6482 | 84948909.4483 | 237.1374 | 0.24441 | 126704.401 | 347571.6634 | 2583.0406 | 7085.7185
1 | 5600 | 707 | 0.035 | 15 | 15 | 7 | 3.1623e-13 | 5spot_SharedNeighbor | CO2 | Porous | Wet | R245fa | MinimizeLCOE_Brownfield | IgnoreSilica | 7.0271 | 0.9417 | 0.099535 | 4 | 80923.0967 | 216506.8606 | 1649.7268 | 4413.7852 | 124.1057 | 19.1332 | 31.1489 | 879364.7932 | 0 | 433066.741 | 0 | 0 | 0 | 671672.0335 | 773800.3914 | 2013269.8901 | 1374098.0686 | 6145271.9177 | 961560.8286 | 25111985.0635 | 25111985.0635 | 18927833.0506 | 9941662.686 | 0 | 32218817.8099 | 86200298.61 | 316.2278 | 0.39814 | 80923.0967 | 216506.8606 | 1649.7268 | 4413.7852
1 | 5600 | 707 | 0.035 | 15 | 15 | 7 | 4.217e-13 | 5spot_SharedNeighbor | CO2 | Porous | Wet | R245fa | MinimizeLCOE_Brownfield | IgnoreSilica | 9.2346 | 1.3916 | 0.15233 | 4 | 55252.4301 | 143842.7137 | 1126.3955 | 2932.4283 | 129.3309 | 19.3694 | 30.5013 | 1106400.6822 | 0 | 538846.7759 | 0 | 0 | 0 | 806567.7315 | 956207.9239 | 2487856.8729 | 1698013.4361 | 7593893.4225 | 961560.8286 | 25111985.0635 | 25111985.0635 | 18927833.0506 | 9941662.686 | 0 | 33667439.3146 | 87648920.1147 | 421.6965 | 0.60934 | 55252.4301 | 143842.7137 | 1126.3955 | 2932.4283
1 | 5600 | 707 | 0.035 | 15 | 15 | 7 | 5.6234e-13 | 5spot_SharedNeighbor | CO2 | Porous | Wet | R245fa | MinimizeLCOE_Brownfield | IgnoreSilica | 12.0313 | 1.9771 | 0.2234 | 4 | 39561.0445 | 99970.2718 | 806.5054 | 2038.0292 | 133.5005 | 19.5445 | 32.0699 | 1371897.9484 | 0 | 665860.9141 | 0 | 0 | 0 | 957820.6419 | 1168276.0067 | 3039614.5231 | 2074599.3699 | 9278069.4041 | 961560.8286 | 25111985.0635 | 25111985.0635 | 18927833.0506 | 9941662.686 | 0 | 35351615.2963 | 89333096.0964 | 562.3413 | 0.8936 | 39561.0445 | 99970.2718 | 806.5054 | 2038.0292
1 | 5600 | 707 | 0.035 | 15 | 15 | 7 | 7.4989e-13 | 5spot_SharedNeighbor | CO2 | Porous | Wet | R245fa | MinimizeLCOE_Brownfield | IgnoreSilica | 15.5682 | 2.7307 | 0.31781 | 4 | 29349.0178 | 71812.6896 | 598.3194 | 1463.9988 | 136.8067 | 19.6717 | 33.72 | 1682129.8195 | 0 | 818318.5103 | 0 | 0 | 0 | 1127305.5253 | 1414824.0035 | 3681081.8368 | 2512413.9923 | 11236073.6876 | 961560.8286 | 25111985.0635 | 25111985.0635 | 18927833.0506 | 9941662.686 | 0 | 37309619.5798 | 91291100.3799 | 749.8942 | 1.2712 | 29349.0178 | 71812.6896 | 598.3194 | 1463.9988
1 | 5600 | 707 | 0.035 | 15 | 15 | 7 | 1e-12 | 5spot_SharedNeighbor | CO2 | Porous | Wet | R245fa | MinimizeLCOE_Brownfield | IgnoreSilica | 20.046 | 3.6961 | 0.44206 | 4 | 22392.546 | 52921.153 | 456.5023 | 1078.8693 | 139.417 | 19.7592 | 36.0001 | 2045515.9025 | 0 | 1001738.8186 | 0 | 0 | 0 | 1318399.8689 | 1702605.2901 | 4429829.7125 | 3023449.8027 | 13521539.3952 | 961560.8286 | 25111985.0635 | 25111985.0635 | 18927833.0506 | 9941662.686 | 0 | 39595085.2874 | 93576566.0875 | 1000 | 1.7682 | 22392.546 | 52921.153 | 456.5023 | 1078.8693
1 | 5600 | 707 | 0.035 | 15 | 15 | 7 | 1.3335e-12 | 5spot_SharedNeighbor | CO2 | Porous | Wet | R245fa | MinimizeLCOE_Brownfield | IgnoreSilica | 25.6628 | 4.918 | 0.6038 | 4 | 17488.6605 | 39839.5063 | 356.53 | 812.1822 | 141.4442 | 19.8097 | 41.8987 | 2467789.9335 | 0 | 1220606.4783 | 0 | 0 | 0 | 1530693.9275 | 2035445.2324 | 5295810.9674 | 3614499.8033 | 16164846.3424 | 961560.8286 | 25111985.0635 | 25111985.0635 | 18927833.0506 | 9941662.686 | 0 | 42238392.2345 | 96219873.0347 | 1333.5214 | 2.4152 | 17488.6605 | 39839.5063 | 356.53 | 812.1822
1 | 5600 | 707 | 0.035 | 15 | 15 | 7 | 1.7783e-12 | 5spot_SharedNeighbor | CO2 | Porous | Wet | R245fa | MinimizeLCOE_Brownfield | IgnoreSilica | 32.6427 | 6.4478 | 0.81184 | 4 | 13940.3577 | 30563.6147 | 284.193 | 623.0806 | 142.9867 | 19.8225 | 33.9298 | 2954574.2928 | 0 | 1479658.9758 | 0 | 0 | 0 | 1763396.3081 | 2417075.5349 | 6288734.7315 | 4292190.6748 | 19195630.5181 | 961560.8286 | 25111985.0635 | 25111985.0635 | 18927833.0506 | 9941662.686 | 0 | 45269176.4102 | 99250657.2104 | 1778.2794 | 3.2473 | 13940.3577 | 30563.6147 | 284.193 | 623.0806
1 | 5600 | 707 | 0.035 | 15 | 15 | 7 | 2.3714e-12 | 5spot_SharedNeighbor | CO2 | Porous | Wet | R245fa | MinimizeLCOE_Brownfield | IgnoreSilica | 41.1487 | 8.3262 | 1.0748 | 4 | 11321.7065 | 23878.3737 | 230.8083 | 486.7929 | 144.1116 | 19.793 | 39.363 | 3505561.3431 | 0 | 1780807.9489 | 0 | 0 | 0 | 2010031.2876 | 2845596.226 | 7403657.6681 | 5053148.4884 | 22598802.9622 | 961560.8286 | 25111985.0635 | 25111985.0635 | 18927833.0506 | 9941662.686 | 0 | 48672348.8543 | 102653829.6545 | 2371.3737 | 4.299 | 11321.7065 | 23878.3737 | 230.8083 | 486.7929
1 | 5600 | 707 | 0.035 | 15 | 15 | 7 | 3.1623e-12 | 5spot_SharedNeighbor | CO2 | Porous | Wet | R245fa | MinimizeLCOE_Brownfield | IgnoreSilica | 51.3191 | 10.5885 | 1.3999 | 4 | 9361.5199 | 19001.605 | 190.8472 | 387.3734 | 144.8715 | 19.7126 | 44.3464 | 4118055.6875 | 0 | 2124982.9891 | 0 | 0 | 0 | 2263870.8663 | 3317694.7218 | 8631961.1133 | 5891490.8289 | 26348056.2069 | 961560.8286 | 25111985.0635 | 25111985.0635 | 18927833.0506 | 9941662.686 | 0 | 52421602.0991 | 106403082.8992 | 3162.2777 | 5.5997 | 9361.5199 | 19001.605 | 190.8472 | 387.3734
1 | 5600 | 707 | 0.035 | 15 | 15 | 7 | 4.217e-12 | 5spot_SharedNeighbor | CO2 | Porous | Wet | R245fa | MinimizeLCOE_Brownfield | IgnoreSilica | 62.9929 | 13.2074 | 1.788 | 4 | 7881.5271 | 15429.433 | 160.6756 | 314.5499 | 145.2859 | 19.5725 | 36.6232 | 4772028.4324 | 0 | 2503603.9516 | 0 | 0 | 0 | 2505272.8503 | 3814553.0414 | 9924684.5412 | 6773801.1313 | 30293943.9482 | 961560.8286 | 25111985.0635 | 25111985.0635 | 18927833.0506 | 9941662.686 | 0 | 56367489.8404 | 110348970.6405 | 4216.965 | 7.1518 | 7881.5271 | 15429.433 | 160.6756 | 314.5499
1 | 5600 | 707 | 0.035 | 15 | 15 | 7 | 5.6234e-12 | 5spot_SharedNeighbor | CO2 | Porous | Wet | R245fa | MinimizeLCOE_Brownfield | IgnoreSilica | 75.7307 | 16.0923 | 2.2296 | 4 | 6760.5881 | 12813.5229 | 137.8237 | 261.221 | 145.3697 | 19.3676 | 49.7052 | 5436048.2104 | 0 | 2901014.0196 | 0 | 0 | 0 | 2711096.8687 | 4308782.0485 | 11210567.0375 | 7651442.3572 | 34218950.5419 | 961560.8286 | 25111985.0635 | 25111985.0635 | 18927833.0506 | 9941662.686 | 0 | 60292496.434 | 114273977.2341 | 5623.4133 | 8.9182 | 6760.5881 | 12813.5229 | 137.8237 | 261.221
1 | 5600 | 707 | 0.035 | 15 | 15 | 7 | 7.4989e-12 | 5spot_SharedNeighbor | CO2 | Porous | Wet | R245fa | MinimizeLCOE_Brownfield | IgnoreSilica | 88.8707 | 19.0975 | 2.7046 | 4 | 5912.3726 | 10902.2219 | 120.5317 | 222.2565 | 145.1521 | 19.102 | 43.3975 | 6073698.6172 | 0 | 3297153.6841 | 0 | 0 | 0 | 2861930.2984 | 4770785.2139 | 12412604.5039 | 8471857.6275 | 37888029.945 | 961560.8286 | 25111985.0635 | 25111985.0635 | 18927833.0506 | 9941662.686 | 0 | 63961575.8372 | 117943056.6373 | 7498.9421 | 10.8183 | 5912.3726 | 10902.2219 | 120.5317 | 222.2565
1 | 5600 | 707 | 0.035 | 15 | 15 | 7 | 1e-11 | 5spot_SharedNeighbor | CO2 | Porous | Wet | R245fa | MinimizeLCOE_Brownfield | IgnoreSilica | 101.565 | 22.0304 | 3.1837 | 4 | 5272.912 | 9511.8295 | 107.4954 | 193.9115 | 144.6993 | 18.7957 | 52.3459 | 6648123.5948 | 0 | 3668828.4907 | 0 | 0 | 0 | 2944983.649 | 5172154.9364 | 13456886.1898 | 9184601.3359 | 41075578.1966 | 961560.8286 | 25111985.0635 | 25111985.0635 | 18927833.0506 | 9941662.686 | 0 | 67149124.0887 | 121130604.8889 | 10000 | 12.7347 | 5272.912 | 9511.8295 | 107.4954 | 193.9115
1 | 5600 | 707 | 0.035 | 15 | 15 | 7 | 1.3335e-11 | 5spot_SharedNeighbor | CO2 | Porous | Wet | R245fa | MinimizeLCOE_Brownfield | IgnoreSilica | 113.1554 | 24.7345 | 3.6388 | 4 | 4792.4146 | 8501.1878 | 97.6999 | 173.3082 | 144.0997 | 18.4733 | 50.9446 | 7138743.3196 | 0 | 4000116.1979 | 0 | 0 | 0 | 2964092.3843 | 5500151.2417 | 14310265.2947 | 9767050.1102 | 43680418.5484 | 961560.8286 | 25111985.0635 | 25111985.0635 | 18927833.0506 | 9941662.686 | 0 | 69753964.4406 | 123735445.2407 | 13335.2143 | 14.5551 | 4792.4146 | 8501.1878 | 97.6999 | 173.3082
1 | 5600 | 707 | 0.035 | 15 | 15 | 7 | 1.7783e-11 | 5spot_SharedNeighbor | CO2 | Porous | Wet | R245fa | MinimizeLCOE_Brownfield | IgnoreSilica | 123.2038 | 27.1007 | 4.0479 | 4 | 4432.3527 | 7766.2518 | 90.3595 | 158.3255 | 143.4452 | 18.1611 | 53.0245 | 7538643.0659 | 0 | 4281852.8223 | 0 | 0 | 0 | 2932497.8555 | 5753667.56 | 14969862.7517 | 10217238.928 | 45693762.9834 | 961560.8286 | 25111985.0635 | 25111985.0635 | 18927833.0506 | 9941662.686 | 0 | 71767308.8755 | 125748789.6757 | 17782.7941 | 16.1917 | 4432.3527 | 7766.2518 | 90.3595 | 158.3255
1 | 5600 | 707 | 0.035 | 15 | 15 | 7 | 2.3714e-11 | 5spot_SharedNeighbor | CO2 | Porous | Wet | R245fa | MinimizeLCOE_Brownfield | IgnoreSilica | 131.5908 | 29.092 | 4.3999 | 4 | 4162.9637 | 7230.1428 | 84.8676 | 147.3962 | 142.8062 | 17.8773 | 52.4917 | 7854496.0753 | 0 | 4513492.7148 | 0 | 0 | 0 | 2869198.8612 | 5942503.184 | 15461174.3097 | 10552569.1617 | 47193434.3067 | 961560.8286 | 25111985.0635 | 25111985.0635 | 18927833.0506 | 9941662.686 | 0 | 73266980.1989 | 127248460.999 | 23713.7371 | 17.5997 | 4162.9637 | 7230.1428 | 84.8676 | 147.3962
1 | 5600 | 707 | 0.035 | 15 | 15 | 7 | 3.1623e-11 | 5spot_SharedNeighbor | CO2 | Porous | Wet | R245fa | MinimizeLCOE_Brownfield | IgnoreSilica | 138.3855 | 30.7166 | 4.6923 | 4 | 3961.5249 | 6837.582 | 80.761 | 139.3934 | 142.2274 | 17.6319 | 46.6091 | 8098406.8768 | 0 | 4698993.3283 | 0 | 0 | 0 | 2791045.3081 | 6079493.7501 | 15817595.6622 | 10795834.0586 | 48281368.9841 | 961560.8286 | 25111985.0635 | 25111985.0635 | 18927833.0506 | 9941662.686 | 0 | 74354914.8763 | 128336395.6764 | 31622.7766 | 18.7693 | 3961.5249 | 6837.582 | 80.761 | 139.3934
1 | 5600 | 707 | 0.035 | 15 | 15 | 7 | 4.217e-11 | 5spot_SharedNeighbor | CO2 | Porous | Wet | R245fa | MinimizeLCOE_Brownfield | IgnoreSilica | 143.7445 | 32.0063 | 4.9283 | 4 | 3810.8794 | 6549.2183 | 77.6899 | 133.5147 | 141.7321 | 17.4284 | 48.3495 | 8283157.1284 | 0 | 4844013.519 | 0 | 0 | 0 | 2709815.7579 | 6176424.698 | 16069790.1054 | 10967961.9481 | 49051163.1568 | 961560.8286 | 25111985.0635 | 25111985.0635 | 18927833.0506 | 9941662.686 | 0 | 75124709.0489 | 129106189.8491 | 42169.6503 | 19.7132 | 3810.8794 | 6549.2183 | 77.6899 | 133.5147
1 | 5600 | 707 | 0.035 | 15 | 15 | 7 | 5.6234e-11 | 5spot_SharedNeighbor | CO2 | Porous | Wet | R245fa | MinimizeLCOE_Brownfield | IgnoreSilica | 147.9102 | 33.0141 | 5.1151 | 4 | 3698.1708 | 6336.5014 | 75.3922 | 129.1782 | 141.3234 | 17.2641 | 52.4838 | 8422080.7411 | 0 | 4955995.8761 | 0 | 0 | 0 | 2633774.766 | 6244622.0394 | 16247225.5985 | 11089065.3181 | 49592764.3392 | 961560.8286 | 25111985.0635 | 25111985.0635 | 18927833.0506 | 9941662.686 | 0 | 75666310.2313 | 129647791.0315 | 56234.1325 | 20.4605 | 3698.1708 | 6336.5014 | 75.3922 | 129.1782
1 | 5600 | 707 | 0.035 | 15 | 15 | 7 | 7.4989e-11 | 5spot_SharedNeighbor | CO2 | Porous | Wet | R245fa | MinimizeLCOE_Brownfield | IgnoreSilica | 151.1233 | 33.7945 | 5.261 | 4 | 3613.8023 | 6178.9519 | 73.6722 | 125.9663 | 140.9938 | 17.1338 | 60.5136 | 8526404.5154 | 0 | 5041937.4367 | 0 | 0 | 0 | 2567235.7673 | 6292875.3106 | 16372770.7119 | 11174752.4377 | 49975976.1795 | 961560.8286 | 25111985.0635 | 25111985.0635 | 18927833.0506 | 9941662.686 | 0 | 76049522.0717 | 130031002.8718 | 74989.4209 | 21.0442 | 3613.8023 | 6178.9519 | 73.6722 | 125.9663
1 | 5600 | 707 | 0.035 | 15 | 15 | 7 | 1e-10 | 5spot_SharedNeighbor | CO2 | Porous | Wet | R245fa | MinimizeLCOE_Brownfield | IgnoreSilica | 153.5787 | 34.3928 | 5.3738 | 4 | 3550.6183 | 6061.9628 | 72.3842 | 123.5813 | 140.7334 | 17.0321 | 53.3371 | 8604454.044 | 0 | 5107368.6728 | 0 | 0 | 0 | 2511317.64 | 6327024.7391 | 16461620.52 | 11235394.2574 | 50247179.8732 | 961560.8286 | 25111985.0635 | 25111985.0635 | 18927833.0506 | 9941662.686 | 0 | 76320725.7653 | 130302206.5655 | 100000 | 21.4951 | 3550.6183 | 6061.9628 | 72.3842 | 123.5813
1 | 5600 | 707 | 0.035 | 15 | 15 | 7 | 1.3335e-10 | 5spot_SharedNeighbor | CO2 | Porous | Wet | R245fa | MinimizeLCOE_Brownfield | IgnoreSilica | 155.4398 | 34.8475 | 5.4601 | 4 | 3503.2818 | 5974.9353 | 71.4191 | 121.8071 | 140.531 | 16.9538 | 58.0761 | 8662634.7342 | 0 | 5156821.8103 | 0 | 0 | 0 | 2465594.6113 | 6351169.9508 | 16524441.4078 | 11278270.8041 | 50438933.3184 | 961560.8286 | 25111985.0635 | 25111985.0635 | 18927833.0506 | 9941662.686 | 0 | 76512479.2106 | 130493960.0107 | 133352.1432 | 21.8402 | 3503.2818 | 5974.9353 | 71.4191 | 121.8071
1 | 5600 | 707 | 0.035 | 15 | 15 | 7 | 1.7783e-10 | 5spot_SharedNeighbor | CO2 | Porous | Wet | R245fa | MinimizeLCOE_Brownfield | IgnoreSilica | 156.8554 | 35.1939 | 5.5259 | 4 | 3467.808 | 5909.9957 | 70.696 | 120.4833 | 140.3743 | 16.8935 | 59.6345 | 8706324.183 | 0 | 5194358.7807 | 0 | 0 | 0 | 2429260.8702 | 6368678.0952 | 16569994.0083 | 11309361.39 | 50577977.3273 | 961560.8286 | 25111985.0635 | 25111985.0635 | 18927833.0506 | 9941662.686 | 0 | 76651523.2195 | 130633004.0196 | 177827.941 | 22.1037 | 3467.808 | 5909.9957 | 70.696 | 120.4833
1 | 5600 | 707 | 0.035 | 15 | 15 | 7 | 2.3714e-10 | 5spot_SharedNeighbor | CO2 | Porous | Wet | R245fa | MinimizeLCOE_Brownfield | IgnoreSilica | 157.9297 | 35.4571 | 5.576 | 4 | 3441.2188 | 5861.4691 | 70.1539 | 119.494 | 140.2536 | 16.8473 | 60.3523 | 8739151.86 | 0 | 5222799.6192 | 0 | 0 | 0 | 2400837.3872 | 6381487.6579 | 16603321.8627 | 11332108.3355 | 50679706.7225 | 961560.8286 | 25111985.0635 | 25111985.0635 | 18927833.0506 | 9941662.686 | 0 | 76753252.6146 | 130734733.4147 | 237137.3706 | 22.3041 | 3441.2188 | 5861.4691 | 70.1539 | 119.494
1 | 5600 | 707 | 0.035 | 15 | 15 | 7 | 3.1623e-10 | 5spot_SharedNeighbor | CO2 | Porous | Wet | R245fa | MinimizeLCOE_Brownfield | IgnoreSilica | 158.7332 | 35.6543 | 5.6138 | 4 | 3421.2861 | 5825.2466 | 69.7475 | 118.7555 | 140.1624 | 16.8125 | 67.5965 | 8763519.7126 | 0 | 5244047.8563 | 0 | 0 | 0 | 2378631.3 | 6390617.5588 | 16627075.9922 | 11348321.0169 | 50752213.4368 | 961560.8286 | 25111985.0635 | 25111985.0635 | 18927833.0506 | 9941662.686 | 0 | 76825759.329 | 130807240.1291 | 316227.766 | 22.4552 | 3421.2861 | 5825.2466 | 69.7475 | 118.7555
1 | 5600 | 707 | 0.035 | 15 | 15 | 7 | 4.217e-10 | 5spot_SharedNeighbor | CO2 | Porous | Wet | R245fa | MinimizeLCOE_Brownfield | IgnoreSilica | 159.3445 | 35.8042 | 5.6424 | 4 | 3406.3421 | 5798.1023 | 69.4429 | 118.2022 | 140.0926 | 16.7859 | 64.9222 | 8781949.5645 | 0 | 5260196.0902 | 0 | 0 | 0 | 2361683.6577 | 6397493.4318 | 16644965.6033 | 11360531.0441 | 50806819.3916 | 961560.8286 | 25111985.0635 | 25111985.0635 | 18927833.0506 | 9941662.686 | 0 | 76880365.2838 | 130861846.0839 | 421696.5034 | 22.5698 | 3406.3421 | 5798.1023 | 69.4429 | 118.2022
1 | 5600 | 707 | 0.035 | 15 | 15 | 7 | 5.6234e-10 | 5spot_SharedNeighbor | CO2 | Porous | Wet | R245fa | MinimizeLCOE_Brownfield | IgnoreSilica | 159.8003 | 35.9163 | 5.664 | 4 | 3395.1376 | 5777.8137 | 69.2145 | 117.7885 | 140.0401 | 16.766 | 56.8779 | 8795632.5151 | 0 | 5272230.4195 | 0 | 0 | 0 | 2348641.2628 | 6402436.637 | 16657826.809 | 11369309.0813 | 50846076.7246 | 961560.8286 | 25111985.0635 | 25111985.0635 | 18927833.0506 | 9941662.686 | 0 | 76919622.6167 | 130901103.4169 | 562341.3252 | 22.6558 | 3395.1376 | 5777.8137 | 69.2145 | 117.7885
1 | 5600 | 707 | 0.035 | 15 | 15 | 7 | 7.4989e-10 | 5spot_SharedNeighbor | CO2 | Porous | Wet | R245fa | MinimizeLCOE_Brownfield | IgnoreSilica | 160.1339 | 35.9986 | 5.68 | 4 | 3386.7362 | 5762.6875 | 69.0432 | 117.4802 | 140.0015 | 16.7514 | 64.5478 | 8805611.5236 | 0 | 5281032.9251 | 0 | 0 | 0 | 2338524.9238 | 6405816.0553 | 16666619.3624 | 11375310.1796 | 50872914.9699 | 961560.8286 | 25111985.0635 | 25111985.0635 | 18927833.0506 | 9941662.686 | 0 | 76946460.8621 | 130927941.6622 | 749894.2093 | 22.7199 | 3386.7362 | 5762.6875 | 69.0432 | 117.4802
1 | 5600 | 707 | 0.035 | 15 | 15 | 7 | 1e-09 | 5spot_SharedNeighbor | CO2 | Porous | Wet | R245fa | MinimizeLCOE_Brownfield | IgnoreSilica | 160.3922 | 36.0621 | 5.6922 | 4 | 3380.4367 | 5751.2975 | 68.9148 | 117.248 | 139.9716 | 16.74 | 59.7444 | 8813323.6249 | 0 | 5287848.739 | 0 | 0 | 0 | 2331027.7644 | 6408558.0501 | 16673753.4702 | 11380179.3548 | 50894691.0034 | 961560.8286 | 25111985.0635 | 25111985.0635 | 18927833.0506 | 9941662.686 | 0 | 76968236.8956 | 130949717.6957 | 1000000 | 22.7687 | 3380.4367 | 5751.2975 | 68.9148 | 117.248
1 | 5600 | 707 | 0.035 | 15 | 15 | 7 | 1.3335e-09 | 5spot_SharedNeighbor | CO2 | Porous | Wet | R245fa | MinimizeLCOE_Brownfield | IgnoreSilica | 160.5897 | 36.1105 | 5.7014 | 4 | 3375.713 | 5742.7374 | 68.8185 | 117.0735 | 139.9487 | 16.7314 | 59.8627 | 8819206.0645 | 0 | 5293055.383 | 0 | 0 | 0 | 2325433.825 | 6410701.1563 | 16679329.393 | 11383985.0367 | 50911710.8585 | 961560.8286 | 25111985.0635 | 25111985.0635 | 18927833.0506 | 9941662.686 | 0 | 76985256.7506 | 130966737.5508 | 1333521.4322 | 22.8056 | 3375.713 | 5742.7374 | 68.8185 | 117.0735
1 | 5600 | 707 | 0.035 | 15 | 15 | 7 | 1.7783e-09 | 5spot_SharedNeighbor | CO2 | Porous | Wet | R245fa | MinimizeLCOE_Brownfield | IgnoreSilica | 160.7212 | 36.1433 | 5.708 | 4 | 3372.1708 | 5736.4454 | 68.7463 | 116.9452 | 139.9333 | 16.7256 | 62.9122 | 8823115.7725 | 0 | 5296522.6673 | 0 | 0 | 0 | 2320855.206 | 6411792.5219 | 16682168.9024 | 11385923.0602 | 50920378.1302 | 961560.8286 | 25111985.0635 | 25111985.0635 | 18927833.0506 | 9941662.686 | 0 | 76993924.0224 | 130975404.8225 | 1778279.41 | 22.8322 | 3372.1708 | 5736.4454 | 68.7463 | 116.9452
1 | 5600 | 707 | 0.035 | 15 | 15 | 7 | 2.3714e-09 | 5spot_SharedNeighbor | CO2 | Porous | Wet | R245fa | MinimizeLCOE_Brownfield | IgnoreSilica | 160.8332 | 36.1708 | 5.7133 | 4 | 3369.5147 | 5731.6301 | 68.6921 | 116.847 | 139.9202 | 16.7206 | 61.7901 | 8826446.6193 | 0 | 5299476.7365 | 0 | 0 | 0 | 2317694.0053 | 6413010.7708 | 16685338.5363 | 11388086.4005 | 50930053.0688 | 961560.8286 | 25111985.0635 | 25111985.0635 | 18927833.0506 | 9941662.686 | 0 | 77003598.961 | 130985079.7611 | 2371373.7057 | 22.853 | 3369.5147 | 5731.6301 | 68.6921 | 116.847
1 | 5600 | 707 | 0.035 | 15 | 15 | 7 | 3.1623e-09 | 5spot_SharedNeighbor | CO2 | Porous | Wet | R245fa | MinimizeLCOE_Brownfield | IgnoreSilica | 160.9233 | 36.1927 | 5.7173 | 4 | 3367.5229 | 5727.9767 | 68.6515 | 116.7726 | 139.9098 | 16.7167 | 68.0515 | 8829120.8561 | 0 | 5301849.2268 | 0 | 0 | 0 | 2315441.9471 | 6414100.6917 | 16688174.2868 | 11390021.8585 | 50938708.867 | 961560.8286 | 25111985.0635 | 25111985.0635 | 18927833.0506 | 9941662.686 | 0 | 77012254.7591 | 130993735.5593 | 3162277.6602 | 22.8691 | 3367.5229 | 5727.9767 | 68.6515 | 116.7726
1 | 5600 | 707 | 0.035 | 15 | 15 | 7 | 4.217e-09 | 5spot_SharedNeighbor | CO2 | Porous | Wet | R245fa | MinimizeLCOE_Brownfield | IgnoreSilica | 160.977 | 36.2061 | 5.72 | 4 | 3366.0293 | 5725.3394 | 68.6211 | 116.7188 | 139.9035 | 16.7143 | 62.9216 | 8830713.4518 | 0 | 5303264.9225 | 0 | 0 | 0 | 2313453.3007 | 6414498.3533 | 16689208.9206 | 11390728.0173 | 50941866.9662 | 961560.8286 | 25111985.0635 | 25111985.0635 | 18927833.0506 | 9941662.686 | 0 | 77015412.8584 | 130996893.6585 | 4216965.0343 | 22.8802 | 3366.0293 | 5725.3394 | 68.6211 | 116.7188
1 | 5600 | 707 | 0.035 | 15 | 15 | 7 | 5.6234e-09 | 5spot_SharedNeighbor | CO2 | Porous | Wet | R245fa | MinimizeLCOE_Brownfield | IgnoreSilica | 161.0307 | 36.2191 | 5.7224 | 4 | 3364.9092 | 5723.2633 | 68.5982 | 116.6765 | 139.8972 | 16.7119 | 61.9113 | 8832308.1863 | 0 | 5304680.5238 | 0 | 0 | 0 | 2312246.1059 | 6415201.5782 | 16691038.5678 | 11391976.7891 | 50947451.7511 | 961560.8286 | 25111985.0635 | 25111985.0635 | 18927833.0506 | 9941662.686 | 0 | 77020997.6432 | 131002478.4434 | 5623413.2519 | 22.8895 | 3364.9092 | 5723.2633 | 68.5982 | 116.6765
1 | 5600 | 707 | 0.035 | 15 | 15 | 7 | 7.4989e-09 | 5spot_SharedNeighbor | CO2 | Porous | Wet | R245fa | MinimizeLCOE_Brownfield | IgnoreSilica | 161.065 | 36.2276 | 5.724 | 4 | 3364.0694 | 5721.751 | 68.5811 | 116.6456 | 139.8932 | 16.7104 | 62.2103 | 8833324.1789 | 0 | 5305583.5305 | 0 | 0 | 0 | 2311210.7371 | 6415546.1941 | 16691935.1876 | 11392588.7505 | 50950188.5786 | 961560.8286 | 25111985.0635 | 25111985.0635 | 18927833.0506 | 9941662.686 | 0 | 77023734.4707 | 131005215.2709 | 7498942.0933 | 22.896 | 3364.0694 | 5721.751 | 68.5811 | 116.6456
1 | 5600 | 707 | 0.035 | 15 | 15 | 7 | 1e-08 | 5spot_SharedNeighbor | CO2 | Porous | Wet | R245fa | MinimizeLCOE_Brownfield | IgnoreSilica | 161.087 | 36.2331 | 5.7252 | 4 | 3363.4395 | 5720.6438 | 68.5683 | 116.6231 | 139.8906 | 16.7095 | 62.8047 | 8833977.1287 | 0 | 5306164.5955 | 0 | 0 | 0 | 2310355.6371 | 6415693.9709 | 16692319.6726 | 11392851.1694 | 50951362.1743 | 961560.8286 | 25111985.0635 | 25111985.0635 | 18927833.0506 | 9941662.686 | 0 | 77024908.0665 | 131006388.8666 | 10000000 | 22.9006 | 3363.4395 | 5720.6438 | 68.5683 | 116.6231
1 | 5700 | 707 | 0.035 | 15 | 15 | 7 | 1e-13 | 5spot_SharedNeighbor | CO2 | Porous | Wet | R245fa | MinimizeLCOE_Brownfield | IgnoreSilica | 1.6 | 0.024915 | 0.0047932 | 4 | 1473263.972 | 4353009.3109 | 30034.4788 | 88741.9827 | 80.7325 | 16.7498 | 12.2859 | 213989.2214 | 0 | 84747.9616 | 0 | 0 | 0 | 208653.8317 | 197882.4957 | 514849.6627 | 351395.4739 | 1571518.647 | 961560.8286 | 25713707.5648 | 25713707.5648 | 19344069.7794 | 10155378.5254 | 0 | 28246787.0405 | 83459942.9101 | 100 | 0.019173 | 1473263.972 | 4353009.3109 | 30034.4788 | 88741.9827
1 | 5700 | 707 | 0.035 | 15 | 15 | 7 | 1.3335e-13 | 5spot_SharedNeighbor | CO2 | Porous | Wet | R245fa | MinimizeLCOE_Brownfield | IgnoreSilica | 2.8667 | 0.17651 | 0.017337 | 4 | 426040.2891 | 1222229.8764 | 8685.4076 | 24916.8092 | 101.0379 | 18.1934 | 23.3201 | 390600.6908 | 0 | 180400.0363 | 0 | 0 | 0 | 355380.8502 | 361288.8151 | 939999.3865 | 641568.8963 | 2869238.6752 | 961560.8286 | 25713707.5648 | 25713707.5648 | 19344069.7794 | 10155378.5254 | 0 | 29544507.0687 | 84757662.9383 | 133.3521 | 0.069347 | 426040.2891 | 1222229.8764 | 8685.4076 | 24916.8092
1 | 5700 | 707 | 0.035 | 15 | 15 | 7 | 1.7783e-13 | 5spot_SharedNeighbor | CO2 | Porous | Wet | R245fa | MinimizeLCOE_Brownfield | IgnoreSilica | 3.9728 | 0.36015 | 0.036405 | 4 | 209764.5888 | 588919.8238 | 4276.3349 | 12005.9272 | 111.2825 | 18.8018 | 26.4374 | 535210.9109 | 0 | 260149.2677 | 0 | 0 | 0 | 454445.9997 | 487424.4095 | 1268178.3291 | 865557.7681 | 3870966.6849 | 961560.8286 | 25713707.5648 | 25713707.5648 | 19344069.7794 | 10155378.5254 | 0 | 30546235.0784 | 85759390.948 | 177.8279 | 0.14562 | 209764.5888 | 588919.8238 | 4276.3349 | 12005.9272
1 | 5700 | 707 | 0.035 | 15 | 15 | 7 | 2.3714e-13 | 5spot_SharedNeighbor | CO2 | Porous | Wet | R245fa | MinimizeLCOE_Brownfield | IgnoreSilica | 5.4271 | 0.62727 | 0.064903 | 4 | 122281.8132 | 334957.1705 | 2492.8802 | 6828.555 | 119.8573 | 19.257 | 25.1715 | 712279.2698 | 0 | 352199.4359 | 0 | 0 | 0 | 572650.4863 | 638480.3849 | 1661194.9911 | 1133799.7156 | 5070604.2835 | 961560.8286 | 25713707.5648 | 25713707.5648 | 19344069.7794 | 10155378.5254 | 0 | 31745872.677 | 86959028.5466 | 237.1374 | 0.25961 | 122281.8132 | 334957.1705 | 2492.8802 | 6828.555
1 | 5700 | 707 | 0.035 | 15 | 15 | 7 | 3.1623e-13 | 5spot_SharedNeighbor | CO2 | Porous | Wet | R245fa | MinimizeLCOE_Brownfield | IgnoreSilica | 7.2272 | 0.9836 | 0.10564 | 4 | 78210.4548 | 208878.8167 | 1594.4259 | 4258.2772 | 126.5544 | 19.5812 | 30.0973 | 915067.9427 | 0 | 442901.2837 | 0 | 0 | 0 | 699370.9162 | 802362.6556 | 2087583.0427 | 1424818.3222 | 6372104.1631 | 961560.8286 | 25713707.5648 | 25713707.5648 | 19344069.7794 | 10155378.5254 | 0 | 33047372.5565 | 88260528.4261 | 316.2278 | 0.42254 | 78210.4548 | 208878.8167 | 1594.4259 | 4258.2772
1 | 5700 | 707 | 0.035 | 15 | 15 | 7 | 4.217e-13 | 5spot_SharedNeighbor | CO2 | Porous | Wet | R245fa | MinimizeLCOE_Brownfield | IgnoreSilica | 9.4755 | 1.4493 | 0.16142 | 4 | 53479.1097 | 138988.4962 | 1090.244 | 2833.4685 | 131.8512 | 19.8185 | 32.7058 | 1149008.4943 | 0 | 550066.0647 | 0 | 0 | 0 | 837376.8385 | 989216.0451 | 2573737.2331 | 1756628.5466 | 7856033.2224 | 961560.8286 | 25713707.5648 | 25713707.5648 | 19344069.7794 | 10155378.5254 | 0 | 34531301.6159 | 89744457.4855 | 421.6965 | 0.6457 | 53479.1097 | 138988.4962 | 1090.244 | 2833.4685
1 | 5700 | 707 | 0.035 | 15 | 15 | 7 | 5.6234e-13 | 5spot_SharedNeighbor | CO2 | Porous | Wet | R245fa | MinimizeLCOE_Brownfield | IgnoreSilica | 12.3332 | 2.0567 | 0.23648 | 4 | 38337.7598 | 96707.8032 | 781.5671 | 1971.5194 | 136.1021 | 19.9952 | 31.4129 | 1423572.9257 | 0 | 679194.7358 | 0 | 0 | 0 | 993210.8719 | 1207431.628 | 3141489.4179 | 2144131.0789 | 9589030.6583 | 961560.8286 | 25713707.5648 | 25713707.5648 | 19344069.7794 | 10155378.5254 | 0 | 36264299.0517 | 91477454.9213 | 562.3413 | 0.94592 | 38337.7598 | 96707.8032 | 781.5671 | 1971.5194
1 | 5700 | 707 | 0.035 | 15 | 15 | 7 | 7.4989e-13 | 5spot_SharedNeighbor | CO2 | Porous | Wet | R245fa | MinimizeLCOE_Brownfield | IgnoreSilica | 15.9749 | 2.8436 | 0.3363 | 4 | 28471.0638 | 69516.2417 | 580.4211 | 1417.1826 | 139.4975 | 20.1242 | 32.7249 | 1746851.0491 | 0 | 835377.8097 | 0 | 0 | 0 | 1170592.5292 | 1463600.3413 | 3807987.8624 | 2599029.9624 | 11623439.5542 | 961560.8286 | 25713707.5648 | 25713707.5648 | 19344069.7794 | 10155378.5254 | 0 | 38298707.9476 | 93511863.8172 | 749.8942 | 1.3452 | 28471.0638 | 69516.2417 | 580.4211 | 1417.1826
1 | 5700 | 707 | 0.035 | 15 | 15 | 7 | 1e-12 | 5spot_SharedNeighbor | CO2 | Porous | Wet | R245fa | MinimizeLCOE_Brownfield | IgnoreSilica | 20.5498 | 3.8449 | 0.46739 | 4 | 21742.8546 | 51275.6163 | 443.2575 | 1045.3228 | 142.1566 | 20.2115 | 26.4778 | 2122592.6852 | 0 | 1021829.4394 | 0 | 0 | 0 | 1367387.5766 | 1759605.7835 | 4578133.3039 | 3124670.0511 | 13974218.8398 | 961560.8286 | 25713707.5648 | 25713707.5648 | 19344069.7794 | 10155378.5254 | 0 | 40649487.2333 | 95862643.1029 | 1000 | 1.8696 | 21742.8546 | 51275.6163 | 443.2575 | 1045.3228
1 | 5700 | 707 | 0.035 | 15 | 15 | 7 | 1.3335e-12 | 5spot_SharedNeighbor | CO2 | Porous | Wet | R245fa | MinimizeLCOE_Brownfield | IgnoreSilica | 26.289 | 5.1125 | 0.63794 | 4 | 16995.9193 | 38633.2585 | 346.4848 | 787.5912 | 144.2244 | 20.2611 | 40.836 | 2559374.297 | 0 | 1244376.9382 | 0 | 0 | 0 | 1586226.6096 | 2102091.3595 | 5469210.5191 | 3732848.5604 | 16694128.2838 | 961560.8286 | 25713707.5648 | 25713707.5648 | 19344069.7794 | 10155378.5254 | 0 | 43369396.6773 | 98582552.5469 | 1333.5214 | 2.5518 | 16995.9193 | 38633.2585 | 346.4848 | 787.5912
1 | 5700 | 707 | 0.035 | 15 | 15 | 7 | 1.7783e-12 | 5spot_SharedNeighbor | CO2 | Porous | Wet | R245fa | MinimizeLCOE_Brownfield | IgnoreSilica | 33.4339 | 6.702 | 0.85729 | 4 | 13558.912 | 29660.0388 | 276.4168 | 604.66 | 145.8009 | 20.2715 | 34.8763 | 3063821.4068 | 0 | 1508280.0919 | 0 | 0 | 0 | 1827198.6026 | 2495727.0395 | 6493369.8127 | 4431858.3226 | 19820255.276 | 961560.8286 | 25713707.5648 | 25713707.5648 | 19344069.7794 | 10155378.5254 | 0 | 46495523.6694 | 101708679.539 | 1778.2794 | 3.4291 | 13558.912 | 29660.0388 | 276.4168 | 604.66
1 | 5700 | 707 | 0.035 | 15 | 15 | 7 | 2.3714e-12 | 5spot_SharedNeighbor | CO2 | Porous | Wet | R245fa | MinimizeLCOE_Brownfield | IgnoreSilica | 42.1233 | 8.6501 | 1.1341 | 4 | 11021.1884 | 23192.2656 | 224.6818 | 472.8057 | 146.9475 | 20.2376 | 40.7312 | 3633646.3849 | 0 | 1814471.6432 | 0 | 0 | 0 | 2081619.2118 | 2936597.5236 | 7640424.3774 | 5214746.6326 | 23321505.7736 | 961560.8286 | 25713707.5648 | 25713707.5648 | 19344069.7794 | 10155378.5254 | 0 | 49996774.167 | 105209930.0366 | 2371.3737 | 4.5364 | 11021.1884 | 23192.2656 | 224.6818 | 472.8057
1 | 5700 | 707 | 0.035 | 15 | 15 | 7 | 3.1623e-12 | 5spot_SharedNeighbor | CO2 | Porous | Wet | R245fa | MinimizeLCOE_Brownfield | IgnoreSilica | 52.4787 | 10.9893 | 1.4757 | 4 | 9121.11 | 18475.1102 | 185.9462 | 376.6401 | 147.7184 | 20.1507 | 37.7415 | 4265017.6441 | 0 | 2163311.495 | 0 | 0 | 0 | 2341770.7005 | 3420338.9374 | 8899020.3072 | 6073764.2163 | 27163223.3005 | 961560.8286 | 25713707.5648 | 25713707.5648 | 19344069.7794 | 10155378.5254 | 0 | 53838491.6939 | 109051647.5635 | 3162.2777 | 5.9026 | 9121.11 | 18475.1102 | 185.9462 | 376.6401
1 | 5700 | 707 | 0.035 | 15 | 15 | 7 | 4.217e-12 | 5spot_SharedNeighbor | CO2 | Porous | Wet | R245fa | MinimizeLCOE_Brownfield | IgnoreSilica | 64.3398 | 13.6919 | 1.8822 | 4 | 7686.5623 | 15019.9829 | 156.701 | 306.2027 | 148.1348 | 20.0013 | 42.6737 | 4937721.9737 | 0 | 2546338.4876 | 0 | 0 | 0 | 2588308.9719 | 3928224.079 | 10220433.2639 | 6975655.7115 | 31196682.4876 | 961560.8286 | 25713707.5648 | 25713707.5648 | 19344069.7794 | 10155378.5254 | 0 | 57871950.881 | 113085106.7506 | 4216.965 | 7.529 | 7686.5623 | 15019.9829 | 156.701 | 306.2027
1 | 5700 | 707 | 0.035 | 15 | 15 | 7 | 5.6234e-12 | 5spot_SharedNeighbor | CO2 | Porous | Wet | R245fa | MinimizeLCOE_Brownfield | IgnoreSilica | 77.2387 | 16.6594 | 2.3433 | 4 | 6600.3901 | 12490.8047 | 134.5579 | 254.6419 | 148.2117 | 19.7849 | 52.0447 | 5618429.1718 | 0 | 2947137.6602 | 0 | 0 | 0 | 2797004.6421 | 4431402.8749 | 11529601.2748 | 7869189.7797 | 35192765.4035 | 961560.8286 | 25713707.5648 | 25713707.5648 | 19344069.7794 | 10155378.5254 | 0 | 61868033.7969 | 117081189.6665 | 5623.4133 | 9.3734 | 6600.3901 | 12490.8047 | 134.5579 | 254.6419
1 | 5700 | 707 | 0.035 | 15 | 15 | 7 | 7.4989e-12 | 5spot_SharedNeighbor | CO2 | Porous | Wet | R245fa | MinimizeLCOE_Brownfield | IgnoreSilica | 90.4512 | 19.7301 | 2.8366 | 4 | 5779.0377 | 10645.1925 | 117.8135 | 217.0166 | 147.9834 | 19.5079 | 52.0068 | 6267574.7893 | 0 | 3343982.3442 | 0 | 0 | 0 | 2946596.4416 | 4897679.8943 | 12742758.4327 | 8697194.4678 | 38895786.37 | 961560.8286 | 25713707.5648 | 25713707.5648 | 19344069.7794 | 10155378.5254 | 0 | 65571054.7635 | 120784210.6331 | 7498.9421 | 11.3464 | 5779.0377 | 10645.1925 | 117.8135 | 217.0166
1 | 5700 | 707 | 0.035 | 15 | 15 | 7 | 1e-11 | 5spot_SharedNeighbor | CO2 | Porous | Wet | R245fa | MinimizeLCOE_Brownfield | IgnoreSilica | 103.2091 | 22.725 | 3.3328 | 4 | 5159.8578 | 9301.5201 | 105.1907 | 189.6241 | 147.5159 | 19.1882 | 49.147 | 6851992.2533 | 0 | 3716266.2783 | 0 | 0 | 0 | 3028178.4733 | 5302610.4319 | 13796304.6288 | 9416261.3948 | 42111613.4602 | 961560.8286 | 25713707.5648 | 25713707.5648 | 19344069.7794 | 10155378.5254 | 0 | 68786881.8537 | 124000037.7233 | 10000 | 13.3312 | 5159.8578 | 9301.5201 | 105.1907 | 189.6241
1 | 5700 | 707 | 0.035 | 15 | 15 | 7 | 1.3335e-11 | 5spot_SharedNeighbor | CO2 | Porous | Wet | R245fa | MinimizeLCOE_Brownfield | IgnoreSilica | 114.7897 | 25.4708 | 3.8017 | 4 | 4694.9338 | 8325.7415 | 95.7126 | 169.7315 | 146.9054 | 18.8552 | 54.329 | 7348344.2157 | 0 | 4046267.6972 | 0 | 0 | 0 | 3043952.2594 | 5631040.0272 | 14650811.0656 | 9999479.5963 | 44719894.8614 | 961560.8286 | 25713707.5648 | 25713707.5648 | 19344069.7794 | 10155378.5254 | 0 | 71395163.2548 | 126608319.1244 | 13335.2143 | 15.2069 | 4694.9338 | 8325.7415 | 95.7126 | 169.7315
1 | 5700 | 707 | 0.035 | 15 | 15 | 7 | 1.7783e-11 | 5spot_SharedNeighbor | CO2 | Porous | Wet | R245fa | MinimizeLCOE_Brownfield | IgnoreSilica | 124.8091 | 27.8687 | 4.222 | 4 | 4346.6662 | 7616.0349 | 88.6127 | 155.2632 | 146.2425 | 18.5339 | 54.5475 | 7752199.3198 | 0 | 4326427.3374 | 0 | 0 | 0 | 3009355.6909 | 5884313.1158 | 15309775.6886 | 10449236.4919 | 46731307.6443 | 961560.8286 | 25713707.5648 | 25713707.5648 | 19344069.7794 | 10155378.5254 | 0 | 73406576.0378 | 128619731.9074 | 17782.7941 | 16.888 | 4346.6662 | 7616.0349 | 88.6127 | 155.2632
1 | 5700 | 707 | 0.035 | 15 | 15 | 7 | 2.3714e-11 | 5spot_SharedNeighbor | CO2 | Porous | Wet | R245fa | MinimizeLCOE_Brownfield | IgnoreSilica | 133.1307 | 29.8773 | 4.5822 | 4 | 4086.1697 | 7098.5642 | 83.3021 | 144.7138 | 145.6 | 18.2437 | 55.9012 | 8069714.9818 | 0 | 4555697.239 | 0 | 0 | 0 | 2942815.4247 | 6071608.7817 | 15797080.5919 | 10781832.1015 | 48218749.1206 | 961560.8286 | 25713707.5648 | 25713707.5648 | 19344069.7794 | 10155378.5254 | 0 | 74894017.5141 | 130107173.3837 | 23713.7371 | 18.3287 | 4086.1697 | 7098.5642 | 83.3021 | 144.7138
1 | 5700 | 707 | 0.035 | 15 | 15 | 7 | 3.1623e-11 | 5spot_SharedNeighbor | CO2 | Porous | Wet | R245fa | MinimizeLCOE_Brownfield | IgnoreSilica | 139.8593 | 31.513 | 4.8806 | 4 | 3891.4165 | 6719.5947 | 79.3318 | 136.988 | 145.02 | 17.9936 | 47.2039 | 8314542.384 | 0 | 4738985.5969 | 0 | 0 | 0 | 2862177.1159 | 6207124.9877 | 16149665.9617 | 11022478.8613 | 49294974.9076 | 961560.8286 | 25713707.5648 | 25713707.5648 | 19344069.7794 | 10155378.5254 | 0 | 75970243.301 | 131183399.1706 | 31622.7766 | 19.5225 | 3891.4165 | 6719.5947 | 79.3318 | 136.988
1 | 5700 | 707 | 0.035 | 15 | 15 | 7 | 4.217e-11 | 5spot_SharedNeighbor | CO2 | Porous | Wet | R245fa | MinimizeLCOE_Brownfield | IgnoreSilica | 145.1575 | 32.8094 | 5.1211 | 4 | 3745.79 | 6441.179 | 76.363 | 131.3121 | 144.5251 | 17.7867 | 58.4151 | 8499766.82 | 0 | 4882069.5292 | 0 | 0 | 0 | 2779132.4458 | 6302777.8301 | 16398535.0363 | 11192337.1185 | 50054618.7799 | 961560.8286 | 25713707.5648 | 25713707.5648 | 19344069.7794 | 10155378.5254 | 0 | 76729887.1734 | 131943043.043 | 42169.6503 | 20.4843 | 3745.79 | 6441.179 | 76.363 | 131.3121
1 | 5700 | 707 | 0.035 | 15 | 15 | 7 | 5.6234e-11 | 5spot_SharedNeighbor | CO2 | Porous | Wet | R245fa | MinimizeLCOE_Brownfield | IgnoreSilica | 149.2861 | 33.8246 | 5.3114 | 4 | 3636.8471 | 6235.64 | 74.142 | 127.122 | 144.116 | 17.6195 | 55.9 | 8639441.0257 | 0 | 4992842.8422 | 0 | 0 | 0 | 2702209.6609 | 6370452.4762 | 16574610.5837 | 11312512.2976 | 50592068.8863 | 961560.8286 | 25713707.5648 | 25713707.5648 | 19344069.7794 | 10155378.5254 | 0 | 77267337.2798 | 132480493.1493 | 56234.1325 | 21.2457 | 3636.8471 | 6235.64 | 74.142 | 127.122
1 | 5700 | 707 | 0.035 | 15 | 15 | 7 | 7.4989e-11 | 5spot_SharedNeighbor | CO2 | Porous | Wet | R245fa | MinimizeLCOE_Brownfield | IgnoreSilica | 152.4534 | 34.6068 | 5.4597 | 4 | 3555.3034 | 6083.5206 | 72.4797 | 124.0208 | 143.7881 | 17.4876 | 55.5758 | 8743793.1834 | 0 | 5077406.1622 | 0 | 0 | 0 | 2634730.5556 | 6417812.6615 | 16697832.0708 | 11396613.4944 | 50968188.1279 | 961560.8286 | 25713707.5648 | 25713707.5648 | 19344069.7794 | 10155378.5254 | 0 | 77643456.5214 | 132856612.391 | 74989.4209 | 21.8388 | 3555.3034 | 6083.5206 | 72.4797 | 124.0208
1 | 5700 | 707 | 0.035 | 15 | 15 | 7 | 1e-10 | 5spot_SharedNeighbor | CO2 | Porous | Wet | R245fa | MinimizeLCOE_Brownfield | IgnoreSilica | 154.8823 | 35.2083 | 5.5743 | 4 | 3494.2386 | 5970.4703 | 71.2348 | 121.7161 | 143.5283 | 17.3843 | 55.1609 | 8822162.5338 | 0 | 5142019.7614 | 0 | 0 | 0 | 2578422.3593 | 6451615.8153 | 16785780.9429 | 11456640.4069 | 51236641.8196 | 961560.8286 | 25713707.5648 | 25713707.5648 | 19344069.7794 | 10155378.5254 | 0 | 77911910.2131 | 133125066.0827 | 100000 | 22.2972 | 3494.2386 | 5970.4703 | 71.2348 | 121.7161
1 | 5700 | 707 | 0.035 | 15 | 15 | 7 | 1.3335e-10 | 5spot_SharedNeighbor | CO2 | Porous | Wet | R245fa | MinimizeLCOE_Brownfield | IgnoreSilica | 156.7265 | 35.6663 | 5.6621 | 4 | 3448.492 | 5886.3368 | 70.3022 | 120.0009 | 143.3261 | 17.3046 | 51.0669 | 8880695.8986 | 0 | 5190943.507 | 0 | 0 | 0 | 2532546.955 | 6475632.6806 | 16848267.9001 | 11499289.0391 | 51427375.9805 | 961560.8286 | 25713707.5648 | 25713707.5648 | 19344069.7794 | 10155378.5254 | 0 | 78102644.374 | 133315800.2436 | 133352.1432 | 22.6483 | 3448.492 | 5886.3368 | 70.3022 | 120.0009
1 | 5700 | 707 | 0.035 | 15 | 15 | 7 | 1.7783e-10 | 5spot_SharedNeighbor | CO2 | Porous | Wet | R245fa | MinimizeLCOE_Brownfield | IgnoreSilica | 158.1265 | 36.0144 | 5.729 | 4 | 3414.2111 | 5823.5737 | 69.6033 | 118.7214 | 143.1697 | 17.2434 | 63.3137 | 8924567.2018 | 0 | 5228005.0468 | 0 | 0 | 0 | 2496073.828 | 6492971.9699 | 16893381.174 | 11530079.7755 | 51565078.9961 | 961560.8286 | 25713707.5648 | 25713707.5648 | 19344069.7794 | 10155378.5254 | 0 | 78240347.3895 | 133453503.2591 | 177827.941 | 22.9161 | 3414.2111 | 5823.5737 | 69.6033 | 118.7214
1 | 5700 | 707 | 0.035 | 15 | 15 | 7 | 2.3714e-10 | 5spot_SharedNeighbor | CO2 | Porous | Wet | R245fa | MinimizeLCOE_Brownfield | IgnoreSilica | 159.1741 | 36.2757 | 5.7796 | 4 | 3388.5168 | 5776.7823 | 69.0795 | 117.7675 | 143.0511 | 17.1972 | 56.9797 | 8957075.4027 | 0 | 5255695.4212 | 0 | 0 | 0 | 2467235.9145 | 6505202.628 | 16925202.8375 | 11551798.7147 | 51662210.9187 | 961560.8286 | 25713707.5648 | 25713707.5648 | 19344069.7794 | 10155378.5254 | 0 | 78337479.3121 | 133550635.1817 | 237137.3706 | 23.1185 | 3388.5168 | 5776.7823 | 69.0795 | 117.7675
1 | 5700 | 707 | 0.035 | 15 | 15 | 7 | 3.1623e-10 | 5spot_SharedNeighbor | CO2 | Porous | Wet | R245fa | MinimizeLCOE_Brownfield | IgnoreSilica | 159.9707 | 36.4743 | 5.818 | 4 | 3369.2555 | 5741.7537 | 68.6868 | 117.0534 | 142.96 | 17.1619 | 59.4079 | 8981613.1809 | 0 | 5276727.5574 | 0 | 0 | 0 | 2445031.8236 | 6514315.2991 | 16948912.1386 | 11567980.7999 | 51734580.7995 | 961560.8286 | 25713707.5648 | 25713707.5648 | 19344069.7794 | 10155378.5254 | 0 | 78409849.1929 | 133623005.0625 | 316227.766 | 23.2722 | 3369.2555 | 5741.7537 | 68.6868 | 117.0534
1 | 5700 | 707 | 0.035 | 15 | 15 | 7 | 4.217e-10 | 5spot_SharedNeighbor | CO2 | Porous | Wet | R245fa | MinimizeLCOE_Brownfield | IgnoreSilica | 160.5554 | 36.6207 | 5.8468 | 4 | 3354.8152 | 5715.6603 | 68.3924 | 116.5215 | 142.8926 | 17.1358 | 62.8574 | 8999519.9316 | 0 | 5292151.8424 | 0 | 0 | 0 | 2427622.7703 | 6520524.8723 | 16965068.1741 | 11579007.6261 | 51783895.2168 | 961560.8286 | 25713707.5648 | 25713707.5648 | 19344069.7794 | 10155378.5254 | 0 | 78459163.6103 | 133672319.4799 | 421696.5034 | 23.387 | 3354.8152 | 5715.6603 | 68.3924 | 116.5215
1 | 5700 | 707 | 0.035 | 15 | 15 | 7 | 5.6234e-10 | 5spot_SharedNeighbor | CO2 | Porous | Wet | R245fa | MinimizeLCOE_Brownfield | IgnoreSilica | 161.0159 | 36.7354 | 5.8688 | 4 | 3343.9884 | 5695.9754 | 68.1717 | 116.1202 | 142.8392 | 17.1152 | 68.2164 | 9013564.3264 | 0 | 5304290.0226 | 0 | 0 | 0 | 2414784.9363 | 6525729.3212 | 16978609.0827 | 11588249.5745 | 51825227.2636 | 961560.8286 | 25713707.5648 | 25713707.5648 | 19344069.7794 | 10155378.5254 | 0 | 78500495.657 | 133713651.5266 | 562341.3252 | 23.4751 | 3343.9884 | 5695.9754 | 68.1717 | 116.1202
1 | 5700 | 707 | 0.035 | 15 | 15 | 7 | 7.4989e-10 | 5spot_SharedNeighbor | CO2 | Porous | Wet | R245fa | MinimizeLCOE_Brownfield | IgnoreSilica | 161.3519 | 36.8195 | 5.8852 | 4 | 3335.8704 | 5681.3077 | 68.0062 | 115.8211 | 142.8001 | 17.1001 | 62.9955 | 9023777.3487 | 0 | 5313143.1617 | 0 | 0 | 0 | 2404796.7621 | 6529269.7363 | 16987820.5164 | 11594536.5672 | 51853344.0924 | 961560.8286 | 25713707.5648 | 25713707.5648 | 19344069.7794 | 10155378.5254 | 0 | 78528612.4859 | 133741768.3555 | 749894.2093 | 23.5407 | 3335.8704 | 5681.3077 | 68.0062 | 115.8211
1 | 5700 | 707 | 0.035 | 15 | 15 | 7 | 1e-09 | 5spot_SharedNeighbor | CO2 | Porous | Wet | R245fa | MinimizeLCOE_Brownfield | IgnoreSilica | 161.5908 | 36.8797 | 5.8972 | 4 | 3329.7834 | 5670.4172 | 67.8821 | 115.5991 | 142.7721 | 17.0893 | 57.8439 | 9031020.0753 | 0 | 5319436.4963 | 0 | 0 | 0 | 2396933.156 | 6531481.9938 | 16993576.3566 | 11598465.0464 | 51870913.1244 | 961560.8286 | 25713707.5648 | 25713707.5648 | 19344069.7794 | 10155378.5254 | 0 | 78546181.5178 | 133759337.3874 | 1000000 | 23.589 | 3329.7834 | 5670.4172 | 67.8821 | 115.5991
1 | 5700 | 707 | 0.035 | 15 | 15 | 7 | 1.3335e-09 | 5spot_SharedNeighbor | CO2 | Porous | Wet | R245fa | MinimizeLCOE_Brownfield | IgnoreSilica | 161.7929 | 36.9299 | 5.9067 | 4 | 3325.2191 | 5662.092 | 67.7891 | 115.4294 | 142.7485 | 17.0802 | 63.9341 | 9037138.5676 | 0 | 5324757.314 | 0 | 0 | 0 | 2391489.065 | 6533820.1291 | 16999659.7052 | 11602617.0569 | 51889481.8377 | 961560.8286 | 25713707.5648 | 25713707.5648 | 19344069.7794 | 10155378.5254 | 0 | 78564750.2312 | 133777906.1008 | 1333521.4322 | 23.6269 | 3325.2191 | 5662.092 | 67.7891 | 115.4294
1 | 5700 | 707 | 0.035 | 15 | 15 | 7 | 1.7783e-09 | 5spot_SharedNeighbor | CO2 | Porous | Wet | R245fa | MinimizeLCOE_Brownfield | IgnoreSilica | 161.9346 | 36.9653 | 5.9137 | 4 | 3321.7965 | 5655.9249 | 67.7193 | 115.3037 | 142.7319 | 17.0738 | 65.3443 | 9041421.0541 | 0 | 5328487.5965 | 0 | 0 | 0 | 2387162.7527 | 6535257.8473 | 17003400.3529 | 11605170.1258 | 51900899.7292 | 961560.8286 | 25713707.5648 | 25713707.5648 | 19344069.7794 | 10155378.5254 | 0 | 78576168.1227 | 133789323.9923 | 1778279.41 | 23.6547 | 3321.7965 | 5655.9249 | 67.7193 | 115.3037
1 | 5700 | 707 | 0.035 | 15 | 15 | 7 | 2.3714e-09 | 5spot_SharedNeighbor | CO2 | Porous | Wet | R245fa | MinimizeLCOE_Brownfield | IgnoreSilica | 162.0318 | 36.99 | 5.9187 | 4 | 3319.23 | 5651.3677 | 67.667 | 115.2108 | 142.7204 | 17.0694 | 68.1917 | 9044355.323 | 0 | 5331047.2166 | 0 | 0 | 0 | 2383706.0373 | 6536052.345 | 17005467.473 | 11606580.9777 | 51907209.3726 | 961560.8286 | 25713707.5648 | 25713707.5648 | 19344069.7794 | 10155378.5254 | 0 | 78582477.766 | 133795633.6356 | 2371373.7057 | 23.6749 | 3319.23 | 5651.3677 | 67.667 | 115.2108
1 | 5700 | 707 | 0.035 | 15 | 15 | 7 | 3.1623e-09 | 5spot_SharedNeighbor | CO2 | Porous | Wet | R245fa | MinimizeLCOE_Brownfield | IgnoreSilica | 162.1218 | 37.0122 | 5.9228 | 4 | 3317.3054 | 5647.8284 | 67.6278 | 115.1386 | 142.7099 | 17.0654 | 79.4405 | 9047072.824 | 0 | 5333416.1875 | 0 | 0 | 0 | 2381477.6853 | 6537167.0118 | 17008367.6073 | 11608560.379 | 51916061.695 | 961560.8286 | 25713707.5648 | 25713707.5648 | 19344069.7794 | 10155378.5254 | 0 | 78591330.0884 | 133804485.958 | 3162277.6602 | 23.6913 | 3317.3054 | 5647.8284 | 67.6278 | 115.1386
1 | 5700 | 707 | 0.035 | 15 | 15 | 7 | 4.217e-09 | 5spot_SharedNeighbor | CO2 | Porous | Wet | R245fa | MinimizeLCOE_Brownfield | IgnoreSilica | 162.1755 | 37.0259 | 5.9257 | 4 | 3315.8623 | 5645.2745 | 67.5983 | 115.0866 | 142.7035 | 17.0629 | 62.4075 | 9048691.1918 | 0 | 5334829.7842 | 0 | 0 | 0 | 2379501.233 | 6537578.6615 | 17009438.6355 | 11609291.3777 | 51919330.8837 | 961560.8286 | 25713707.5648 | 25713707.5648 | 19344069.7794 | 10155378.5254 | 0 | 78594599.2772 | 133807755.1468 | 4216965.0343 | 23.7026 | 3315.8623 | 5645.2745 | 67.5983 | 115.0866
1 | 5700 | 707 | 0.035 | 15 | 15 | 7 | 5.6234e-09 | 5spot_SharedNeighbor | CO2 | Porous | Wet | R245fa | MinimizeLCOE_Brownfield | IgnoreSilica | 162.2144 | 37.0358 | 5.9277 | 4 | 3314.78 | 5643.3696 | 67.5763 | 115.0477 | 142.6989 | 17.0612 | 63.3459 | 9049862.3544 | 0 | 5335853.3647 | 0 | 0 | 0 | 2377986.3207 | 6537843.7955 | 17010128.4598 | 11609762.197 | 51921436.4922 | 961560.8286 | 25713707.5648 | 25713707.5648 | 19344069.7794 | 10155378.5254 | 0 | 78596704.8856 | 133809860.7552 | 5623413.2519 | 23.711 | 3314.78 | 5643.3696 | 67.5763 | 115.0477
1 | 5700 | 707 | 0.035 | 15 | 15 | 7 | 7.4989e-09 | 5spot_SharedNeighbor | CO2 | Porous | Wet | R245fa | MinimizeLCOE_Brownfield | IgnoreSilica | 162.2487 | 37.0444 | 5.9294 | 4 | 3313.9685 | 5641.9047 | 67.5597 | 115.0179 | 142.6949 | 17.0596 | 59.8834 | 9050894.9149 | 0 | 5336755.0497 | 0 | 0 | 0 | 2376959.6739 | 6538197.759 | 17011049.4002 | 11610390.7578 | 51924247.5556 | 961560.8286 | 25713707.5648 | 25713707.5648 | 19344069.7794 | 10155378.5254 | 0 | 78599515.949 | 133812671.8186 | 7498942.0933 | 23.7176 | 3313.9685 | 5641.9047 | 67.5597 | 115.0179
1 | 5700 | 707 | 0.035 | 15 | 15 | 7 | 1e-08 | 5spot_SharedNeighbor | CO2 | Porous | Wet | R245fa | MinimizeLCOE_Brownfield | IgnoreSilica | 162.283 | 37.0527 | 5.9308 | 4 | 3313.3599 | 5640.7448 | 67.5473 | 114.9942 | 142.6909 | 17.0581 | 62.5855 | 9051928.8138 | 0 | 5337656.6967 | 0 | 0 | 0 | 2376375.2119 | 6538724.6817 | 17012420.3449 | 11611326.4557 | 51928432.2047 | 961560.8286 | 25713707.5648 | 25713707.5648 | 19344069.7794 | 10155378.5254 | 0 | 78603700.5981 | 133816856.4677 | 10000000 | 23.7233 | 3313.3599 | 5640.7448 | 67.5473 | 114.9942
1 | 5800 | 707 | 0.035 | 15 | 15 | 7 | 1e-13 | 5spot_SharedNeighbor | CO2 | Porous | Wet | R245fa | MinimizeLCOE_Brownfield | IgnoreSilica | 1.6 | 0.023766 | 0.0049518 | 4 | 1457312.655 | 4307697.6281 | 29709.2896 | 87818.2427 | 81.1623 | 17.077 | 12.9823 | 216029.4648 | 0 | 84470.8779 | 0 | 0 | 0 | 210489.7297 | 199286.1283 | 518501.6265 | 353888.0143 | 1582665.8415 | 961560.8286 | 26321290.157 | 26321290.157 | 19765873.5944 | 10371438.4012 | 0 | 28865516.8272 | 85324118.9798 | 100 | 0.019807 | 1457312.655 | 4307697.6281 | 29709.2896 | 87818.2427
1 | 5800 | 707 | 0.035 | 15 | 15 | 7 | 1.3335e-13 | 5spot_SharedNeighbor | CO2 | Porous | Wet | R245fa | MinimizeLCOE_Brownfield | IgnoreSilica | 2.9445 | 0.18496 | 0.018432 | 4 | 410443.012 | 1176212.0467 | 8367.436 | 23978.6735 | 102.9055 | 18.6214 | 29.772 | 405853.0269 | 0 | 186538.8337 | 0 | 0 | 0 | 369196.2258 | 375019.3537 | 975723.4313 | 665951.291 | 2978282.1624 | 961560.8286 | 26321290.157 | 26321290.157 | 19765873.5944 | 10371438.4012 | 0 | 30261133.148 | 86719735.3006 | 133.3521 | 0.073728 | 410443.012 | 1176212.0467 | 8367.436 | 23978.6735
1 | 5800 | 707 | 0.035 | 15 | 15 | 7 | 1.7783e-13 | 5spot_SharedNeighbor | CO2 | Porous | Wet | R245fa | MinimizeLCOE_Brownfield | IgnoreSilica | 4.0776 | 0.37587 | 0.038617 | 4 | 202611.7486 | 568111.9552 | 4130.5145 | 11581.7306 | 113.3613 | 19.2375 | 28.7401 | 555760.0262 | 0 | 268620.6583 | 0 | 0 | 0 | 471756.8863 | 505493.6526 | 1315190.7932 | 897644.7408 | 4014466.7575 | 961560.8286 | 26321290.157 | 26321290.157 | 19765873.5944 | 10371438.4012 | 0 | 31297317.7431 | 87755919.8957 | 177.8279 | 0.15447 | 202611.7486 | 568111.9552 | 4130.5145 | 11581.7306
1 | 5800 | 707 | 0.035 | 15 | 15 | 7 | 2.3714e-13 | 5spot_SharedNeighbor | CO2 | Porous | Wet | R245fa | MinimizeLCOE_Brownfield | IgnoreSilica | 5.5728 | 0.65429 | 0.068868 | 4 | 118093.6087 | 323046.2454 | 2407.4979 | 6585.7347 | 122.143 | 19.6999 | 31.9846 | 739966.755 | 0 | 359741.9791 | 0 | 0 | 0 | 594878.966 | 660889.2031 | 1719498.1393 | 1173592.8123 | 5248567.8548 | 961560.8286 | 26321290.157 | 26321290.157 | 19765873.5944 | 10371438.4012 | 0 | 32531418.8404 | 88990020.993 | 237.1374 | 0.27547 | 118093.6087 | 323046.2454 | 2407.4979 | 6585.7347
1 | 5800 | 707 | 0.035 | 15 | 15 | 7 | 3.1623e-13 | 5spot_SharedNeighbor | CO2 | Porous | Wet | R245fa | MinimizeLCOE_Brownfield | IgnoreSilica | 7.4144 | 1.0243 | 0.11194 | 4 | 75647.5165 | 201735.2661 | 1542.1769 | 4112.6463 | 128.9686 | 20.0276 | 37.6433 | 949899.4791 | 0 | 452057.8384 | 0 | 0 | 0 | 725737.933 | 829801.1477 | 2158972.3706 | 1473543.0054 | 6590011.7742 | 961560.8286 | 26321290.157 | 26321290.157 | 19765873.5944 | 10371438.4012 | 0 | 33872862.7598 | 90331464.9124 | 316.2278 | 0.44777 | 75647.5165 | 201735.2661 | 1542.1769 | 4112.6463
1 | 5800 | 707 | 0.035 | 15 | 15 | 7 | 4.217e-13 | 5spot_SharedNeighbor | CO2 | Porous | Wet | R245fa | MinimizeLCOE_Brownfield | IgnoreSilica | 9.7191 | 1.5086 | 0.17087 | 4 | 51802.9214 | 134408.5852 | 1056.0726 | 2740.1008 | 134.3804 | 20.2678 | 34.2559 | 1192492.5149 | 0 | 561348.6568 | 0 | 0 | 0 | 868792.0129 | 1022826.942 | 2661185.8924 | 1816314.0534 | 8122960.0724 | 961560.8286 | 26321290.157 | 26321290.157 | 19765873.5944 | 10371438.4012 | 0 | 35405811.058 | 91864413.2106 | 421.6965 | 0.68347 | 51802.9214 | 134408.5852 | 1056.0726 | 2740.1008
1 | 5800 | 707 | 0.035 | 15 | 15 | 7 | 5.6234e-13 | 5spot_SharedNeighbor | CO2 | Porous | Wet | R245fa | MinimizeLCOE_Brownfield | IgnoreSilica | 12.6498 | 2.1405 | 0.25011 | 4 | 37180.7309 | 93614.6172 | 757.9795 | 1908.4606 | 138.7252 | 20.4466 | 24.6443 | 1477348.9606 | 0 | 693105.3702 | 0 | 0 | 0 | 1030498.7784 | 1248371.7126 | 3248007.1199 | 2216831.5992 | 9914163.5409 | 961560.8286 | 26321290.157 | 26321290.157 | 19765873.5944 | 10371438.4012 | 0 | 37197014.5266 | 93655616.6791 | 562.3413 | 1.0004 | 37180.7309 | 93614.6172 | 757.9795 | 1908.4606
1 | 5800 | 707 | 0.035 | 15 | 15 | 7 | 7.4989e-13 | 5spot_SharedNeighbor | CO2 | Porous | Wet | R245fa | MinimizeLCOE_Brownfield | IgnoreSilica | 16.3692 | 2.9563 | 0.35536 | 4 | 27640.0869 | 67359.186 | 563.4806 | 1373.2081 | 142.1836 | 20.5763 | 30.8855 | 1811428.0102 | 0 | 851834.6821 | 0 | 0 | 0 | 1213098.3211 | 1511780.7952 | 3933343.5204 | 2684587.7748 | 12006073.1038 | 961560.8286 | 26321290.157 | 26321290.157 | 19765873.5944 | 10371438.4012 | 0 | 39288924.0894 | 95747526.242 | 749.8942 | 1.4214 | 27640.0869 | 67359.186 | 563.4806 | 1373.2081
1 | 5800 | 707 | 0.035 | 15 | 15 | 7 | 1e-12 | 5spot_SharedNeighbor | CO2 | Porous | Wet | R245fa | MinimizeLCOE_Brownfield | IgnoreSilica | 21.0567 | 3.9972 | 0.49362 | 4 | 21127.514 | 49721.3991 | 430.713 | 1013.638 | 144.9022 | 20.6638 | 34.489 | 2201007.0135 | 0 | 1041945.649 | 0 | 0 | 0 | 1417113.82 | 1817425.9282 | 4728569.4598 | 3227345.8187 | 14433407.689 | 961560.8286 | 26321290.157 | 26321290.157 | 19765873.5944 | 10371438.4012 | 0 | 41716258.6747 | 98174860.8273 | 1000 | 1.9745 | 21127.514 | 49721.3991 | 430.713 | 1013.638
1 | 5800 | 707 | 0.035 | 15 | 15 | 7 | 1.3335e-12 | 5spot_SharedNeighbor | CO2 | Porous | Wet | R245fa | MinimizeLCOE_Brownfield | IgnoreSilica | 26.9345 | 5.3145 | 0.67341 | 4 | 16528.9067 | 37488.8844 | 336.9641 | 764.2616 | 147.0147 | 20.7123 | 35.8327 | 2653664.1954 | 0 | 1268760.7822 | 0 | 0 | 0 | 1643812.1714 | 2170832.4881 | 5648060.835 | 3854917.576 | 17240048.0481 | 961560.8286 | 26321290.157 | 26321290.157 | 19765873.5944 | 10371438.4012 | 0 | 44522899.0337 | 100981501.1863 | 1333.5214 | 2.6936 | 16528.9067 | 37488.8844 | 336.9641 | 764.2616
1 | 5800 | 707 | 0.035 | 15 | 15 | 7 | 1.7783e-12 | 5spot_SharedNeighbor | CO2 | Porous | Wet | R245fa | MinimizeLCOE_Brownfield | IgnoreSilica | 34.2233 | 6.9606 | 0.90423 | 4 | 13197.1403 | 28806.7814 | 269.0416 | 587.2652 | 148.6195 | 20.7202 | 38.5512 | 3174456.8237 | 0 | 1536702.4097 | 0 | 0 | 0 | 1891452.6007 | 2575018.6153 | 6699670.2281 | 4572662.5951 | 20449963.2727 | 961560.8286 | 26321290.157 | 26321290.157 | 19765873.5944 | 10371438.4012 | 0 | 47732814.2584 | 104191416.411 | 1778.2794 | 3.6169 | 13197.1403 | 28806.7814 | 269.0416 | 587.2652
1 | 5800 | 707 | 0.035 | 15 | 15 | 7 | 2.3714e-12 | 5spot_SharedNeighbor | CO2 | Porous | Wet | R245fa | MinimizeLCOE_Brownfield | IgnoreSilica | 43.0977 | 8.9801 | 1.1954 | 4 | 10735.9845 | 22543.7556 | 218.8676 | 459.585 | 149.7881 | 20.6818 | 43.9849 | 3763464.729 | 0 | 1847973.9273 | 0 | 0 | 0 | 2153836.5806 | 3028457.3424 | 7879424.7829 | 5377869.3203 | 24051026.6825 | 961560.8286 | 26321290.157 | 26321290.157 | 19765873.5944 | 10371438.4012 | 0 | 51333877.6681 | 107792479.8207 | 2371.3737 | 4.7815 | 10735.9845 | 22543.7556 | 218.8676 | 459.585
1 | 5800 | 707 | 0.035 | 15 | 15 | 7 | 3.1623e-12 | 5spot_SharedNeighbor | CO2 | Porous | Wet | R245fa | MinimizeLCOE_Brownfield | IgnoreSilica | 53.636 | 11.3971 | 1.5537 | 4 | 8892.8136 | 17977.2516 | 181.292 | 366.4906 | 150.5698 | 20.588 | 45.2672 | 4413779.3746 | 0 | 2201391.257 | 0 | 0 | 0 | 2420198.6316 | 3523794.0126 | 9168189.1913 | 6257477.5105 | 27984829.9775 | 961560.8286 | 26321290.157 | 26321290.157 | 19765873.5944 | 10371438.4012 | 0 | 55267680.9632 | 111726283.1158 | 3162.2777 | 6.2149 | 8892.8136 | 17977.2516 | 181.292 | 366.4906
1 | 5800 | 707 | 0.035 | 15 | 15 | 7 | 4.217e-12 | 5spot_SharedNeighbor | CO2 | Porous | Wet | R245fa | MinimizeLCOE_Brownfield | IgnoreSilica | 65.677 | 14.1832 | 1.9792 | 4 | 7501.3165 | 14632.8417 | 152.9245 | 298.3103 | 150.9877 | 20.4291 | 54.8053 | 5104982.9176 | 0 | 2588587.2761 | 0 | 0 | 0 | 2671516.3081 | 4042383.7357 | 10517453.2734 | 7178377.9712 | 32103301.4822 | 961560.8286 | 26321290.157 | 26321290.157 | 19765873.5944 | 10371438.4012 | 0 | 59386152.4678 | 115844754.6204 | 4216.965 | 7.9168 | 7501.3165 | 14632.8417 | 152.9245 | 298.3103
1 | 5800 | 707 | 0.035 | 15 | 15 | 7 | 5.6234e-12 | 5spot_SharedNeighbor | CO2 | Porous | Wet | R245fa | MinimizeLCOE_Brownfield | IgnoreSilica | 78.7197 | 17.2309 | 2.4599 | 4 | 6448.0864 | 12185.9534 | 131.453 | 248.4271 | 151.0578 | 20.2011 | 45.8658 | 5801614.0512 | 0 | 2992259.4975 | 0 | 0 | 0 | 2882297.1606 | 4553706.5767 | 11847810.4188 | 8086374.059 | 36164061.7639 | 961560.8286 | 26321290.157 | 26321290.157 | 19765873.5944 | 10371438.4012 | 0 | 63446912.7495 | 119905514.9021 | 5623.4133 | 9.8396 | 6448.0864 | 12185.9534 | 131.453 | 248.4271
1 | 5800 | 707 | 0.035 | 15 | 15 | 7 | 7.4989e-12 | 5spot_SharedNeighbor | CO2 | Porous | Wet | R245fa | MinimizeLCOE_Brownfield | IgnoreSilica | 92.0325 | 20.3737 | 2.9721 | 4 | 5652.0245 | 10401.0388 | 115.2242 | 212.0392 | 150.8174 | 19.9113 | 45.5398 | 6463580.5209 | 0 | 3390666.9491 | 0 | 0 | 0 | 3031742.166 | 5025535.958 | 13075413.6837 | 8924238.512 | 39911177.7897 | 961560.8286 | 26321290.157 | 26321290.157 | 19765873.5944 | 10371438.4012 | 0 | 67194028.7754 | 123652630.928 | 7498.9421 | 11.8885 | 5652.0245 | 10401.0388 | 115.2242 | 212.0392
1 | 5800 | 707 | 0.035 | 15 | 15 | 7 | 1e-11 | 5spot_SharedNeighbor | CO2 | Porous | Wet | R245fa | MinimizeLCOE_Brownfield | IgnoreSilica | 104.8339 | 23.4266 | 3.4852 | 4 | 5052.205 | 9102.1032 | 102.996 | 185.5587 | 150.3368 | 19.579 | 52.1843 | 7057087.5772 | 0 | 3762994.6982 | 0 | 0 | 0 | 3111181.2349 | 5433192.769 | 14136053.0839 | 9648146.6966 | 43148656.0597 | 961560.8286 | 26321290.157 | 26321290.157 | 19765873.5944 | 10371438.4012 | 0 | 70431507.0454 | 126890109.198 | 10000 | 13.9407 | 5052.205 | 9102.1032 | 102.996 | 185.5587
1 | 5800 | 707 | 0.035 | 15 | 15 | 7 | 1.3335e-11 | 5spot_SharedNeighbor | CO2 | Porous | Wet | R245fa | MinimizeLCOE_Brownfield | IgnoreSilica | 116.4 | 26.2134 | 3.9679 | 4 | 4602.0202 | 8159.2219 | 93.8184 | 166.3368 | 149.7158 | 19.2354 | 55.9711 | 7558906.2894 | 0 | 4091614.4808 | 0 | 0 | 0 | 3123448.0002 | 5761847.8205 | 14991146.1113 | 10231765.2582 | 45758727.9604 | 961560.8286 | 26321290.157 | 26321290.157 | 19765873.5944 | 10371438.4012 | 0 | 73041578.9461 | 129500181.0986 | 13335.2143 | 15.8716 | 4602.0202 | 8159.2219 | 93.8184 | 166.3368
1 | 5800 | 707 | 0.035 | 15 | 15 | 7 | 1.7783e-11 | 5spot_SharedNeighbor | CO2 | Porous | Wet | R245fa | MinimizeLCOE_Brownfield | IgnoreSilica | 126.3755 | 28.6395 | 4.3991 | 4 | 4264.9105 | 7473.4767 | 86.946 | 152.3569 | 149.046 | 18.9055 | 57.0753 | 7966046.3018 | 0 | 4369811.4047 | 0 | 0 | 0 | 3085354.3518 | 6014272.7027 | 15647903.8755 | 10680015.9273 | 47763404.5639 | 961560.8286 | 26321290.157 | 26321290.157 | 19765873.5944 | 10371438.4012 | 0 | 75046255.5495 | 131504857.7021 | 17782.7941 | 17.5962 | 4264.9105 | 7473.4767 | 86.946 | 152.3569
1 | 5800 | 707 | 0.035 | 15 | 15 | 7 | 2.3714e-11 | 5spot_SharedNeighbor | CO2 | Porous | Wet | R245fa | MinimizeLCOE_Brownfield | IgnoreSilica | 134.6628 | 30.6718 | 4.7679 | 4 | 4012.8239 | 6973.1891 | 81.8068 | 142.1579 | 148.3979 | 18.6079 | 68.0757 | 8286326.0233 | 0 | 4597592.3045 | 0 | 0 | 0 | 3016528.5064 | 6201174.2653 | 16134183.4027 | 11011911.6966 | 49247716.1989 | 961560.8286 | 26321290.157 | 26321290.157 | 19765873.5944 | 10371438.4012 | 0 | 76530567.1845 | 132989169.3371 | 23713.7371 | 19.0715 | 4012.8239 | 6973.1891 | 81.8068 | 142.1579
1 | 5800 | 707 | 0.035 | 15 | 15 | 7 | 3.1623e-11 | 5spot_SharedNeighbor | CO2 | Porous | Wet | R245fa | MinimizeLCOE_Brownfield | IgnoreSilica | 141.313 | 32.3155 | 5.0721 | 4 | 3824.3919 | 6607.1852 | 77.9654 | 134.6964 | 147.8181 | 18.3536 | 62.351 | 8531503.449 | 0 | 4778349.8447 | 0 | 0 | 0 | 2932983.8693 | 6334706.4936 | 16481606.8693 | 11249035.3515 | 50308185.8774 | 961560.8286 | 26321290.157 | 26321290.157 | 19765873.5944 | 10371438.4012 | 0 | 77591036.863 | 134049639.0156 | 31622.7766 | 20.2885 | 3824.3919 | 6607.1852 | 77.9654 | 134.6964
1 | 5800 | 707 | 0.035 | 15 | 15 | 7 | 4.217e-11 | 5spot_SharedNeighbor | CO2 | Porous | Wet | R245fa | MinimizeLCOE_Brownfield | IgnoreSilica | 146.5607 | 33.6205 | 5.3171 | 4 | 3683.51 | 6338.0649 | 75.0933 | 129.21 | 147.3229 | 18.143 | 55.5409 | 8717476.8882 | 0 | 4919788.6666 | 0 | 0 | 0 | 2848359.2636 | 6429393.6792 | 16727963.5033 | 11417178.8163 | 51060160.8172 | 961560.8286 | 26321290.157 | 26321290.157 | 19765873.5944 | 10371438.4012 | 0 | 78343011.8028 | 134801613.9554 | 42169.6503 | 21.2686 | 3683.51 | 6338.0649 | 75.0933 | 129.21
1 | 5800 | 707 | 0.035 | 15 | 15 | 7 | 5.6234e-11 | 5spot_SharedNeighbor | CO2 | Porous | Wet | R245fa | MinimizeLCOE_Brownfield | IgnoreSilica | 150.646 | 34.6414 | 5.5109 | 4 | 3578.1263 | 6139.3653 | 72.9449 | 125.1593 | 146.9142 | 17.9731 | 62.9729 | 8857624.5203 | 0 | 5029194.2047 | 0 | 0 | 0 | 2770350.6851 | 6496296.0699 | 16902029.8004 | 11535982.6407 | 51591477.9211 | 961560.8286 | 26321290.157 | 26321290.157 | 19765873.5944 | 10371438.4012 | 0 | 78874328.9067 | 135332931.0593 | 56234.1325 | 22.0435 | 3578.1263 | 6139.3653 | 72.9449 | 125.1593
1 | 5800 | 707 | 0.035 | 15 | 15 | 7 | 7.4989e-11 | 5spot_SharedNeighbor | CO2 | Porous | Wet | R245fa | MinimizeLCOE_Brownfield | IgnoreSilica | 153.7808 | 35.4282 | 5.6617 | 4 | 3499.2523 | 5992.2672 | 71.337 | 122.1605 | 146.5867 | 17.8391 | 60.5797 | 8962388.7288 | 0 | 5112743.8482 | 0 | 0 | 0 | 2702223.0826 | 6543168.7073 | 17023982.7878 | 11619218.0606 | 51963725.2153 | 961560.8286 | 26321290.157 | 26321290.157 | 19765873.5944 | 10371438.4012 | 0 | 79246576.2009 | 135705178.3535 | 74989.4209 | 22.6467 | 3499.2523 | 5992.2672 | 71.337 | 122.1605
1 | 5800 | 707 | 0.035 | 15 | 15 | 7 | 1e-10 | 5spot_SharedNeighbor | CO2 | Porous | Wet | R245fa | MinimizeLCOE_Brownfield | IgnoreSilica | 156.1586 | 36.0274 | 5.7777 | 4 | 3440.1901 | 5883.1396 | 70.1329 | 119.9358 | 146.3301 | 17.7353 | 56.126 | 9040229.2373 | 0 | 5175891.1448 | 0 | 0 | 0 | 2644887.4564 | 6575793.057 | 17108864.6538 | 11677151.6782 | 52222817.2275 | 961560.8286 | 26321290.157 | 26321290.157 | 19765873.5944 | 10371438.4012 | 0 | 79505668.2131 | 135964270.3657 | 100000 | 23.1108 | 3440.1901 | 5883.1396 | 70.1329 | 119.9358
1 | 5800 | 707 | 0.035 | 15 | 15 | 7 | 1.3335e-10 | 5spot_SharedNeighbor | CO2 | Porous | Wet | R245fa | MinimizeLCOE_Brownfield | IgnoreSilica | 157.9808 | 36.4872 | 5.8668 | 4 | 3395.9458 | 5801.7789 | 69.2309 | 118.2771 | 146.1287 | 17.6546 | 59.5398 | 9098927.1982 | 0 | 5224151.8086 | 0 | 0 | 0 | 2598720.2509 | 6599501.7105 | 17170549.7068 | 11719252.9944 | 52411103.6694 | 961560.8286 | 26321290.157 | 26321290.157 | 19765873.5944 | 10371438.4012 | 0 | 79693954.655 | 136152556.8076 | 133352.1432 | 23.4674 | 3395.9458 | 5801.7789 | 69.2309 | 118.2771
1 | 5800 | 707 | 0.035 | 15 | 15 | 7 | 1.7783e-10 | 5spot_SharedNeighbor | CO2 | Porous | Wet | R245fa | MinimizeLCOE_Brownfield | IgnoreSilica | 159.3593 | 36.8358 | 5.9347 | 4 | 3362.7919 | 5741.1142 | 68.5551 | 117.0404 | 145.9736 | 17.5928 | 57.5647 | 9142778.3788 | 0 | 5260587.4073 | 0 | 0 | 0 | 2561958.1179 | 6616476.3225 | 17214714.1653 | 11749396.1448 | 52545910.5367 | 961560.8286 | 26321290.157 | 26321290.157 | 19765873.5944 | 10371438.4012 | 0 | 79828761.5223 | 136287363.6749 | 177827.941 | 23.7388 | 3362.7919 | 5741.1142 | 68.5551 | 117.0404
1 | 5800 | 707 | 0.035 | 15 | 15 | 7 | 2.3714e-10 | 5spot_SharedNeighbor | CO2 | Porous | Wet | R245fa | MinimizeLCOE_Brownfield | IgnoreSilica | 160.3922 | 37.0976 | 5.986 | 4 | 3337.943 | 5695.8725 | 68.0485 | 116.1181 | 145.8557 | 17.5461 | 61.9618 | 9175321.9067 | 0 | 5287848.739 | 0 | 0 | 0 | 2532962.3068 | 6628491.8515 | 17245976.107 | 11770733.0624 | 52641333.9736 | 961560.8286 | 26321290.157 | 26321290.157 | 19765873.5944 | 10371438.4012 | 0 | 79924184.9592 | 136382787.1118 | 237137.3706 | 23.9441 | 3337.943 | 5695.8725 | 68.0485 | 116.1181
1 | 5800 | 707 | 0.035 | 15 | 15 | 7 | 3.1623e-10 | 5spot_SharedNeighbor | CO2 | Porous | Wet | R245fa | MinimizeLCOE_Brownfield | IgnoreSilica | 161.1692 | 37.2948 | 6.0248 | 4 | 3319.316 | 5662.0642 | 67.6687 | 115.4288 | 145.7662 | 17.5108 | 55.9485 | 9199622.9426 | 0 | 5308331.8832 | 0 | 0 | 0 | 2510461.7671 | 6637182.4712 | 17268587.3167 | 11786165.6777 | 52710352.0585 | 961560.8286 | 26321290.157 | 26321290.157 | 19765873.5944 | 10371438.4012 | 0 | 79993203.0441 | 136451805.1967 | 316227.766 | 24.0993 | 3319.316 | 5662.0642 | 67.6687 | 115.4288
1 | 5800 | 707 | 0.035 | 15 | 15 | 7 | 4.217e-10 | 5spot_SharedNeighbor | CO2 | Porous | Wet | R245fa | MinimizeLCOE_Brownfield | IgnoreSilica | 161.754 | 37.4434 | 6.0541 | 4 | 3305.3514 | 5636.7726 | 67.3841 | 114.9132 | 145.6982 | 17.484 | 59.4931 | 9217809.1088 | 0 | 5323733.2006 | 0 | 0 | 0 | 2493170.0527 | 6643537.8212 | 17285122.6338 | 11797451.3713 | 52760824.1884 | 961560.8286 | 26321290.157 | 26321290.157 | 19765873.5944 | 10371438.4012 | 0 | 80043675.174 | 136502277.3266 | 421696.5034 | 24.2164 | 3305.3514 | 5636.7726 | 67.3841 | 114.9132
1 | 5800 | 707 | 0.035 | 15 | 15 | 7 | 5.6234e-10 | 5spot_SharedNeighbor | CO2 | Porous | Wet | R245fa | MinimizeLCOE_Brownfield | IgnoreSilica | 162.2 | 37.5565 | 6.0763 | 4 | 3294.8814 | 5617.7947 | 67.1706 | 114.5263 | 145.6462 | 17.4636 | 62.4384 | 9231624.2539 | 0 | 5335473.935 | 0 | 0 | 0 | 2480107.468 | 6648410.2062 | 17297799.5801 | 11806103.6476 | 52799519.0909 | 961560.8286 | 26321290.157 | 26321290.157 | 19765873.5944 | 10371438.4012 | 0 | 80082370.0765 | 136540972.2291 | 562341.3252 | 24.3051 | 3294.8814 | 5617.7947 | 67.1706 | 114.5263
1 | 5800 | 707 | 0.035 | 15 | 15 | 7 | 7.4989e-10 | 5spot_SharedNeighbor | CO2 | Porous | Wet | R245fa | MinimizeLCOE_Brownfield | IgnoreSilica | 162.5387 | 37.6424 | 6.093 | 4 | 3287.0312 | 5603.5572 | 67.0106 | 114.2361 | 145.6065 | 17.448 | 62.2218 | 9242082.7021 | 0 | 5344385.9349 | 0 | 0 | 0 | 2470255.048 | 6652122.2371 | 17307457.5231 | 11812695.3922 | 52828998.8374 | 961560.8286 | 26321290.157 | 26321290.157 | 19765873.5944 | 10371438.4012 | 0 | 80111849.8231 | 136570451.9756 | 749894.2093 | 24.3721 | 3287.0312 | 5603.5572 | 67.0106 | 114.2361
1 | 5800 | 707 | 0.035 | 15 | 15 | 7 | 1e-09 | 5spot_SharedNeighbor | CO2 | Porous | Wet | R245fa | MinimizeLCOE_Brownfield | IgnoreSilica | 162.7823 | 37.7045 | 6.1054 | 4 | 3281.1449 | 5592.9687 | 66.8906 | 114.0202 | 145.5778 | 17.4367 | 57.3217 | 9249582.6618 | 0 | 5350791.8256 | 0 | 0 | 0 | 2462546.3894 | 6654539.142 | 17313745.8137 | 11816987.2798 | 52848193.1123 | 961560.8286 | 26321290.157 | 26321290.157 | 19765873.5944 | 10371438.4012 | 0 | 80131044.0979 | 136589646.2505 | 1000000 | 24.4217 | 3281.1449 | 5592.9687 | 66.8906 | 114.0202
1 | 5800 | 707 | 0.035 | 15 | 15 | 7 | 1.3335e-09 | 5spot_SharedNeighbor | CO2 | Porous | Wet | R245fa | MinimizeLCOE_Brownfield | IgnoreSilica | 162.9649 | 37.7511 | 6.1147 | 4 | 3276.7311 | 5585.0359 | 66.8006 | 113.8585 | 145.5562 | 17.4283 | 62.7822 | 9255195.9167 | 0 | 5355593.5363 | 0 | 0 | 0 | 2456716.9446 | 6656327.4951 | 17318398.7416 | 11820162.9987 | 52862395.6329 | 961560.8286 | 26321290.157 | 26321290.157 | 19765873.5944 | 10371438.4012 | 0 | 80145246.6185 | 136603848.7711 | 1333521.4322 | 24.4589 | 3276.7311 | 5585.0359 | 66.8006 | 113.8585
1 | 5800 | 707 | 0.035 | 15 | 15 | 7 | 1.7783e-09 | 5spot_SharedNeighbor | CO2 | Porous | Wet | R245fa | MinimizeLCOE_Brownfield | IgnoreSilica | 163.1159 | 37.7892 | 6.122 | 4 | 3273.4214 | 5578.9922 | 66.7331 | 113.7353 | 145.5384 | 17.4213 | 64.5322 | 9259832.2529 | 0 | 5359561.8753 | 0 | 0 | 0 | 2452630.0587 | 6658089.4329 | 17322982.9424 | 11823291.8099 | 52876388.3721 | 961560.8286 | 26321290.157 | 26321290.157 | 19765873.5944 | 10371438.4012 | 0 | 80159239.3577 | 136617841.5103 | 1778279.41 | 24.4879 | 3273.4214 | 5578.9922 | 66.7331 | 113.7353
1 | 5800 | 707 | 0.035 | 15 | 15 | 7 | 2.3714e-09 | 5spot_SharedNeighbor | CO2 | Porous | Wet | R245fa | MinimizeLCOE_Brownfield | IgnoreSilica | 163.2233 | 37.8165 | 6.1273 | 4 | 3270.9396 | 5574.5034 | 66.6825 | 113.6438 | 145.5257 | 17.4163 | 58.4782 | 9263127.1066 | 0 | 5362385.5219 | 0 | 0 | 0 | 2449420.9528 | 6659224.0967 | 17325935.105 | 11825306.7215 | 52885399.5046 | 961560.8286 | 26321290.157 | 26321290.157 | 19765873.5944 | 10371438.4012 | 0 | 80168250.4902 | 136626852.6428 | 2371373.7057 | 24.5092 | 3270.9396 | 5574.5034 | 66.6825 | 113.6438
1 | 5800 | 707 | 0.035 | 15 | 15 | 7 | 3.1623e-09 | 5spot_SharedNeighbor | CO2 | Porous | Wet | R245fa | MinimizeLCOE_Brownfield | IgnoreSilica | 163.3035 | 37.8368 | 6.1313 | 4 | 3269.0786 | 5571.1411 | 66.6446 | 113.5752 | 145.5162 | 17.4126 | 50.2543 | 9265585.4882 | 0 | 5364493.7966 | 0 | 0 | 0 | 2446998.0872 | 6660060.1751 | 17328110.4094 | 11826791.4115 | 52892039.3679 | 961560.8286 | 26321290.157 | 26321290.157 | 19765873.5944 | 10371438.4012 | 0 | 80174890.3535 | 136633492.5061 | 3162277.6602 | 24.5252 | 3269.0786 | 5571.1411 | 66.6446 | 113.5752
1 | 5800 | 707 | 0.035 | 15 | 15 | 7 | 4.217e-09 | 5spot_SharedNeighbor | CO2 | Porous | Wet | R245fa | MinimizeLCOE_Brownfield | IgnoreSilica | 163.3593 | 37.8512 | 6.1342 | 4 | 3267.6831 | 5568.6516 | 66.6161 | 113.5245 | 145.5096 | 17.4101 | 60.1865 | 9267291.9029 | 0 | 5365958.6496 | 0 | 0 | 0 | 2445078.3167 | 6660548.259 | 17329380.3036 | 11827658.1404 | 52895915.5722 | 961560.8286 | 26321290.157 | 26321290.157 | 19765873.5944 | 10371438.4012 | 0 | 80178766.5579 | 136637368.7104 | 4216965.0343 | 24.5369 | 3267.6831 | 5568.6516 | 66.6161 | 113.5245
1 | 5800 | 707 | 0.035 | 15 | 15 | 7 | 5.6234e-09 | 5spot_SharedNeighbor | CO2 | Porous | Wet | R245fa | MinimizeLCOE_Brownfield | IgnoreSilica | 163.3935 | 37.8602 | 6.1363 | 4 | 3266.6366 | 5566.8381 | 66.5948 | 113.4875 | 145.5055 | 17.4085 | 57.6433 | 9268338.8719 | 0 | 5366859.0674 | 0 | 0 | 0 | 2443468.9738 | 6660680.0961 | 17329723.3168 | 11827892.2539 | 52896962.58 | 961560.8286 | 26321290.157 | 26321290.157 | 19765873.5944 | 10371438.4012 | 0 | 80179813.5656 | 136638415.7182 | 5623413.2519 | 24.5451 | 3266.6366 | 5566.8381 | 66.5948 | 113.4875
1 | 5800 | 707 | 0.035 | 15 | 15 | 7 | 7.4989e-09 | 5spot_SharedNeighbor | CO2 | Porous | Wet | R245fa | MinimizeLCOE_Brownfield | IgnoreSilica | 163.4324 | 37.8699 | 6.138 | 4 | 3265.8518 | 5565.3855 | 66.5788 | 113.4579 | 145.5009 | 17.4067 | 59.596 | 9269530.3571 | 0 | 5367881.1175 | 0 | 0 | 0 | 2442553.2182 | 6661186.2302 | 17331040.1738 | 11828791.0359 | 52900982.1327 | 961560.8286 | 26321290.157 | 26321290.157 | 19765873.5944 | 10371438.4012 | 0 | 80183833.1183 | 136642435.2709 | 7498942.0933 | 24.5522 | 3265.8518 | 5565.3855 | 66.5788 | 113.4579
1 | 5800 | 707 | 0.035 | 15 | 15 | 7 | 1e-08 | 5spot_SharedNeighbor | CO2 | Porous | Wet | R245fa | MinimizeLCOE_Brownfield | IgnoreSilica | 163.4667 | 37.8783 | 6.1395 | 4 | 3265.2633 | 5564.2605 | 66.5668 | 113.435 | 145.4969 | 17.4051 | 55.6595 | 9270580.5471 | 0 | 5368781.4546 | 0 | 0 | 0 | 2441978.4559 | 6661722.7785 | 17332436.1624 | 11829743.8268 | 52905243.2253 | 961560.8286 | 26321290.157 | 26321290.157 | 19765873.5944 | 10371438.4012 | 0 | 80188094.2109 | 136646696.3635 | 10000000 | 24.5579 | 3265.2633 | 5564.2605 | 66.5668 | 113.435
1 | 5900 | 707 | 0.035 | 15 | 15 | 7 | 1e-13 | 5spot_SharedNeighbor | CO2 | Porous | Wet | R245fa | MinimizeLCOE_Brownfield | IgnoreSilica | 1.6 | 0.022619 | 0.0051003 | 4 | 1445496.7378 | 4274622.7212 | 29468.4062 | 87143.966 | 81.5754 | 17.4029 | 12.504 | 218032.5708 | 0 | 84189.2885 | 0 | 0 | 0 | 212332.2219 | 200676.0917 | 522118.0263 | 356356.2814 | 1593704.4806 | 961560.8286 | 26934732.84 | 26934732.84 | 20193244.4958 | 10589842.3133 | 0 | 29489998.1493 | 87207817.7984 | 100 | 0.020401 | 1445496.7378 | 4274622.7212 | 29468.4062 | 87143.966
1 | 5900 | 707 | 0.035 | 15 | 15 | 7 | 1.3335e-13 | 5spot_SharedNeighbor | CO2 | Porous | Wet | R245fa | MinimizeLCOE_Brownfield | IgnoreSilica | 3.0176 | 0.19311 | 0.019576 | 4 | 395624.7086 | 1132709.6113 | 8065.3448 | 23091.8175 | 104.7213 | 19.046 | 27.3357 | 420682.7325 | 0 | 192385.8895 | 0 | 0 | 0 | 382428.3262 | 388243.8098 | 1010130.7533 | 689434.9953 | 3083306.5066 | 961560.8286 | 26934732.84 | 26934732.84 | 20193244.4958 | 10589842.3133 | 0 | 30979600.1753 | 88697419.8244 | 133.3521 | 0.078306 | 395624.7086 | 1132709.6113 | 8065.3448 | 23091.8175
1 | 5900 | 707 | 0.035 | 15 | 15 | 7 | 1.7783e-13 | 5spot_SharedNeighbor | CO2 | Porous | Wet | R245fa | MinimizeLCOE_Brownfield | IgnoreSilica | 4.1897 | 0.39289 | 0.040937 | 4 | 195812.6482 | 548294.2877 | 3991.9057 | 11177.7207 | 115.4958 | 19.6761 | 29.0189 | 577543.5372 | 0 | 277678.2523 | 0 | 0 | 0 | 490307.3027 | 524756.3459 | 1365308.3697 | 931851.0166 | 4167444.8244 | 961560.8286 | 26934732.84 | 26934732.84 | 20193244.4958 | 10589842.3133 | 0 | 32063738.493 | 89781558.1421 | 177.8279 | 0.16375 | 195812.6482 | 548294.2877 | 3991.9057 | 11177.7207
1 | 5900 | 707 | 0.035 | 15 | 15 | 7 | 2.3714e-13 | 5spot_SharedNeighbor | CO2 | Porous | Wet | R245fa | MinimizeLCOE_Brownfield | IgnoreSilica | 5.7313 | 0.68378 | 0.073028 | 4 | 114123.4637 | 311710.1249 | 2326.5612 | 6354.6325 | 124.4911 | 20.1458 | 36.8217 | 769609.6955 | 0 | 367906.3307 | 0 | 0 | 0 | 619124.7122 | 685089.888 | 1782463.3572 | 1216567.8673 | 5440761.8508 | 961560.8286 | 26934732.84 | 26934732.84 | 20193244.4958 | 10589842.3133 | 0 | 33337055.5195 | 91054875.1686 | 237.1374 | 0.29211 | 114123.4637 | 311710.1249 | 2326.5612 | 6354.6325
1 | 5900 | 707 | 0.035 | 15 | 15 | 7 | 3.1623e-13 | 5spot_SharedNeighbor | CO2 | Porous | Wet | R245fa | MinimizeLCOE_Brownfield | IgnoreSilica | 7.5996 | 1.0655 | 0.11849 | 4 | 73224.2283 | 195004.7736 | 1492.7749 | 3975.4361 | 131.3803 | 20.4736 | 34.9217 | 985000.0307 | 0 | 461069.7976 | 0 | 0 | 0 | 752099.3279 | 857285.9709 | 2230482.2428 | 1522349.9625 | 6808287.3325 | 961560.8286 | 26934732.84 | 26934732.84 | 20193244.4958 | 10589842.3133 | 0 | 34704581.0011 | 92422400.6502 | 316.2278 | 0.47395 | 73224.2283 | 195004.7736 | 1492.7749 | 3975.4361
1 | 5900 | 707 | 0.035 | 15 | 15 | 7 | 4.217e-13 | 5spot_SharedNeighbor | CO2 | Porous | Wet | R245fa | MinimizeLCOE_Brownfield | IgnoreSilica | 9.9554 | 1.5678 | 0.18063 | 4 | 50217.074 | 130101.0547 | 1023.743 | 2652.286 | 136.9001 | 20.7166 | 36.9132 | 1235849.004 | 0 | 572242.2812 | 0 | 0 | 0 | 899654.5178 | 1056020.8632 | 2747549.6663 | 1875259.1037 | 8386575.4362 | 961560.8286 | 26934732.84 | 26934732.84 | 20193244.4958 | 10589842.3133 | 0 | 36282869.1049 | 94000688.754 | 421.6965 | 0.72252 | 50217.074 | 130101.0547 | 1023.743 | 2652.286
1 | 5900 | 707 | 0.035 | 15 | 15 | 7 | 5.6234e-13 | 5spot_SharedNeighbor | CO2 | Porous | Wet | R245fa | MinimizeLCOE_Brownfield | IgnoreSilica | 12.9593 | 2.2246 | 0.26419 | 4 | 36085.2898 | 90703.0696 | 735.6474 | 1849.1048 | 141.3442 | 20.8977 | 24.8133 | 1531213.4748 | 0 | 706638.6778 | 0 | 0 | 0 | 1067383.8503 | 1289042.0411 | 3353822.9721 | 2289053.0926 | 10237154.1087 | 961560.8286 | 26934732.84 | 26934732.84 | 20193244.4958 | 10589842.3133 | 0 | 38133447.7774 | 95851267.4265 | 562.3413 | 1.0568 | 36085.2898 | 90703.0696 | 735.6474 | 1849.1048
1 | 5900 | 707 | 0.035 | 15 | 15 | 7 | 7.4989e-13 | 5spot_SharedNeighbor | CO2 | Porous | Wet | R245fa | MinimizeLCOE_Brownfield | IgnoreSilica | 16.7714 | 3.0727 | 0.37514 | 4 | 26852.799 | 65317.0118 | 547.4306 | 1331.5756 | 144.8798 | 21.0286 | 29.5827 | 1877577.6073 | 0 | 868533.9322 | 0 | 0 | 0 | 1256762.1044 | 1561120.7211 | 4061715.8864 | 2772204.5524 | 12397914.8039 | 961560.8286 | 26934732.84 | 26934732.84 | 20193244.4958 | 10589842.3133 | 0 | 40294208.4725 | 98012028.1216 | 749.8942 | 1.5006 | 26852.799 | 65317.0118 | 547.4306 | 1331.5756
1 | 5900 | 707 | 0.035 | 15 | 15 | 7 | 1e-12 | 5spot_SharedNeighbor | CO2 | Porous | Wet | R245fa | MinimizeLCOE_Brownfield | IgnoreSilica | 21.5561 | 4.151 | 0.52069 | 4 | 20544.1195 | 48256.3198 | 418.8197 | 983.7704 | 147.6489 | 21.116 | 32.5524 | 2279889.3101 | 0 | 1061666.3691 | 0 | 0 | 0 | 1466621.8461 | 1875189.2349 | 4878857.7349 | 3329920.6546 | 14892145.1497 | 961560.8286 | 26934732.84 | 26934732.84 | 20193244.4958 | 10589842.3133 | 0 | 42788438.8184 | 100506258.4675 | 1000 | 2.0828 | 20544.1195 | 48256.3198 | 418.8197 | 983.7704
1 | 5900 | 707 | 0.035 | 15 | 15 | 7 | 1.3335e-12 | 5spot_SharedNeighbor | CO2 | Porous | Wet | R245fa | MinimizeLCOE_Brownfield | IgnoreSilica | 27.5756 | 5.5194 | 0.71002 | 4 | 16085.8365 | 36408.5174 | 327.9315 | 742.2369 | 149.8083 | 21.1634 | 36.0648 | 2748915.0971 | 0 | 1292860.8823 | 0 | 0 | 0 | 1701568.6338 | 2239904.3992 | 5827771.779 | 3977573.9879 | 17788594.7794 | 961560.8286 | 26934732.84 | 26934732.84 | 20193244.4958 | 10589842.3133 | 0 | 45684888.448 | 103402708.0971 | 1333.5214 | 2.8401 | 16085.8365 | 36408.5174 | 327.9315 | 742.2369
1 | 5900 | 707 | 0.035 | 15 | 15 | 7 | 1.7783e-12 | 5spot_SharedNeighbor | CO2 | Porous | Wet | R245fa | MinimizeLCOE_Brownfield | IgnoreSilica | 35.0197 | 7.2255 | 0.95276 | 4 | 12853.6848 | 27998.5997 | 262.0397 | 570.7893 | 151.4439 | 21.1685 | 35.5014 | 3287076.8247 | 0 | 1565246.2805 | 0 | 0 | 0 | 1956794.754 | 2655555.9651 | 6909211.8917 | 4715679.0862 | 21089564.8022 | 961560.8286 | 26934732.84 | 26934732.84 | 20193244.4958 | 10589842.3133 | 0 | 48985858.4708 | 106703678.1199 | 1778.2794 | 3.811 | 12853.6848 | 27998.5997 | 262.0397 | 570.7893
1 | 5900 | 707 | 0.035 | 15 | 15 | 7 | 2.3714e-12 | 5spot_SharedNeighbor | CO2 | Porous | Wet | R245fa | MinimizeLCOE_Brownfield | IgnoreSilica | 44.0723 | 9.3163 | 1.2586 | 4 | 10465.0469 | 21930.0524 | 213.3441 | 447.0738 | 152.6334 | 21.1254 | 45.6758 | 3895020.2801 | 0 | 1881330.9949 | 0 | 0 | 0 | 2226698.2397 | 3121189.3107 | 8120694.3425 | 5542540.7523 | 24787473.9201 | 961560.8286 | 26934732.84 | 26934732.84 | 20193244.4958 | 10589842.3133 | 0 | 52683767.5888 | 110401587.2379 | 2371.3737 | 5.0343 | 10465.0469 | 21930.0524 | 213.3441 | 447.0738
1 | 5900 | 707 | 0.035 | 15 | 15 | 7 | 3.1623e-12 | 5spot_SharedNeighbor | CO2 | Porous | Wet | R245fa | MinimizeLCOE_Brownfield | IgnoreSilica | 54.8003 | 11.8139 | 1.6342 | 4 | 8675.8099 | 17505.2477 | 176.8681 | 356.8682 | 153.4259 | 21.0244 | 45.7755 | 4564885.6147 | 0 | 2239537.7996 | 0 | 0 | 0 | 2499711.1902 | 3628612.4958 | 9440905.3832 | 6443611.9152 | 28817264.3987 | 961560.8286 | 26934732.84 | 26934732.84 | 20193244.4958 | 10589842.3133 | 0 | 56713558.0674 | 114431377.7165 | 3162.2777 | 6.537 | 8675.8099 | 17505.2477 | 176.8681 | 356.8682
1 | 5900 | 707 | 0.035 | 15 | 15 | 7 | 4.217e-12 | 5spot_SharedNeighbor | CO2 | Porous | Wet | R245fa | MinimizeLCOE_Brownfield | IgnoreSilica | 67.007 | 14.6818 | 2.0788 | 4 | 7325.1376 | 14266.2565 | 149.3328 | 290.8369 | 153.8447 | 20.8559 | 49.7225 | 5273914.5357 | 0 | 2630441.2748 | 0 | 0 | 0 | 2755015.3907 | 4157154.7685 | 10816063.9579 | 7382185.8991 | 33014775.8266 | 961560.8286 | 26934732.84 | 26934732.84 | 20193244.4958 | 10589842.3133 | 0 | 60911069.4953 | 118628889.1444 | 4216.965 | 8.3153 | 7325.1376 | 14266.2565 | 149.3328 | 290.8369
1 | 5900 | 707 | 0.035 | 15 | 15 | 7 | 5.6234e-12 | 5spot_SharedNeighbor | CO2 | Porous | Wet | R245fa | MinimizeLCOE_Brownfield | IgnoreSilica | 80.2083 | 17.8139 | 2.5798 | 4 | 6303.1519 | 11896.4515 | 128.4983 | 242.5253 | 153.9076 | 20.6156 | 46.1927 | 5987330.0083 | 0 | 3037441.6606 | 0 | 0 | 0 | 2968616.0193 | 4677421.1984 | 12169690.4873 | 8306063.8197 | 37146563.1936 | 961560.8286 | 26934732.84 | 26934732.84 | 20193244.4958 | 10589842.3133 | 0 | 65042856.8622 | 122760676.5113 | 5623.4133 | 10.3191 | 6303.1519 | 11896.4515 | 128.4983 | 242.5253
1 | 5900 | 707 | 0.035 | 15 | 15 | 7 | 7.4989e-12 | 5spot_SharedNeighbor | CO2 | Porous | Wet | R245fa | MinimizeLCOE_Brownfield | IgnoreSilica | 93.6159 | 21.0284 | 3.1111 | 4 | 5531.0717 | 10169.071 | 112.7584 | 207.3103 | 153.6549 | 20.3127 | 60.4031 | 6661819.9848 | 0 | 3437256.1099 | 0 | 0 | 0 | 3117604.0415 | 5154505.2531 | 13410965.3342 | 9153259.4084 | 40935410.1319 | 961560.8286 | 26934732.84 | 26934732.84 | 20193244.4958 | 10589842.3133 | 0 | 68831703.8005 | 126549523.4496 | 7498.9421 | 12.4446 | 5531.0717 | 10169.071 | 112.7584 | 207.3103
1 | 5900 | 707 | 0.035 | 15 | 15 | 7 | 1e-11 | 5spot_SharedNeighbor | CO2 | Porous | Wet | R245fa | MinimizeLCOE_Brownfield | IgnoreSilica | 106.3244 | 24.1103 | 3.6388 | 4 | 4949.6056 | 8915.0595 | 100.9044 | 181.7455 | 153.1672 | 19.9716 | 52.5649 | 7258141.1352 | 0 | 3805736.4477 | 0 | 0 | 0 | 3189399.7832 | 5558778.1728 | 14462800.5434 | 9871158.5517 | 44146014.634 | 961560.8286 | 26934732.84 | 26934732.84 | 20193244.4958 | 10589842.3133 | 0 | 72042308.3026 | 129760127.9517 | 10000 | 14.5552 | 4949.6056 | 8915.0595 | 100.9044 | 181.7455
1 | 5900 | 707 | 0.035 | 15 | 15 | 7 | 1.3335e-11 | 5spot_SharedNeighbor | CO2 | Porous | Wet | R245fa | MinimizeLCOE_Brownfield | IgnoreSilica | 118.0003 | 26.9648 | 4.1376 | 4 | 4513.382 | 8000.8128 | 92.0114 | 163.1074 | 152.5302 | 19.6136 | 59.2048 | 7770954.195 | 0 | 4136553.869 | 0 | 0 | 0 | 3203060.4125 | 5893121.7058 | 15332693.8331 | 10464878.5965 | 46801262.612 | 961560.8286 | 26934732.84 | 26934732.84 | 20193244.4958 | 10589842.3133 | 0 | 74697556.2806 | 132415375.9297 | 13335.2143 | 16.5502 | 4513.382 | 8000.8128 | 92.0114 | 163.1074
1 | 5900 | 707 | 0.035 | 15 | 15 | 7 | 1.7783e-11 | 5spot_SharedNeighbor | CO2 | Porous | Wet | R245fa | MinimizeLCOE_Brownfield | IgnoreSilica | 127.9297 | 29.4186 | 4.5795 | 4 | 4186.839 | 7337.7257 | 85.3544 | 149.5895 | 151.8538 | 19.2751 | 59.5571 | 8181170.2184 | 0 | 4412750.9683 | 0 | 0 | 0 | 3161345.6783 | 6144554.0773 | 15986869.2879 | 10911366.7863 | 48798057.0165 | 961560.8286 | 26934732.84 | 26934732.84 | 20193244.4958 | 10589842.3133 | 0 | 76694350.6851 | 134412170.3342 | 17782.7941 | 18.318 | 4186.839 | 7337.7257 | 85.3544 | 149.5895
1 | 5900 | 707 | 0.035 | 15 | 15 | 7 | 2.3714e-11 | 5spot_SharedNeighbor | CO2 | Porous | Wet | R245fa | MinimizeLCOE_Brownfield | IgnoreSilica | 136.1392 | 31.4649 | 4.9561 | 4 | 3942.7142 | 6854.1587 | 80.3776 | 139.7313 | 151.2039 | 18.9717 | 62.7254 | 8502455.544 | 0 | 4637873.0189 | 0 | 0 | 0 | 3088854.2761 | 6329381.3072 | 16467751.8268 | 11239579.0003 | 50265894.9734 | 961560.8286 | 26934732.84 | 26934732.84 | 20193244.4958 | 10589842.3133 | 0 | 78162188.6421 | 135880008.2912 | 23713.7371 | 19.8245 | 3942.7142 | 6854.1587 | 80.3776 | 139.7313
1 | 5900 | 707 | 0.035 | 15 | 15 | 7 | 3.1623e-11 | 5spot_SharedNeighbor | CO2 | Porous | Wet | R245fa | MinimizeLCOE_Brownfield | IgnoreSilica | 142.746 | 33.1237 | 5.2667 | 4 | 3760.2654 | 6500.0112 | 76.6581 | 132.5115 | 150.6216 | 18.712 | 73.2388 | 8749216.1473 | 0 | 4817075.8036 | 0 | 0 | 0 | 3003439.2991 | 6462195.1875 | 16813306.2994 | 11475427.0282 | 51320659.7652 | 961560.8286 | 26934732.84 | 26934732.84 | 20193244.4958 | 10589842.3133 | 0 | 79216953.4339 | 136934773.083 | 31622.7766 | 21.0669 | 3760.2654 | 6500.0112 | 76.6581 | 132.5115
1 | 5900 | 707 | 0.035 | 15 | 15 | 7 | 4.217e-11 | 5spot_SharedNeighbor | CO2 | Porous | Wet | R245fa | MinimizeLCOE_Brownfield | IgnoreSilica | 147.9445 | 34.4373 | 5.5163 | 4 | 3623.8735 | 6239.6648 | 73.8776 | 127.204 | 150.1262 | 18.4977 | 48.3308 | 8935907.7356 | 0 | 4956914.3614 | 0 | 0 | 0 | 2917234.1478 | 6555921.9355 | 17057164.0716 | 11641864.9685 | 52065007.2204 | 961560.8286 | 26934732.84 | 26934732.84 | 20193244.4958 | 10589842.3133 | 0 | 79961300.889 | 137679120.5381 | 42169.6503 | 22.0651 | 3623.8735 | 6239.6648 | 73.8776 | 127.204
1 | 5900 | 707 | 0.035 | 15 | 15 | 7 | 5.6234e-11 | 5spot_SharedNeighbor | CO2 | Porous | Wet | R245fa | MinimizeLCOE_Brownfield | IgnoreSilica | 151.9781 | 35.4618 | 5.7132 | 4 | 3521.8575 | 6047.5027 | 71.7978 | 123.2865 | 149.719 | 18.3255 | 58.8457 | 9076180.9662 | 0 | 5064739.3619 | 0 | 0 | 0 | 2837886.1721 | 6621734.535 | 17228394.9557 | 11758733.5654 | 52587669.5562 | 961560.8286 | 26934732.84 | 26934732.84 | 20193244.4958 | 10589842.3133 | 0 | 80483963.2248 | 138201782.8739 | 56234.1325 | 22.8527 | 3521.8575 | 6047.5027 | 71.7978 | 123.2865
1 | 5900 | 707 | 0.035 | 15 | 15 | 7 | 7.4989e-11 | 5spot_SharedNeighbor | CO2 | Porous | Wet | R245fa | MinimizeLCOE_Brownfield | IgnoreSilica | 155.0675 | 36.25 | 5.8662 | 4 | 3445.5093 | 5905.2545 | 70.2414 | 120.3866 | 149.3935 | 18.19 | 53.6767 | 9180881.773 | 0 | 5146938.5473 | 0 | 0 | 0 | 2768759.4653 | 6667666.1164 | 17347899.5084 | 11840297.8782 | 52952443.2885 | 961560.8286 | 26934732.84 | 26934732.84 | 20193244.4958 | 10589842.3133 | 0 | 80848736.9571 | 138566556.6062 | 74989.4209 | 23.465 | 3445.5093 | 5905.2545 | 70.2414 | 120.3866
1 | 5900 | 707 | 0.035 | 15 | 15 | 7 | 1e-10 | 5spot_SharedNeighbor | CO2 | Porous | Wet | R245fa | MinimizeLCOE_Brownfield | IgnoreSilica | 157.4233 | 36.8531 | 5.9842 | 4 | 3388.3416 | 5799.6067 | 69.0759 | 118.2328 | 149.1372 | 18.0846 | 57.9135 | 9259108.3632 | 0 | 5209397.7703 | 0 | 0 | 0 | 2711084.5251 | 6700040.3568 | 17432130.6412 | 11897787.3571 | 53209549.0138 | 961560.8286 | 26934732.84 | 26934732.84 | 20193244.4958 | 10589842.3133 | 0 | 81105842.6824 | 138823662.3315 | 100000 | 23.9367 | 3388.3416 | 5799.6067 | 69.0759 | 118.2328
1 | 5900 | 707 | 0.035 | 15 | 15 | 7 | 1.3335e-10 | 5spot_SharedNeighbor | CO2 | Porous | Wet | R245fa | MinimizeLCOE_Brownfield | IgnoreSilica | 159.213 | 37.3123 | 6.0745 | 4 | 3345.5183 | 5720.9499 | 68.2029 | 116.6293 | 148.9379 | 18.0033 | 61.032 | 9317597.9891 | 0 | 5256722.8327 | 0 | 0 | 0 | 2664346.0262 | 6723080.0707 | 17492075.2507 | 11938700.7848 | 53392522.9542 | 961560.8286 | 26934732.84 | 26934732.84 | 20193244.4958 | 10589842.3133 | 0 | 81288816.6229 | 139006636.272 | 133352.1432 | 24.2978 | 3345.5183 | 5720.9499 | 68.2029 | 116.6293
1 | 5900 | 707 | 0.035 | 15 | 15 | 7 | 1.7783e-10 | 5spot_SharedNeighbor | CO2 | Porous | Wet | R245fa | MinimizeLCOE_Brownfield | IgnoreSilica | 160.5749 | 37.6622 | 6.1433 | 4 | 3313.4303 | 5662.2346 | 67.5488 | 115.4323 | 148.7834 | 17.9408 | 65.9859 | 9361561.7486 | 0 | 5292664.6675 | 0 | 0 | 0 | 2627389.9036 | 6739830.3647 | 17535656.0795 | 11968445.596 | 53525548.3598 | 961560.8286 | 26934732.84 | 26934732.84 | 20193244.4958 | 10589842.3133 | 0 | 81421842.0284 | 139139661.6775 | 177827.941 | 24.5733 | 3313.4303 | 5662.2346 | 67.5488 | 115.4323
1 | 5900 | 707 | 0.035 | 15 | 15 | 7 | 2.3714e-10 | 5spot_SharedNeighbor | CO2 | Porous | Wet | R245fa | MinimizeLCOE_Brownfield | IgnoreSilica | 161.5908 | 37.9241 | 6.1953 | 4 | 3289.3811 | 5618.477 | 67.0585 | 114.5403 | 148.6667 | 17.8937 | 56.8424 | 9394045.8496 | 0 | 5319436.4963 | 0 | 0 | 0 | 2598163.4029 | 6751541.842 | 17566126.9413 | 11989242.5853 | 53618557.1174 | 961560.8286 | 26934732.84 | 26934732.84 | 20193244.4958 | 10589842.3133 | 0 | 81514850.7861 | 139232670.4352 | 237137.3706 | 24.7812 | 3289.3811 | 5618.477 | 67.0585 | 114.5403
1 | 5900 | 707 | 0.035 | 15 | 15 | 7 | 3.1623e-10 | 5spot_SharedNeighbor | CO2 | Porous | Wet | R245fa | MinimizeLCOE_Brownfield | IgnoreSilica | 162.3607 | 38.1225 | 6.2347 | 4 | 3271.3539 | 5585.7344 | 66.691 | 113.8728 | 148.5773 | 17.8578 | 58.6057 | 9418488.5172 | 0 | 5339703.5376 | 0 | 0 | 0 | 2575638.6875 | 6760193.9895 | 17588638.0542 | 12004606.8824 | 53687269.6684 | 961560.8286 | 26934732.84 | 26934732.84 | 20193244.4958 | 10589842.3133 | 0 | 81583563.3371 | 139301382.9862 | 316227.766 | 24.9388 | 3271.3539 | 5585.7344 | 66.691 | 113.8728
1 | 5900 | 707 | 0.035 | 15 | 15 | 7 | 4.217e-10 | 5spot_SharedNeighbor | CO2 | Porous | Wet | R245fa | MinimizeLCOE_Brownfield | IgnoreSilica | 162.9332 | 38.2705 | 6.2643 | 4 | 3257.8392 | 5561.2882 | 66.4155 | 113.3744 | 148.5103 | 17.831 | 61.2668 | 9436562.8939 | 0 | 5354761.0541 | 0 | 0 | 0 | 2558177.2116 | 6766305.4523 | 17604538.8267 | 12015459.4863 | 53735804.925 | 961560.8286 | 26934732.84 | 26934732.84 | 20193244.4958 | 10589842.3133 | 0 | 81632098.5937 | 139349918.2428 | 421696.5034 | 25.0571 | 3257.8392 | 5561.2882 | 66.4155 | 113.3744
1 | 5900 | 707 | 0.035 | 15 | 15 | 7 | 5.6234e-10 | 5spot_SharedNeighbor | CO2 | Porous | Wet | R245fa | MinimizeLCOE_Brownfield | IgnoreSilica | 163.3741 | 38.3841 | 6.2868 | 4 | 3247.7067 | 5542.9154 | 66.2089 | 112.9998 | 148.4585 | 17.8102 | 55.8935 | 9450424.359 | 0 | 5366348.0241 | 0 | 0 | 0 | 2545086.8684 | 6771125.1081 | 17617078.5825 | 12024018.1273 | 53774081.0693 | 961560.8286 | 26934732.84 | 26934732.84 | 20193244.4958 | 10589842.3133 | 0 | 81670374.738 | 139388194.3871 | 562341.3252 | 25.1471 | 3247.7067 | 5542.9154 | 66.2089 | 112.9998
1 | 5900 | 707 | 0.035 | 15 | 15 | 7 | 7.4989e-10 | 5spot_SharedNeighbor | CO2 | Porous | Wet | R245fa | MinimizeLCOE_Brownfield | IgnoreSilica | 163.7102 | 38.4707 | 6.3038 | 4 | 3240.1096 | 5529.1218 | 66.054 | 112.7186 | 148.4188 | 17.7944 | 56.8542 | 9460962.2994 | 0 | 5375180.0613 | 0 | 0 | 0 | 2535248.7321 | 6774842.5262 | 17626750.5419 | 12030619.4384 | 53803603.5993 | 961560.8286 | 26934732.84 | 26934732.84 | 20193244.4958 | 10589842.3133 | 0 | 81699897.268 | 139417716.9171 | 749894.2093 | 25.2152 | 3240.1096 | 5529.1218 | 66.054 | 112.7186
1 | 5900 | 707 | 0.035 | 15 | 15 | 7 | 1e-09 | 5spot_SharedNeighbor | CO2 | Porous | Wet | R245fa | MinimizeLCOE_Brownfield | IgnoreSilica | 163.9466 | 38.5321 | 6.3163 | 4 | 3234.4131 | 5518.9011 | 65.9379 | 112.5103 | 148.3908 | 17.7832 | 57.9935 | 9468349.822 | 0 | 5381386.848 | 0 | 0 | 0 | 2527426.9428 | 6777093.809 | 17632607.9179 | 12034617.2178 | 53821482.5574 | 961560.8286 | 26934732.84 | 26934732.84 | 20193244.4958 | 10589842.3133 | 0 | 81717776.2261 | 139435595.8752 | 1000000 | 25.2651 | 3234.4131 | 5518.9011 | 65.9379 | 112.5103
1 | 5900 | 707 | 0.035 | 15 | 15 | 7 | 1.3335e-09 | 5spot_SharedNeighbor | CO2 | Porous | Wet | R245fa | MinimizeLCOE_Brownfield | IgnoreSilica | 164.1318 | 38.5799 | 6.3258 | 4 | 3230.1418 | 5511.188 | 65.8508 | 112.353 | 148.3688 | 17.7745 | 58.2073 | 9474131.1238 | 0 | 5386250.0317 | 0 | 0 | 0 | 2521696.0975 | 6779010.1286 | 17637593.7885 | 12038020.177 | 53836701.3471 | 961560.8286 | 26934732.84 | 26934732.84 | 20193244.4958 | 10589842.3133 | 0 | 81732995.0157 | 139450814.6648 | 1333521.4322 | 25.3032 | 3230.1418 | 5511.188 | 65.8508 | 112.353
1 | 5900 | 707 | 0.035 | 15 | 15 | 7 | 1.7783e-09 | 5spot_SharedNeighbor | CO2 | Porous | Wet | R245fa | MinimizeLCOE_Brownfield | IgnoreSilica | 164.2755 | 38.6169 | 6.3331 | 4 | 3226.9389 | 5505.3746 | 65.7855 | 112.2345 | 148.3517 | 17.7677 | 59.1379 | 9478611.9495 | 0 | 5390022.8743 | 0 | 0 | 0 | 2517480.8804 | 6780585.1246 | 17641691.6051 | 12040817.021 | 53849209.4549 | 961560.8286 | 26934732.84 | 26934732.84 | 20193244.4958 | 10589842.3133 | 0 | 81745503.1235 | 139463322.7726 | 1778279.41 | 25.3322 | 3226.9389 | 5505.3746 | 65.7855 | 112.2345
1 | 5900 | 707 | 0.035 | 15 | 15 | 7 | 2.3714e-09 | 5spot_SharedNeighbor | CO2 | Porous | Wet | R245fa | MinimizeLCOE_Brownfield | IgnoreSilica | 164.383 | 38.6446 | 6.3385 | 4 | 3224.5371 | 5501.02 | 65.7366 | 112.1457 | 148.3389 | 17.7626 | 58.2011 | 9481957.6417 | 0 | 5392842.5244 | 0 | 0 | 0 | 2514296.5037 | 6781747.7012 | 17644716.3909 | 12042881.4995 | 53858442.2615 | 961560.8286 | 26934732.84 | 26934732.84 | 20193244.4958 | 10589842.3133 | 0 | 81754735.9301 | 139472555.5793 | 2371373.7057 | 25.3539 | 3224.5371 | 5501.02 | 65.7366 | 112.1457
1 | 5900 | 707 | 0.035 | 15 | 15 | 7 | 3.1623e-09 | 5spot_SharedNeighbor | CO2 | Porous | Wet | R245fa | MinimizeLCOE_Brownfield | IgnoreSilica | 164.4607 | 38.6647 | 6.3425 | 4 | 3222.7361 | 5497.7749 | 65.6998 | 112.0796 | 148.3296 | 17.7589 | 57.1907 | 9484377.9608 | 0 | 5394884.11 | 0 | 0 | 0 | 2511837.2841 | 6782528.7484 | 17646748.5154 | 12044268.4662 | 53864645.0847 | 961560.8286 | 26934732.84 | 26934732.84 | 20193244.4958 | 10589842.3133 | 0 | 81760938.7534 | 139478758.4025 | 3162277.6602 | 25.37 | 3222.7361 | 5497.7749 | 65.6998 | 112.0796
1 | 5900 | 707 | 0.035 | 15 | 15 | 7 | 4.217e-09 | 5spot_SharedNeighbor | CO2 | Porous | Wet | R245fa | MinimizeLCOE_Brownfield | IgnoreSilica | 164.5191 | 38.6798 | 6.3455 | 4 | 3221.3856 | 5495.3421 | 65.6723 | 112.03 | 148.3227 | 17.7561 | 64.8334 | 9486192.1641 | 0 | 5396415.1723 | 0 | 0 | 0 | 2509988.4783 | 6783112.3677 | 17648266.9732 | 12045304.8448 | 53869280.0005 | 961560.8286 | 26934732.84 | 26934732.84 | 20193244.4958 | 10589842.3133 | 0 | 81765573.6692 | 139483393.3183 | 4216965.0343 | 25.3821 | 3221.3856 | 5495.3421 | 65.6723 | 112.03
1 | 5900 | 707 | 0.035 | 15 | 15 | 7 | 5.6234e-09 | 5spot_SharedNeighbor | CO2 | Porous | Wet | R245fa | MinimizeLCOE_Brownfield | IgnoreSilica | 164.5534 | 38.689 | 6.3476 | 4 | 3220.3729 | 5493.5836 | 65.6517 | 111.9941 | 148.3186 | 17.7545 | 62.6519 | 9487255.2941 | 0 | 5397314.3171 | 0 | 0 | 0 | 2508385.2353 | 6783252.3901 | 17648631.2827 | 12045553.4936 | 53870392.0129 | 961560.8286 | 26934732.84 | 26934732.84 | 20193244.4958 | 10589842.3133 | 0 | 81766685.6815 | 139484505.3306 | 5623413.2519 | 25.3904 | 3220.3729 | 5493.5836 | 65.6517 | 111.9941
1 | 5900 | 707 | 0.035 | 15 | 15 | 7 | 7.4989e-09 | 5spot_SharedNeighbor | CO2 | Porous | Wet | R245fa | MinimizeLCOE_Brownfield | IgnoreSilica | 164.5922 | 38.6988 | 6.3494 | 4 | 3219.6135 | 5492.174 | 65.6362 | 111.9654 | 148.3139 | 17.7526 | 63.8472 | 9488465.1644 | 0 | 5398334.9225 | 0 | 0 | 0 | 2507479.4137 | 6783769.0053 | 17649975.4093 | 12046470.8876 | 53874494.8028 | 961560.8286 | 26934732.84 | 26934732.84 | 20193244.4958 | 10589842.3133 | 0 | 81770788.4715 | 139488608.1206 | 7498942.0933 | 25.3977 | 3219.6135 | 5492.174 | 65.6362 | 111.9654
1 | 5900 | 707 | 0.035 | 15 | 15 | 7 | 1e-08 | 5spot_SharedNeighbor | CO2 | Porous | Wet | R245fa | MinimizeLCOE_Brownfield | IgnoreSilica | 164.6071 | 38.703 | 6.3505 | 4 | 3219.044 | 5491.2161 | 65.6246 | 111.9459 | 148.3121 | 17.7519 | 54.0367 | 9488923.4852 | 0 | 5398723.7119 | 0 | 0 | 0 | 2506475.5625 | 6783707.8763 | 17649816.3642 | 12046362.336 | 53874009.3362 | 961560.8286 | 26934732.84 | 26934732.84 | 20193244.4958 | 10589842.3133 | 0 | 81770303.0049 | 139488122.654 | 10000000 | 25.402 | 3219.044 | 5491.2161 | 65.6246 | 111.9459
1 | 6000 | 707 | 0.035 | 15 | 15 | 7 | 1e-13 | 5spot_SharedNeighbor | CO2 | Porous | Wet | R245fa | MinimizeLCOE_Brownfield | IgnoreSilica | 1.6 | 0.021473 | 0.005239 | 4 | 1437311.7089 | 4252302.2847 | 29301.5433 | 86688.9337 | 81.9725 | 17.7274 | 12.3359 | 220000.0248 | 0 | 83903.5619 | 0 | 0 | 0 | 214180.9624 | 202052.9741 | 525700.3919 | 358801.3195 | 1604639.2346 | 961560.8286 | 27554035.6139 | 27554035.6139 | 20626182.4834 | 10810590.2618 | 0 | 30120235.6772 | 89111044.0363 | 100 | 0.020956 | 1437311.7089 | 4252302.2847 | 29301.5433 | 86688.9337
1 | 6000 | 707 | 0.035 | 15 | 15 | 7 | 1.3335e-13 | 5spot_SharedNeighbor | CO2 | Porous | Wet | R245fa | MinimizeLCOE_Brownfield | IgnoreSilica | 3.1102 | 0.20358 | 0.02079 | 4 | 381515.5455 | 1090865.7791 | 7777.7104 | 22238.7744 | 106.7606 | 19.4844 | 26.4921 | 438432.723 | 0 | 199738.9653 | 0 | 0 | 0 | 398845.3701 | 404436.6528 | 1052261.2091 | 718189.897 | 3211904.8172 | 961560.8286 | 27554035.6139 | 27554035.6139 | 20626182.4834 | 10810590.2618 | 0 | 31727501.2598 | 90718309.6189 | 133.3521 | 0.083162 | 381515.5455 | 1090865.7791 | 7777.7104 | 22238.7744
1 | 6000 | 707 | 0.035 | 15 | 15 | 7 | 1.7783e-13 | 5spot_SharedNeighbor | CO2 | Porous | Wet | R245fa | MinimizeLCOE_Brownfield | IgnoreSilica | 4.3017 | 0.41026 | 0.043356 | 4 | 189348.6077 | 529499.8194 | 3860.1275 | 10794.57 | 117.6322 | 20.1147 | 28.7823 | 599644.3066 | 0 | 286812.257 | 0 | 0 | 0 | 509048.4328 | 544246.9486 | 1416018.9199 | 966462.0091 | 4322232.874 | 961560.8286 | 27554035.6139 | 27554035.6139 | 20626182.4834 | 10810590.2618 | 0 | 32837829.3166 | 91828637.6757 | 177.8279 | 0.17343 | 189348.6077 | 529499.8194 | 3860.1275 | 10794.57
1 | 6000 | 707 | 0.035 | 15 | 15 | 7 | 2.3714e-13 | 5spot_SharedNeighbor | CO2 | Porous | Wet | R245fa | MinimizeLCOE_Brownfield | IgnoreSilica | 5.8823 | 0.71273 | 0.077346 | 4 | 110358.3834 | 301029.5465 | 2249.8049 | 6136.8945 | 126.8067 | 20.5898 | 32.5869 | 798775.8916 | 0 | 375638.1751 | 0 | 0 | 0 | 642562.7896 | 708620.9739 | 1843686.416 | 1258353.8629 | 5627638.1092 | 961560.8286 | 27554035.6139 | 27554035.6139 | 20626182.4834 | 10810590.2618 | 0 | 34143234.5517 | 93134042.9109 | 237.1374 | 0.30939 | 110358.3834 | 301029.5465 | 2249.8049 | 6136.8945
1 | 6000 | 707 | 0.035 | 15 | 15 | 7 | 3.1623e-13 | 5spot_SharedNeighbor | CO2 | Porous | Wet | R245fa | MinimizeLCOE_Brownfield | IgnoreSilica | 7.7971 | 1.1095 | 0.12532 | 4 | 70930.9463 | 188614.5136 | 1446.0233 | 3845.162 | 133.8315 | 20.9213 | 33.9102 | 1021955.9477 | 0 | 470627.8905 | 0 | 0 | 0 | 780300.0463 | 886424.715 | 2306295.2776 | 1574093.9166 | 7039697.7938 | 961560.8286 | 27554035.6139 | 27554035.6139 | 20626182.4834 | 10810590.2618 | 0 | 35555294.2363 | 94546102.5955 | 316.2278 | 0.50127 | 70930.9463 | 188614.5136 | 1446.0233 | 3845.162
1 | 6000 | 707 | 0.035 | 15 | 15 | 7 | 4.217e-13 | 5spot_SharedNeighbor | CO2 | Porous | Wet | R245fa | MinimizeLCOE_Brownfield | IgnoreSilica | 10.2092 | 1.6312 | 0.19082 | 4 | 48715.1499 | 126002.0345 | 993.1242 | 2568.7219 | 139.456 | 21.1667 | 32.1169 | 1281601.5551 | 0 | 583881.441 | 0 | 0 | 0 | 932882.0751 | 1091362.3778 | 2839501.0377 | 1938017.8042 | 8667246.2908 | 961560.8286 | 27554035.6139 | 27554035.6139 | 20626182.4834 | 10810590.2618 | 0 | 37182842.7333 | 96173651.0925 | 421.6965 | 0.76327 | 48715.1499 | 126002.0345 | 993.1242 | 2568.7219
1 | 6000 | 707 | 0.035 | 15 | 15 | 7 | 5.6234e-13 | 5spot_SharedNeighbor | CO2 | Porous | Wet | R245fa | MinimizeLCOE_Brownfield | IgnoreSilica | 13.2734 | 2.3112 | 0.27878 | 4 | 35047.1425 | 87947.1111 | 714.4834 | 1792.9208 | 143.9728 | 21.3489 | 31.8612 | 1586255.5753 | 0 | 720308.526 | 0 | 0 | 0 | 1105114.0816 | 1330554.4913 | 3461829.8521 | 2362770.0076 | 10566832.5339 | 961560.8286 | 27554035.6139 | 27554035.6139 | 20626182.4834 | 10810590.2618 | 0 | 39082428.9764 | 98073237.3356 | 562.3413 | 1.1151 | 35047.1425 | 87947.1111 | 714.4834 | 1792.9208
1 | 6000 | 707 | 0.035 | 15 | 15 | 7 | 7.4989e-13 | 5spot_SharedNeighbor | CO2 | Porous | Wet | R245fa | MinimizeLCOE_Brownfield | IgnoreSilica | 17.1586 | 3.1884 | 0.39549 | 4 | 26106.1662 | 63396.1234 | 532.2095 | 1292.4157 | 147.5695 | 21.4804 | 34.5989 | 1943317.0383 | 0 | 884542.2554 | 0 | 0 | 0 | 1299353.7809 | 1609613.0991 | 4187883.1068 | 2858316.2728 | 12783025.5531 | 961560.8286 | 27554035.6139 | 27554035.6139 | 20626182.4834 | 10810590.2618 | 0 | 41298621.9957 | 100289430.3548 | 749.8942 | 1.5819 | 26106.1662 | 63396.1234 | 532.2095 | 1292.4157
1 | 6000 | 707 | 0.035 | 15 | 15 | 7 | 1e-12 | 5spot_SharedNeighbor | CO2 | Porous | Wet | R245fa | MinimizeLCOE_Brownfield | IgnoreSilica | 22.0749 | 4.3115 | 0.54881 | 4 | 19990.4612 | 46862.7752 | 407.5326 | 955.3611 | 150.4088 | 21.5682 | 38.0974 | 2361423.6549 | 0 | 1082058.6335 | 0 | 0 | 0 | 1518329.1291 | 1935106.4528 | 5034750.0453 | 3436320.3597 | 15367988.2752 | 961560.8286 | 27554035.6139 | 27554035.6139 | 20626182.4834 | 10810590.2618 | 0 | 43883584.7178 | 102874393.0769 | 1000 | 2.1952 | 19990.4612 | 46862.7752 | 407.5326 | 955.3611
1 | 6000 | 707 | 0.035 | 15 | 15 | 7 | 1.3335e-12 | 5spot_SharedNeighbor | CO2 | Porous | Wet | R245fa | MinimizeLCOE_Brownfield | IgnoreSilica | 28.2038 | 5.7257 | 0.74769 | 4 | 15665.0675 | 35389.5266 | 319.3536 | 721.4634 | 152.6028 | 21.6142 | 43.1791 | 2844469.7313 | 0 | 1316371.6778 | 0 | 0 | 0 | 1758793.5724 | 2308657.6428 | 6006653.6157 | 4099664.5171 | 18334610.7571 | 961560.8286 | 27554035.6139 | 27554035.6139 | 20626182.4834 | 10810590.2618 | 0 | 46850207.1997 | 105841015.5588 | 1333.5214 | 2.9907 | 15665.0675 | 35389.5266 | 319.3536 | 721.4634
1 | 6000 | 707 | 0.035 | 15 | 15 | 7 | 1.7783e-12 | 5spot_SharedNeighbor | CO2 | Porous | Wet | R245fa | MinimizeLCOE_Brownfield | IgnoreSilica | 35.8091 | 7.494 | 1.0027 | 4 | 12527.2998 | 27234.6135 | 255.386 | 555.2144 | 154.2716 | 21.6165 | 39.931 | 3400687.9176 | 0 | 1593409.352 | 0 | 0 | 0 | 2022186.5007 | 2736350.6705 | 7119423.1418 | 4859152.5838 | 21731210.1665 | 961560.8286 | 27554035.6139 | 27554035.6139 | 20626182.4834 | 10810590.2618 | 0 | 50246806.609 | 109237614.9682 | 1778.2794 | 4.011 | 12527.2998 | 27234.6135 | 255.386 | 555.2144
1 | 6000 | 707 | 0.035 | 15 | 15 | 7 | 2.3714e-12 | 5spot_SharedNeighbor | CO2 | Porous | Wet | R245fa | MinimizeLCOE_Brownfield | IgnoreSilica | 45.0392 | 9.657 | 1.3236 | 4 | 10207.4151 | 21349.4989 | 208.092 | 435.2384 | 155.4823 | 21.5685 | 38.0539 | 4027775.3648 | 0 | 1914277.0105 | 0 | 0 | 0 | 2299665.0078 | 3214269.7794 | 8362870.6286 | 5707831.0439 | 25526688.835 | 961560.8286 | 27554035.6139 | 27554035.6139 | 20626182.4834 | 10810590.2618 | 0 | 54042285.2775 | 113033093.6367 | 2371.3737 | 5.2944 | 10207.4151 | 21349.4989 | 208.092 | 435.2384
1 | 6000 | 707 | 0.035 | 15 | 15 | 7 | 3.1623e-12 | 5spot_SharedNeighbor | CO2 | Porous | Wet | R245fa | MinimizeLCOE_Brownfield | IgnoreSilica | 55.9601 | 12.2374 | 1.7171 | 4 | 8469.3467 | 17058.1065 | 172.6591 | 347.7526 | 156.2862 | 21.46 | 43.643 | 4717627.9795 | 0 | 2277377.5003 | 0 | 0 | 0 | 2579618.1773 | 3734103.2263 | 9715370.6249 | 6630940.0824 | 29655037.5906 | 961560.8286 | 27554035.6139 | 27554035.6139 | 20626182.4834 | 10810590.2618 | 0 | 58170634.0332 | 117161442.3923 | 3162.2777 | 6.8684 | 8469.3467 | 17058.1065 | 172.6591 | 347.7526
1 | 6000 | 707 | 0.035 | 15 | 15 | 7 | 4.217e-12 | 5spot_SharedNeighbor | CO2 | Porous | Wet | R245fa | MinimizeLCOE_Brownfield | IgnoreSilica | 68.3519 | 15.1924 | 2.1815 | 4 | 7157.427 | 13917.7198 | 145.9138 | 283.7315 | 156.7059 | 21.2812 | 39.5383 | 5445720.9394 | 0 | 2672592.9448 | 0 | 0 | 0 | 2839985.8466 | 4273736.8951 | 11119386.7369 | 7589209.9285 | 33940633.2914 | 961560.8286 | 27554035.6139 | 27554035.6139 | 20626182.4834 | 10810590.2618 | 0 | 62456229.734 | 121447038.0931 | 4216.965 | 8.7261 | 7157.427 | 13917.7198 | 145.9138 | 283.7315
1 | 6000 | 707 | 0.035 | 15 | 15 | 7 | 5.6234e-12 | 5spot_SharedNeighbor | CO2 | Porous | Wet | R245fa | MinimizeLCOE_Brownfield | IgnoreSilica | 81.6692 | 18.4009 | 2.7024 | 4 | 6165.1044 | 11622.4387 | 125.684 | 236.9391 | 156.7613 | 21.0291 | 48.3675 | 6173702.5898 | 0 | 3081620.6141 | 0 | 0 | 0 | 3054234.4069 | 4800727.4682 | 12490508.1077 | 8525028.4378 | 38125821.6245 | 961560.8286 | 27554035.6139 | 27554035.6139 | 20626182.4834 | 10810590.2618 | 0 | 66641418.067 | 125632226.4262 | 5623.4133 | 10.8095 | 6165.1044 | 11622.4387 | 125.684 | 236.9391
1 | 6000 | 707 | 0.035 | 15 | 15 | 7 | 7.4989e-12 | 5spot_SharedNeighbor | CO2 | Porous | Wet | R245fa | MinimizeLCOE_Brownfield | IgnoreSilica | 95.1628 | 21.686 | 3.253 | 4 | 5415.7869 | 9949.4153 | 110.4081 | 202.8323 | 156.4968 | 20.7131 | 57.8101 | 6860367.5436 | 0 | 3482620.2717 | 0 | 0 | 0 | 3202467.1892 | 5282727.4518 | 13744573.1932 | 9380953.6271 | 41953709.2766 | 961560.8286 | 27554035.6139 | 27554035.6139 | 20626182.4834 | 10810590.2618 | 0 | 70469305.7192 | 129460114.0783 | 7498.9421 | 13.0118 | 5415.7869 | 9949.4153 | 110.4081 | 202.8323
1 | 6000 | 707 | 0.035 | 15 | 15 | 7 | 1e-11 | 5spot_SharedNeighbor | CO2 | Porous | Wet | R245fa | MinimizeLCOE_Brownfield | IgnoreSilica | 108.0151 | 24.8481 | 3.7995 | 4 | 4851.8539 | 8733.3773 | 98.9116 | 178.0417 | 155.9925 | 20.3568 | 56.2515 | 7470329.0677 | 0 | 3854071.9468 | 0 | 0 | 0 | 3276324.4284 | 5694282.9228 | 14815356.107 | 10111784.9681 | 45222149.4408 | 961560.8286 | 27554035.6139 | 27554035.6139 | 20626182.4834 | 10810590.2618 | 0 | 73737745.8833 | 132728554.2425 | 10000 | 15.1978 | 4851.8539 | 8733.3773 | 98.9116 | 178.0417
1 | 6000 | 707 | 0.035 | 15 | 15 | 7 | 1.3335e-11 | 5spot_SharedNeighbor | CO2 | Porous | Wet | R245fa | MinimizeLCOE_Brownfield | IgnoreSilica | 119.5498 | 27.7162 | 4.3099 | 4 | 4428.7503 | 7850.5928 | 90.2861 | 160.045 | 155.3509 | 19.991 | 48.114 | 7982692.2143 | 0 | 4179953.0843 | 0 | 0 | 0 | 3281290.4632 | 6023134.9471 | 15670961.6175 | 10695753.31 | 47833785.6363 | 961560.8286 | 27554035.6139 | 27554035.6139 | 20626182.4834 | 10810590.2618 | 0 | 76349382.0788 | 135340190.438 | 13335.2143 | 17.2395 | 4428.7503 | 7850.5928 | 90.2861 | 160.045
1 | 6000 | 707 | 0.035 | 15 | 15 | 7 | 1.7783e-11 | 5spot_SharedNeighbor | CO2 | Porous | Wet | R245fa | MinimizeLCOE_Brownfield | IgnoreSilica | 129.4501 | 30.201 | 4.7629 | 4 | 4112.2244 | 7208.616 | 83.8333 | 146.9574 | 154.6674 | 19.6435 | 55.4872 | 8396649.4947 | 0 | 4454657.534 | 0 | 0 | 0 | 3236596.9279 | 6274282.5431 | 16324396.1448 | 11141735.8016 | 49828318.4462 | 961560.8286 | 27554035.6139 | 27554035.6139 | 20626182.4834 | 10810590.2618 | 0 | 78343914.8887 | 137334723.2479 | 17782.7941 | 19.0515 | 4112.2244 | 7208.616 | 83.8333 | 146.9574
1 | 6000 | 707 | 0.035 | 15 | 15 | 7 | 2.3714e-11 | 5spot_SharedNeighbor | CO2 | Porous | Wet | R245fa | MinimizeLCOE_Brownfield | IgnoreSilica | 137.613 | 32.2677 | 5.1478 | 4 | 3875.6451 | 6740.4916 | 79.0103 | 137.414 | 154.0135 | 19.3332 | 53.4031 | 8720055.1937 | 0 | 4677995.7013 | 0 | 0 | 0 | 3161403.7445 | 6458187.3094 | 16802878.6227 | 11468309.9246 | 51288830.4961 | 961560.8286 | 27554035.6139 | 27554035.6139 | 20626182.4834 | 10810590.2618 | 0 | 79804426.9387 | 138795235.2978 | 23713.7371 | 20.5913 | 3875.6451 | 6740.4916 | 79.0103 | 137.414
1 | 6000 | 707 | 0.035 | 15 | 15 | 7 | 3.1623e-11 | 5spot_SharedNeighbor | CO2 | Porous | Wet | R245fa | MinimizeLCOE_Brownfield | IgnoreSilica | 144.1512 | 33.936 | 5.4642 | 4 | 3698.865 | 6397.8204 | 75.4064 | 130.4282 | 153.4312 | 19.0691 | 55.0418 | 8967361.6857 | 0 | 4854975.5768 | 0 | 0 | 0 | 3073321.8623 | 6589307.0586 | 17144025.3138 | 11701149.5512 | 52330141.0483 | 961560.8286 | 27554035.6139 | 27554035.6139 | 20626182.4834 | 10810590.2618 | 0 | 80845737.4909 | 139836545.85 | 31622.7766 | 21.8569 | 3698.865 | 6397.8204 | 75.4064 | 130.4282
1 | 6000 | 707 | 0.035 | 15 | 15 | 7 | 4.217e-11 | 5spot_SharedNeighbor | CO2 | Porous | Wet | R245fa | MinimizeLCOE_Brownfield | IgnoreSilica | 149.2861 | 35.2546 | 5.718 | 4 | 3566.7266 | 6145.8966 | 72.7125 | 125.2924 | 152.9373 | 18.8518 | 56.9115 | 9154193.9935 | 0 | 4992842.8422 | 0 | 0 | 0 | 2985114.9928 | 6681539.2131 | 17383994.4603 | 11864933.4245 | 53062618.9264 | 961560.8286 | 27554035.6139 | 27554035.6139 | 20626182.4834 | 10810590.2618 | 0 | 81578215.3689 | 140569023.7281 | 42169.6503 | 22.872 | 3566.7266 | 6145.8966 | 72.7125 | 125.2924
1 | 6000 | 707 | 0.035 | 15 | 15 | 7 | 5.6234e-11 | 5spot_SharedNeighbor | CO2 | Porous | Wet | R245fa | MinimizeLCOE_Brownfield | IgnoreSilica | 153.2692 | 36.2826 | 5.918 | 4 | 3467.9006 | 5959.8999 | 70.6978 | 121.5006 | 152.5317 | 18.6774 | 54.0087 | 9294590.6162 | 0 | 5099133.0656 | 0 | 0 | 0 | 2904448.3059 | 6746287.0752 | 17552455.116 | 11979911.2835 | 53576825.4624 | 961560.8286 | 27554035.6139 | 27554035.6139 | 20626182.4834 | 10810590.2618 | 0 | 82092421.905 | 141083230.2641 | 56234.1325 | 23.6721 | 3467.9006 | 5959.8999 | 70.6978 | 121.5006
1 | 6000 | 707 | 0.035 | 15 | 15 | 7 | 7.4989e-11 | 5spot_SharedNeighbor | CO2 | Porous | Wet | R245fa | MinimizeLCOE_Brownfield | IgnoreSilica | 156.3218 | 37.0739 | 6.0735 | 4 | 3393.9446 | 5822.1682 | 69.1902 | 118.6928 | 152.2075 | 18.5401 | 66.4466 | 9399478.6729 | 0 | 5180217.3196 | 0 | 0 | 0 | 2834524.6013 | 6791546.0316 | 17670209.6365 | 12060281.1634 | 53936257.4252 | 961560.8286 | 27554035.6139 | 27554035.6139 | 20626182.4834 | 10810590.2618 | 0 | 82451853.8677 | 141442662.2268 | 74989.4209 | 24.2938 | 3393.9446 | 5822.1682 | 69.1902 | 118.6928
1 | 6000 | 707 | 0.035 | 15 | 15 | 7 | 1e-10 | 5spot_SharedNeighbor | CO2 | Porous | Wet | R245fa | MinimizeLCOE_Brownfield | IgnoreSilica | 158.6601 | 37.6817 | 6.1934 | 4 | 3338.5709 | 5719.7771 | 68.0613 | 116.6054 | 151.9512 | 18.4329 | 75.2454 | 9478220.9519 | 0 | 5242114.1357 | 0 | 0 | 0 | 2776612.8806 | 6823809.7076 | 17754153.1033 | 12117574.3043 | 54192485.0833 | 961560.8286 | 27554035.6139 | 27554035.6139 | 20626182.4834 | 10810590.2618 | 0 | 82708081.5259 | 141698889.885 | 100000 | 24.7735 | 3338.5709 | 5719.7771 | 68.0613 | 116.6054
1 | 6000 | 707 | 0.035 | 15 | 15 | 7 | 1.3335e-10 | 5spot_SharedNeighbor | CO2 | Porous | Wet | R245fa | MinimizeLCOE_Brownfield | IgnoreSilica | 160.4239 | 38.1417 | 6.2849 | 4 | 3297.0932 | 5643.6311 | 67.2157 | 115.0531 | 151.7533 | 18.3508 | 75.347 | 9536688.0804 | 0 | 5288683.8421 | 0 | 0 | 0 | 2729440.978 | 6846377.0312 | 17812868.6501 | 12157648.8716 | 54371707.4534 | 961560.8286 | 27554035.6139 | 27554035.6139 | 20626182.4834 | 10810590.2618 | 0 | 82887303.8959 | 141878112.2551 | 133352.1432 | 25.1395 | 3297.0932 | 5643.6311 | 67.2157 | 115.0531
1 | 6000 | 707 | 0.035 | 15 | 15 | 7 | 1.7783e-10 | 5spot_SharedNeighbor | CO2 | Porous | Wet | R245fa | MinimizeLCOE_Brownfield | IgnoreSilica | 161.7734 | 38.4938 | 6.3548 | 4 | 3266.0146 | 5586.7318 | 66.5821 | 113.8931 | 151.5992 | 18.2873 | 61.6209 | 9580881.669 | 0 | 5324245.2634 | 0 | 0 | 0 | 2692375.7078 | 6863026.0297 | 17856185.929 | 12187213.8045 | 54503928.4034 | 961560.8286 | 27554035.6139 | 27554035.6139 | 20626182.4834 | 10810590.2618 | 0 | 83019524.8459 | 142010333.2051 | 177827.941 | 25.4192 | 3266.0146 | 5586.7318 | 66.5821 | 113.8931
1 | 6000 | 707 | 0.035 | 15 | 15 | 7 | 2.3714e-10 | 5spot_SharedNeighbor | CO2 | Porous | Wet | R245fa | MinimizeLCOE_Brownfield | IgnoreSilica | 162.7628 | 38.7533 | 6.4072 | 4 | 3242.7224 | 5544.4478 | 66.1073 | 113.0311 | 151.4846 | 18.2403 | 56.1655 | 9612977.4221 | 0 | 5350280.3991 | 0 | 0 | 0 | 2662673.9712 | 6874113.399 | 17885032.9897 | 12206902.5161 | 54591980.6972 | 961560.8286 | 27554035.6139 | 27554035.6139 | 20626182.4834 | 10810590.2618 | 0 | 83107577.1398 | 142098385.4989 | 237137.3706 | 25.629 | 3242.7224 | 5544.4478 | 66.1073 | 113.0311
1 | 6000 | 707 | 0.035 | 15 | 15 | 7 | 3.1623e-10 | 5spot_SharedNeighbor | CO2 | Porous | Wet | R245fa | MinimizeLCOE_Brownfield | IgnoreSilica | 163.525 | 38.9529 | 6.4472 | 4 | 3225.2631 | 5512.7189 | 65.7514 | 112.3842 | 151.3956 | 18.2039 | 58.2637 | 9637530.9222 | 0 | 5370314.3743 | 0 | 0 | 0 | 2640101.1729 | 6882699.1231 | 17907371.2825 | 12222148.86 | 54660165.7349 | 961560.8286 | 27554035.6139 | 27554035.6139 | 20626182.4834 | 10810590.2618 | 0 | 83175762.1774 | 142166570.5366 | 316227.766 | 25.7888 | 3225.2631 | 5512.7189 | 65.7514 | 112.3842
1 | 6000 | 707 | 0.035 | 15 | 15 | 7 | 4.217e-10 | 5spot_SharedNeighbor | CO2 | Porous | Wet | R245fa | MinimizeLCOE_Brownfield | IgnoreSilica | 164.1124 | 39.1063 | 6.4776 | 4 | 3212.1744 | 5488.886 | 65.4845 | 111.8984 | 151.3265 | 18.1757 | 55.618 | 9656350.5604 | 0 | 5385739.449 | 0 | 0 | 0 | 2623092.9701 | 6889421.362 | 17924861.1693 | 12234086.0671 | 54713551.5779 | 961560.8286 | 27554035.6139 | 27554035.6139 | 20626182.4834 | 10810590.2618 | 0 | 83229148.0204 | 142219956.3795 | 421696.5034 | 25.9105 | 3212.1744 | 5488.886 | 65.4845 | 111.8984
1 | 6000 | 707 | 0.035 | 15 | 15 | 7 | 5.6234e-10 | 5spot_SharedNeighbor | CO2 | Porous | Wet | R245fa | MinimizeLCOE_Brownfield | IgnoreSilica | 164.5339 | 39.2172 | 6.5002 | 4 | 3202.3614 | 5471.1842 | 65.2845 | 111.5375 | 151.2765 | 18.1554 | 55.6765 | 9669798.6912 | 0 | 5396803.9963 | 0 | 0 | 0 | 2609637.6704 | 6893733.7396 | 17936081.0912 | 12241743.8943 | 54747799.083 | 961560.8286 | 27554035.6139 | 27554035.6139 | 20626182.4834 | 10810590.2618 | 0 | 83263395.5255 | 142254203.8847 | 562341.3252 | 26.0006 | 3202.3614 | 5471.1842 | 65.2845 | 111.5375
1 | 6000 | 707 | 0.035 | 15 | 15 | 7 | 7.4989e-10 | 5spot_SharedNeighbor | CO2 | Porous | Wet | R245fa | MinimizeLCOE_Brownfield | IgnoreSilica | 164.848 | 39.2999 | 6.5171 | 4 | 3195.0039 | 5457.9447 | 65.1345 | 111.2676 | 151.2392 | 18.1403 | 61.3103 | 9679788.8142 | 0 | 5405045.1859 | 0 | 0 | 0 | 2599356.6027 | 6896834.3351 | 17944148.2046 | 12247249.865 | 54772423.0074 | 961560.8286 | 27554035.6139 | 27554035.6139 | 20626182.4834 | 10810590.2618 | 0 | 83288019.45 | 142278827.8091 | 749894.2093 | 26.0682 | 3195.0039 | 5457.9447 | 65.1345 | 111.2676
1 | 6000 | 707 | 0.035 | 15 | 15 | 7 | 1e-09 | 5spot_SharedNeighbor | CO2 | Porous | Wet | R245fa | MinimizeLCOE_Brownfield | IgnoreSilica | 165.1038 | 39.3666 | 6.5301 | 4 | 3189.4871 | 5447.8904 | 65.022 | 111.0626 | 151.2087 | 18.1279 | 64.2743 | 9687908.4515 | 0 | 5411753.3672 | 0 | 0 | 0 | 2592033.3785 | 6899761.1269 | 17951763.1166 | 12252447.1989 | 54795666.6395 | 961560.8286 | 27554035.6139 | 27554035.6139 | 20626182.4834 | 10810590.2618 | 0 | 83311263.0821 | 142302071.4412 | 1000000 | 26.1206 | 3189.4871 | 5447.8904 | 65.022 | 111.0626
1 | 6000 | 707 | 0.035 | 15 | 15 | 7 | 1.3335e-09 | 5spot_SharedNeighbor | CO2 | Porous | Wet | R245fa | MinimizeLCOE_Brownfield | IgnoreSilica | 165.287 | 39.4147 | 6.5398 | 4 | 3185.3505 | 5440.4167 | 64.9377 | 110.9103 | 151.1868 | 18.119 | 62.3749 | 9693711.4893 | 0 | 5416556.5355 | 0 | 0 | 0 | 2586294.5037 | 6901659.3861 | 17956701.9976 | 12255818.0867 | 54810741.9988 | 961560.8286 | 27554035.6139 | 27554035.6139 | 20626182.4834 | 10810590.2618 | 0 | 83326338.4413 | 142317146.8005 | 1333521.4322 | 26.1592 | 3185.3505 | 5440.4167 | 64.9377 | 110.9103
1 | 6000 | 707 | 0.035 | 15 | 15 | 7 | 1.7783e-09 | 5spot_SharedNeighbor | CO2 | Porous | Wet | R245fa | MinimizeLCOE_Brownfield | IgnoreSilica | 165.4157 | 39.4488 | 6.5469 | 4 | 3182.2487 | 5434.8747 | 64.8744 | 110.7973 | 151.1714 | 18.1128 | 57.7236 | 9697782.2293 | 0 | 5419931.1217 | 0 | 0 | 0 | 2581765.0501 | 6902796.5764 | 17959660.7335 | 12257837.4848 | 54819773.1958 | 961560.8286 | 27554035.6139 | 27554035.6139 | 20626182.4834 | 10810590.2618 | 0 | 83335369.6383 | 142326177.9975 | 1778279.41 | 26.1876 | 3182.2487 | 5434.8747 | 64.8744 | 110.7973
1 | 6000 | 707 | 0.035 | 15 | 15 | 7 | 2.3714e-09 | 5spot_SharedNeighbor | CO2 | Porous | Wet | R245fa | MinimizeLCOE_Brownfield | IgnoreSilica | 165.513 | 39.4745 | 6.5522 | 4 | 3179.9228 | 5430.7161 | 64.827 | 110.7125 | 151.1597 | 18.108 | 56.7428 | 9700854.4403 | 0 | 5422479.8797 | 0 | 0 | 0 | 2578370.1934 | 6903664.7602 | 17961919.5697 | 12259379.1869 | 54826668.0302 | 961560.8286 | 27554035.6139 | 27554035.6139 | 20626182.4834 | 10810590.2618 | 0 | 83342264.4727 | 142333072.8319 | 2371373.7057 | 26.2089 | 3179.9228 | 5430.7161 | 64.827 | 110.7125
1 | 6000 | 707 | 0.035 | 15 | 15 | 7 | 3.1623e-09 | 5spot_SharedNeighbor | CO2 | Porous | Wet | R245fa | MinimizeLCOE_Brownfield | IgnoreSilica | 165.601 | 39.4972 | 6.5565 | 4 | 3178.1786 | 5427.4968 | 64.7915 | 110.6469 | 151.1492 | 18.1038 | 55.133 | 9703635.2179 | 0 | 5424785.6408 | 0 | 0 | 0 | 2576162.6029 | 6904787.55 | 17964840.8384 | 12261373.0128 | 54835584.8628 | 961560.8286 | 27554035.6139 | 27554035.6139 | 20626182.4834 | 10810590.2618 | 0 | 83351181.3053 | 142341989.6645 | 3162277.6602 | 26.2261 | 3178.1786 | 5427.4968 | 64.7915 | 110.6469
1 | 6000 | 707 | 0.035 | 15 | 15 | 7 | 4.217e-09 | 5spot_SharedNeighbor | CO2 | Porous | Wet | R245fa | MinimizeLCOE_Brownfield | IgnoreSilica | 165.6593 | 39.5125 | 6.5596 | 4 | 3176.8708 | 5425.1351 | 64.7648 | 110.5987 | 151.1422 | 18.1009 | 53.5857 | 9705476.7913 | 0 | 5426314.5894 | 0 | 0 | 0 | 2574326.6487 | 6905386.0314 | 17966397.9643 | 12262435.7832 | 54840337.8083 | 961560.8286 | 27554035.6139 | 27554035.6139 | 20626182.4834 | 10810590.2618 | 0 | 83355934.2508 | 142346742.61 | 4216965.0343 | 26.2384 | 3176.8708 | 5425.1351 | 64.7648 | 110.5987
1 | 6000 | 707 | 0.035 | 15 | 15 | 7 | 5.6234e-09 | 5spot_SharedNeighbor | CO2 | Porous | Wet | R245fa | MinimizeLCOE_Brownfield | IgnoreSilica | 165.6982 | 39.5229 | 6.5618 | 4 | 3175.89 | 5423.3972 | 64.7448 | 110.5633 | 151.1375 | 18.099 | 56.4256 | 9706703.0002 | 0 | 5427333.8286 | 0 | 0 | 0 | 2572835.6349 | 6905680.2609 | 17967163.4889 | 12262958.2695 | 54842674.483 | 961560.8286 | 27554035.6139 | 27554035.6139 | 20626182.4834 | 10810590.2618 | 0 | 83358270.9256 | 142349079.2847 | 5623413.2519 | 26.2472 | 3175.89 | 5423.3972 | 64.7448 | 110.5633
1 | 6000 | 707 | 0.035 | 15 | 15 | 7 | 7.4989e-09 | 5spot_SharedNeighbor | CO2 | Porous | Wet | R245fa | MinimizeLCOE_Brownfield | IgnoreSilica | 165.7371 | 39.5329 | 6.5637 | 4 | 3175.1545 | 5422.0285 | 64.7298 | 110.5354 | 151.1328 | 18.0972 | 56.4065 | 9707931.0754 | 0 | 5428353.02 | 0 | 0 | 0 | 2571939.485 | 6906207.1964 | 17968534.4671 | 12263893.9902 | 54846859.2341 | 961560.8286 | 27554035.6139 | 27554035.6139 | 20626182.4834 | 10810590.2618 | 0 | 83362455.6767 | 142353264.0358 | 7498942.0933 | 26.2546 | 3175.1545 | 5422.0285 | 64.7298 | 110.5354
1 | 6000 | 707 | 0.035 | 15 | 15 | 7 | 1e-08 | 5spot_SharedNeighbor | CO2 | Porous | Wet | R245fa | MinimizeLCOE_Brownfield | IgnoreSilica | 165.7519 | 39.5371 | 6.5648 | 4 | 3174.603 | 5421.0992 | 64.7186 | 110.5164 | 151.131 | 18.0964 | 51.3717 | 9708396.2979 | 0 | 5428741.2708 | 0 | 0 | 0 | 2570937.1216 | 6906149.1292 | 17968383.3881 | 12263790.8758 | 54846398.0833 | 961560.8286 | 27554035.6139 | 27554035.6139 | 20626182.4834 | 10810590.2618 | 0 | 83361994.5258 | 142352802.885 | 10000000 | 26.259 | 3174.603 | 5421.0992 | 64.7186 | 110.5164
1 | 6100 | 707 | 0.035 | 15 | 15 | 7 | 1e-13 | 5spot_SharedNeighbor | CO2 | Porous | Wet | R245fa | MinimizeLCOE_Brownfield | IgnoreSilica | 1.6 | 0.020328 | 0.0053681 | 4 | 1432350.589 | 4239541.1898 | 29200.4042 | 86428.7816 | 82.3543 | 18.0505 | 12.4162 | 221933.2446 | 0 | 83614.048 | 0 | 0 | 0 | 216035.5994 | 203417.3279 | 529250.1605 | 361224.1095 | 1615474.4898 | 961560.8286 | 28179198.4787 | 28179198.4787 | 21064687.5574 | 11033682.2466 | 0 | 30756233.7971 | 91033802.0798 | 100 | 0.021473 | 1432350.589 | 4239541.1898 | 29200.4042 | 86428.7816
1 | 6100 | 707 | 0.035 | 15 | 15 | 7 | 1.3335e-13 | 5spot_SharedNeighbor | CO2 | Porous | Wet | R245fa | MinimizeLCOE_Brownfield | IgnoreSilica | 3.2003 | 0.214 | 0.022059 | 4 | 368109.4892 | 1051264.2503 | 7504.4098 | 21431.4437 | 108.7698 | 19.9206 | 33.01 | 456076.1131 | 0 | 206958.9468 | 0 | 0 | 0 | 415036.9614 | 420448.0883 | 1093919.6799 | 746622.6594 | 3339062.4488 | 961560.8286 | 28179198.4787 | 28179198.4787 | 21064687.5574 | 11033682.2466 | 0 | 32479821.7561 | 92757390.0388 | 133.3521 | 0.088234 | 368109.4892 | 1051264.2503 | 7504.4098 | 21431.4437
1 | 6100 | 707 | 0.035 | 15 | 15 | 7 | 1.7783e-13 | 5spot_SharedNeighbor | CO2 | Porous | Wet | R245fa | MinimizeLCOE_Brownfield | IgnoreSilica | 4.4138 | 0.428 | 0.045878 | 4 | 183199.2901 | 511662.9289 | 3734.7653 | 10430.9409 | 119.7707 | 20.5532 | 27.8241 | 622060.9795 | 0 | 296022.2019 | 0 | 0 | 0 | 527976.975 | 563963.461 | 1467317.2406 | 1001474.1671 | 4478815.025 | 961560.8286 | 28179198.4787 | 28179198.4787 | 21064687.5574 | 11033682.2466 | 0 | 33619574.3323 | 93897142.615 | 177.8279 | 0.18351 | 183199.2901 | 511662.9289 | 3734.7653 | 10430.9409
1 | 6100 | 707 | 0.035 | 15 | 15 | 7 | 2.3714e-13 | 5spot_SharedNeighbor | CO2 | Porous | Wet | R245fa | MinimizeLCOE_Brownfield | IgnoreSilica | 6.0332 | 0.74227 | 0.08184 | 4 | 106784.7422 | 290916.4417 | 2176.9514 | 5930.7252 | 129.1251 | 21.0338 | 34.7469 | 828363.5651 | 0 | 383330.4327 | 0 | 0 | 0 | 666233.8042 | 732391.8428 | 1905533.3407 | 1300565.6598 | 5816418.6453 | 961560.8286 | 28179198.4787 | 28179198.4787 | 21064687.5574 | 11033682.2466 | 0 | 34957177.9526 | 95234746.2353 | 237.1374 | 0.32736 | 106784.7422 | 290916.4417 | 2176.9514 | 5930.7252
1 | 6100 | 707 | 0.035 | 15 | 15 | 7 | 3.1623e-13 | 5spot_SharedNeighbor | CO2 | Porous | Wet | R245fa | MinimizeLCOE_Brownfield | IgnoreSilica | 7.9823 | 1.1524 | 0.13236 | 4 | 68758.7797 | 182612.1723 | 1401.7407 | 3722.7961 | 136.2503 | 21.3674 | 39.7846 | 1058037.6408 | 0 | 479550.6802 | 0 | 0 | 0 | 807167.0707 | 914454.6028 | 2379223.296 | 1623868.7877 | 7262302.0783 | 961560.8286 | 28179198.4787 | 28179198.4787 | 21064687.5574 | 11033682.2466 | 0 | 36403061.3856 | 96680629.6683 | 316.2278 | 0.52943 | 68758.7797 | 182612.1723 | 1401.7407 | 3722.7961
1 | 6100 | 707 | 0.035 | 15 | 15 | 7 | 4.217e-13 | 5spot_SharedNeighbor | CO2 | Porous | Wet | R245fa | MinimizeLCOE_Brownfield | IgnoreSilica | 10.4501 | 1.6935 | 0.20131 | 4 | 47291.5599 | 122148.9362 | 964.1024 | 2490.1713 | 141.992 | 21.6158 | 37.1481 | 1326640.9161 | 0 | 594880.5327 | 0 | 0 | 0 | 964882.9924 | 1125697.7321 | 2928834.5865 | 1998989.7868 | 8939926.5467 | 961560.8286 | 28179198.4787 | 28179198.4787 | 21064687.5574 | 11033682.2466 | 0 | 38080685.854 | 98358254.1367 | 421.6965 | 0.80523 | 47291.5599 | 122148.9362 | 964.1024 | 2490.1713
1 | 6100 | 707 | 0.035 | 15 | 15 | 7 | 5.6234e-13 | 5spot_SharedNeighbor | CO2 | Porous | Wet | R245fa | MinimizeLCOE_Brownfield | IgnoreSilica | 13.5977 | 2.4014 | 0.29393 | 4 | 34062.3606 | 85330.3256 | 694.4073 | 1739.5741 | 146.6173 | 21.8006 | 36.7737 | 1643021.086 | 0 | 734353.9809 | 0 | 0 | 0 | 1144315.3774 | 1373459.2733 | 3573459.2938 | 2438959.3953 | 10907568.4067 | 961560.8286 | 28179198.4787 | 28179198.4787 | 21064687.5574 | 11033682.2466 | 0 | 40048327.714 | 100325895.9967 | 562.3413 | 1.1757 | 34062.3606 | 85330.3256 | 694.4073 | 1739.5741
1 | 6100 | 707 | 0.035 | 15 | 15 | 7 | 7.4989e-13 | 5spot_SharedNeighbor | CO2 | Porous | Wet | R245fa | MinimizeLCOE_Brownfield | IgnoreSilica | 17.5756 | 3.312 | 0.41671 | 4 | 25397.4027 | 61559.927 | 517.7604 | 1254.9824 | 150.285 | 21.9329 | 34.9539 | 2012571.8492 | 0 | 901694.9969 | 0 | 0 | 0 | 1345296.123 | 1661229.558 | 4322178.5448 | 2949975.6687 | 13192946.7406 | 961560.8286 | 28179198.4787 | 28179198.4787 | 21064687.5574 | 11033682.2466 | 0 | 42333706.0479 | 102611274.3306 | 749.8942 | 1.6669 | 25397.4027 | 61559.927 | 517.7604 | 1254.9824
1 | 6100 | 707 | 0.035 | 15 | 15 | 7 | 1e-12 | 5spot_SharedNeighbor | CO2 | Porous | Wet | R245fa | MinimizeLCOE_Brownfield | IgnoreSilica | 22.587 | 4.4737 | 0.57778 | 4 | 19464.5267 | 45546.1514 | 396.8107 | 928.5199 | 153.17 | 22.0203 | 37.5756 | 2443490.4571 | 0 | 1102095.3353 | 0 | 0 | 0 | 1569898.2074 | 1995038.7599 | 5190681.6147 | 3542746.8598 | 15843951.2343 | 961560.8286 | 28179198.4787 | 28179198.4787 | 21064687.5574 | 11033682.2466 | 0 | 44984710.5416 | 105262278.8243 | 1000 | 2.3111 | 19464.5267 | 45546.1514 | 396.8107 | 928.5199
1 | 6100 | 707 | 0.035 | 15 | 15 | 7 | 1.3335e-12 | 5spot_SharedNeighbor | CO2 | Porous | Wet | R245fa | MinimizeLCOE_Brownfield | IgnoreSilica | 28.8519 | 5.9397 | 0.78674 | 4 | 15265.0943 | 34419.3626 | 311.1996 | 701.6853 | 155.4073 | 22.0649 | 27.7276 | 2942790.9808 | 0 | 1340515.7134 | 0 | 0 | 0 | 1818151.7943 | 2379568.8105 | 6191149.9282 | 4225587.0414 | 18897764.2686 | 961560.8286 | 28179198.4787 | 28179198.4787 | 21064687.5574 | 11033682.2466 | 0 | 48038523.5759 | 108316091.8586 | 1333.5214 | 3.147 | 15265.0943 | 34419.3626 | 311.1996 | 701.6853
1 | 6100 | 707 | 0.035 | 15 | 15 | 7 | 1.7783e-12 | 5spot_SharedNeighbor | CO2 | Porous | Wet | R245fa | MinimizeLCOE_Brownfield | IgnoreSilica | 36.6009 | 7.7678 | 1.0543 | 4 | 12216.8454 | 26510.1217 | 249.0569 | 540.4447 | 157.1041 | 22.0641 | 35.7907 | 3515935.1979 | 0 | 1621534.5591 | 0 | 0 | 0 | 2088315.6386 | 2818056.3043 | 7332004.4409 | 5004243.6886 | 22380089.8294 | 961560.8286 | 28179198.4787 | 28179198.4787 | 21064687.5574 | 11033682.2466 | 0 | 51520849.1367 | 111798417.4195 | 1778.2794 | 4.2172 | 12216.8454 | 26510.1217 | 249.0569 | 540.4447
1 | 6100 | 707 | 0.035 | 15 | 15 | 7 | 2.3714e-12 | 5spot_SharedNeighbor | CO2 | Porous | Wet | R245fa | MinimizeLCOE_Brownfield | IgnoreSilica | 46.0092 | 10.0046 | 1.3906 | 4 | 9962.2085 | 20798.5959 | 203.0931 | 424.0075 | 158.3359 | 22.011 | 39.1956 | 4162416.8933 | 0 | 1947187.8083 | 0 | 0 | 0 | 2373451.3749 | 3308391.8698 | 8607757.0008 | 5874971.0248 | 26274175.9718 | 961560.8286 | 28179198.4787 | 28179198.4787 | 21064687.5574 | 11033682.2466 | 0 | 55414935.2791 | 115692503.5618 | 2371.3737 | 5.5625 | 9962.2085 | 20798.5959 | 203.0931 | 424.0075
1 | 6100 | 707 | 0.035 | 15 | 15 | 7 | 3.1623e-12 | 5spot_SharedNeighbor | CO2 | Porous | Wet | R245fa | MinimizeLCOE_Brownfield | IgnoreSilica | 57.0996 | 12.664 | 1.802 | 4 | 8272.7329 | 16635.1401 | 168.6508 | 339.1298 | 159.1496 | 21.895 | 46.5575 | 4871000.6642 | 0 | 2314403.1424 | 0 | 0 | 0 | 2658937.5208 | 3839293.1177 | 9989053.1449 | 6817734.0259 | 30490421.6157 | 961560.8286 | 28179198.4787 | 28179198.4787 | 21064687.5574 | 11033682.2466 | 0 | 59631180.923 | 119908749.2058 | 3162.2777 | 7.2082 | 8272.7329 | 16635.1401 | 168.6508 | 339.1298
1 | 6100 | 707 | 0.035 | 15 | 15 | 7 | 4.217e-12 | 5spot_SharedNeighbor | CO2 | Porous | Wet | R245fa | MinimizeLCOE_Brownfield | IgnoreSilica | 69.6749 | 15.7072 | 2.2867 | 4 | 6997.6346 | 13587.7117 | 142.6562 | 277.0039 | 159.5706 | 21.7056 | 43.7369 | 5618302.5568 | 0 | 2713897.4154 | 0 | 0 | 0 | 2924424.7413 | 4390083.6383 | 11422097.0968 | 7795815.9692 | 34864621.4177 | 961560.8286 | 28179198.4787 | 28179198.4787 | 21064687.5574 | 11033682.2466 | 0 | 64005380.725 | 124282949.0077 | 4216.965 | 9.1467 | 6997.6346 | 13587.7117 | 142.6562 | 277.0039
1 | 6100 | 707 | 0.035 | 15 | 15 | 7 | 5.6234e-12 | 5spot_SharedNeighbor | CO2 | Porous | Wet | R245fa | MinimizeLCOE_Brownfield | IgnoreSilica | 83.1313 | 18.998 | 2.8281 | 4 | 6033.5008 | 11361.8898 | 123.0011 | 231.6275 | 159.6185 | 21.4409 | 55.7282 | 6362194.9502 | 0 | 3125677.3631 | 0 | 0 | 0 | 3140543.8044 | 4925082.2859 | 12814053.8347 | 8745855.0447 | 39113407.2831 | 961560.8286 | 28179198.4787 | 28179198.4787 | 21064687.5574 | 11033682.2466 | 0 | 68254166.5904 | 128531734.8732 | 5623.4133 | 11.3125 | 6033.5008 | 11361.8898 | 123.0011 | 231.6275
1 | 6100 | 707 | 0.035 | 15 | 15 | 7 | 7.4989e-12 | 5spot_SharedNeighbor | CO2 | Porous | Wet | R245fa | MinimizeLCOE_Brownfield | IgnoreSilica | 96.6929 | 22.3503 | 3.3979 | 4 | 5305.8092 | 9740.7514 | 108.1661 | 198.5784 | 159.3425 | 21.1119 | 44.9474 | 7060108.4086 | 0 | 3527345.551 | 0 | 0 | 0 | 3287162.9188 | 5411100.5826 | 14078573.7466 | 9608915.8678 | 42973207.0755 | 961560.8286 | 28179198.4787 | 28179198.4787 | 21064687.5574 | 11033682.2466 | 0 | 72113966.3828 | 132391534.6655 | 7498.9421 | 13.5915 | 5305.8092 | 9740.7514 | 108.1661 | 198.5784
1 | 6100 | 707 | 0.035 | 15 | 15 | 7 | 1e-11 | 5spot_SharedNeighbor | CO2 | Porous | Wet | R245fa | MinimizeLCOE_Brownfield | IgnoreSilica | 109.5692 | 25.5672 | 3.9613 | 4 | 4758.4106 | 8562.6013 | 97.0066 | 174.5602 | 158.8265 | 20.7431 | 52.3445 | 7678169.9507 | 0 | 3898371.9133 | 0 | 0 | 0 | 3358129.4463 | 5824521.811 | 15154210.9785 | 10343060.3807 | 46256464.4805 | 961560.8286 | 28179198.4787 | 28179198.4787 | 21064687.5574 | 11033682.2466 | 0 | 75397223.7878 | 135674792.0705 | 10000 | 15.845 | 4758.4106 | 8562.6013 | 97.0066 | 174.5602
1 | 6100 | 707 | 0.035 | 15 | 15 | 7 | 1.3335e-11 | 5spot_SharedNeighbor | CO2 | Porous | Wet | R245fa | MinimizeLCOE_Brownfield | IgnoreSilica | 121.1091 | 28.4805 | 4.4859 | 4 | 4347.8775 | 7707.1408 | 88.6374 | 157.1205 | 158.1742 | 20.3658 | 53.4506 | 8196652.508 | 0 | 4223513.0174 | 0 | 0 | 0 | 3360328.3995 | 6154392.6308 | 16012467.1857 | 10928837.8775 | 48876191.619 | 961560.8286 | 28179198.4787 | 28179198.4787 | 21064687.5574 | 11033682.2466 | 0 | 78016950.9263 | 138294519.209 | 13335.2143 | 17.9437 | 4347.8775 | 7707.1408 | 88.6374 | 157.1205
1 | 6100 | 707 | 0.035 | 15 | 15 | 7 | 1.7783e-11 | 5spot_SharedNeighbor | CO2 | Porous | Wet | R245fa | MinimizeLCOE_Brownfield | IgnoreSilica | 130.9434 | 30.988 | 4.9492 | 4 | 4040.8568 | 7085.6445 | 82.3783 | 144.4504 | 157.4862 | 20.0104 | 56.6435 | 8612676.9675 | 0 | 4495718.4855 | 0 | 0 | 0 | 3311299.3115 | 6403680.9582 | 16661064.2775 | 11371518.7201 | 50855958.7203 | 961560.8286 | 28179198.4787 | 28179198.4787 | 21064687.5574 | 11033682.2466 | 0 | 79996718.0276 | 140274286.3103 | 17782.7941 | 19.797 | 4040.8568 | 7085.6445 | 82.3783 | 144.4504
1 | 6100 | 707 | 0.035 | 15 | 15 | 7 | 2.3714e-11 | 5spot_SharedNeighbor | CO2 | Porous | Wet | R245fa | MinimizeLCOE_Brownfield | IgnoreSilica | 139.048 | 33.0723 | 5.3422 | 4 | 3811.4353 | 6632.2413 | 77.7013 | 135.2072 | 156.8297 | 19.6937 | 56.0234 | 8937679.921 | 0 | 4716981.7007 | 0 | 0 | 0 | 3233037.5225 | 6586202.6663 | 17135948.3217 | 11695636.8381 | 52305486.9702 | 961560.8286 | 28179198.4787 | 28179198.4787 | 21064687.5574 | 11033682.2466 | 0 | 81446246.2775 | 141723814.5603 | 23713.7371 | 21.3689 | 3811.4353 | 6632.2413 | 77.7013 | 135.2072
1 | 6100 | 707 | 0.035 | 15 | 15 | 7 | 3.1623e-11 | 5spot_SharedNeighbor | CO2 | Porous | Wet | R245fa | MinimizeLCOE_Brownfield | IgnoreSilica | 145.5324 | 34.7527 | 5.6647 | 4 | 3640.0318 | 6300.2764 | 74.207 | 128.4397 | 156.2465 | 19.4247 | 56.9752 | 9186016.509 | 0 | 4892154.0061 | 0 | 0 | 0 | 3142721.6735 | 6716147.9535 | 17474039.3038 | 11926390.8804 | 53337470.3263 | 961560.8286 | 28179198.4787 | 28179198.4787 | 21064687.5574 | 11033682.2466 | 0 | 82478229.6336 | 142755797.9163 | 31622.7766 | 22.6587 | 3640.0318 | 6300.2764 | 74.207 | 128.4397
1 | 6100 | 707 | 0.035 | 15 | 15 | 7 | 4.217e-11 | 5spot_SharedNeighbor | CO2 | Porous | Wet | R245fa | MinimizeLCOE_Brownfield | IgnoreSilica | 150.624 | 36.0806 | 5.923 | 4 | 3511.9268 | 6056.1522 | 71.5954 | 123.4629 | 155.7523 | 19.2037 | 61.0302 | 9373648.7674 | 0 | 5028605.299 | 0 | 0 | 0 | 3053051.8629 | 6807569.3124 | 17711898.9264 | 12088734.9604 | 54063509.1286 | 961560.8286 | 28179198.4787 | 28179198.4787 | 21064687.5574 | 11033682.2466 | 0 | 83204268.4359 | 143481836.7186 | 42169.6503 | 23.6919 | 3511.9268 | 6056.1522 | 71.5954 | 123.4629
1 | 6100 | 707 | 0.035 | 15 | 15 | 7 | 5.6234e-11 | 5spot_SharedNeighbor | CO2 | Porous | Wet | R245fa | MinimizeLCOE_Brownfield | IgnoreSilica | 154.5534 | 37.1112 | 6.126 | 4 | 3416.1254 | 5876.033 | 69.6423 | 119.7909 | 155.3489 | 19.0272 | 55.2449 | 9513973.146 | 0 | 5133281.3305 | 0 | 0 | 0 | 2970923.0977 | 6871089.254 | 17877164.7846 | 12201532.3045 | 54567963.9172 | 961560.8286 | 28179198.4787 | 28179198.4787 | 21064687.5574 | 11033682.2466 | 0 | 83708723.2245 | 143986291.5073 | 56234.1325 | 24.504 | 3416.1254 | 5876.033 | 69.6423 | 119.7909
1 | 6100 | 707 | 0.035 | 15 | 15 | 7 | 7.4989e-11 | 5spot_SharedNeighbor | CO2 | Porous | Wet | R245fa | MinimizeLCOE_Brownfield | IgnoreSilica | 157.5741 | 37.9065 | 6.2839 | 4 | 3344.4373 | 5742.5484 | 68.1809 | 117.0696 | 155.0256 | 18.888 | 52.7917 | 9619165.7663 | 0 | 5213389.0362 | 0 | 0 | 0 | 2900293.6371 | 6915810.8914 | 17993521.3116 | 12280948.0251 | 54923128.6676 | 961560.8286 | 28179198.4787 | 28179198.4787 | 21064687.5574 | 11033682.2466 | 0 | 84063887.9749 | 144341456.2576 | 74989.4209 | 25.1354 | 3344.4373 | 5742.5484 | 68.1809 | 117.0696
1 | 6100 | 707 | 0.035 | 15 | 15 | 7 | 1e-10 | 5spot_SharedNeighbor | CO2 | Porous | Wet | R245fa | MinimizeLCOE_Brownfield | IgnoreSilica | 159.8781 | 38.515 | 6.4054 | 4 | 3290.7643 | 5643.3736 | 67.0867 | 115.0478 | 154.7712 | 18.7797 | 61.5276 | 9697817.4444 | 0 | 5274283.5796 | 0 | 0 | 0 | 2841689.321 | 6947378.2346 | 18075653.0631 | 12337004.6331 | 55173826.2758 | 961560.8286 | 28179198.4787 | 28179198.4787 | 21064687.5574 | 11033682.2466 | 0 | 84314585.5831 | 144592153.8658 | 100000 | 25.6216 | 3290.7643 | 5643.3736 | 67.0867 | 115.0478
1 | 6100 | 707 | 0.035 | 15 | 15 | 7 | 1.3335e-10 | 5spot_SharedNeighbor | CO2 | Porous | Wet | R245fa | MinimizeLCOE_Brownfield | IgnoreSilica | 161.6297 | 38.9787 | 6.4984 | 4 | 3250.5622 | 5569.5101 | 66.2671 | 113.542 | 154.5732 | 18.6962 | 58.3608 | 9756688.5742 | 0 | 5320460.8165 | 0 | 0 | 0 | 2794400.6236 | 6969904.5056 | 18134261.7995 | 12377006.3 | 55352722.6193 | 961560.8286 | 28179198.4787 | 28179198.4787 | 21064687.5574 | 11033682.2466 | 0 | 84493481.9266 | 144771050.2093 | 133352.1432 | 25.9935 | 3250.5622 | 5569.5101 | 66.2671 | 113.542
1 | 6100 | 707 | 0.035 | 15 | 15 | 7 | 1.7783e-10 | 5spot_SharedNeighbor | CO2 | Porous | Wet | R245fa | MinimizeLCOE_Brownfield | IgnoreSilica | 162.9332 | 39.3252 | 6.5687 | 4 | 3220.4402 | 5514.5716 | 65.653 | 112.422 | 154.4233 | 18.6334 | 60.1171 | 9799975.0632 | 0 | 5354761.0541 | 0 | 0 | 0 | 2756382.5652 | 6985336.2862 | 18174412.1271 | 12404409.7236 | 55475276.8194 | 961560.8286 | 28179198.4787 | 28179198.4787 | 21064687.5574 | 11033682.2466 | 0 | 84616036.1267 | 144893604.4094 | 177827.941 | 26.2747 | 3220.4402 | 5514.5716 | 65.653 | 112.422
1 | 6100 | 707 | 0.035 | 15 | 15 | 7 | 2.3714e-10 | 5spot_SharedNeighbor | CO2 | Porous | Wet | R245fa | MinimizeLCOE_Brownfield | IgnoreSilica | 163.9271 | 39.5894 | 6.6222 | 4 | 3197.8656 | 5473.4688 | 65.1928 | 111.5841 | 154.3075 | 18.5851 | 57.4851 | 9832680.0144 | 0 | 5380876.15 | 0 | 0 | 0 | 2726938.5673 | 6996792.9453 | 18204220.0042 | 12424754.2122 | 55566261.8934 | 961560.8286 | 28179198.4787 | 28179198.4787 | 21064687.5574 | 11033682.2466 | 0 | 84707021.2007 | 144984589.4834 | 237137.3706 | 26.4886 | 3197.8656 | 5473.4688 | 65.1928 | 111.5841
1 | 6100 | 707 | 0.035 | 15 | 15 | 7 | 3.1623e-10 | 5spot_SharedNeighbor | CO2 | Porous | Wet | R245fa | MinimizeLCOE_Brownfield | IgnoreSilica | 164.6823 | 39.7901 | 6.6627 | 4 | 3180.9445 | 5442.6971 | 64.8479 | 110.9567 | 154.2187 | 18.5482 | 65.1804 | 9857355.0861 | 0 | 5400696.4787 | 0 | 0 | 0 | 2704322.8664 | 7005326.0282 | 18226421.3353 | 12439907.0769 | 55634028.8716 | 961560.8286 | 28179198.4787 | 28179198.4787 | 21064687.5574 | 11033682.2466 | 0 | 84774788.1789 | 145052356.4616 | 316227.766 | 26.6508 | 3180.9445 | 5442.6971 | 64.8479 | 110.9567
1 | 6100 | 707 | 0.035 | 15 | 15 | 7 | 4.217e-10 | 5spot_SharedNeighbor | CO2 | Porous | Wet | R245fa | MinimizeLCOE_Brownfield | IgnoreSilica | 165.2501 | 39.9412 | 6.6933 | 4 | 3168.2595 | 5419.6778 | 64.5893 | 110.4875 | 154.1514 | 18.5203 | 60.3168 | 9875811.8392 | 0 | 5415589.9748 | 0 | 0 | 0 | 2686957.7033 | 7011560.2118 | 18242641.4022 | 12450977.6058 | 55683538.7372 | 961560.8286 | 28179198.4787 | 28179198.4787 | 21064687.5574 | 11033682.2466 | 0 | 84824298.0444 | 145101866.3272 | 421696.5034 | 26.7732 | 3168.2595 | 5419.6778 | 64.5893 | 110.4875
1 | 6100 | 707 | 0.035 | 15 | 15 | 7 | 5.6234e-10 | 5spot_SharedNeighbor | CO2 | Porous | Wet | R245fa | MinimizeLCOE_Brownfield | IgnoreSilica | 165.6787 | 40.0553 | 6.7164 | 4 | 3158.7493 | 5402.4346 | 64.3954 | 110.1359 | 154.1003 | 18.4992 | 54.5283 | 9889685.8779 | 0 | 5426824.215 | 0 | 0 | 0 | 2673747.8529 | 7016200.5988 | 18254714.7375 | 12459217.9052 | 55720391.1874 | 961560.8286 | 28179198.4787 | 28179198.4787 | 21064687.5574 | 11033682.2466 | 0 | 84861150.4946 | 145138718.7774 | 562341.3252 | 26.8654 | 3158.7493 | 5402.4346 | 64.3954 | 110.1359
1 | 6100 | 707 | 0.035 | 15 | 15 | 7 | 7.4989e-10 | 5spot_SharedNeighbor | CO2 | Porous | Wet | R245fa | MinimizeLCOE_Brownfield | IgnoreSilica | 165.9929 | 40.1392 | 6.7336 | 4 | 3151.6188 | 5389.5742 | 64.25 | 109.8738 | 154.0627 | 18.4836 | 60.0948 | 9899821.3365 | 0 | 5435053.9945 | 0 | 0 | 0 | 2663525.3078 | 7019376.2491 | 18262977.1281 | 12464857.1566 | 55745611.1725 | 961560.8286 | 28179198.4787 | 28179198.4787 | 21064687.5574 | 11033682.2466 | 0 | 84886370.4798 | 145163938.7625 | 749894.2093 | 26.9342 | 3151.6188 | 5389.5742 | 64.25 | 109.8738
1 | 6100 | 707 | 0.035 | 15 | 15 | 7 | 1e-09 | 5spot_SharedNeighbor | CO2 | Porous | Wet | R245fa | MinimizeLCOE_Brownfield | IgnoreSilica | 166.2272 | 40.2018 | 6.7464 | 4 | 3146.2724 | 5379.9503 | 64.141 | 109.6776 | 154.0346 | 18.472 | 54.5317 | 9907363.8322 | 0 | 5441190.506 | 0 | 0 | 0 | 2655749.056 | 7021678.3238 | 18268966.6542 | 12468945.1312 | 55763893.5035 | 961560.8286 | 28179198.4787 | 28179198.4787 | 21064687.5574 | 11033682.2466 | 0 | 84904652.8108 | 145182221.0935 | 1000000 | 26.9858 | 3146.2724 | 5379.9503 | 64.141 | 109.6776
1 | 6100 | 707 | 0.035 | 15 | 15 | 7 | 1.3335e-09 | 5spot_SharedNeighbor | CO2 | Porous | Wet | R245fa | MinimizeLCOE_Brownfield | IgnoreSilica | 166.4 | 40.2482 | 6.7561 | 4 | 3142.2635 | 5372.7589 | 64.0593 | 109.531 | 154.0138 | 18.4635 | 59.9997 | 9912917.3705 | 0 | 5445715.8949 | 0 | 0 | 0 | 2649804.607 | 7023290.7702 | 18273161.9091 | 12471808.4789 | 55776699.0305 | 961560.8286 | 28179198.4787 | 28179198.4787 | 21064687.5574 | 11033682.2466 | 0 | 84917458.3378 | 145195026.6205 | 1333521.4322 | 27.0243 | 3142.2635 | 5372.7589 | 64.0593 | 109.531
1 | 6100 | 707 | 0.035 | 15 | 15 | 7 | 1.7783e-09 | 5spot_SharedNeighbor | CO2 | Porous | Wet | R245fa | MinimizeLCOE_Brownfield | IgnoreSilica | 166.5413 | 40.2857 | 6.7635 | 4 | 3139.2574 | 5367.2918 | 63.998 | 109.4195 | 153.9968 | 18.4564 | 55.1644 | 9917454.2122 | 0 | 5449414.853 | 0 | 0 | 0 | 2645595.5715 | 7024861.2083 | 18277247.8669 | 12474597.2291 | 55789170.9411 | 961560.8286 | 28179198.4787 | 28179198.4787 | 21064687.5574 | 11033682.2466 | 0 | 84929930.2484 | 145207498.5311 | 1778279.41 | 27.0541 | 3139.2574 | 5367.2918 | 63.998 | 109.4195
1 | 6100 | 707 | 0.035 | 15 | 15 | 7 | 2.3714e-09 | 5spot_SharedNeighbor | CO2 | Porous | Wet | R245fa | MinimizeLCOE_Brownfield | IgnoreSilica | 166.6339 | 40.3107 | 6.7689 | 4 | 3137.0033 | 5363.283 | 63.9521 | 109.3378 | 153.9856 | 18.4518 | 53.4868 | 9920422.2136 | 0 | 5451838.9593 | 0 | 0 | 0 | 2642111.5745 | 7025605.3715 | 18279184.0268 | 12475918.698 | 55795080.8437 | 961560.8286 | 28179198.4787 | 28179198.4787 | 21064687.5574 | 11033682.2466 | 0 | 84935840.151 | 145213408.4337 | 2371373.7057 | 27.0755 | 3137.0033 | 5363.283 | 63.9521 | 109.3378
1 | 6100 | 707 | 0.035 | 15 | 15 | 7 | 3.1623e-09 | 5spot_SharedNeighbor | CO2 | Porous | Wet | R245fa | MinimizeLCOE_Brownfield | IgnoreSilica | 166.7265 | 40.3348 | 6.7733 | 4 | 3135.3131 | 5360.1241 | 63.9176 | 109.2734 | 153.9745 | 18.4472 | 52.4364 | 9923393.3337 | 0 | 5454262.7962 | 0 | 0 | 0 | 2640033.0479 | 7026898.7793 | 18282549.2087 | 12478215.5037 | 55805352.6695 | 961560.8286 | 28179198.4787 | 28179198.4787 | 21064687.5574 | 11033682.2466 | 0 | 84946111.9768 | 145223680.2595 | 3162277.6602 | 27.0933 | 3135.3131 | 5360.1241 | 63.9176 | 109.2734
1 | 6100 | 707 | 0.035 | 15 | 15 | 7 | 4.217e-09 | 5spot_SharedNeighbor | CO2 | Porous | Wet | R245fa | MinimizeLCOE_Brownfield | IgnoreSilica | 166.7823 | 40.3497 | 6.7764 | 4 | 3134.0456 | 5357.847 | 63.8918 | 109.227 | 153.9677 | 18.4445 | 63.1957 | 9925178.1504 | 0 | 5455721.5854 | 0 | 0 | 0 | 2638148.7029 | 7027428.8911 | 18283928.4508 | 12479156.8648 | 55809562.6454 | 961560.8286 | 28179198.4787 | 28179198.4787 | 21064687.5574 | 11033682.2466 | 0 | 84950321.9527 | 145227890.2354 | 4216965.0343 | 27.1056 | 3134.0456 | 5357.847 | 63.8918 | 109.227
1 | 6100 | 707 | 0.035 | 15 | 15 | 7 | 5.6234e-09 | 5spot_SharedNeighbor | CO2 | Porous | Wet | R245fa | MinimizeLCOE_Brownfield | IgnoreSilica | 166.8165 | 40.3592 | 6.7786 | 4 | 3133.0951 | 5356.1897 | 63.8724 | 109.1932 | 153.9636 | 18.4428 | 59.0831 | 9926273.2358 | 0 | 5456618.2768 | 0 | 0 | 0 | 2636556.9363 | 7027584.8951 | 18284334.3411 | 12479433.8933 | 55810801.5784 | 961560.8286 | 28179198.4787 | 28179198.4787 | 21064687.5574 | 11033682.2466 | 0 | 84951560.8857 | 145229129.1684 | 5623413.2519 | 27.1143 | 3133.0951 | 5356.1897 | 63.8724 | 109.1932
1 | 6100 | 707 | 0.035 | 15 | 15 | 7 | 7.4989e-09 | 5spot_SharedNeighbor | CO2 | Porous | Wet | R245fa | MinimizeLCOE_Brownfield | IgnoreSilica | 166.8554 | 40.3693 | 6.7804 | 4 | 3132.3824 | 5354.8596 | 63.8579 | 109.1661 | 153.9589 | 18.4408 | 61.3764 | 9927519.4581 | 0 | 5457636.0981 | 0 | 0 | 0 | 2635670.3275 | 7028122.0946 | 18285732.0242 | 12480387.8407 | 55815067.8433 | 961560.8286 | 28179198.4787 | 28179198.4787 | 21064687.5574 | 11033682.2466 | 0 | 84955827.1506 | 145233395.4333 | 7498942.0933 | 27.1218 | 3132.3824 | 5354.8596 | 63.8579 | 109.1661
1 | 6100 | 707 | 0.035 | 15 | 15 | 7 | 1e-08 | 5spot_SharedNeighbor | CO2 | Porous | Wet | R245fa | MinimizeLCOE_Brownfield | IgnoreSilica | 166.8749 | 40.3747 | 6.7817 | 4 | 3131.8479 | 5353.9267 | 63.847 | 109.147 | 153.9565 | 18.4399 | 62.3156 | 9928140.6958 | 0 | 5458144.991 | 0 | 0 | 0 | 2634777.5449 | 7028214.6604 | 18285972.8612 | 12480552.217 | 55815802.9703 | 961560.8286 | 28179198.4787 | 28179198.4787 | 21064687.5574 | 11033682.2466 | 0 | 84956562.2775 | 145234130.5603 | 10000000 | 27.1267 | 3131.8479 | 5353.9267 | 63.847 | 109.147
1 | 6200 | 707 | 0.035 | 15 | 15 | 7 | 1e-13 | 5spot_SharedNeighbor | CO2 | Porous | Wet | R245fa | MinimizeLCOE_Brownfield | IgnoreSilica | 1.6 | 0.019183 | 0.0054881 | 4 | 1430282.5838 | 4235368.6592 | 29158.2451 | 86343.7189 | 82.7213 | 18.3724 | 14.2716 | 223833.5841 | 0 | 83321.0786 | 0 | 0 | 0 | 217895.7777 | 204769.6718 | 532768.6819 | 363625.5727 | 1626214.3668 | 961560.8286 | 28810221.4343 | 28810221.4343 | 21508759.7178 | 11259118.2678 | 0 | 31397996.6297 | 92976096.0495 | 100 | 0.021952 | 1430282.5838 | 4235368.6592 | 29158.2451 | 86343.7189
1 | 6200 | 707 | 0.035 | 15 | 15 | 7 | 1.3335e-13 | 5spot_SharedNeighbor | CO2 | Porous | Wet | R245fa | MinimizeLCOE_Brownfield | IgnoreSilica | 3.2734 | 0.22276 | 0.023372 | 4 | 355339.9602 | 1014020.4005 | 7244.0857 | 20672.1774 | 110.5903 | 20.3451 | 30.3416 | 471566.2617 | 0 | 212967.5522 | 0 | 0 | 0 | 428680.4122 | 434153.5482 | 1129578.4752 | 770960.5198 | 3447906.7693 | 961560.8286 | 28810221.4343 | 28810221.4343 | 21508759.7178 | 11259118.2678 | 0 | 33219689.0322 | 94797788.452 | 133.3521 | 0.093487 | 355339.9602 | 1014020.4005 | 7244.0857 | 20672.1774
1 | 6200 | 707 | 0.035 | 15 | 15 | 7 | 1.7783e-13 | 5spot_SharedNeighbor | CO2 | Porous | Wet | R245fa | MinimizeLCOE_Brownfield | IgnoreSilica | 4.577 | 0.45306 | 0.048614 | 4 | 177215.9153 | 493884.2469 | 3612.7861 | 10068.4984 | 122.2792 | 21.0113 | 33.7088 | 651628.892 | 0 | 307322.8226 | 0 | 0 | 0 | 554950.6185 | 590421.9099 | 1536156.6974 | 1048458.5108 | 4688939.4513 | 961560.8286 | 28810221.4343 | 28810221.4343 | 21508759.7178 | 11259118.2678 | 0 | 34460721.7142 | 96038821.134 | 177.8279 | 0.19446 | 177215.9153 | 493884.2469 | 3612.7861 | 10068.4984
1 | 6200 | 707 | 0.035 | 15 | 15 | 7 | 2.3714e-13 | 5spot_SharedNeighbor | CO2 | Porous | Wet | R245fa | MinimizeLCOE_Brownfield | IgnoreSilica | 6.177 | 0.77128 | 0.086496 | 4 | 103391.8006 | 281372.3442 | 2107.7817 | 5736.1558 | 131.4133 | 21.4761 | 38.2766 | 857471.7678 | 0 | 390618.4429 | 0 | 0 | 0 | 689090.5211 | 755500.4854 | 1965657.2885 | 1341601.4897 | 5999939.9954 | 961560.8286 | 28810221.4343 | 28810221.4343 | 21508759.7178 | 11259118.2678 | 0 | 35771722.2583 | 97349821.6781 | 237.1374 | 0.34598 | 103391.8006 | 281372.3442 | 2107.7817 | 5736.1558
1 | 6200 | 707 | 0.035 | 15 | 15 | 7 | 3.1623e-13 | 5spot_SharedNeighbor | CO2 | Porous | Wet | R245fa | MinimizeLCOE_Brownfield | IgnoreSilica | 8.1797 | 1.1981 | 0.13969 | 4 | 66699.6024 | 176901.8672 | 1359.7616 | 3606.3838 | 138.7083 | 21.815 | 39.7007 | 1095996.5431 | 0 | 489016.4826 | 0 | 0 | 0 | 835900.9504 | 944156.4507 | 2456501.4115 | 1676612.6894 | 7498184.5277 | 961560.8286 | 28810221.4343 | 28810221.4343 | 21508759.7178 | 11259118.2678 | 0 | 37269966.7906 | 98848066.2104 | 316.2278 | 0.55877 | 66699.6024 | 176901.8672 | 1359.7616 | 3606.3838
1 | 6200 | 707 | 0.035 | 15 | 15 | 7 | 4.217e-13 | 5spot_SharedNeighbor | CO2 | Porous | Wet | R245fa | MinimizeLCOE_Brownfield | IgnoreSilica | 10.7083 | 1.7602 | 0.21224 | 4 | 45940.9021 | 118475.2838 | 936.5674 | 2415.2789 | 144.5637 | 22.0662 | 30.7748 | 1374097.5964 | 0 | 606610.6689 | 0 | 0 | 0 | 999276.7867 | 1162194.1703 | 3023790.8323 | 2063799.3757 | 9229769.4304 | 961560.8286 | 28810221.4343 | 28810221.4343 | 21508759.7178 | 11259118.2678 | 0 | 39001551.6933 | 100579651.1131 | 421.6965 | 0.84895 | 45940.9021 | 118475.2838 | 936.5674 | 2415.2789
1 | 6200 | 707 | 0.035 | 15 | 15 | 7 | 5.6234e-13 | 5spot_SharedNeighbor | CO2 | Porous | Wet | R245fa | MinimizeLCOE_Brownfield | IgnoreSilica | 13.9191 | 2.4926 | 0.30957 | 4 | 33127.3576 | 82855.9949 | 675.346 | 1689.1315 | 149.2623 | 22.2521 | 31.9802 | 1700250.3786 | 0 | 748205.5317 | 0 | 0 | 0 | 1183550.1004 | 1416482.3442 | 3685396.499 | 2515358.8379 | 11249243.6918 | 961560.8286 | 28810221.4343 | 28810221.4343 | 21508759.7178 | 11259118.2678 | 0 | 41021025.9547 | 102599125.3745 | 562.3413 | 1.2383 | 33127.3576 | 82855.9949 | 675.346 | 1689.1315
1 | 6200 | 707 | 0.035 | 15 | 15 | 7 | 7.4989e-13 | 5spot_SharedNeighbor | CO2 | Porous | Wet | R245fa | MinimizeLCOE_Brownfield | IgnoreSilica | 17.9823 | 3.436 | 0.43855 | 4 | 24723.9754 | 59826.8953 | 504.0317 | 1219.6522 | 152.9972 | 22.3851 | 33.2957 | 2081819.1004 | 0 | 918350.3664 | 0 | 0 | 0 | 1390626.3004 | 1712410.3492 | 4455340.465 | 3040861.4155 | 13599407.9969 | 961560.8286 | 28810221.4343 | 28810221.4343 | 21508759.7178 | 11259118.2678 | 0 | 43371190.2598 | 104949289.6796 | 749.8942 | 1.7542 | 24723.9754 | 59826.8953 | 504.0317 | 1219.6522
1 | 6200 | 707 | 0.035 | 15 | 15 | 7 | 1e-12 | 5spot_SharedNeighbor | CO2 | Porous | Wet | R245fa | MinimizeLCOE_Brownfield | IgnoreSilica | 23.0908 | 4.6371 | 0.60759 | 4 | 18964.4585 | 44301.4353 | 386.6161 | 903.1447 | 155.9317 | 22.4721 | 26.7324 | 2525921.2763 | 0 | 1121717.548 | 0 | 0 | 0 | 1621149.1083 | 2054827.2937 | 5346239.1153 | 3648918.0504 | 16318772.3921 | 961560.8286 | 28810221.4343 | 28810221.4343 | 21508759.7178 | 11259118.2678 | 0 | 46090554.655 | 107668654.0748 | 1000 | 2.4304 | 18964.4585 | 44301.4353 | 386.6161 | 903.1447
1 | 6200 | 707 | 0.035 | 15 | 15 | 7 | 1.3335e-12 | 5spot_SharedNeighbor | CO2 | Porous | Wet | R245fa | MinimizeLCOE_Brownfield | IgnoreSilica | 29.4903 | 6.1557 | 0.8269 | 4 | 14884.5398 | 33501.7561 | 303.4415 | 682.9786 | 158.2133 | 22.5153 | 36.672 | 3041625.1778 | 0 | 1364194.0357 | 0 | 0 | 0 | 1877217.2783 | 2450384.2318 | 6375397.1281 | 4351339.5413 | 19460157.3928 | 961560.8286 | 28810221.4343 | 28810221.4343 | 21508759.7178 | 11259118.2678 | 0 | 49231939.6557 | 110810039.0756 | 1333.5214 | 3.3076 | 14884.5398 | 33501.7561 | 303.4415 | 682.9786
1 | 6200 | 707 | 0.035 | 15 | 15 | 7 | 1.7783e-12 | 5spot_SharedNeighbor | CO2 | Porous | Wet | R245fa | MinimizeLCOE_Brownfield | IgnoreSilica | 37.395 | 8.047 | 1.1074 | 4 | 11921.2736 | 25822.4184 | 243.0313 | 526.4249 | 159.9413 | 22.5114 | 39.5931 | 3632793.994 | 0 | 1649616.0699 | 0 | 0 | 0 | 2155164.0038 | 2900653.8864 | 7546906.4065 | 5150918.6958 | 23036053.0563 | 961560.8286 | 28810221.4343 | 28810221.4343 | 21508759.7178 | 11259118.2678 | 0 | 52807835.3192 | 114385934.7391 | 1778.2794 | 4.4297 | 11921.2736 | 25822.4184 | 243.0313 | 526.4249
1 | 6200 | 707 | 0.035 | 15 | 15 | 7 | 2.3714e-12 | 5spot_SharedNeighbor | CO2 | Porous | Wet | R245fa | MinimizeLCOE_Brownfield | IgnoreSilica | 46.9734 | 10.3572 | 1.4595 | 4 | 9728.6178 | 20276.1691 | 198.331 | 413.3571 | 161.1932 | 22.4529 | 39.7245 | 4298340.6111 | 0 | 1979766.8921 | 0 | 0 | 0 | 2447450.8609 | 3402967.762 | 8853824.0721 | 6042916.8571 | 27025267.0554 | 961560.8286 | 28810221.4343 | 28810221.4343 | 21508759.7178 | 11259118.2678 | 0 | 56797049.3183 | 118375148.7381 | 2371.3737 | 5.8381 | 9728.6178 | 20276.1691 | 198.331 | 413.3571
1 | 6200 | 707 | 0.035 | 15 | 15 | 7 | 3.1623e-12 | 5spot_SharedNeighbor | CO2 | Porous | Wet | R245fa | MinimizeLCOE_Brownfield | IgnoreSilica | 58.2593 | 13.1024 | 1.8897 | 4 | 8085.333 | 16232.0036 | 164.8304 | 330.9113 | 162.0181 | 22.3288 | 40.4605 | 5027458.5501 | 0 | 2351930.5777 | 0 | 0 | 0 | 2740119.838 | 3946608.4967 | 10268265.7476 | 7008302.3645 | 31342685.5746 | 961560.8286 | 28810221.4343 | 28810221.4343 | 21508759.7178 | 11259118.2678 | 0 | 61114467.8375 | 122692567.2573 | 3162.2777 | 7.5587 | 8085.333 | 16232.0036 | 164.8304 | 330.9113
1 | 6200 | 707 | 0.035 | 15 | 15 | 7 | 4.217e-12 | 5spot_SharedNeighbor | CO2 | Porous | Wet | R245fa | MinimizeLCOE_Brownfield | IgnoreSilica | 70.9855 | 16.228 | 2.3945 | 4 | 6845.2544 | 13274.5071 | 139.5498 | 270.6188 | 162.439 | 22.129 | 38.5365 | 5792143.3422 | 0 | 2754660.6758 | 0 | 0 | 0 | 3008819.7498 | 4506693.2694 | 11725491.4372 | 8002888.8406 | 35790697.3151 | 961560.8286 | 28810221.4343 | 28810221.4343 | 21508759.7178 | 11259118.2678 | 0 | 65562479.578 | 127140578.9978 | 4216.965 | 9.5778 | 6845.2544 | 13274.5071 | 139.5498 | 270.6188
1 | 6200 | 707 | 0.035 | 15 | 15 | 7 | 5.6234e-12 | 5spot_SharedNeighbor | CO2 | Porous | Wet | R245fa | MinimizeLCOE_Brownfield | IgnoreSilica | 84.5781 | 19.6015 | 2.9568 | 4 | 5907.9327 | 11114.4241 | 120.4412 | 226.5826 | 162.4794 | 21.8514 | 51.8287 | 6551891.5126 | 0 | 3169119.4428 | 0 | 0 | 0 | 3226714.3663 | 5049612.8754 | 13138056.8839 | 8966993.7833 | 40102388.8643 | 961560.8286 | 28810221.4343 | 28810221.4343 | 21508759.7178 | 11259118.2678 | 0 | 69874171.1272 | 131452270.547 | 5623.4133 | 11.8272 | 5907.9327 | 11114.4241 | 120.4412 | 226.5826
1 | 6200 | 707 | 0.035 | 15 | 15 | 7 | 7.4989e-12 | 5spot_SharedNeighbor | CO2 | Porous | Wet | R245fa | MinimizeLCOE_Brownfield | IgnoreSilica | 98.2197 | 23.0244 | 3.5461 | 4 | 5200.8059 | 9542.0371 | 106.0255 | 194.5273 | 162.1915 | 21.5088 | 53.9241 | 7261669.6046 | 0 | 3571834.7268 | 0 | 0 | 0 | 3372285.599 | 5540258.0728 | 14414615.0424 | 9838270.9571 | 43998934.0027 | 961560.8286 | 28810221.4343 | 28810221.4343 | 21508759.7178 | 11259118.2678 | 0 | 73770716.2656 | 135348815.6854 | 7498.9421 | 14.1845 | 5200.8059 | 9542.0371 | 106.0255 | 194.5273
1 | 6200 | 707 | 0.035 | 15 | 15 | 7 | 1e-11 | 5spot_SharedNeighbor | CO2 | Porous | Wet | R245fa | MinimizeLCOE_Brownfield | IgnoreSilica | 111.1091 | 26.2938 | 4.1263 | 4 | 4669.124 | 8399.9726 | 95.1864 | 171.2448 | 161.6643 | 21.1277 | 58.9311 | 7887226.4048 | 0 | 3942140.7644 | 0 | 0 | 0 | 3439858.0314 | 5954997.8282 | 15493682.8111 | 10574756.8819 | 47292662.7218 | 961560.8286 | 28810221.4343 | 28810221.4343 | 21508759.7178 | 11259118.2678 | 0 | 77064444.9847 | 138642544.4045 | 10000 | 16.5051 | 4669.124 | 8399.9726 | 95.1864 | 171.2448
1 | 6200 | 707 | 0.035 | 15 | 15 | 7 | 1.3335e-11 | 5spot_SharedNeighbor | CO2 | Porous | Wet | R245fa | MinimizeLCOE_Brownfield | IgnoreSilica | 122.6218 | 29.2451 | 4.6646 | 4 | 4270.5348 | 7570.8314 | 87.0606 | 154.3416 | 161.0036 | 20.7398 | 63.4999 | 8410334.4999 | 0 | 4265662.5555 | 0 | 0 | 0 | 3438073.7254 | 6284487.6045 | 16350947.6213 | 11159857.7299 | 49909363.7365 | 961560.8286 | 28810221.4343 | 28810221.4343 | 21508759.7178 | 11259118.2678 | 0 | 79681145.9994 | 141259245.4193 | 13335.2143 | 18.6584 | 4270.5348 | 7570.8314 | 87.0606 | 154.3416
1 | 6200 | 707 | 0.035 | 15 | 15 | 7 | 1.7783e-11 | 5spot_SharedNeighbor | CO2 | Porous | Wet | R245fa | MinimizeLCOE_Brownfield | IgnoreSilica | 132.4339 | 31.7848 | 5.1391 | 4 | 3972.5423 | 6968.1397 | 80.9856 | 142.055 | 160.3085 | 20.375 | 67.0088 | 8830209.3913 | 0 | 4536612.3309 | 0 | 0 | 0 | 3386276.322 | 6533708.2372 | 16999368.5855 | 11602418.3617 | 51888593.2286 | 961560.8286 | 28810221.4343 | 28810221.4343 | 21508759.7178 | 11259118.2678 | 0 | 81660375.4915 | 143238474.9113 | 17782.7941 | 20.5562 | 3972.5423 | 6968.1397 | 80.9856 | 142.055
1 | 6200 | 707 | 0.035 | 15 | 15 | 7 | 2.3714e-11 | 5spot_SharedNeighbor | CO2 | Porous | Wet | R245fa | MinimizeLCOE_Brownfield | IgnoreSilica | 140.4628 | 33.8823 | 5.5397 | 4 | 3749.9175 | 6528.8867 | 76.4471 | 133.1002 | 159.651 | 20.0527 | 75.5815 | 9155982.3729 | 0 | 4755338.1093 | 0 | 0 | 0 | 3304313.1445 | 6714097.1144 | 17468703.4409 | 11922749.0444 | 53321183.2264 | 961560.8286 | 28810221.4343 | 28810221.4343 | 21508759.7178 | 11259118.2678 | 0 | 83092965.4893 | 144671064.9091 | 23713.7371 | 22.1586 | 3749.9175 | 6528.8867 | 76.4471 | 133.1002
1 | 6200 | 707 | 0.035 | 15 | 15 | 7 | 3.1623e-11 | 5spot_SharedNeighbor | CO2 | Porous | Wet | R245fa | MinimizeLCOE_Brownfield | IgnoreSilica | 146.8897 | 35.5739 | 5.868 | 4 | 3583.6181 | 6207.1015 | 73.0569 | 126.5402 | 159.0675 | 19.779 | 55.4961 | 9405130.7981 | 0 | 4928620.2908 | 0 | 0 | 0 | 3211627.7724 | 6842697.7559 | 17803295.9306 | 12151115.2938 | 54342487.8416 | 961560.8286 | 28810221.4343 | 28810221.4343 | 21508759.7178 | 11259118.2678 | 0 | 84114270.1045 | 145692369.5243 | 31622.7766 | 23.4719 | 3583.6181 | 6207.1015 | 73.0569 | 126.5402
1 | 6200 | 707 | 0.035 | 15 | 15 | 7 | 4.217e-11 | 5spot_SharedNeighbor | CO2 | Porous | Wet | R245fa | MinimizeLCOE_Brownfield | IgnoreSilica | 151.9346 | 36.91 | 6.1307 | 4 | 3459.3416 | 5970.3971 | 70.5234 | 121.7146 | 158.5736 | 19.5544 | 56.3204 | 9593383.6424 | 0 | 5063578.8909 | 0 | 0 | 0 | 3120382.229 | 6933164.4573 | 18038671.7303 | 12311764.1136 | 55060945.0634 | 961560.8286 | 28810221.4343 | 28810221.4343 | 21508759.7178 | 11259118.2678 | 0 | 84832727.3263 | 146410826.7461 | 42169.6503 | 24.5228 | 3459.3416 | 5970.3971 | 70.5234 | 121.7146
1 | 6200 | 707 | 0.035 | 15 | 15 | 7 | 5.6234e-11 | 5spot_SharedNeighbor | CO2 | Porous | Wet | R245fa | MinimizeLCOE_Brownfield | IgnoreSilica | 155.8297 | 37.9472 | 6.3371 | 4 | 3366.4107 | 5795.6952 | 68.6288 | 118.1531 | 158.1705 | 19.3751 | 55.4008 | 9734273.7509 | 0 | 5167167.0605 | 0 | 0 | 0 | 3037297.9501 | 6996108.117 | 18202438.2213 | 12423538.1088 | 55560823.2086 | 961560.8286 | 28810221.4343 | 28810221.4343 | 21508759.7178 | 11259118.2678 | 0 | 85332605.4715 | 146910704.8913 | 56234.1325 | 25.3482 | 3366.4107 | 5795.6952 | 68.6288 | 118.1531
1 | 6200 | 707 | 0.035 | 15 | 15 | 7 | 7.4989e-11 | 5spot_SharedNeighbor | CO2 | Porous | Wet | R245fa | MinimizeLCOE_Brownfield | IgnoreSilica | 158.8038 | 38.7429 | 6.497 | 4 | 3296.8749 | 5666.3559 | 67.2113 | 115.5163 | 157.8497 | 19.2346 | 67.6863 | 9839202.1624 | 0 | 5245912.638 | 0 | 0 | 0 | 2965535.2078 | 7039753.5032 | 18315994.5634 | 12501042.6455 | 55907440.7203 | 961560.8286 | 28810221.4343 | 28810221.4343 | 21508759.7178 | 11259118.2678 | 0 | 85679222.9833 | 147257322.4031 | 74989.4209 | 25.988 | 3296.8749 | 5666.3559 | 67.2113 | 115.5163
1 | 6200 | 707 | 0.035 | 15 | 15 | 7 | 1e-10 | 5spot_SharedNeighbor | CO2 | Porous | Wet | R245fa | MinimizeLCOE_Brownfield | IgnoreSilica | 161.0696 | 39.3511 | 6.62 | 4 | 3244.8158 | 5570.2615 | 66.15 | 113.5573 | 157.5977 | 19.1256 | 63.8257 | 9917587.3156 | 0 | 5305705.5555 | 0 | 0 | 0 | 2906109.4495 | 7070466.905 | 18395904.5346 | 12555582.8429 | 56151356.603 | 961560.8286 | 28810221.4343 | 28810221.4343 | 21508759.7178 | 11259118.2678 | 0 | 85923138.8659 | 147501238.2858 | 100000 | 26.4801 | 3244.8158 | 5570.2615 | 66.15 | 113.5573
1 | 6200 | 707 | 0.035 | 15 | 15 | 7 | 1.3335e-10 | 5spot_SharedNeighbor | CO2 | Porous | Wet | R245fa | MinimizeLCOE_Brownfield | IgnoreSilica | 162.8017 | 39.8167 | 6.7143 | 4 | 3205.8239 | 5498.6133 | 65.3551 | 112.0967 | 157.4007 | 19.0411 | 59.4518 | 9976601.6985 | 0 | 5351303.2399 | 0 | 0 | 0 | 2858512.3602 | 7092702.7464 | 18453757.6328 | 12595068.7712 | 56327946.449 | 961560.8286 | 28810221.4343 | 28810221.4343 | 21508759.7178 | 11259118.2678 | 0 | 86099728.7119 | 147677828.1318 | 133352.1432 | 26.8573 | 3205.8239 | 5498.6133 | 65.3551 | 112.0967
1 | 6200 | 707 | 0.035 | 15 | 15 | 7 | 1.7783e-10 | 5spot_SharedNeighbor | CO2 | Porous | Wet | R245fa | MinimizeLCOE_Brownfield | IgnoreSilica | 164.0929 | 40.1651 | 6.7856 | 4 | 3176.6096 | 5445.3037 | 64.7595 | 111.0099 | 157.2512 | 18.9773 | 54.6674 | 10020069.5996 | 0 | 5385228.8542 | 0 | 0 | 0 | 2820346.3455 | 7108001.4717 | 18493561.7778 | 12622235.9181 | 56449443.9669 | 961560.8286 | 28810221.4343 | 28810221.4343 | 21508759.7178 | 11259118.2678 | 0 | 86221226.2298 | 147799325.6496 | 177827.941 | 27.1425 | 3176.6096 | 5445.3037 | 64.7595 | 111.0099
1 | 6200 | 707 | 0.035 | 15 | 15 | 7 | 2.3714e-10 | 5spot_SharedNeighbor | CO2 | Porous | Wet | R245fa | MinimizeLCOE_Brownfield | IgnoreSilica | 165.0797 | 40.4313 | 6.8399 | 4 | 3154.7158 | 5405.4013 | 64.3131 | 110.1964 | 157.1355 | 18.9283 | 63.8513 | 10052994.4936 | 0 | 5411121.9615 | 0 | 0 | 0 | 2790871.2209 | 7119445.1936 | 18523335.9948 | 12642557.4329 | 56540326.2973 | 961560.8286 | 28810221.4343 | 28810221.4343 | 21508759.7178 | 11259118.2678 | 0 | 86312108.5602 | 147890207.98 | 237137.3706 | 27.3597 | 3154.7158 | 5405.4013 | 64.3131 | 110.1964
1 | 6200 | 707 | 0.035 | 15 | 15 | 7 | 3.1623e-10 | 5spot_SharedNeighbor | CO2 | Porous | Wet | R245fa | MinimizeLCOE_Brownfield | IgnoreSilica | 165.8102 | 40.6291 | 6.8807 | 4 | 3138.3053 | 5375.6568 | 63.9786 | 109.59 | 157.049 | 18.8917 | 55.4783 | 10077197.1396 | 0 | 5430269.9408 | 0 | 0 | 0 | 2767774.3215 | 7127344.1468 | 18543887.4506 | 12656584.2238 | 56603057.2231 | 961560.8286 | 28810221.4343 | 28810221.4343 | 21508759.7178 | 11259118.2678 | 0 | 86374839.486 | 147952938.9058 | 316227.766 | 27.5228 | 3138.3053 | 5375.6568 | 63.9786 | 109.59
1 | 6200 | 707 | 0.035 | 15 | 15 | 7 | 4.217e-10 | 5spot_SharedNeighbor | CO2 | Porous | Wet | R245fa | MinimizeLCOE_Brownfield | IgnoreSilica | 166.3755 | 40.7817 | 6.9118 | 4 | 3126.0033 | 5353.2979 | 63.7278 | 109.1342 | 156.9817 | 18.8633 | 58.7175 | 10095830.0213 | 0 | 5445075.0294 | 0 | 0 | 0 | 2750445.0975 | 7133626.5578 | 18560232.9953 | 12667740.394 | 56652950.0953 | 961560.8286 | 28810221.4343 | 28810221.4343 | 21508759.7178 | 11259118.2678 | 0 | 86424732.3582 | 148002831.778 | 421696.5034 | 27.647 | 3126.0033 | 5353.2979 | 63.7278 | 109.1342
1 | 6200 | 707 | 0.035 | 15 | 15 | 7 | 5.6234e-10 | 5spot_SharedNeighbor | CO2 | Porous | Wet | R245fa | MinimizeLCOE_Brownfield | IgnoreSilica | 166.7971 | 40.8957 | 6.9351 | 4 | 3116.7803 | 5336.5829 | 63.5398 | 108.7935 | 156.9311 | 18.842 | 58.2743 | 10109668.7395 | 0 | 5456109.3483 | 0 | 0 | 0 | 2737143.2275 | 7138139.313 | 18571974.2587 | 12675754.0475 | 56688788.9346 | 961560.8286 | 28810221.4343 | 28810221.4343 | 21508759.7178 | 11259118.2678 | 0 | 86460571.1975 | 148038670.6173 | 562341.3252 | 27.7403 | 3116.7803 | 5336.5829 | 63.5398 | 108.7935
1 | 6200 | 707 | 0.035 | 15 | 15 | 7 | 7.4989e-10 | 5spot_SharedNeighbor | CO2 | Porous | Wet | R245fa | MinimizeLCOE_Brownfield | IgnoreSilica | 167.1083 | 40.9801 | 6.9525 | 4 | 3109.8652 | 5324.1006 | 63.3988 | 108.539 | 156.8937 | 18.8263 | 60.9958 | 10119855.0393 | 0 | 5464253.2946 | 0 | 0 | 0 | 2726909.966 | 7141297.137 | 18580190.2689 | 12681361.6433 | 56713867.3491 | 961560.8286 | 28810221.4343 | 28810221.4343 | 21508759.7178 | 11259118.2678 | 0 | 86485649.612 | 148063749.0318 | 749894.2093 | 27.8101 | 3109.8652 | 5324.1006 | 63.3988 | 108.539
1 | 6200 | 707 | 0.035 | 15 | 15 | 7 | 1e-09 | 5spot_SharedNeighbor | CO2 | Porous | Wet | R245fa | MinimizeLCOE_Brownfield | IgnoreSilica | 167.3371 | 41.0423 | 6.9655 | 4 | 3104.6803 | 5314.782 | 63.2931 | 108.349 | 156.866 | 18.8147 | 62.9404 | 10127323.0769 | 0 | 5470236.2822 | 0 | 0 | 0 | 2719044.6582 | 7143475.5667 | 18585858.0963 | 12685230.0519 | 56731167.7322 | 961560.8286 | 28810221.4343 | 28810221.4343 | 21508759.7178 | 11259118.2678 | 0 | 86502949.9951 | 148081049.4149 | 1000000 | 27.8621 | 3104.6803 | 5314.782 | 63.2931 | 108.349
1 | 6200 | 707 | 0.035 | 15 | 15 | 7 | 1.3335e-09 | 5spot_SharedNeighbor | CO2 | Porous | Wet | R245fa | MinimizeLCOE_Brownfield | IgnoreSilica | 167.5151 | 41.0905 | 6.9754 | 4 | 3100.7926 | 5307.7578 | 63.2139 | 108.2058 | 156.8445 | 18.8057 | 61.439 | 10133125.564 | 0 | 5474890.5079 | 0 | 0 | 0 | 2713256.112 | 7145296.1517 | 18590594.8849 | 12688463.0075 | 56745626.2279 | 961560.8286 | 28810221.4343 | 28810221.4343 | 21508759.7178 | 11259118.2678 | 0 | 86517408.4908 | 148095507.9106 | 1333521.4322 | 27.9017 | 3100.7926 | 5307.7578 | 63.2139 | 108.2058
1 | 6200 | 707 | 0.035 | 15 | 15 | 7 | 1.7783e-09 | 5spot_SharedNeighbor | CO2 | Porous | Wet | R245fa | MinimizeLCOE_Brownfield | IgnoreSilica | 167.6466 | 41.1262 | 6.9828 | 4 | 3097.8774 | 5302.5069 | 63.1544 | 108.0988 | 156.8285 | 18.799 | 62.7386 | 10137406.7738 | 0 | 5478328.6488 | 0 | 0 | 0 | 2708842.798 | 7146585.5061 | 18593949.5205 | 12690752.6152 | 56755865.8624 | 961560.8286 | 28810221.4343 | 28810221.4343 | 21508759.7178 | 11259118.2678 | 0 | 86527648.1253 | 148105747.5451 | 1778279.41 | 27.9313 | 3097.8774 | 5302.5069 | 63.1544 | 108.0988
1 | 6200 | 707 | 0.035 | 15 | 15 | 7 | 2.3714e-09 | 5spot_SharedNeighbor | CO2 | Porous | Wet | R245fa | MinimizeLCOE_Brownfield | IgnoreSilica | 167.7392 | 41.1515 | 6.9882 | 4 | 3095.6915 | 5298.6103 | 63.1099 | 108.0193 | 156.8173 | 18.7943 | 60.6058 | 10140417.5517 | 0 | 5480749.5511 | 0 | 0 | 0 | 2705375.8694 | 7147351.7592 | 18595943.154 | 12692113.311 | 56761951.1965 | 961560.8286 | 28810221.4343 | 28810221.4343 | 21508759.7178 | 11259118.2678 | 0 | 86533733.4594 | 148111832.8792 | 2371373.7057 | 27.953 | 3095.6915 | 5298.6103 | 63.1099 | 108.0193
1 | 6200 | 707 | 0.035 | 15 | 15 | 7 | 3.1623e-09 | 5spot_SharedNeighbor | CO2 | Porous | Wet | R245fa | MinimizeLCOE_Brownfield | IgnoreSilica | 167.8272 | 41.1749 | 6.9927 | 4 | 3094.0523 | 5295.5687 | 63.0764 | 107.9573 | 156.8066 | 18.7898 | 59.9024 | 10143280.0191 | 0 | 5483049.1607 | 0 | 0 | 0 | 2703209.2081 | 7148519.9713 | 18598982.6022 | 12694187.7969 | 56771228.7583 | 961560.8286 | 28810221.4343 | 28810221.4343 | 21508759.7178 | 11259118.2678 | 0 | 86543011.0213 | 148121110.4411 | 3162277.6602 | 27.9708 | 3094.0523 | 5295.5687 | 63.0764 | 107.9573
1 | 6200 | 707 | 0.035 | 15 | 15 | 7 | 4.217e-09 | 5spot_SharedNeighbor | CO2 | Porous | Wet | R245fa | MinimizeLCOE_Brownfield | IgnoreSilica | 167.8855 | 41.1906 | 6.9959 | 4 | 3092.8231 | 5293.3382 | 63.0514 | 107.9119 | 156.7996 | 18.7868 | 57.078 | 10145175.7009 | 0 | 5484574.032 | 0 | 0 | 0 | 2701397.9891 | 7149147.6116 | 18600615.5936 | 12695302.347 | 56776213.2743 | 961560.8286 | 28810221.4343 | 28810221.4343 | 21508759.7178 | 11259118.2678 | 0 | 86547995.5372 | 148126094.957 | 4216965.0343 | 27.9835 | 3092.8231 | 5293.3382 | 63.0514 | 107.9119
1 | 6200 | 707 | 0.035 | 15 | 15 | 7 | 5.6234e-09 | 5spot_SharedNeighbor | CO2 | Porous | Wet | R245fa | MinimizeLCOE_Brownfield | IgnoreSilica | 167.9218 | 41.2007 | 6.9981 | 4 | 3091.9014 | 5291.7144 | 63.0326 | 107.8788 | 156.7951 | 18.785 | 66.2393 | 10146352.8998 | 0 | 5485522.5569 | 0 | 0 | 0 | 2699859.8809 | 7149376.7817 | 18601211.8471 | 12695709.3023 | 56778033.2687 | 961560.8286 | 28810221.4343 | 28810221.4343 | 21508759.7178 | 11259118.2678 | 0 | 86549815.5316 | 148127914.9514 | 5623413.2519 | 27.9924 | 3091.9014 | 5291.7144 | 63.0326 | 107.8788
1 | 6200 | 707 | 0.035 | 15 | 15 | 7 | 7.4989e-09 | 5spot_SharedNeighbor | CO2 | Porous | Wet | R245fa | MinimizeLCOE_Brownfield | IgnoreSilica | 167.9561 | 41.2099 | 6.9999 | 4 | 3091.2102 | 5290.4511 | 63.0185 | 107.853 | 156.791 | 18.7832 | 62.3601 | 10147465.7753 | 0 | 5486418.0281 | 0 | 0 | 0 | 2698872.5728 | 7149774.9867 | 18602247.895 | 12696416.4263 | 56781195.6843 | 961560.8286 | 28810221.4343 | 28810221.4343 | 21508759.7178 | 11259118.2678 | 0 | 86552977.9472 | 148131077.367 | 7498942.0933 | 27.9997 | 3091.2102 | 5290.4511 | 63.0185 | 107.853
1 | 6200 | 707 | 0.035 | 15 | 15 | 7 | 1e-08 | 5spot_SharedNeighbor | CO2 | Porous | Wet | R245fa | MinimizeLCOE_Brownfield | IgnoreSilica | 167.9755 | 41.2153 | 7.0012 | 4 | 3090.6919 | 5289.5444 | 63.0079 | 107.8345 | 156.7886 | 18.7823 | 63.8112 | 10148095.9941 | 0 | 5486926.2523 | 0 | 0 | 0 | 2697982.9641 | 7149872.0321 | 18602500.3871 | 12696588.7573 | 56781966.387 | 961560.8286 | 28810221.4343 | 28810221.4343 | 21508759.7178 | 11259118.2678 | 0 | 86553748.6499 | 148131848.0697 | 10000000 | 28.0047 | 3090.6919 | 5289.5444 | 63.0079 | 107.8345
1 | 6300 | 707 | 0.035 | 15 | 15 | 7 | 1e-13 | 5spot_SharedNeighbor | CO2 | Porous | Wet | R245fa | MinimizeLCOE_Brownfield | IgnoreSilica | 1.6 | 0.018037 | 0.0055991 | 4 | 1430837.1765 | 4238991.4513 | 29169.5512 | 86417.5744 | 83.0743 | 18.6929 | 13.5026 | 225702.3358 | 0 | 83024.9684 | 0 | 0 | 0 | 219761.1407 | 206110.4935 | 536257.2249 | 366006.575 | 1636862.7382 | 961560.8286 | 29447104.4808 | 29447104.4808 | 21958398.9644 | 11486898.3253 | 0 | 32045528.0476 | 94937929.8181 | 100 | 0.022396 | 1430837.1765 | 4238991.4513 | 29169.5512 | 86417.5744
1 | 6300 | 707 | 0.035 | 15 | 15 | 7 | 1.3335e-13 | 5spot_SharedNeighbor | CO2 | Porous | Wet | R245fa | MinimizeLCOE_Brownfield | IgnoreSilica | 3.364 | 0.23369 | 0.024758 | 4 | 343191.6584 | 978258.0964 | 6996.4262 | 19943.1145 | 112.6077 | 20.7814 | 29.3777 | 489770.2441 | 0 | 220346.4897 | 0 | 0 | 0 | 445281.8547 | 450605.4495 | 1172382.9477 | 800175.4519 | 3578562.4376 | 961560.8286 | 29447104.4808 | 29447104.4808 | 21958398.9644 | 11486898.3253 | 0 | 33987227.747 | 96879629.5175 | 133.3521 | 0.099033 | 343191.6584 | 978258.0964 | 6996.4262 | 19943.1145
1 | 6300 | 707 | 0.035 | 15 | 15 | 7 | 1.7783e-13 | 5spot_SharedNeighbor | CO2 | Porous | Wet | R245fa | MinimizeLCOE_Brownfield | IgnoreSilica | 4.7085 | 0.47429 | 0.051462 | 4 | 171332.798 | 476860.5406 | 3492.8508 | 9721.4471 | 124.5583 | 21.4568 | 34.6239 | 677372.7919 | 0 | 314366.792 | 0 | 0 | 0 | 577366.5782 | 611951.4032 | 1592172.0226 | 1086690.1213 | 4859919.709 | 961560.8286 | 29447104.4808 | 29447104.4808 | 21958398.9644 | 11486898.3253 | 0 | 35268585.0184 | 98160986.7889 | 177.8279 | 0.20585 | 171332.798 | 476860.5406 | 3492.8508 | 9721.4471
1 | 6300 | 707 | 0.035 | 15 | 15 | 7 | 2.3714e-13 | 5spot_SharedNeighbor | CO2 | Porous | Wet | R245fa | MinimizeLCOE_Brownfield | IgnoreSilica | 6.3427 | 0.80429 | 0.09138 | 4 | 100174.3073 | 272236.7149 | 2042.1888 | 5549.9137 | 133.8047 | 21.9233 | 34.4431 | 889727.5221 | 0 | 398982.6234 | 0 | 0 | 0 | 715367.0016 | 781590.0874 | 2033537.0812 | 1387930.8429 | 6207135.1586 | 961560.8286 | 29447104.4808 | 29447104.4808 | 21958398.9644 | 11486898.3253 | 0 | 36615800.468 | 99508202.2385 | 237.1374 | 0.36552 | 100174.3073 | 272236.7149 | 2042.1888 | 5549.9137
1 | 6300 | 707 | 0.035 | 15 | 15 | 7 | 3.1623e-13 | 5spot_SharedNeighbor | CO2 | Porous | Wet | R245fa | MinimizeLCOE_Brownfield | IgnoreSilica | 8.3696 | 1.2434 | 0.14726 | 4 | 64745.8925 | 171516.7518 | 1319.9326 | 3496.601 | 141.1475 | 22.2617 | 37.1265 | 1133579.7472 | 0 | 498075.6099 | 0 | 0 | 0 | 863882.2064 | 973259.6498 | 2532221.9657 | 1728293.5235 | 7729312.7025 | 961560.8286 | 29447104.4808 | 29447104.4808 | 21958398.9644 | 11486898.3253 | 0 | 38137978.0119 | 101030379.7823 | 316.2278 | 0.58904 | 64745.8925 | 171516.7518 | 1319.9326 | 3496.601
1 | 6300 | 707 | 0.035 | 15 | 15 | 7 | 4.217e-13 | 5spot_SharedNeighbor | CO2 | Porous | Wet | R245fa | MinimizeLCOE_Brownfield | IgnoreSilica | 10.9519 | 1.8254 | 0.22347 | 4 | 44658.3518 | 115018.4174 | 910.4209 | 2344.806 | 147.112 | 22.5155 | 24.6371 | 1420613.6526 | 0 | 617623.8167 | 0 | 0 | 0 | 1032183.8431 | 1197464.3119 | 3115556.5057 | 2126431.3334 | 9509873.4635 | 961560.8286 | 29447104.4808 | 29447104.4808 | 21958398.9644 | 11486898.3253 | 0 | 39918538.7729 | 102810940.5433 | 421.6965 | 0.89387 | 44658.3518 | 115018.4174 | 910.4209 | 2344.806
1 | 6300 | 707 | 0.035 | 15 | 15 | 7 | 5.6234e-13 | 5spot_SharedNeighbor | CO2 | Porous | Wet | R245fa | MinimizeLCOE_Brownfield | IgnoreSilica | 14.2286 | 2.5833 | 0.32564 | 4 | 32238.7849 | 80521.9415 | 657.2312 | 1641.5487 | 151.8975 | 22.7031 | 32.021 | 1757047.4008 | 0 | 761485.4034 | 0 | 0 | 0 | 1221796.8199 | 1458728.5534 | 3795312.4696 | 2590378.7464 | 11584749.3936 | 961560.8286 | 29447104.4808 | 29447104.4808 | 21958398.9644 | 11486898.3253 | 0 | 41993414.7029 | 104885816.4734 | 562.3413 | 1.3026 | 32238.7849 | 80521.9415 | 657.2312 | 1641.5487
1 | 6300 | 707 | 0.035 | 15 | 15 | 7 | 7.4989e-13 | 5spot_SharedNeighbor | CO2 | Porous | Wet | R245fa | MinimizeLCOE_Brownfield | IgnoreSilica | 18.3696 | 3.5583 | 0.46094 | 4 | 24083.5296 | 58194.5709 | 490.9753 | 1186.375 | 155.6994 | 22.8368 | 38.4305 | 2150174.3104 | 0 | 934139.4506 | 0 | 0 | 0 | 1434354.6547 | 1762280.6821 | 4585092.8414 | 3129420.0785 | 13995462.0177 | 961560.8286 | 29447104.4808 | 29447104.4808 | 21958398.9644 | 11486898.3253 | 0 | 44404127.3271 | 107296529.0976 | 749.8942 | 1.8438 | 24083.5296 | 58194.5709 | 490.9753 | 1186.375
1 | 6300 | 707 | 0.035 | 15 | 15 | 7 | 1e-12 | 5spot_SharedNeighbor | CO2 | Porous | Wet | R245fa | MinimizeLCOE_Brownfield | IgnoreSilica | 23.6024 | 4.8051 | 0.63839 | 4 | 18488.5572 | 43117.8034 | 376.9142 | 879.0147 | 158.701 | 22.9239 | 34.3271 | 2610046.5288 | 0 | 1141554.5628 | 0 | 0 | 0 | 1673554.4579 | 2115810.6643 | 5504905.3361 | 3757211.0064 | 16803082.5562 | 961560.8286 | 29447104.4808 | 29447104.4808 | 21958398.9644 | 11486898.3253 | 0 | 47211747.8656 | 110104149.636 | 1000 | 2.5536 | 18488.5572 | 43117.8034 | 376.9142 | 879.0147
1 | 6300 | 707 | 0.035 | 15 | 15 | 7 | 1.3335e-12 | 5spot_SharedNeighbor | CO2 | Porous | Wet | R245fa | MinimizeLCOE_Brownfield | IgnoreSilica | 30.1406 | 6.378 | 0.86839 | 4 | 14522.1358 | 32628.1393 | 296.0534 | 665.1688 | 161.0268 | 22.9655 | 36.7878 | 3142626.4823 | 0 | 1388207.1676 | 0 | 0 | 0 | 1937779.2989 | 2522759.05 | 6563701.5591 | 4479861.1847 | 20034934.7426 | 961560.8286 | 29447104.4808 | 29447104.4808 | 21958398.9644 | 11486898.3253 | 0 | 50443600.052 | 113336001.8224 | 1333.5214 | 3.4736 | 14522.1358 | 32628.1393 | 296.0534 | 665.1688
1 | 6300 | 707 | 0.035 | 15 | 15 | 7 | 1.7783e-12 | 5spot_SharedNeighbor | CO2 | Porous | Wet | R245fa | MinimizeLCOE_Brownfield | IgnoreSilica | 38.1844 | 8.3301 | 1.1621 | 4 | 11639.6214 | 25169.9704 | 237.2894 | 513.1239 | 162.782 | 22.9583 | 43.5803 | 3750757.0839 | 0 | 1677415.8407 | 0 | 0 | 0 | 2222207.4263 | 2983648.3368 | 7762840.942 | 5298298.4534 | 23695168.0831 | 961560.8286 | 29447104.4808 | 29447104.4808 | 21958398.9644 | 11486898.3253 | 0 | 54103833.3925 | 116996235.1629 | 1778.2794 | 4.6482 | 11639.6214 | 25169.9704 | 237.2894 | 513.1239
1 | 6300 | 707 | 0.035 | 15 | 15 | 7 | 2.3714e-12 | 5spot_SharedNeighbor | CO2 | Porous | Wet | R245fa | MinimizeLCOE_Brownfield | IgnoreSilica | 47.946 | 10.7177 | 1.5305 | 4 | 9505.8983 | 19778.9336 | 193.7906 | 403.2203 | 164.0555 | 22.8942 | 41.3324 | 4436470.1817 | 0 | 2012492.3008 | 0 | 0 | 0 | 2522617.4265 | 3498916.1645 | 9103462.1336 | 6213299.9636 | 27787258.1707 | 961560.8286 | 29447104.4808 | 29447104.4808 | 21958398.9644 | 11486898.3253 | 0 | 58195923.48 | 121088325.2505 | 2371.3737 | 6.1221 | 9505.8983 | 19778.9336 | 193.7906 | 403.2203
1 | 6300 | 707 | 0.035 | 15 | 15 | 7 | 3.1623e-12 | 5spot_SharedNeighbor | CO2 | Porous | Wet | R245fa | MinimizeLCOE_Brownfield | IgnoreSilica | 59.3971 | 13.5436 | 1.9794 | 4 | 7906.5629 | 15850.0369 | 161.186 | 323.1244 | 164.8896 | 22.762 | 46.302 | 5184377.1806 | 0 | 2388605.157 | 0 | 0 | 0 | 2820578.5541 | 4053488.7478 | 10546346.2368 | 7198098.0124 | 32191493.8887 | 961560.8286 | 29447104.4808 | 29447104.4808 | 21958398.9644 | 11486898.3253 | 0 | 62600159.1981 | 125492560.9685 | 3162.2777 | 7.9175 | 7906.5629 | 15850.0369 | 161.186 | 323.1244
1 | 6300 | 707 | 0.035 | 15 | 15 | 7 | 4.217e-12 | 5spot_SharedNeighbor | CO2 | Porous | Wet | R245fa | MinimizeLCOE_Brownfield | IgnoreSilica | 72.2935 | 16.757 | 2.505 | 4 | 6699.8203 | 12976.5492 | 136.5849 | 264.5445 | 165.311 | 22.5511 | 41.915 | 5967770.0358 | 0 | 2795193.2008 | 0 | 0 | 0 | 3093697.2401 | 4624097.5859 | 12030953.3857 | 8211372.8971 | 36723084.3455 | 961560.8286 | 29447104.4808 | 29447104.4808 | 21958398.9644 | 11486898.3253 | 0 | 67131749.6549 | 130024151.4254 | 4216.965 | 10.0199 | 6699.8203 | 12976.5492 | 136.5849 | 264.5445
1 | 6300 | 707 | 0.035 | 15 | 15 | 7 | 5.6234e-12 | 5spot_SharedNeighbor | CO2 | Porous | Wet | R245fa | MinimizeLCOE_Brownfield | IgnoreSilica | 86.0083 | 20.2111 | 3.0883 | 4 | 5788.0241 | 10879.1988 | 117.9967 | 221.7872 | 165.3437 | 22.2606 | 48.923 | 6742676.8302 | 0 | 3211920.411 | 0 | 0 | 0 | 3312663.6414 | 5174231.7442 | 13462289.6176 | 9188289.2864 | 41092071.5309 | 961560.8286 | 29447104.4808 | 29447104.4808 | 21958398.9644 | 11486898.3253 | 0 | 71500736.8403 | 134393138.6108 | 5623.4133 | 12.3532 | 5788.0241 | 10879.1988 | 117.9967 | 221.7872
1 | 6300 | 707 | 0.035 | 15 | 15 | 7 | 7.4989e-12 | 5spot_SharedNeighbor | CO2 | Porous | Wet | R245fa | MinimizeLCOE_Brownfield | IgnoreSilica | 99.7324 | 23.7057 | 3.6975 | 4 | 5100.4703 | 9352.8718 | 103.98 | 190.6709 | 165.0442 | 21.9042 | 56.305 | 7464465.0207 | 0 | 3615775.0501 | 0 | 0 | 0 | 3457332.6396 | 5669653.357 | 14751275.0292 | 10068048.3158 | 45026549.4124 | 961560.8286 | 29447104.4808 | 29447104.4808 | 21958398.9644 | 11486898.3253 | 0 | 75435214.7218 | 138327616.4922 | 7498.9421 | 14.7899 | 5100.4703 | 9352.8718 | 103.98 | 190.6709
1 | 6300 | 707 | 0.035 | 15 | 15 | 7 | 1e-11 | 5spot_SharedNeighbor | CO2 | Porous | Wet | R245fa | MinimizeLCOE_Brownfield | IgnoreSilica | 112.6413 | 27.0293 | 4.2946 | 4 | 4583.7412 | 8244.8617 | 93.4458 | 168.0827 | 164.5055 | 21.5103 | 60.5071 | 8097759.2104 | 0 | 3985568.8179 | 0 | 0 | 0 | 3521767.3413 | 6085987.1942 | 15834490.2716 | 10807364.9766 | 48332937.812 | 961560.8286 | 29447104.4808 | 29447104.4808 | 21958398.9644 | 11486898.3253 | 0 | 78741603.1214 | 141634004.8918 | 10000 | 17.1785 | 4583.7412 | 8244.8617 | 93.4458 | 168.0827
1 | 6300 | 707 | 0.035 | 15 | 15 | 7 | 1.3335e-11 | 5spot_SharedNeighbor | CO2 | Porous | Wet | R245fa | MinimizeLCOE_Brownfield | IgnoreSilica | 124.1272 | 30.0183 | 4.8465 | 4 | 4196.607 | 7440.8051 | 85.5535 | 151.6909 | 163.8373 | 21.1124 | 59.2891 | 8625476.8771 | 0 | 4307505.1551 | 0 | 0 | 0 | 3516186.2141 | 6415175.6161 | 16690971.0195 | 11391930.686 | 50947245.5679 | 961560.8286 | 29447104.4808 | 29447104.4808 | 21958398.9644 | 11486898.3253 | 0 | 81355910.8773 | 144248312.6477 | 13335.2143 | 19.3861 | 4196.607 | 7440.8051 | 85.5535 | 151.6909
1 | 6300 | 707 | 0.035 | 15 | 15 | 7 | 1.7783e-11 | 5spot_SharedNeighbor | CO2 | Porous | Wet | R245fa | MinimizeLCOE_Brownfield | IgnoreSilica | 133.8734 | 32.5804 | 5.3313 | 4 | 3907.1013 | 6856.3261 | 79.6515 | 139.7755 | 163.1377 | 20.7392 | 59.8185 | 9047180.0872 | 0 | 4576018.8595 | 0 | 0 | 0 | 3459843.1207 | 6662386.4063 | 17334162.7858 | 11830922.2827 | 52910513.5422 | 961560.8286 | 29447104.4808 | 29447104.4808 | 21958398.9644 | 11486898.3253 | 0 | 83319178.8516 | 146211580.622 | 17782.7941 | 21.3251 | 3907.1013 | 6856.3261 | 79.6515 | 139.7755
1 | 6300 | 707 | 0.035 | 15 | 15 | 7 | 2.3714e-11 | 5spot_SharedNeighbor | CO2 | Porous | Wet | R245fa | MinimizeLCOE_Brownfield | IgnoreSilica | 141.866 | 34.6998 | 5.7402 | 4 | 3690.9362 | 6430.0491 | 75.2447 | 131.0852 | 162.4765 | 20.4097 | 59.9144 | 9375260.8321 | 0 | 4793304.8622 | 0 | 0 | 0 | 3375500.4106 | 6842185.7809 | 17801963.8767 | 12150206.1396 | 54338421.9021 | 961560.8286 | 29447104.4808 | 29447104.4808 | 21958398.9644 | 11486898.3253 | 0 | 84747087.2115 | 147639488.982 | 23713.7371 | 22.9609 | 3690.9362 | 6430.0491 | 75.2447 | 131.0852
1 | 6300 | 707 | 0.035 | 15 | 15 | 7 | 3.1623e-11 | 5spot_SharedNeighbor | CO2 | Porous | Wet | R245fa | MinimizeLCOE_Brownfield | IgnoreSilica | 148.2346 | 36.4018 | 6.0743 | 4 | 3529.4869 | 6117.9371 | 71.9534 | 124.7224 | 161.8929 | 20.1315 | 53.4933 | 9625093.415 | 0 | 4964687.2757 | 0 | 0 | 0 | 3280376.1198 | 6969361.1561 | 18132848.1156 | 12376041.4317 | 55348407.5138 | 961560.8286 | 29447104.4808 | 29447104.4808 | 21958398.9644 | 11486898.3253 | 0 | 85757072.8232 | 148649474.5936 | 31622.7766 | 24.2973 | 3529.4869 | 6117.9371 | 71.9534 | 124.7224
1 | 6300 | 707 | 0.035 | 15 | 15 | 7 | 4.217e-11 | 5spot_SharedNeighbor | CO2 | Porous | Wet | R245fa | MinimizeLCOE_Brownfield | IgnoreSilica | 153.2233 | 37.7437 | 6.3412 | 4 | 3408.848 | 5888.3585 | 69.494 | 120.0422 | 161.4005 | 19.9038 | 58.1245 | 9813539.1761 | 0 | 5097909.9416 | 0 | 0 | 0 | 3187242.4132 | 7058489.6971 | 18364742.2964 | 12534313.975 | 56056237.4994 | 961560.8286 | 29447104.4808 | 29447104.4808 | 21958398.9644 | 11486898.3253 | 0 | 86464902.8088 | 149357304.5792 | 42169.6503 | 25.3648 | 3408.848 | 5888.3585 | 69.494 | 120.0422
1 | 6300 | 707 | 0.035 | 15 | 15 | 7 | 5.6234e-11 | 5spot_SharedNeighbor | CO2 | Porous | Wet | R245fa | MinimizeLCOE_Brownfield | IgnoreSilica | 157.0555 | 38.7806 | 6.5503 | 4 | 3318.6441 | 5719.021 | 67.655 | 116.59 | 161.0008 | 19.723 | 53.5589 | 9953907.7827 | 0 | 5199657.5948 | 0 | 0 | 0 | 3102383.5501 | 7119820.0817 | 18524311.3767 | 12643223.1512 | 56543303.5371 | 961560.8286 | 29447104.4808 | 29447104.4808 | 21958398.9644 | 11486898.3253 | 0 | 86951968.8465 | 149844370.6169 | 56234.1325 | 26.2011 | 3318.6441 | 5719.021 | 67.655 | 116.59
1 | 6300 | 707 | 0.035 | 15 | 15 | 7 | 7.4989e-11 | 5spot_SharedNeighbor | CO2 | Porous | Wet | R245fa | MinimizeLCOE_Brownfield | IgnoreSilica | 160.0024 | 39.581 | 6.7126 | 4 | 3251.1527 | 5593.4643 | 66.2791 | 114.0303 | 160.6808 | 19.5805 | 63.0082 | 10059230.8486 | 0 | 5277563.1001 | 0 | 0 | 0 | 3030005.1125 | 7163051.6339 | 18636791.0074 | 12719992.8103 | 56886634.5129 | 961560.8286 | 29447104.4808 | 29447104.4808 | 21958398.9644 | 11486898.3253 | 0 | 87295299.8223 | 150187701.5927 | 74989.4209 | 26.8506 | 3251.1527 | 5593.4643 | 66.2791 | 114.0303
1 | 6300 | 707 | 0.035 | 15 | 15 | 7 | 1e-10 | 5spot_SharedNeighbor | CO2 | Porous | Wet | R245fa | MinimizeLCOE_Brownfield | IgnoreSilica | 162.2487 | 40.193 | 6.8375 | 4 | 3200.6264 | 5500.1596 | 65.2491 | 112.1282 | 160.4294 | 19.4699 | 58.6766 | 10137969.5918 | 0 | 5336755.0497 | 0 | 0 | 0 | 2970229.9477 | 7193532.2898 | 18716095.4217 | 12774119.7026 | 57128702.0035 | 961560.8286 | 29447104.4808 | 29447104.4808 | 21958398.9644 | 11486898.3253 | 0 | 87537367.3129 | 150429769.0833 | 100000 | 27.3501 | 3200.6264 | 5500.1596 | 65.2491 | 112.1282
1 | 6300 | 707 | 0.035 | 15 | 15 | 7 | 1.3335e-10 | 5spot_SharedNeighbor | CO2 | Porous | Wet | R245fa | MinimizeLCOE_Brownfield | IgnoreSilica | 163.9466 | 40.6569 | 6.9328 | 4 | 3162.784 | 5430.7199 | 64.4776 | 110.7126 | 160.2349 | 19.385 | 58.0453 | 10196588.8808 | 0 | 5381386.848 | 0 | 0 | 0 | 2921922.3809 | 7214960.2628 | 18771846.6119 | 12812171.0355 | 57298876.02 | 961560.8286 | 29447104.4808 | 29447104.4808 | 21958398.9644 | 11486898.3253 | 0 | 87707541.3294 | 150599943.0998 | 133352.1432 | 27.7311 | 3162.784 | 5430.7199 | 64.4776 | 110.7126
1 | 6300 | 707 | 0.035 | 15 | 15 | 7 | 1.7783e-10 | 5spot_SharedNeighbor | CO2 | Porous | Wet | R245fa | MinimizeLCOE_Brownfield | IgnoreSilica | 165.2307 | 41.0084 | 7.0052 | 4 | 3134.4318 | 5378.9203 | 63.8996 | 109.6566 | 160.0854 | 19.3202 | 59.2815 | 10240407.1939 | 0 | 5415080.0851 | 0 | 0 | 0 | 2883735.0447 | 7230296.7062 | 18811748.8918 | 12839405.1614 | 57420673.0831 | 961560.8286 | 29447104.4808 | 29447104.4808 | 21958398.9644 | 11486898.3253 | 0 | 87829338.3925 | 150721740.1629 | 177827.941 | 28.0208 | 3134.4318 | 5378.9203 | 63.8996 | 109.6566
1 | 6300 | 707 | 0.035 | 15 | 15 | 7 | 2.3714e-10 | 5spot_SharedNeighbor | CO2 | Porous | Wet | R245fa | MinimizeLCOE_Brownfield | IgnoreSilica | 166.1929 | 41.2725 | 7.0599 | 4 | 3113.1845 | 5340.2749 | 63.4665 | 108.8687 | 159.9719 | 19.2712 | 52.8427 | 10272948.0381 | 0 | 5440293.1796 | 0 | 0 | 0 | 2853782.4353 | 7241139.2247 | 18839958.9007 | 12858659.0722 | 57506780.8506 | 961560.8286 | 29447104.4808 | 29447104.4808 | 21958398.9644 | 11486898.3253 | 0 | 87915446.16 | 150807847.9304 | 237137.3706 | 28.2397 | 3113.1845 | 5340.2749 | 63.4665 | 108.8687
1 | 6300 | 707 | 0.035 | 15 | 15 | 7 | 3.1623e-10 | 5spot_SharedNeighbor | CO2 | Porous | Wet | R245fa | MinimizeLCOE_Brownfield | IgnoreSilica | 166.9233 | 41.4729 | 7.1014 | 4 | 3097.2589 | 5311.3446 | 63.1418 | 108.2789 | 159.8849 | 19.2338 | 62.9159 | 10297482.1072 | 0 | 5459412.1306 | 0 | 0 | 0 | 2830795.2104 | 7249198.8848 | 18860928.4831 | 12872971.2431 | 57570788.0593 | 961560.8286 | 29447104.4808 | 29447104.4808 | 21958398.9644 | 11486898.3253 | 0 | 87979453.3687 | 150871855.1391 | 316227.766 | 28.4056 | 3097.2589 | 5311.3446 | 63.1418 | 108.2789
1 | 6300 | 707 | 0.035 | 15 | 15 | 7 | 4.217e-10 | 5spot_SharedNeighbor | CO2 | Porous | Wet | R245fa | MinimizeLCOE_Brownfield | IgnoreSilica | 167.4808 | 41.6257 | 7.1328 | 4 | 3085.3205 | 5289.6467 | 62.8984 | 107.8366 | 159.8181 | 19.2052 | 65.0642 | 10316113.1965 | 0 | 5473994.5656 | 0 | 0 | 0 | 2813370.3485 | 7255356.4631 | 18876949.2387 | 12883905.738 | 57619689.5503 | 961560.8286 | 29447104.4808 | 29447104.4808 | 21958398.9644 | 11486898.3253 | 0 | 88028354.8597 | 150920756.6302 | 421696.5034 | 28.5313 | 3085.3205 | 5289.6467 | 62.8984 | 107.8366
1 | 6300 | 707 | 0.035 | 15 | 15 | 7 | 5.6234e-10 | 5spot_SharedNeighbor | CO2 | Porous | Wet | R245fa | MinimizeLCOE_Brownfield | IgnoreSilica | 167.8829 | 41.7366 | 7.1562 | 4 | 3076.3702 | 5273.5143 | 62.716 | 107.5077 | 159.7696 | 19.1844 | 63.9346 | 10329494.4141 | 0 | 5484506.0317 | 0 | 0 | 0 | 2799665.9118 | 7259329.8795 | 18887287.2531 | 12890961.6452 | 57651245.1355 | 961560.8286 | 29447104.4808 | 29447104.4808 | 21958398.9644 | 11486898.3253 | 0 | 88059910.4448 | 150952312.2153 | 562341.3252 | 28.6246 | 3076.3702 | 5273.5143 | 62.716 | 107.5077
1 | 6300 | 707 | 0.035 | 15 | 15 | 7 | 7.4989e-10 | 5spot_SharedNeighbor | CO2 | Porous | Wet | R245fa | MinimizeLCOE_Brownfield | IgnoreSilica | 168.1996 | 41.8235 | 7.174 | 4 | 3069.6597 | 5261.337 | 62.5792 | 107.2595 | 159.7313 | 19.1681 | 63.053 | 10340006.6162 | 0 | 5492782.082 | 0 | 0 | 0 | 2789623.0062 | 7262740.5647 | 18896161.1565 | 12897018.2666 | 57678331.6922 | 961560.8286 | 29447104.4808 | 29447104.4808 | 21958398.9644 | 11486898.3253 | 0 | 88086997.0016 | 150979398.772 | 749894.2093 | 28.696 | 3069.6597 | 5261.337 | 62.5792 | 107.2595
1 | 6300 | 707 | 0.035 | 15 | 15 | 7 | 1e-09 | 5spot_SharedNeighbor | CO2 | Porous | Wet | R245fa | MinimizeLCOE_Brownfield | IgnoreSilica | 168.4313 | 41.8873 | 7.1873 | 4 | 3064.6282 | 5252.2538 | 62.4766 | 107.0743 | 159.7031 | 19.156 | 64.7165 | 10347678.099 | 0 | 5498834.4616 | 0 | 0 | 0 | 2781870.9656 | 7265069.5752 | 18902220.764 | 12901154.0733 | 57696827.9387 | 961560.8286 | 29447104.4808 | 29447104.4808 | 21958398.9644 | 11486898.3253 | 0 | 88105493.2481 | 150997895.0186 | 1000000 | 28.7492 | 3064.6282 | 5252.2538 | 62.4766 | 107.0743
1 | 6300 | 707 | 0.035 | 15 | 15 | 7 | 1.3335e-09 | 5spot_SharedNeighbor | CO2 | Porous | Wet | R245fa | MinimizeLCOE_Brownfield | IgnoreSilica | 168.6017 | 41.9343 | 7.1972 | 4 | 3060.8555 | 5245.4698 | 62.3997 | 106.936 | 159.6824 | 19.1472 | 61.8225 | 10353309.823 | 0 | 5503284.559 | 0 | 0 | 0 | 2775932.0324 | 7266685.3016 | 18906424.5527 | 12904023.2454 | 57709659.5142 | 961560.8286 | 29447104.4808 | 29447104.4808 | 21958398.9644 | 11486898.3253 | 0 | 88118324.8236 | 151010726.5941 | 1333521.4322 | 28.7888 | 3060.8555 | 5245.4698 | 62.3997 | 106.936
1 | 6300 | 707 | 0.035 | 15 | 15 | 7 | 1.7783e-09 | 5spot_SharedNeighbor | CO2 | Porous | Wet | R245fa | MinimizeLCOE_Brownfield | IgnoreSilica | 168.7332 | 41.9705 | 7.2047 | 4 | 3058.0266 | 5240.362 | 62.342 | 106.8319 | 159.6664 | 19.1404 | 67.9751 | 10357651.4297 | 0 | 5506718.2583 | 0 | 0 | 0 | 2771543.8972 | 7268006.2982 | 18909861.515 | 12906369.0428 | 57720150.4412 | 961560.8286 | 29447104.4808 | 29447104.4808 | 21958398.9644 | 11486898.3253 | 0 | 88128815.7506 | 151021217.521 | 1778279.41 | 28.8189 | 3058.0266 | 5240.362 | 62.342 | 106.8319
1 | 6300 | 707 | 0.035 | 15 | 15 | 7 | 2.3714e-09 | 5spot_SharedNeighbor | CO2 | Porous | Wet | R245fa | MinimizeLCOE_Brownfield | IgnoreSilica | 168.8381 | 41.9991 | 7.2105 | 4 | 3055.9053 | 5236.4939 | 62.2988 | 106.753 | 159.6536 | 19.1349 | 73.5117 | 10361110.1769 | 0 | 5509454.9317 | 0 | 0 | 0 | 2768389.4319 | 7269192.2708 | 18912947.1723 | 12908475.0673 | 57729569.051 | 961560.8286 | 29447104.4808 | 29447104.4808 | 21958398.9644 | 11486898.3253 | 0 | 88138234.3603 | 151030636.1308 | 2371373.7057 | 28.8419 | 3055.9053 | 5236.4939 | 62.2988 | 106.753
1 | 6300 | 707 | 0.035 | 15 | 15 | 7 | 3.1623e-09 | 5spot_SharedNeighbor | CO2 | Porous | Wet | R245fa | MinimizeLCOE_Brownfield | IgnoreSilica | 168.9159 | 42.0204 | 7.2148 | 4 | 3054.3147 | 5233.5996 | 62.2663 | 106.694 | 159.6441 | 19.1309 | 83.4608 | 10363674.8275 | 0 | 5511485.63 | 0 | 0 | 0 | 2765995.9273 | 7270050.9901 | 18915181.3836 | 12909999.9624 | 57736388.7209 | 961560.8286 | 29447104.4808 | 29447104.4808 | 21958398.9644 | 11486898.3253 | 0 | 88145054.0303 | 151037455.8007 | 3162277.6602 | 28.8592 | 3054.3147 | 5233.5996 | 62.2663 | 106.694
1 | 6300 | 707 | 0.035 | 15 | 15 | 7 | 4.217e-09 | 5spot_SharedNeighbor | CO2 | Porous | Wet | R245fa | MinimizeLCOE_Brownfield | IgnoreSilica | 168.965 | 42.0341 | 7.2178 | 4 | 3053.1219 | 5231.4889 | 62.242 | 106.651 | 159.6381 | 19.1283 | 65.3155 | 10365290.1576 | 0 | 5512766.8076 | 0 | 0 | 0 | 2763972.7462 | 7270391.5874 | 18916067.5482 | 12910604.7879 | 57739093.635 | 961560.8286 | 29447104.4808 | 29447104.4808 | 21958398.9644 | 11486898.3253 | 0 | 88147758.9444 | 151040160.7148 | 4216965.0343 | 28.8714 | 3053.1219 | 5231.4889 | 62.242 | 106.651
1 | 6300 | 707 | 0.035 | 15 | 15 | 7 | 5.6234e-09 | 5spot_SharedNeighbor | CO2 | Porous | Wet | R245fa | MinimizeLCOE_Brownfield | IgnoreSilica | 169.0085 | 42.046 | 7.2203 | 4 | 3052.2275 | 5229.8635 | 62.2238 | 106.6178 | 159.6328 | 19.1261 | 66.3752 | 10366723.7763 | 0 | 5513902.884 | 0 | 0 | 0 | 2762615.5307 | 7270864.4545 | 18917297.8512 | 12911444.495 | 57742848.9916 | 961560.8286 | 29447104.4808 | 29447104.4808 | 21958398.9644 | 11486898.3253 | 0 | 88151514.301 | 151043916.0714 | 5623413.2519 | 28.881 | 3052.2275 | 5229.8635 | 62.2238 | 106.6178
1 | 6300 | 707 | 0.035 | 15 | 15 | 7 | 7.4989e-09 | 5spot_SharedNeighbor | CO2 | Porous | Wet | R245fa | MinimizeLCOE_Brownfield | IgnoreSilica | 169.0427 | 42.0553 | 7.2221 | 4 | 3051.5567 | 5228.6345 | 62.2101 | 106.5928 | 159.6286 | 19.1243 | 63.7323 | 10367852.3537 | 0 | 5514797.2009 | 0 | 0 | 0 | 2761635.5534 | 7271271.1921 | 18918356.0991 | 12912166.771 | 57746079.1702 | 961560.8286 | 29447104.4808 | 29447104.4808 | 21958398.9644 | 11486898.3253 | 0 | 88154744.4796 | 151047146.25 | 7498942.0933 | 28.8885 | 3051.5567 | 5228.6345 | 62.2101 | 106.5928
1 | 6300 | 707 | 0.035 | 15 | 15 | 7 | 1e-08 | 5spot_SharedNeighbor | CO2 | Porous | Wet | R245fa | MinimizeLCOE_Brownfield | IgnoreSilica | 169.0498 | 42.0579 | 7.2231 | 4 | 3051.0538 | 5227.8318 | 62.1999 | 106.5764 | 159.6277 | 19.1239 | 56.741 | 10368080.9431 | 0 | 5514981.4091 | 0 | 0 | 0 | 2760449.8603 | 7270969.7629 | 18917571.8421 | 12911631.4995 | 57743685.317 | 961560.8286 | 29447104.4808 | 29447104.4808 | 21958398.9644 | 11486898.3253 | 0 | 88152350.6264 | 151044752.3968 | 10000000 | 28.8924 | 3051.0538 | 5227.8318 | 62.1999 | 106.5764
1 | 6400 | 707 | 0.035 | 15 | 15 | 7 | 1e-13 | 5spot_SharedNeighbor | CO2 | Porous | Wet | R245fa | MinimizeLCOE_Brownfield | IgnoreSilica | 1.6 | 0.01689 | 0.0057015 | 4 | 1433792.1138 | 4249758.5052 | 29229.7916 | 86637.0754 | 83.4137 | 19.0121 | 13.8995 | 227540.7337 | 0 | 82726.0153 | 0 | 0 | 0 | 221631.3315 | 207440.2514 | 539716.9824 | 368367.9305 | 1647423.245 | 961560.8286 | 30089847.6181 | 30089847.6181 | 22413605.2974 | 11717022.4191 | 0 | 32698831.6917 | 96919307.0263 | 100 | 0.022806 | 1433792.1138 | 4249758.5052 | 29229.7916 | 86637.0754
1 | 6400 | 707 | 0.035 | 15 | 15 | 7 | 1.3335e-13 | 5spot_SharedNeighbor | CO2 | Porous | Wet | R245fa | MinimizeLCOE_Brownfield | IgnoreSilica | 3.4392 | 0.24309 | 0.026192 | 4 | 331621.3659 | 944593.0509 | 6760.5501 | 19256.807 | 114.4543 | 21.2072 | 27.7664 | 505980.9115 | 0 | 226613.2894 | 0 | 0 | 0 | 459511.8356 | 464921.3542 | 1209629.9952 | 825597.3272 | 3692254.7131 | 961560.8286 | 30089847.6181 | 30089847.6181 | 22413605.2974 | 11717022.4191 | 0 | 34743663.1598 | 98964138.4944 | 133.3521 | 0.10477 | 331621.3659 | 944593.0509 | 6760.5501 | 19256.807
1 | 6400 | 707 | 0.035 | 15 | 15 | 7 | 1.7783e-13 | 5spot_SharedNeighbor | CO2 | Porous | Wet | R245fa | MinimizeLCOE_Brownfield | IgnoreSilica | 4.8204 | 0.49323 | 0.054397 | 4 | 165740.5381 | 460889.1665 | 3378.845 | 9395.8491 | 126.7001 | 21.8947 | 28.4113 | 700808.0294 | 0 | 320328.7639 | 0 | 0 | 0 | 596929.4761 | 631045.8451 | 1641851.8437 | 1120597.62 | 5011561.5783 | 961560.8286 | 30089847.6181 | 30089847.6181 | 22413605.2974 | 11717022.4191 | 0 | 36062970.025 | 100283445.3596 | 177.8279 | 0.21759 | 165740.5381 | 460889.1665 | 3378.845 | 9395.8491
1 | 6400 | 707 | 0.035 | 15 | 15 | 7 | 2.3714e-13 | 5spot_SharedNeighbor | CO2 | Porous | Wet | R245fa | MinimizeLCOE_Brownfield | IgnoreSilica | 6.4935 | 0.83557 | 0.096406 | 4 | 97121.9501 | 263657.6558 | 1979.9623 | 5375.0179 | 136.1307 | 22.3671 | 31.3032 | 920521.5574 | 0 | 406552.4636 | 0 | 0 | 0 | 739701.3476 | 806042.3938 | 2097156.9665 | 1431352.7219 | 6401327.4508 | 961560.8286 | 30089847.6181 | 30089847.6181 | 22413605.2974 | 11717022.4191 | 0 | 37452735.8975 | 101673211.2321 | 237.1374 | 0.38563 | 97121.9501 | 263657.6558 | 1979.9623 | 5375.0179
1 | 6400 | 707 | 0.035 | 15 | 15 | 7 | 3.1623e-13 | 5spot_SharedNeighbor | CO2 | Porous | Wet | R245fa | MinimizeLCOE_Brownfield | IgnoreSilica | 8.5546 | 1.2887 | 0.15507 | 4 | 62890.8298 | 166426.6223 | 1282.1146 | 3392.8318 | 143.5763 | 22.7077 | 28.5681 | 1171081.1724 | 0 | 506865.9913 | 0 | 0 | 0 | 891453.8729 | 1002066.4043 | 2607171.2319 | 1779447.9378 | 7958086.6105 | 961560.8286 | 30089847.6181 | 30089847.6181 | 22413605.2974 | 11717022.4191 | 0 | 39009495.0573 | 103229970.3918 | 316.2278 | 0.62027 | 62890.8298 | 166426.6223 | 1282.1146 | 3392.8318
1 | 6400 | 707 | 0.035 | 15 | 15 | 7 | 4.217e-13 | 5spot_SharedNeighbor | CO2 | Porous | Wet | R245fa | MinimizeLCOE_Brownfield | IgnoreSilica | 11.2077 | 1.894 | 0.23512 | 4 | 43439.4475 | 111723.3805 | 885.5719 | 2277.6322 | 149.6864 | 22.9657 | 28.8856 | 1469037.5912 | 0 | 629136.7203 | 0 | 0 | 0 | 1066898.5698 | 1234378.4237 | 3211599.4527 | 2191982.6182 | 9803033.3759 | 961560.8286 | 30089847.6181 | 30089847.6181 | 22413605.2974 | 11717022.4191 | 0 | 40854441.8227 | 105074917.1572 | 421.6965 | 0.94049 | 43439.4475 | 111723.3805 | 885.5719 | 2277.6322
1 | 6400 | 707 | 0.035 | 15 | 15 | 7 | 5.6234e-13 | 5spot_SharedNeighbor | CO2 | Porous | Wet | R245fa | MinimizeLCOE_Brownfield | IgnoreSilica | 14.5381 | 2.6756 | 0.34222 | 4 | 31393.6393 | 78307.6549 | 640.0018 | 1596.4075 | 154.5366 | 23.154 | 31.9748 | 1814553.4324 | 0 | 774707.6241 | 0 | 0 | 0 | 1260363.5238 | 1501353.5863 | 3906214.0615 | 2666071.3617 | 11923263.5897 | 961560.8286 | 30089847.6181 | 30089847.6181 | 22413605.2974 | 11717022.4191 | 0 | 42974672.0365 | 107195147.371 | 562.3413 | 1.3689 | 31393.6393 | 78307.6549 | 640.0018 | 1596.4075
1 | 6400 | 707 | 0.035 | 15 | 15 | 7 | 7.4989e-13 | 5spot_SharedNeighbor | CO2 | Porous | Wet | R245fa | MinimizeLCOE_Brownfield | IgnoreSilica | 18.7787 | 3.6872 | 0.48418 | 4 | 23473.9201 | 56633.2916 | 478.5476 | 1154.5463 | 158.4214 | 23.2889 | 29.8325 | 2221391.342 | 0 | 950748.2316 | 0 | 0 | 0 | 1480705.9807 | 1814609.7662 | 4721242.384 | 3222344.9389 | 14411042.6435 | 961560.8286 | 30089847.6181 | 30089847.6181 | 22413605.2974 | 11717022.4191 | 0 | 45462451.0903 | 109682926.4248 | 749.8942 | 1.9367 | 23473.9201 | 56633.2916 | 478.5476 | 1154.5463
1 | 6400 | 707 | 0.035 | 15 | 15 | 7 | 1e-12 | 5spot_SharedNeighbor | CO2 | Porous | Wet | R245fa | MinimizeLCOE_Brownfield | IgnoreSilica | 24.1159 | 4.9764 | 0.67014 | 4 | 18035.2559 | 41993.1862 | 367.6731 | 856.0879 | 161.4753 | 23.3755 | 46.0957 | 2695380.2952 | 0 | 1161380.7477 | 0 | 0 | 0 | 1726582.5331 | 2177503.9947 | 5665418.7266 | 3866764.6936 | 17293030.991 | 961560.8286 | 30089847.6181 | 30089847.6181 | 22413605.2974 | 11717022.4191 | 0 | 48344439.4377 | 112564914.7723 | 1000 | 2.6806 | 18035.2559 | 41993.1862 | 367.6731 | 856.0879
1 | 6400 | 707 | 0.035 | 15 | 15 | 7 | 1.3335e-12 | 5spot_SharedNeighbor | CO2 | Porous | Wet | R245fa | MinimizeLCOE_Brownfield | IgnoreSilica | 30.7667 | 6.5991 | 0.91084 | 4 | 14176.7149 | 31803.3592 | 289.0115 | 648.3545 | 163.8377 | 23.4153 | 29.9527 | 3242946.2977 | 0 | 1411227.0064 | 0 | 0 | 0 | 1996777.2913 | 2593870.7322 | 6748719.5691 | 4606139.7783 | 20599680.675 | 961560.8286 | 30089847.6181 | 30089847.6181 | 22413605.2974 | 11717022.4191 | 0 | 51651089.1217 | 115871564.4563 | 1333.5214 | 3.6434 | 14176.7149 | 31803.3592 | 289.0115 | 648.3545
1 | 6400 | 707 | 0.035 | 15 | 15 | 7 | 1.7783e-12 | 5spot_SharedNeighbor | CO2 | Porous | Wet | R245fa | MinimizeLCOE_Brownfield | IgnoreSilica | 38.9808 | 8.6197 | 1.2184 | 4 | 11371.0018 | 24548.7522 | 231.8133 | 500.4595 | 165.628 | 23.4047 | 40.1632 | 3870661.4271 | 0 | 1705347.9272 | 0 | 0 | 0 | 2290332.2317 | 3067873.2186 | 7981976.8074 | 5447863.1842 | 24364054.7962 | 961560.8286 | 30089847.6181 | 30089847.6181 | 22413605.2974 | 11717022.4191 | 0 | 55415463.2429 | 119635938.5775 | 1778.2794 | 4.8734 | 11371.0018 | 24548.7522 | 231.8133 | 500.4595
1 | 6400 | 707 | 0.035 | 15 | 15 | 7 | 2.3714e-12 | 5spot_SharedNeighbor | CO2 | Porous | Wet | R245fa | MinimizeLCOE_Brownfield | IgnoreSilica | 48.9102 | 11.0826 | 1.6034 | 4 | 9293.3647 | 19306.7363 | 189.4578 | 393.5939 | 166.9211 | 23.3349 | 34.6852 | 4575665.51 | 0 | 2044806.509 | 0 | 0 | 0 | 2597799.0301 | 3595125.7091 | 9353779.6335 | 6384146.8008 | 28551323.1926 | 961560.8286 | 30089847.6181 | 30089847.6181 | 22413605.2974 | 11717022.4191 | 0 | 59602731.6393 | 123823206.9739 | 2371.3737 | 6.4135 | 9293.3647 | 19306.7363 | 189.4578 | 393.5939
1 | 6400 | 707 | 0.035 | 15 | 15 | 7 | 3.1623e-12 | 5spot_SharedNeighbor | CO2 | Porous | Wet | R245fa | MinimizeLCOE_Brownfield | IgnoreSilica | 60.5567 | 13.9972 | 2.0718 | 4 | 7735.8833 | 15485.1626 | 157.7064 | 315.686 | 167.766 | 23.194 | 45.3947 | 5344479.0135 | 0 | 2425840.5717 | 0 | 0 | 0 | 2903023.6396 | 4162603.8576 | 10830241.3701 | 7391862.2743 | 33058050.7268 | 961560.8286 | 30089847.6181 | 30089847.6181 | 22413605.2974 | 11717022.4191 | 0 | 64109459.1735 | 128329934.5081 | 3162.2777 | 8.2873 | 7735.8833 | 15485.1626 | 157.7064 | 315.686
1 | 6400 | 707 | 0.035 | 15 | 15 | 7 | 4.217e-12 | 5spot_SharedNeighbor | CO2 | Porous | Wet | R245fa | MinimizeLCOE_Brownfield | IgnoreSilica | 73.5964 | 17.2936 | 2.6182 | 4 | 6560.9025 | 12692.94 | 133.7529 | 258.7628 | 168.1865 | 22.9721 | 57.8433 | 6145006.3076 | 0 | 2835421.7566 | 0 | 0 | 0 | 3178907.1134 | 4742140.7193 | 12338077.4047 | 8420991.3509 | 37660544.6525 | 961560.8286 | 30089847.6181 | 30089847.6181 | 22413605.2974 | 11717022.4191 | 0 | 68711953.0993 | 132932428.4338 | 4216.965 | 10.4729 | 6560.9025 | 12692.94 | 133.7529 | 258.7628
1 | 6400 | 707 | 0.035 | 15 | 15 | 7 | 5.6234e-12 | 5spot_SharedNeighbor | CO2 | Porous | Wet | R245fa | MinimizeLCOE_Brownfield | IgnoreSilica | 87.4286 | 20.828 | 3.2228 | 4 | 5673.4279 | 10655.2203 | 115.6605 | 217.2211 | 168.2115 | 22.6684 | 52.203 | 6934854.0286 | 0 | 3254281.104 | 0 | 0 | 0 | 3398698.0973 | 5299254.9597 | 13787574.3785 | 9410302.8196 | 42084965.3877 | 961560.8286 | 30089847.6181 | 30089847.6181 | 22413605.2974 | 11717022.4191 | 0 | 73136373.8345 | 137356849.1691 | 5623.4133 | 12.891 | 5673.4279 | 10655.2203 | 115.6605 | 217.2211
1 | 6400 | 707 | 0.035 | 15 | 15 | 7 | 7.4989e-12 | 5spot_SharedNeighbor | CO2 | Porous | Wet | R245fa | MinimizeLCOE_Brownfield | IgnoreSilica | 101.2166 | 24.3908 | 3.8516 | 4 | 5004.5191 | 9172.9464 | 102.0239 | 187.0029 | 167.9008 | 22.2983 | 57.029 | 7667707.6173 | 0 | 3658757.1249 | 0 | 0 | 0 | 3541621.5625 | 5798553.6588 | 15086647.1734 | 10296946.6954 | 46050233.8324 | 961560.8286 | 30089847.6181 | 30089847.6181 | 22413605.2974 | 11717022.4191 | 0 | 77101642.2791 | 141322117.6137 | 7498.9421 | 15.4064 | 5004.5191 | 9172.9464 | 102.0239 | 187.0029
1 | 6400 | 707 | 0.035 | 15 | 15 | 7 | 1e-11 | 5spot_SharedNeighbor | CO2 | Porous | Wet | R245fa | MinimizeLCOE_Brownfield | IgnoreSilica | 114.1512 | 27.7703 | 4.4659 | 4 | 4502.0285 | 8097.036 | 91.7799 | 165.069 | 167.3508 | 21.8913 | 60.5675 | 8309040.6622 | 0 | 4028254.0805 | 0 | 0 | 0 | 3603248.2879 | 6216811.7819 | 16174869.0131 | 11039680.4618 | 49371904.2874 | 961560.8286 | 30089847.6181 | 30089847.6181 | 22413605.2974 | 11717022.4191 | 0 | 80423312.7341 | 144643788.0687 | 10000 | 17.8638 | 4502.0285 | 8097.036 | 91.7799 | 165.069
1 | 6400 | 707 | 0.035 | 15 | 15 | 7 | 1.3335e-11 | 5spot_SharedNeighbor | CO2 | Porous | Wet | R245fa | MinimizeLCOE_Brownfield | IgnoreSilica | 125.6056 | 30.7959 | 5.0314 | 4 | 4125.7064 | 7316.6808 | 84.1081 | 149.1604 | 166.675 | 21.4829 | 60.1236 | 8841002.0395 | 0 | 4348499.963 | 0 | 0 | 0 | 3593485.9055 | 6545365.2841 | 17029697.8302 | 11623118.6944 | 51981169.7168 | 961560.8286 | 30089847.6181 | 30089847.6181 | 22413605.2974 | 11717022.4191 | 0 | 83032578.1635 | 147253053.4981 | 13335.2143 | 20.1257 | 4125.7064 | 7316.6808 | 84.1081 | 149.1604
1 | 6400 | 707 | 0.035 | 15 | 15 | 7 | 1.7783e-11 | 5spot_SharedNeighbor | CO2 | Porous | Wet | R245fa | MinimizeLCOE_Brownfield | IgnoreSilica | 135.3233 | 33.3885 | 5.5271 | 4 | 3844.3676 | 6749.1709 | 78.3726 | 137.591 | 165.9692 | 21.1005 | 58.9972 | 9266109.0636 | 0 | 4615623.4597 | 0 | 0 | 0 | 3534117.3893 | 6792181.4659 | 17671862.9063 | 12061409.554 | 53941303.8387 | 961560.8286 | 30089847.6181 | 30089847.6181 | 22413605.2974 | 11717022.4191 | 0 | 84992712.2855 | 149213187.6201 | 17782.7941 | 22.1084 | 3844.3676 | 6749.1709 | 78.3726 | 137.591
1 | 6400 | 707 | 0.035 | 15 | 15 | 7 | 2.3714e-11 | 5spot_SharedNeighbor | CO2 | Porous | Wet | R245fa | MinimizeLCOE_Brownfield | IgnoreSilica | 143.2427 | 35.521 | 5.9436 | 4 | 3634.3474 | 6335.6109 | 74.0911 | 129.16 | 165.3074 | 20.7653 | 61.1488 | 9594869.3403 | 0 | 4830481.5132 | 0 | 0 | 0 | 3446103.55 | 6969867.2174 | 18134164.7832 | 12376940.0844 | 55352426.4885 | 961560.8286 | 30089847.6181 | 30089847.6181 | 22413605.2974 | 11717022.4191 | 0 | 86403834.9352 | 150624310.2698 | 23713.7371 | 23.7742 | 3634.3474 | 6335.6109 | 74.0911 | 129.16
1 | 6400 | 707 | 0.035 | 15 | 15 | 7 | 3.1623e-11 | 5spot_SharedNeighbor | CO2 | Porous | Wet | R245fa | MinimizeLCOE_Brownfield | IgnoreSilica | 149.5567 | 37.2341 | 6.2835 | 4 | 3477.5112 | 6032.6446 | 70.8938 | 122.9836 | 164.7238 | 20.4825 | 62.475 | 9845463.6624 | 0 | 5000081.594 | 0 | 0 | 0 | 3348643.887 | 7095733.7659 | 18461643.7238 | 12600451.1903 | 56352017.8235 | 961560.8286 | 30089847.6181 | 30089847.6181 | 22413605.2974 | 11717022.4191 | 0 | 87403426.2702 | 151623901.6048 | 31622.7766 | 25.1339 | 3477.5112 | 6032.6446 | 70.8938 | 122.9836
1 | 6400 | 707 | 0.035 | 15 | 15 | 7 | 4.217e-11 | 5spot_SharedNeighbor | CO2 | Porous | Wet | R245fa | MinimizeLCOE_Brownfield | IgnoreSilica | 154.4802 | 38.5791 | 6.5542 | 4 | 3360.3313 | 5809.9075 | 68.5049 | 118.4428 | 164.2339 | 20.2523 | 58.2553 | 10033689.4189 | 0 | 5131337.2593 | 0 | 0 | 0 | 3253326.1036 | 7183157.5849 | 18689102.5677 | 12755696.5251 | 57046309.4596 | 961560.8286 | 30089847.6181 | 30089847.6181 | 22413605.2974 | 11717022.4191 | 0 | 88097717.9063 | 152318193.2409 | 42169.6503 | 26.217 | 3360.3313 | 5809.9075 | 68.5049 | 118.4428
1 | 6400 | 707 | 0.035 | 15 | 15 | 7 | 5.6234e-11 | 5spot_SharedNeighbor | CO2 | Porous | Wet | R245fa | MinimizeLCOE_Brownfield | IgnoreSilica | 158.2922 | 39.6256 | 6.7668 | 4 | 3272.7204 | 5645.3378 | 66.7188 | 115.0878 | 163.8336 | 20.0681 | 62.5285 | 10175052.0655 | 0 | 5232389.2109 | 0 | 0 | 0 | 3167877.4076 | 7244374.2868 | 18848375.8687 | 12864403.8258 | 57532472.6652 | 961560.8286 | 30089847.6181 | 30089847.6181 | 22413605.2974 | 11717022.4191 | 0 | 88583881.1119 | 152804356.4465 | 56234.1325 | 27.0674 | 3272.7204 | 5645.3378 | 66.7188 | 115.0878
1 | 6400 | 707 | 0.035 | 15 | 15 | 7 | 7.4989e-11 | 5spot_SharedNeighbor | CO2 | Porous | Wet | R245fa | MinimizeLCOE_Brownfield | IgnoreSilica | 161.2035 | 40.4285 | 6.9314 | 4 | 3207.1727 | 5523.4484 | 65.3826 | 112.603 | 163.5152 | 19.924 | 52.1883 | 10280407.3101 | 0 | 5309234.7345 | 0 | 0 | 0 | 3094606.5711 | 7286856.9602 | 18958907.0704 | 12939843.6422 | 57869856.2885 | 961560.8286 | 30089847.6181 | 30089847.6181 | 22413605.2974 | 11717022.4191 | 0 | 88921264.7353 | 153141740.0698 | 74989.4209 | 27.7257 | 3207.1727 | 5523.4484 | 65.3826 | 112.603
1 | 6400 | 707 | 0.035 | 15 | 15 | 7 | 1e-10 | 5spot_SharedNeighbor | CO2 | Porous | Wet | R245fa | MinimizeLCOE_Brownfield | IgnoreSilica | 163.4083 | 41.0389 | 7.0577 | 4 | 3158.1038 | 5432.9552 | 64.3822 | 110.7581 | 163.2668 | 19.8128 | 58.5514 | 10358680.4075 | 0 | 5367248.4255 | 0 | 0 | 0 | 3033863.9856 | 7316319.1993 | 19035561.7731 | 12992162.0518 | 58103835.8428 | 961560.8286 | 30089847.6181 | 30089847.6181 | 22413605.2974 | 11717022.4191 | 0 | 89155244.2895 | 153375719.6241 | 100000 | 28.2306 | 3158.1038 | 5432.9552 | 64.3822 | 110.7581
1 | 6400 | 707 | 0.035 | 15 | 15 | 7 | 1.3335e-10 | 5spot_SharedNeighbor | CO2 | Porous | Wet | R245fa | MinimizeLCOE_Brownfield | IgnoreSilica | 165.0844 | 41.5039 | 7.1541 | 4 | 3121.3541 | 5365.5322 | 63.633 | 109.3836 | 163.0737 | 19.7272 | 63.8127 | 10417300.6781 | 0 | 5411243.3871 | 0 | 0 | 0 | 2985142.4385 | 7337337.7364 | 19090247.6953 | 13029486.3174 | 58270758.2528 | 961560.8286 | 30089847.6181 | 30089847.6181 | 22413605.2974 | 11717022.4191 | 0 | 89322166.6995 | 153542642.0341 | 133352.1432 | 28.6165 | 3121.3541 | 5365.5322 | 63.633 | 109.3836
1 | 6400 | 707 | 0.035 | 15 | 15 | 7 | 1.7783e-10 | 5spot_SharedNeighbor | CO2 | Porous | Wet | R245fa | MinimizeLCOE_Brownfield | IgnoreSilica | 166.3561 | 41.8572 | 7.2275 | 4 | 3093.8214 | 5315.2051 | 63.0717 | 108.3576 | 162.9247 | 19.6615 | 57.5572 | 10461270.0621 | 0 | 5444565.8314 | 0 | 0 | 0 | 2946784.6607 | 7352522.0161 | 19129754.0763 | 13056450.2342 | 58391346.8809 | 961560.8286 | 30089847.6181 | 30089847.6181 | 22413605.2974 | 11717022.4191 | 0 | 89442755.3276 | 153663230.6622 | 177827.941 | 28.9101 | 3093.8214 | 5315.2051 | 63.0717 | 108.3576
1 | 6400 | 707 | 0.035 | 15 | 15 | 7 | 2.3714e-10 | 5spot_SharedNeighbor | CO2 | Porous | Wet | R245fa | MinimizeLCOE_Brownfield | IgnoreSilica | 167.3176 | 42.1246 | 7.2832 | 4 | 3073.1887 | 5277.5999 | 62.6511 | 107.591 | 162.8106 | 19.6114 | 61.2076 | 10494222.3615 | 0 | 5469727.6708 | 0 | 0 | 0 | 2916940.8886 | 7363547.4591 | 19158440.0174 | 13076028.9785 | 58478907.3759 | 961560.8286 | 30089847.6181 | 30089847.6181 | 22413605.2974 | 11717022.4191 | 0 | 89530315.8226 | 153750791.1572 | 237137.3706 | 29.1327 | 3073.1887 | 5277.5999 | 62.6511 | 107.591
1 | 6400 | 707 | 0.035 | 15 | 15 | 7 | 3.1623e-10 | 5spot_SharedNeighbor | CO2 | Porous | Wet | R245fa | MinimizeLCOE_Brownfield | IgnoreSilica | 168.0339 | 42.3244 | 7.325 | 4 | 3057.7239 | 5249.5363 | 62.3358 | 107.0189 | 162.7248 | 19.574 | 66.7307 | 10518600.067 | 0 | 5488450.8542 | 0 | 0 | 0 | 2893700.9006 | 7371293.2105 | 19178592.8735 | 13089783.7168 | 58540421.6226 | 961560.8286 | 30089847.6181 | 30089847.6181 | 22413605.2974 | 11717022.4191 | 0 | 89591830.0693 | 153812305.4039 | 316227.766 | 29.3002 | 3057.7239 | 5249.5363 | 62.3358 | 107.0189
1 | 6400 | 707 | 0.035 | 15 | 15 | 7 | 4.217e-10 | 5spot_SharedNeighbor | CO2 | Porous | Wet | R245fa | MinimizeLCOE_Brownfield | IgnoreSilica | 168.5675 | 42.4735 | 7.3565 | 4 | 3046.1312 | 5228.572 | 62.0995 | 106.5915 | 162.6605 | 19.5459 | 66.8605 | 10536668.9075 | 0 | 5502389.7748 | 0 | 0 | 0 | 2875765.9098 | 7376781.5909 | 19192872.5135 | 13099529.8645 | 58584008.5609 | 961560.8286 | 30089847.6181 | 30089847.6181 | 22413605.2974 | 11717022.4191 | 0 | 89635417.0076 | 153855892.3422 | 421696.5034 | 29.426 | 3046.1312 | 5228.572 | 62.0995 | 106.5915
1 | 6400 | 707 | 0.035 | 15 | 15 | 7 | 5.6234e-10 | 5spot_SharedNeighbor | CO2 | Porous | Wet | R245fa | MinimizeLCOE_Brownfield | IgnoreSilica | 168.9696 | 42.5859 | 7.3802 | 4 | 3037.4401 | 5212.8707 | 61.9223 | 106.2714 | 162.6117 | 19.5247 | 65.8866 | 10550232.9034 | 0 | 5512887.6696 | 0 | 0 | 0 | 2862126.8459 | 7380846.4934 | 19203448.5559 | 13106748.2308 | 58616290.699 | 961560.8286 | 30089847.6181 | 30089847.6181 | 22413605.2974 | 11717022.4191 | 0 | 89667699.1457 | 153888174.4803 | 562341.3252 | 29.5208 | 3037.4401 | 5212.8707 | 61.9223 | 106.2714
1 | 6400 | 707 | 0.035 | 15 | 15 | 7 | 7.4989e-10 | 5spot_SharedNeighbor | CO2 | Porous | Wet | R245fa | MinimizeLCOE_Brownfield | IgnoreSilica | 169.2861 | 42.6739 | 7.3983 | 4 | 3030.924 | 5201.0191 | 61.7895 | 106.0298 | 162.5732 | 19.5079 | 60.0591 | 10560882.8191 | 0 | 5521148.5098 | 0 | 0 | 0 | 2852135.9029 | 7384325.2204 | 19212499.4901 | 13112925.6794 | 58643917.6217 | 961560.8286 | 30089847.6181 | 30089847.6181 | 22413605.2974 | 11717022.4191 | 0 | 89695326.0684 | 153915801.403 | 749894.2093 | 29.5934 | 3030.924 | 5201.0191 | 61.7895 | 106.0298
1 | 6400 | 707 | 0.035 | 15 | 15 | 7 | 1e-09 | 5spot_SharedNeighbor | CO2 | Porous | Wet | R245fa | MinimizeLCOE_Brownfield | IgnoreSilica | 169.5102 | 42.7367 | 7.4117 | 4 | 3026.0384 | 5192.2263 | 61.6899 | 105.8506 | 162.5458 | 19.4961 | 60.1899 | 10568403.0692 | 0 | 5526995.2502 | 0 | 0 | 0 | 2844236.9738 | 7386457.7644 | 19218047.9321 | 13116712.605 | 58660853.5947 | 961560.8286 | 30089847.6181 | 30089847.6181 | 22413605.2974 | 11717022.4191 | 0 | 89712262.0414 | 153932737.376 | 1000000 | 29.6468 | 3026.0384 | 5192.2263 | 61.6899 | 105.8506
1 | 6400 | 707 | 0.035 | 15 | 15 | 7 | 1.3335e-09 | 5spot_SharedNeighbor | CO2 | Porous | Wet | R245fa | MinimizeLCOE_Brownfield | IgnoreSilica | 169.6734 | 42.7826 | 7.4216 | 4 | 3022.375 | 5185.6692 | 61.6152 | 105.7169 | 162.5258 | 19.4874 | 63.4362 | 10573868.2822 | 0 | 5531251.0545 | 0 | 0 | 0 | 2838149.646 | 7387874.9032 | 19221735.0367 | 13119229.1297 | 58672108.0523 | 961560.8286 | 30089847.6181 | 30089847.6181 | 22413605.2974 | 11717022.4191 | 0 | 89723516.499 | 153943991.8336 | 1333521.4322 | 29.6864 | 3022.375 | 5185.6692 | 61.6152 | 105.7169
1 | 6400 | 707 | 0.035 | 15 | 15 | 7 | 1.7783e-09 | 5spot_SharedNeighbor | CO2 | Porous | Wet | R245fa | MinimizeLCOE_Brownfield | IgnoreSilica | 169.8003 | 42.8182 | 7.4291 | 4 | 3019.6281 | 5180.7266 | 61.5592 | 105.6161 | 162.5103 | 19.4807 | 58.6559 | 10578113.8066 | 0 | 5534559.6641 | 0 | 0 | 0 | 2833671.9985 | 7389074.733 | 19224856.7476 | 13121359.7615 | 58681636.7113 | 961560.8286 | 30089847.6181 | 30089847.6181 | 22413605.2974 | 11717022.4191 | 0 | 89733045.1581 | 153953520.4926 | 1778279.41 | 29.7166 | 3019.6281 | 5180.7266 | 61.5592 | 105.6161
1 | 6400 | 707 | 0.035 | 15 | 15 | 7 | 2.3714e-09 | 5spot_SharedNeighbor | CO2 | Porous | Wet | R245fa | MinimizeLCOE_Brownfield | IgnoreSilica | 169.9124 | 42.8489 | 7.4352 | 4 | 3017.5683 | 5176.9157 | 61.5172 | 105.5384 | 162.4966 | 19.4747 | 58.712 | 10581863.7502 | 0 | 5537481.4556 | 0 | 0 | 0 | 2830716.6241 | 7390524.1137 | 19228627.7388 | 13123933.5405 | 58693147.223 | 961560.8286 | 30089847.6181 | 30089847.6181 | 22413605.2974 | 11717022.4191 | 0 | 89744555.6697 | 153965031.0043 | 2371373.7057 | 29.7407 | 3017.5683 | 5176.9157 | 61.5172 | 105.5384
1 | 6400 | 707 | 0.035 | 15 | 15 | 7 | 3.1623e-09 | 5spot_SharedNeighbor | CO2 | Porous | Wet | R245fa | MinimizeLCOE_Brownfield | IgnoreSilica | 169.9855 | 42.8694 | 7.4395 | 4 | 3016.0238 | 5174.1274 | 61.4857 | 105.4816 | 162.4876 | 19.4708 | 56.571 | 10584307.9965 | 0 | 5539388.8636 | 0 | 0 | 0 | 2828224.7329 | 7391249.4213 | 19230514.8405 | 13125221.5262 | 58698907.381 | 961560.8286 | 30089847.6181 | 30089847.6181 | 22413605.2974 | 11717022.4191 | 0 | 89750315.8277 | 153970791.1623 | 3162277.6602 | 29.7578 | 3016.0238 | 5174.1274 | 61.4857 | 105.4816
1 | 6400 | 707 | 0.035 | 15 | 15 | 7 | 4.217e-09 | 5spot_SharedNeighbor | CO2 | Porous | Wet | R245fa | MinimizeLCOE_Brownfield | IgnoreSilica | 170.0413 | 42.8849 | 7.4427 | 4 | 3014.8656 | 5172.0315 | 61.4621 | 105.4389 | 162.4808 | 19.4679 | 67.0829 | 10586169.478 | 0 | 5540842.0166 | 0 | 0 | 0 | 2826373.2261 | 7391820.041 | 19231999.476 | 13126234.8205 | 58703439.0582 | 961560.8286 | 30089847.6181 | 30089847.6181 | 22413605.2974 | 11717022.4191 | 0 | 89754847.5049 | 153975322.8395 | 4216965.0343 | 29.7708 | 3014.8656 | 5172.0315 | 61.4621 | 105.4389
1 | 6400 | 707 | 0.035 | 15 | 15 | 7 | 5.6234e-09 | 5spot_SharedNeighbor | CO2 | Porous | Wet | R245fa | MinimizeLCOE_Brownfield | IgnoreSilica | 170.0755 | 42.8947 | 7.445 | 4 | 3013.9971 | 5170.5074 | 61.4444 | 105.4078 | 162.4765 | 19.466 | 62.1115 | 10587311.615 | 0 | 5541735.2446 | 0 | 0 | 0 | 2824797.265 | 7391999.2086 | 19232465.6333 | 13126552.9824 | 58704861.9489 | 961560.8286 | 30089847.6181 | 30089847.6181 | 22413605.2974 | 11717022.4191 | 0 | 89756270.3956 | 153976745.7302 | 5623413.2519 | 29.7798 | 3013.9971 | 5170.5074 | 61.4444 | 105.4078
1 | 6400 | 707 | 0.035 | 15 | 15 | 7 | 7.4989e-09 | 5spot_SharedNeighbor | CO2 | Porous | Wet | R245fa | MinimizeLCOE_Brownfield | IgnoreSilica | 170.1 | 42.9018 | 7.4466 | 4 | 3013.3458 | 5169.3722 | 61.4311 | 105.3846 | 162.4735 | 19.4647 | 63.9435 | 10588126.9564 | 0 | 5542373.2973 | 0 | 0 | 0 | 2823584.2839 | 7392092.9697 | 19232709.5803 | 13126719.4812 | 58705606.5688 | 961560.8286 | 30089847.6181 | 30089847.6181 | 22413605.2974 | 11717022.4191 | 0 | 89757015.0155 | 153977490.3501 | 7498942.0933 | 29.7865 | 3013.3458 | 5169.3722 | 61.4311 | 105.3846
1 | 6400 | 707 | 0.035 | 15 | 15 | 7 | 1e-08 | 5spot_SharedNeighbor | CO2 | Porous | Wet | R245fa | MinimizeLCOE_Brownfield | IgnoreSilica | 170.1339 | 42.9109 | 7.4482 | 4 | 3012.8574 | 5168.4239 | 61.4212 | 105.3653 | 162.4694 | 19.4629 | 65.683 | 10589259.2889 | 0 | 5543256.0634 | 0 | 0 | 0 | 2823054.5244 | 7392672.2519 | 19234216.7539 | 13127748.1582 | 58710207.0407 | 961560.8286 | 30089847.6181 | 30089847.6181 | 22413605.2974 | 11717022.4191 | 0 | 89761615.4874 | 153982090.822 | 10000000 | 29.7929 | 3012.8574 | 5168.4239 | 61.4212 | 105.3653
1 | 6500 | 707 | 0.035 | 15 | 15 | 7 | 1e-13 | 5spot_SharedNeighbor | CO2 | Porous | Wet | R245fa | MinimizeLCOE_Brownfield | IgnoreSilica | 1.6 | 0.015739 | 0.0057955 | 4 | 1438964.2215 | 4267133.9158 | 29335.232 | 86991.2966 | 83.7402 | 19.3301 | 13.9305 | 229349.9565 | 0 | 82424.5018 | 0 | 0 | 0 | 223505.9951 | 208759.3768 | 543149.0761 | 370710.405 | 1657899.3113 | 961560.8286 | 30738450.8463 | 30738450.8463 | 22874378.7166 | 11949490.5493 | 0 | 33357910.9863 | 98920231.0985 | 100 | 0.023182 | 1438964.2215 | 4267133.9158 | 29335.232 | 86991.2966
1 | 6500 | 707 | 0.035 | 15 | 15 | 7 | 1.3335e-13 | 5spot_SharedNeighbor | CO2 | Porous | Wet | R245fa | MinimizeLCOE_Brownfield | IgnoreSilica | 3.5318 | 0.25472 | 0.027705 | 4 | 320596.8419 | 912213.5827 | 6535.8003 | 18596.7077 | 116.4962 | 21.6445 | 25.8607 | 524963.5478 | 0 | 234262.8344 | 0 | 0 | 0 | 476765.2947 | 482036.754 | 1254160.7546 | 855990.4854 | 3828179.6709 | 961560.8286 | 30738450.8463 | 30738450.8463 | 22874378.7166 | 11949490.5493 | 0 | 35528191.3458 | 101090511.458 | 133.3521 | 0.11082 | 320596.8419 | 912213.5827 | 6535.8003 | 18596.7077
1 | 6500 | 707 | 0.035 | 15 | 15 | 7 | 1.7783e-13 | 5spot_SharedNeighbor | CO2 | Porous | Wet | R245fa | MinimizeLCOE_Brownfield | IgnoreSilica | 4.9324 | 0.51257 | 0.05745 | 4 | 160422.5884 | 445726.5168 | 3270.4315 | 9086.7379 | 128.8455 | 22.3327 | 28.2095 | 724577.4766 | 0 | 326272.3449 | 0 | 0 | 0 | 616693.7324 | 650341.986 | 1692056.4441 | 1154863.2914 | 5164805.2753 | 961560.8286 | 30738450.8463 | 30738450.8463 | 22874378.7166 | 11949490.5493 | 0 | 36864816.9503 | 102427137.0625 | 177.8279 | 0.2298 | 160422.5884 | 445726.5168 | 3270.4315 | 9086.7379
1 | 6500 | 707 | 0.035 | 15 | 15 | 7 | 2.3714e-13 | 5spot_SharedNeighbor | CO2 | Porous | Wet | R245fa | MinimizeLCOE_Brownfield | IgnoreSilica | 6.625 | 0.86437 | 0.10156 | 4 | 94224.1112 | 255611.3579 | 1920.886 | 5210.9833 | 138.3728 | 22.8067 | 32.3991 | 949245.5156 | 0 | 413126.0006 | 0 | 0 | 0 | 761382.3617 | 828264.0124 | 2154973.0599 | 1470813.3936 | 6577804.3438 | 961560.8286 | 30738450.8463 | 30738450.8463 | 22874378.7166 | 11949490.5493 | 0 | 38277816.0187 | 103840136.131 | 237.1374 | 0.40624 | 94224.1112 | 255611.3579 | 1920.886 | 5210.9833
1 | 6500 | 707 | 0.035 | 15 | 15 | 7 | 3.1623e-13 | 5spot_SharedNeighbor | CO2 | Porous | Wet | R245fa | MinimizeLCOE_Brownfield | IgnoreSilica | 8.7593 | 1.3383 | 0.16321 | 4 | 61127.6807 | 161552.2033 | 1246.1705 | 3293.4602 | 146.0652 | 23.1562 | 26.6396 | 1211367.5799 | 0 | 516544.3521 | 0 | 0 | 0 | 921951.3079 | 1033446.6636 | 2688816.2296 | 1835172.3263 | 8207298.4594 | 961560.8286 | 30738450.8463 | 30738450.8463 | 22874378.7166 | 11949490.5493 | 0 | 39907310.1344 | 105469630.2466 | 316.2278 | 0.65285 | 61127.6807 | 161552.2033 | 1246.1705 | 3293.4602
1 | 6500 | 707 | 0.035 | 15 | 15 | 7 | 4.217e-13 | 5spot_SharedNeighbor | CO2 | Porous | Wet | R245fa | MinimizeLCOE_Brownfield | IgnoreSilica | 11.4512 | 1.9616 | 0.24709 | 4 | 42279.9915 | 108613.7458 | 861.9348 | 2214.2381 | 152.242 | 23.4149 | 29.8648 | 1516737.9879 | 0 | 640051.0246 | 0 | 0 | 0 | 1100380.8332 | 1270296.2398 | 3305050.2424 | 2255764.7025 | 10088281.0304 | 961560.8286 | 30738450.8463 | 30738450.8463 | 22874378.7166 | 11949490.5493 | 0 | 41788292.7054 | 107350612.8176 | 421.6965 | 0.98837 | 42279.9915 | 108613.7458 | 861.9348 | 2214.2381
1 | 6500 | 707 | 0.035 | 15 | 15 | 7 | 5.6234e-13 | 5spot_SharedNeighbor | CO2 | Porous | Wet | R245fa | MinimizeLCOE_Brownfield | IgnoreSilica | 14.8734 | 2.7746 | 0.35949 | 4 | 30589.0785 | 76183.4747 | 623.5997 | 1553.1032 | 157.2093 | 23.606 | 37.7351 | 1875370.9055 | 0 | 788970.8605 | 0 | 0 | 0 | 1302223.5222 | 1546960.4624 | 4024873.7979 | 2747059.07 | 12285458.6185 | 961560.8286 | 30738450.8463 | 30738450.8463 | 22874378.7166 | 11949490.5493 | 0 | 43985470.2935 | 109547790.4057 | 562.3413 | 1.4379 | 30589.0785 | 76183.4747 | 623.5997 | 1553.1032
1 | 6500 | 707 | 0.035 | 15 | 15 | 7 | 7.4989e-13 | 5spot_SharedNeighbor | CO2 | Porous | Wet | R245fa | MinimizeLCOE_Brownfield | IgnoreSilica | 19.1855 | 3.8178 | 0.50811 | 4 | 22893.1673 | 55151.412 | 466.7082 | 1124.3361 | 161.1455 | 23.7408 | 35.5944 | 2293257.0123 | 0 | 967186.8838 | 0 | 0 | 0 | 1527195.1544 | 1867179.2297 | 4858017.3446 | 3315696.66 | 14828532.2849 | 961560.8286 | 30738450.8463 | 30738450.8463 | 22874378.7166 | 11949490.5493 | 0 | 46528543.9598 | 112090864.0721 | 749.8942 | 2.0324 | 22893.1673 | 55151.412 | 466.7082 | 1124.3361
1 | 6500 | 707 | 0.035 | 15 | 15 | 7 | 1e-12 | 5spot_SharedNeighbor | CO2 | Porous | Wet | R245fa | MinimizeLCOE_Brownfield | IgnoreSilica | 24.6371 | 5.1523 | 0.70289 | 4 | 17603.1151 | 40921.7973 | 358.8633 | 834.2462 | 164.257 | 23.8271 | 36.9286 | 2782417.2127 | 0 | 1181418.6005 | 0 | 0 | 0 | 1780782.3558 | 2240401.0859 | 5829064.056 | 3978455.9935 | 17792539.3043 | 961560.8286 | 30738450.8463 | 30738450.8463 | 22874378.7166 | 11949490.5493 | 0 | 49492550.9792 | 115054871.0915 | 1000 | 2.8116 | 17603.1151 | 40921.7973 | 358.8633 | 834.2462
1 | 6500 | 707 | 0.035 | 15 | 15 | 7 | 1.3335e-12 | 5spot_SharedNeighbor | CO2 | Porous | Wet | R245fa | MinimizeLCOE_Brownfield | IgnoreSilica | 31.4124 | 6.8282 | 0.95473 | 4 | 13847.2024 | 31014.8867 | 282.2939 | 632.2804 | 166.6581 | 23.865 | 29.5584 | 3346032.1754 | 0 | 1434870.4491 | 0 | 0 | 0 | 2057928.3837 | 2667144.0932 | 6939361.824 | 4736257.0345 | 21181593.96 | 961560.8286 | 30738450.8463 | 30738450.8463 | 22874378.7166 | 11949490.5493 | 0 | 52881605.6349 | 118443925.7471 | 1333.5214 | 3.8189 | 13847.2024 | 31014.8867 | 282.2939 | 632.2804
1 | 6500 | 707 | 0.035 | 15 | 15 | 7 | 1.7783e-12 | 5spot_SharedNeighbor | CO2 | Porous | Wet | R245fa | MinimizeLCOE_Brownfield | IgnoreSilica | 39.7922 | 8.9176 | 1.2764 | 4 | 11114.5984 | 23955.7026 | 226.5861 | 488.3694 | 168.4805 | 23.8507 | 35.5897 | 3993100.9367 | 0 | 1733688.6567 | 0 | 0 | 0 | 2360167.1088 | 3153913.1138 | 8205834.9657 | 5600650.9771 | 25047355.7588 | 961560.8286 | 30738450.8463 | 30738450.8463 | 22874378.7166 | 11949490.5493 | 0 | 56747367.4338 | 122309687.546 | 1778.2794 | 5.1057 | 11114.5984 | 23955.7026 | 226.5861 | 488.3694
1 | 6500 | 707 | 0.035 | 15 | 15 | 7 | 2.3714e-12 | 5spot_SharedNeighbor | CO2 | Porous | Wet | R245fa | MinimizeLCOE_Brownfield | IgnoreSilica | 49.877 | 11.4543 | 1.6782 | 4 | 9090.3847 | 18856.959 | 185.3198 | 384.4246 | 169.7908 | 23.775 | 49.1199 | 4716640.2261 | 0 | 2077075.9452 | 0 | 0 | 0 | 2673734.5255 | 3692305.7717 | 9606622.2219 | 6556717.0628 | 29323095.7532 | 961560.8286 | 30738450.8463 | 30738450.8463 | 22874378.7166 | 11949490.5493 | 0 | 61023107.4281 | 126585427.5404 | 2371.3737 | 6.7129 | 9090.3847 | 18856.959 | 185.3198 | 384.4246
1 | 6500 | 707 | 0.035 | 15 | 15 | 7 | 3.1623e-12 | 5spot_SharedNeighbor | CO2 | Porous | Wet | R245fa | MinimizeLCOE_Brownfield | IgnoreSilica | 61.6823 | 14.4506 | 2.1661 | 4 | 7572.7971 | 15139.5343 | 154.3817 | 308.6399 | 170.6445 | 23.6255 | 42.7459 | 5504186.3948 | 0 | 2461845.1821 | 0 | 0 | 0 | 2983932.3631 | 4270485.9366 | 11110928.41 | 7583436.9465 | 33914815.2332 | 961560.8286 | 30738450.8463 | 30738450.8463 | 22874378.7166 | 11949490.5493 | 0 | 65614826.9081 | 131177147.0203 | 3162.2777 | 8.6645 | 7572.7971 | 15139.5343 | 154.3817 | 308.6399
1 | 6500 | 707 | 0.035 | 15 | 15 | 7 | 4.217e-12 | 5spot_SharedNeighbor | CO2 | Porous | Wet | R245fa | MinimizeLCOE_Brownfield | IgnoreSilica | 74.8876 | 17.8361 | 2.7341 | 4 | 6428.1039 | 12423.0083 | 131.0456 | 253.2598 | 171.0653 | 23.3919 | 51.2847 | 6323423.9702 | 0 | 2875147.716 | 0 | 0 | 0 | 3264058.573 | 4860425.8011 | 12645830.9239 | 8631039.4514 | 38599926.4355 | 961560.8286 | 30738450.8463 | 30738450.8463 | 22874378.7166 | 11949490.5493 | 0 | 70299938.1104 | 135862258.2227 | 4216.965 | 10.9363 | 6428.1039 | 12423.0083 | 131.0456 | 253.2598
1 | 6500 | 707 | 0.035 | 15 | 15 | 7 | 5.6234e-12 | 5spot_SharedNeighbor | CO2 | Porous | Wet | R245fa | MinimizeLCOE_Brownfield | IgnoreSilica | 88.8318 | 21.4507 | 3.36 | 4 | 5563.8231 | 10441.9611 | 113.4261 | 212.8735 | 171.0827 | 23.0749 | 46.0936 | 7127991.2758 | 0 | 3295999.1765 | 0 | 0 | 0 | 3484440.2589 | 5424287.9774 | 14112884.6428 | 9632333.7595 | 43077937.0909 | 961560.8286 | 30738450.8463 | 30738450.8463 | 22874378.7166 | 11949490.5493 | 0 | 74777948.7659 | 140340268.8781 | 5623.4133 | 13.44 | 5563.8231 | 10441.9611 | 113.4261 | 212.8735
1 | 6500 | 707 | 0.035 | 15 | 15 | 7 | 7.4989e-12 | 5spot_SharedNeighbor | CO2 | Porous | Wet | R245fa | MinimizeLCOE_Brownfield | IgnoreSilica | 102.6903 | 25.0836 | 4.0088 | 4 | 4912.6904 | 9001.2941 | 100.1518 | 183.5036 | 170.7607 | 22.6908 | 57.093 | 7872268.177 | 0 | 3701314.5644 | 0 | 0 | 0 | 3625964.549 | 5927823.4433 | 15422980.6356 | 10526501.1944 | 47076852.5637 | 961560.8286 | 30738450.8463 | 30738450.8463 | 22874378.7166 | 11949490.5493 | 0 | 78776864.2387 | 144339184.3509 | 7498.9421 | 16.0354 | 4912.6904 | 9001.2941 | 100.1518 | 183.5036
1 | 6500 | 707 | 0.035 | 15 | 15 | 7 | 1e-11 | 5spot_SharedNeighbor | CO2 | Porous | Wet | R245fa | MinimizeLCOE_Brownfield | IgnoreSilica | 115.625 | 28.5132 | 4.6399 | 4 | 4423.7695 | 7956.2658 | 90.1845 | 162.1992 | 170.2009 | 22.2714 | 59.7929 | 8520328.9278 | 0 | 4069806.914 | 0 | 0 | 0 | 3683680.3575 | 6346788.3178 | 16513041.2975 | 11270489.9946 | 50404135.8092 | 961560.8286 | 30738450.8463 | 30738450.8463 | 22874378.7166 | 11949490.5493 | 0 | 82104147.4842 | 147666467.5964 | 10000 | 18.5598 | 4423.7695 | 7956.2658 | 90.1845 | 162.1992
1 | 6500 | 707 | 0.035 | 15 | 15 | 7 | 1.3335e-11 | 5spot_SharedNeighbor | CO2 | Porous | Wet | R245fa | MinimizeLCOE_Brownfield | IgnoreSilica | 127.0555 | 31.5772 | 5.2191 | 4 | 4057.7479 | 7198.2455 | 82.7227 | 146.746 | 169.5175 | 21.8522 | 56.8915 | 9056849.8023 | 0 | 4388609.9016 | 0 | 0 | 0 | 3670092.1578 | 6675065.2261 | 17367150.4741 | 11853437.0578 | 53011204.6196 | 961560.8286 | 30738450.8463 | 30738450.8463 | 22874378.7166 | 11949490.5493 | 0 | 84711216.2946 | 150273536.4068 | 13335.2143 | 20.8764 | 4057.7479 | 7198.2455 | 82.7227 | 146.746
1 | 6500 | 707 | 0.035 | 15 | 15 | 7 | 1.7783e-11 | 5spot_SharedNeighbor | CO2 | Porous | Wet | R245fa | MinimizeLCOE_Brownfield | IgnoreSilica | 136.7265 | 34.1958 | 5.7253 | 4 | 3784.1867 | 6647.0247 | 77.1458 | 135.5086 | 168.8074 | 21.4613 | 53.2989 | 9484530.2904 | 0 | 4653872.8795 | 0 | 0 | 0 | 3607081.7779 | 6920739.1296 | 18006343.5765 | 12289699.4843 | 54962267.1383 | 961560.8286 | 30738450.8463 | 30738450.8463 | 22874378.7166 | 11949490.5493 | 0 | 86662278.8132 | 152224598.9255 | 17782.7941 | 22.9012 | 3784.1867 | 6647.0247 | 77.1458 | 135.5086
1 | 6500 | 707 | 0.035 | 15 | 15 | 7 | 2.3714e-11 | 5spot_SharedNeighbor | CO2 | Porous | Wet | R245fa | MinimizeLCOE_Brownfield | IgnoreSilica | 144.5922 | 36.3455 | 6.1496 | 4 | 3580.0174 | 6245.324 | 72.9835 | 127.3194 | 168.1439 | 21.1198 | 58.5795 | 9814720.3993 | 0 | 4866854.1559 | 0 | 0 | 0 | 3516077.9089 | 7097084.461 | 18465157.9553 | 12602849.7256 | 56362744.6061 | 961560.8286 | 30738450.8463 | 30738450.8463 | 22874378.7166 | 11949490.5493 | 0 | 88062756.281 | 153625076.3932 | 23713.7371 | 24.5984 | 3580.0174 | 6245.324 | 72.9835 | 127.3194
1 | 6500 | 707 | 0.035 | 15 | 15 | 7 | 3.1623e-11 | 5spot_SharedNeighbor | CO2 | Porous | Wet | R245fa | MinimizeLCOE_Brownfield | IgnoreSilica | 150.8527 | 38.0696 | 6.4953 | 4 | 3427.5724 | 5951.0351 | 69.8757 | 121.3199 | 167.5604 | 20.8324 | 62.9421 | 10066051.8829 | 0 | 5034713.7687 | 0 | 0 | 0 | 3416305.939 | 7221657.9203 | 18789272.5429 | 12824064.5915 | 57352066.6453 | 961560.8286 | 30738450.8463 | 30738450.8463 | 22874378.7166 | 11949490.5493 | 0 | 89052078.3203 | 154614398.4325 | 31622.7766 | 25.9811 | 3427.5724 | 5951.0351 | 69.8757 | 121.3199
1 | 6500 | 707 | 0.035 | 15 | 15 | 7 | 4.217e-11 | 5spot_SharedNeighbor | CO2 | Porous | Wet | R245fa | MinimizeLCOE_Brownfield | IgnoreSilica | 155.7176 | 39.419 | 6.77 | 4 | 3313.6849 | 5734.7466 | 67.5539 | 116.9106 | 167.0727 | 20.5994 | 54.9124 | 10254245.189 | 0 | 5164194.2532 | 0 | 0 | 0 | 3318978.4219 | 7307592.967 | 19012857.9067 | 12976666.1965 | 58034534.9344 | 961560.8286 | 30738450.8463 | 30738450.8463 | 22874378.7166 | 11949490.5493 | 0 | 89734546.6094 | 155296866.7216 | 42169.6503 | 27.08 | 3313.6849 | 5734.7466 | 67.5539 | 116.9106
1 | 6500 | 707 | 0.035 | 15 | 15 | 7 | 5.6234e-11 | 5spot_SharedNeighbor | CO2 | Porous | Wet | R245fa | MinimizeLCOE_Brownfield | IgnoreSilica | 159.4862 | 40.4693 | 6.9856 | 4 | 3228.5418 | 5574.8852 | 65.8182 | 113.6516 | 166.6742 | 20.413 | 61.5143 | 10395697.886 | 0 | 5263937.7614 | 0 | 0 | 0 | 3232260.5417 | 7367839.5138 | 19169607.0631 | 13083650.7166 | 58512993.4827 | 961560.8286 | 30738450.8463 | 30738450.8463 | 22874378.7166 | 11949490.5493 | 0 | 90213005.1576 | 155775325.2699 | 56234.1325 | 27.9423 | 3228.5418 | 5574.8852 | 65.8182 | 113.6516
1 | 6500 | 707 | 0.035 | 15 | 15 | 7 | 7.4989e-11 | 5spot_SharedNeighbor | CO2 | Porous | Wet | R245fa | MinimizeLCOE_Brownfield | IgnoreSilica | 162.3607 | 41.2741 | 7.1523 | 4 | 3164.8439 | 5456.4846 | 64.5196 | 111.2378 | 166.3579 | 20.2674 | 62.5416 | 10501022.29 | 0 | 5339703.5376 | 0 | 0 | 0 | 3158065.611 | 7409528.6611 | 19278073.6728 | 13157681.4065 | 58844075.179 | 961560.8286 | 30738450.8463 | 30738450.8463 | 22874378.7166 | 11949490.5493 | 0 | 90544086.854 | 156106406.9662 | 74989.4209 | 28.6093 | 3164.8439 | 5456.4846 | 64.5196 | 111.2378
1 | 6500 | 707 | 0.035 | 15 | 15 | 7 | 1e-10 | 5spot_SharedNeighbor | CO2 | Porous | Wet | R245fa | MinimizeLCOE_Brownfield | IgnoreSilica | 164.5534 | 41.8898 | 7.2805 | 4 | 3117.1617 | 5368.4613 | 63.5476 | 109.4433 | 166.1093 | 20.1544 | 60.2182 | 10579849.1545 | 0 | 5397314.3171 | 0 | 0 | 0 | 3097134.1444 | 7438976.0702 | 19354689.791 | 13209973.4814 | 59077936.9586 | 961560.8286 | 30738450.8463 | 30738450.8463 | 22874378.7166 | 11949490.5493 | 0 | 90777948.6335 | 156340268.7458 | 100000 | 29.122 | 3117.1617 | 5368.4613 | 63.5476 | 109.4433
1 | 6500 | 707 | 0.035 | 15 | 15 | 7 | 1.3335e-10 | 5spot_SharedNeighbor | CO2 | Porous | Wet | R245fa | MinimizeLCOE_Brownfield | IgnoreSilica | 166.2124 | 42.3569 | 7.3782 | 4 | 3081.4518 | 5302.9263 | 62.8196 | 108.1073 | 165.9171 | 20.0676 | 57.8851 | 10638615.0122 | 0 | 5440802.4775 | 0 | 0 | 0 | 3048107.8387 | 7459734.8781 | 19408699.9508 | 13246836.5253 | 59242796.6826 | 961560.8286 | 30738450.8463 | 30738450.8463 | 22874378.7166 | 11949490.5493 | 0 | 90942808.3575 | 156505128.4698 | 133352.1432 | 29.513 | 3081.4518 | 5302.9263 | 62.8196 | 108.1073
1 | 6500 | 707 | 0.035 | 15 | 15 | 7 | 1.7783e-10 | 5spot_SharedNeighbor | CO2 | Porous | Wet | R245fa | MinimizeLCOE_Brownfield | IgnoreSilica | 167.4567 | 42.7083 | 7.4523 | 4 | 3054.6987 | 5254.0994 | 62.2742 | 107.1119 | 165.7704 | 20.0019 | 69.328 | 10682192.917 | 0 | 5473364.9626 | 0 | 0 | 0 | 3009174.8464 | 7474245.7632 | 19446454.2971 | 13272604.6425 | 59358037.4288 | 961560.8286 | 30738450.8463 | 30738450.8463 | 22874378.7166 | 11949490.5493 | 0 | 91058049.1037 | 156620369.2159 | 177827.941 | 29.8092 | 3054.6987 | 5254.0994 | 62.2742 | 107.1119
1 | 6500 | 707 | 0.035 | 15 | 15 | 7 | 2.3714e-10 | 5spot_SharedNeighbor | CO2 | Porous | Wet | R245fa | MinimizeLCOE_Brownfield | IgnoreSilica | 168.3971 | 42.9741 | 7.5084 | 4 | 3034.6507 | 5217.6152 | 61.8655 | 106.3681 | 165.6583 | 19.9519 | 68.2209 | 10714838.7688 | 0 | 5497939.4964 | 0 | 0 | 0 | 2978908.874 | 7484757.9843 | 19473804.9401 | 13291272.0183 | 59441522.0819 | 961560.8286 | 30738450.8463 | 30738450.8463 | 22874378.7166 | 11949490.5493 | 0 | 91141533.7568 | 156703853.8691 | 237137.3706 | 30.0336 | 3034.6507 | 5217.6152 | 61.8655 | 106.3681
1 | 6500 | 707 | 0.035 | 15 | 15 | 7 | 3.1623e-10 | 5spot_SharedNeighbor | CO2 | Porous | Wet | R245fa | MinimizeLCOE_Brownfield | IgnoreSilica | 169.1009 | 43.1735 | 7.5507 | 4 | 3019.6244 | 5190.364 | 61.5591 | 105.8126 | 165.5735 | 19.9142 | 66.4956 | 10739111.5331 | 0 | 5516315.3245 | 0 | 0 | 0 | 2955455.2992 | 7492244.0411 | 19493282.1245 | 13304565.5968 | 59500973.9192 | 961560.8286 | 30738450.8463 | 30738450.8463 | 22874378.7166 | 11949490.5493 | 0 | 91200985.5942 | 156763305.7064 | 316227.766 | 30.2028 | 3019.6244 | 5190.364 | 61.5591 | 105.8126
1 | 6500 | 707 | 0.035 | 15 | 15 | 7 | 4.217e-10 | 5spot_SharedNeighbor | CO2 | Porous | Wet | R245fa | MinimizeLCOE_Brownfield | IgnoreSilica | 169.6345 | 43.3246 | 7.5827 | 4 | 3008.3605 | 5169.9471 | 61.3295 | 105.3964 | 165.5088 | 19.8855 | 65.8042 | 10757422.3625 | 0 | 5530236.6371 | 0 | 0 | 0 | 2937602.4363 | 7497851.96 | 19507872.7789 | 13314524.0183 | 59545510.1931 | 961560.8286 | 30738450.8463 | 30738450.8463 | 22874378.7166 | 11949490.5493 | 0 | 91245521.868 | 156807841.9803 | 421696.5034 | 30.3306 | 3008.3605 | 5169.9471 | 61.3295 | 105.3964
1 | 6500 | 707 | 0.035 | 15 | 15 | 7 | 5.6234e-10 | 5spot_SharedNeighbor | CO2 | Porous | Wet | R245fa | MinimizeLCOE_Brownfield | IgnoreSilica | 170.0413 | 43.4397 | 7.6069 | 4 | 2999.9161 | 5154.6268 | 61.1573 | 105.084 | 165.4593 | 19.8636 | 71.3309 | 10771327.1527 | 0 | 5540842.0166 | 0 | 0 | 0 | 2924145.0113 | 7502162.5304 | 19519087.999 | 13322178.6365 | 59579743.3465 | 961560.8286 | 30738450.8463 | 30738450.8463 | 22874378.7166 | 11949490.5493 | 0 | 91279755.0215 | 156842075.1337 | 562341.3252 | 30.4274 | 2999.9161 | 5154.6268 | 61.1573 | 105.084
1 | 6500 | 707 | 0.035 | 15 | 15 | 7 | 7.4989e-10 | 5spot_SharedNeighbor | CO2 | Porous | Wet | R245fa | MinimizeLCOE_Brownfield | IgnoreSilica | 170.3339 | 43.523 | 7.6248 | 4 | 2993.585 | 5143.2331 | 61.0283 | 104.8518 | 165.4234 | 19.8478 | 62.7539 | 10781300.0199 | 0 | 5548469.5079 | 0 | 0 | 0 | 2913606.8519 | 7504916.7881 | 19526254.0124 | 13327069.5879 | 59601616.7679 | 961560.8286 | 30738450.8463 | 30738450.8463 | 22874378.7166 | 11949490.5493 | 0 | 91301628.4429 | 156863948.5551 | 749894.2093 | 30.4991 | 2993.585 | 5143.2331 | 61.0283 | 104.8518
1 | 6500 | 707 | 0.035 | 15 | 15 | 7 | 1e-09 | 5spot_SharedNeighbor | CO2 | Porous | Wet | R245fa | MinimizeLCOE_Brownfield | IgnoreSilica | 170.5749 | 43.5907 | 7.6387 | 4 | 2988.838 | 5134.565 | 60.9315 | 104.6751 | 165.3939 | 19.8347 | 71.5535 | 10789498.5976 | 0 | 5554747.922 | 0 | 0 | 0 | 2906169.7279 | 7507662.3365 | 19533397.3664 | 13331945.0737 | 59623421.0241 | 961560.8286 | 30738450.8463 | 30738450.8463 | 22874378.7166 | 11949490.5493 | 0 | 91323432.6991 | 156885752.8113 | 1000000 | 30.5548 | 2988.838 | 5134.565 | 60.9315 | 104.6751
1 | 6500 | 707 | 0.035 | 15 | 15 | 7 | 1.3335e-09 | 5spot_SharedNeighbor | CO2 | Porous | Wet | R245fa | MinimizeLCOE_Brownfield | IgnoreSilica | 170.7406 | 43.6379 | 7.6488 | 4 | 2985.2787 | 5128.1632 | 60.8589 | 104.5445 | 165.3735 | 19.8258 | 68.2645 | 10795126.0509 | 0 | 5559066.1745 | 0 | 0 | 0 | 2900174.1612 | 7509202.8908 | 19537405.5725 | 13334680.7568 | 59635655.6067 | 961560.8286 | 30738450.8463 | 30738450.8463 | 22874378.7166 | 11949490.5493 | 0 | 91335667.2816 | 156897987.3939 | 1333521.4322 | 30.5954 | 2985.2787 | 5128.1632 | 60.8589 | 104.5445
1 | 6500 | 707 | 0.035 | 15 | 15 | 7 | 1.7783e-09 | 5spot_SharedNeighbor | CO2 | Porous | Wet | R245fa | MinimizeLCOE_Brownfield | IgnoreSilica | 170.8675 | 43.6739 | 7.6565 | 4 | 2982.6097 | 5123.3498 | 60.8045 | 104.4464 | 165.3579 | 19.8189 | 62.4388 | 10799428.4604 | 0 | 5562370.6392 | 0 | 0 | 0 | 2895718.3013 | 7510431.7863 | 19540602.9067 | 13336863.003 | 59645415.097 | 961560.8286 | 30738450.8463 | 30738450.8463 | 22874378.7166 | 11949490.5493 | 0 | 91345426.7719 | 156907746.8842 | 1778279.41 | 30.626 | 2982.6097 | 5123.3498 | 60.8045 | 104.4464
1 | 6500 | 707 | 0.035 | 15 | 15 | 7 | 2.3714e-09 | 5spot_SharedNeighbor | CO2 | Porous | Wet | R245fa | MinimizeLCOE_Brownfield | IgnoreSilica | 170.9575 | 43.6997 | 7.6621 | 4 | 2980.6085 | 5119.7737 | 60.7637 | 104.3735 | 165.3468 | 19.814 | 69.7975 | 10802476.6852 | 0 | 5564714.5934 | 0 | 0 | 0 | 2892234.8568 | 7511176.1928 | 19542539.6995 | 13338184.904 | 59651326.9316 | 961560.8286 | 30738450.8463 | 30738450.8463 | 22874378.7166 | 11949490.5493 | 0 | 91351338.6066 | 156913658.7188 | 2371373.7057 | 30.6486 | 2980.6085 | 5119.7737 | 60.7637 | 104.3735
1 | 6500 | 707 | 0.035 | 15 | 15 | 7 | 3.1623e-09 | 5spot_SharedNeighbor | CO2 | Porous | Wet | R245fa | MinimizeLCOE_Brownfield | IgnoreSilica | 171.0307 | 43.7204 | 7.6665 | 4 | 2979.1078 | 5117.0579 | 60.7331 | 104.3181 | 165.3377 | 19.81 | 67.1591 | 10804954.1304 | 0 | 5566619.6639 | 0 | 0 | 0 | 2889756.6148 | 7511918.8596 | 19544471.9662 | 13339503.7156 | 59657224.9505 | 961560.8286 | 30738450.8463 | 30738450.8463 | 22874378.7166 | 11949490.5493 | 0 | 91357236.6254 | 156919556.7377 | 3162277.6602 | 30.666 | 2979.1078 | 5117.0579 | 60.7331 | 104.3181
1 | 6500 | 707 | 0.035 | 15 | 15 | 7 | 4.217e-09 | 5spot_SharedNeighbor | CO2 | Porous | Wet | R245fa | MinimizeLCOE_Brownfield | IgnoreSilica | 171.087 | 43.7363 | 7.6698 | 4 | 2977.9825 | 5115.013 | 60.7102 | 104.2765 | 165.3308 | 19.8069 | 70.721 | 10806860.4278 | 0 | 5568085.9635 | 0 | 0 | 0 | 2887930.0338 | 7512521.8058 | 19546040.7086 | 13340574.4146 | 59662013.354 | 961560.8286 | 30738450.8463 | 30738450.8463 | 22874378.7166 | 11949490.5493 | 0 | 91362025.029 | 156924345.1412 | 4216965.0343 | 30.6792 | 2977.9825 | 5115.013 | 60.7102 | 104.2765
1 | 6500 | 707 | 0.035 | 15 | 15 | 7 | 5.6234e-09 | 5spot_SharedNeighbor | CO2 | Porous | Wet | R245fa | MinimizeLCOE_Brownfield | IgnoreSilica | 171.1233 | 43.7467 | 7.6721 | 4 | 2977.1386 | 5113.5165 | 60.693 | 104.2459 | 165.3263 | 19.805 | 65.9121 | 10808087.1712 | 0 | 5569030.9119 | 0 | 0 | 0 | 2886409.7251 | 7512775.8452 | 19546701.6669 | 13341025.5322 | 59664030.8524 | 961560.8286 | 30738450.8463 | 30738450.8463 | 22874378.7166 | 11949490.5493 | 0 | 91364042.5274 | 156926362.6396 | 5623413.2519 | 30.6885 | 2977.1386 | 5113.5165 | 60.693 | 104.2459
1 | 6500 | 707 | 0.035 | 15 | 15 | 7 | 7.4989e-09 | 5spot_SharedNeighbor | CO2 | Porous | Wet | R245fa | MinimizeLCOE_Brownfield | IgnoreSilica | 171.1498 | 43.7544 | 7.6739 | 4 | 2976.5059 | 5112.3987 | 60.6801 | 104.2232 | 165.323 | 19.8035 | 59.5959 | 10808982.6525 | 0 | 5569720.9947 | 0 | 0 | 0 | 2885250.629 | 7512942.1677 | 19547134.4041 | 13341320.8842 | 59665351.7323 | 961560.8286 | 30738450.8463 | 30738450.8463 | 22874378.7166 | 11949490.5493 | 0 | 91365363.4072 | 156927683.5195 | 7498942.0933 | 30.6955 | 2976.5059 | 5112.3987 | 60.6801 | 104.2232
1 | 6500 | 707 | 0.035 | 15 | 15 | 7 | 1e-08 | 5spot_SharedNeighbor | CO2 | Porous | Wet | R245fa | MinimizeLCOE_Brownfield | IgnoreSilica | 171.1692 | 43.7601 | 7.6752 | 4 | 2976.0313 | 5111.5633 | 60.6704 | 104.2061 | 165.3206 | 19.8025 | 61.0097 | 10809639.44 | 0 | 5570227.308 | 0 | 0 | 0 | 2884370.0177 | 7513052.3386 | 19547421.0462 | 13341516.5234 | 59666226.6739 | 961560.8286 | 30738450.8463 | 30738450.8463 | 22874378.7166 | 11949490.5493 | 0 | 91366238.3489 | 156928558.4611 | 10000000 | 30.7007 | 2976.0313 | 5111.5633 | 60.6704 | 104.2061
1 | 6600 | 707 | 0.035 | 15 | 15 | 7 | 1e-13 | 5spot_SharedNeighbor | CO2 | Porous | Wet | R245fa | MinimizeLCOE_Brownfield | IgnoreSilica | 1.6 | 0.014586 | 0.0058814 | 4 | 1446202.3091 | 4290676.0578 | 29482.7902 | 87471.235 | 84.0542 | 19.6469 | 14.5845 | 231131.1295 | 0 | 82120.6951 | 0 | 0 | 0 | 225384.7791 | 210068.2754 | 546554.5617 | 373034.7189 | 1668294.1596 | 961560.8286 | 31392914.1654 | 31392914.1654 | 23340719.2222 | 12184302.7159 | 0 | 34022769.1536 | 100940705.2571 | 100 | 0.023526 | 1446202.3091 | 4290676.0578 | 29482.7902 | 87471.235
1 | 6600 | 707 | 0.035 | 15 | 15 | 7 | 1.3335e-13 | 5spot_SharedNeighbor | CO2 | Porous | Wet | R245fa | MinimizeLCOE_Brownfield | IgnoreSilica | 3.6218 | 0.26629 | 0.029279 | 4 | 310092.4279 | 881471.9267 | 6321.6536 | 17969.9975 | 118.5097 | 22.0798 | 32.9785 | 543814.6658 | 0 | 241773.4136 | 0 | 0 | 0 | 493754.3766 | 498943.5578 | 1298148.7901 | 886013.2235 | 3962448.0275 | 961560.8286 | 31392914.1654 | 31392914.1654 | 23340719.2222 | 12184302.7159 | 0 | 36316923.0215 | 103234859.1249 | 133.3521 | 0.11712 | 310092.4279 | 881471.9267 | 6321.6536 | 17969.9975
1 | 6600 | 707 | 0.035 | 15 | 15 | 7 | 1.7783e-13 | 5spot_SharedNeighbor | CO2 | Porous | Wet | R245fa | MinimizeLCOE_Brownfield | IgnoreSilica | 5.0593 | 0.53439 | 0.060649 | 4 | 155360.9614 | 431200.6213 | 3167.2433 | 8790.6079 | 131.0968 | 22.776 | 22.1091 | 750719.3743 | 0 | 332969.3645 | 0 | 0 | 0 | 639019.134 | 671856.0704 | 1748031.6784 | 1193067.539 | 5335663.1605 | 961560.8286 | 31392914.1654 | 31392914.1654 | 23340719.2222 | 12184302.7159 | 0 | 37690138.1545 | 104608074.2579 | 177.8279 | 0.2426 | 155360.9614 | 431200.6213 | 3167.2433 | 8790.6079
1 | 6600 | 707 | 0.035 | 15 | 15 | 7 | 2.3714e-13 | 5spot_SharedNeighbor | CO2 | Porous | Wet | R245fa | MinimizeLCOE_Brownfield | IgnoreSilica | 6.7862 | 0.89848 | 0.10698 | 4 | 91470.68 | 247856.9548 | 1864.7535 | 5052.8993 | 140.7514 | 23.2527 | 29.2382 | 982139.5896 | 0 | 421145.4477 | 0 | 0 | 0 | 787680.1103 | 854476.4076 | 2223172.3353 | 1517360.8005 | 6785974.6909 | 961560.8286 | 31392914.1654 | 31392914.1654 | 23340719.2222 | 12184302.7159 | 0 | 39140449.6849 | 106058385.7884 | 237.1374 | 0.4279 | 91470.68 | 247856.9548 | 1864.7535 | 5052.8993
1 | 6600 | 707 | 0.035 | 15 | 15 | 7 | 3.1623e-13 | 5spot_SharedNeighbor | CO2 | Porous | Wet | R245fa | MinimizeLCOE_Brownfield | IgnoreSilica | 8.9567 | 1.3875 | 0.1716 | 4 | 59450.8742 | 156943.5583 | 1211.9865 | 3199.5067 | 148.5363 | 23.6037 | 34.4037 | 1251298.4532 | 0 | 525837.929 | 0 | 0 | 0 | 951722.9841 | 1064255.1528 | 2768973.599 | 1889881.378 | 8451969.4961 | 961560.8286 | 31392914.1654 | 31392914.1654 | 23340719.2222 | 12184302.7159 | 0 | 40806444.4901 | 107724380.5935 | 316.2278 | 0.68639 | 59450.8742 | 156943.5583 | 1211.9865 | 3199.5067
1 | 6600 | 707 | 0.035 | 15 | 15 | 7 | 4.217e-13 | 5spot_SharedNeighbor | CO2 | Porous | Wet | R245fa | MinimizeLCOE_Brownfield | IgnoreSilica | 11.705 | 2.0324 | 0.25949 | 4 | 41176.2387 | 105646.695 | 839.4333 | 2153.7508 | 154.8199 | 23.8648 | 32.6479 | 1566139.7408 | 0 | 651372.5567 | 0 | 0 | 0 | 1135435.4726 | 1307649.6303 | 3402236.1023 | 2322096.0488 | 10384929.5516 | 961560.8286 | 31392914.1654 | 31392914.1654 | 23340719.2222 | 12184302.7159 | 0 | 42739404.5456 | 109657340.6491 | 421.6965 | 1.038 | 41176.2387 | 105646.695 | 839.4333 | 2153.7508
1 | 6600 | 707 | 0.035 | 15 | 15 | 7 | 5.6234e-13 | 5spot_SharedNeighbor | CO2 | Porous | Wet | R245fa | MinimizeLCOE_Brownfield | IgnoreSilica | 15.1829 | 2.8703 | 0.3771 | 4 | 29822.5184 | 74185.7883 | 607.9724 | 1512.3776 | 159.8559 | 24.0568 | 38.1544 | 1934303.8616 | 0 | 802077.6074 | 0 | 0 | 0 | 1341446.428 | 1590352.8798 | 4137771.967 | 2824114.3902 | 12630067.1339 | 961560.8286 | 31392914.1654 | 31392914.1654 | 23340719.2222 | 12184302.7159 | 0 | 44984542.1279 | 111902478.2314 | 562.3413 | 1.5084 | 29822.5184 | 74185.7883 | 607.9724 | 1512.3776
1 | 6600 | 707 | 0.035 | 15 | 15 | 7 | 7.4989e-13 | 5spot_SharedNeighbor | CO2 | Porous | Wet | R245fa | MinimizeLCOE_Brownfield | IgnoreSilica | 19.5876 | 3.9498 | 0.5327 | 4 | 22339.4436 | 53744.6473 | 455.4198 | 1095.6573 | 163.8702 | 24.1926 | 34.4641 | 2365549.0851 | 0 | 983370.0072 | 0 | 0 | 0 | 1573576.8275 | 1919773.4087 | 4994856.6098 | 3409092.2702 | 15246218.2085 | 961560.8286 | 31392914.1654 | 31392914.1654 | 23340719.2222 | 12184302.7159 | 0 | 47600693.2025 | 114518629.306 | 749.8942 | 2.1308 | 22339.4436 | 53744.6473 | 455.4198 | 1095.6573
1 | 6600 | 707 | 0.035 | 15 | 15 | 7 | 1e-12 | 5spot_SharedNeighbor | CO2 | Porous | Wet | R245fa | MinimizeLCOE_Brownfield | IgnoreSilica | 25.1318 | 5.3257 | 0.73633 | 4 | 17190.8012 | 39910.7755 | 350.4577 | 813.6351 | 167.0307 | 24.2782 | 34.3715 | 2868179.0116 | 0 | 1200359.1452 | 0 | 0 | 0 | 1832881.7286 | 2301553.7553 | 5988170.7577 | 4087049.5867 | 18278193.9852 | 961560.8286 | 31392914.1654 | 31392914.1654 | 23340719.2222 | 12184302.7159 | 0 | 50632668.9792 | 117550605.0826 | 1000 | 2.9453 | 17190.8012 | 39910.7755 | 350.4577 | 813.6351
1 | 6600 | 707 | 0.035 | 15 | 15 | 7 | 1.3335e-12 | 5spot_SharedNeighbor | CO2 | Porous | Wet | R245fa | MinimizeLCOE_Brownfield | IgnoreSilica | 32.0554 | 7.0607 | 0.99983 | 4 | 13532.6085 | 30264.9143 | 275.8805 | 616.9912 | 169.4817 | 24.3144 | 38.0344 | 3450120.7896 | 0 | 1458322.1921 | 0 | 0 | 0 | 2119341.2215 | 2740835.8393 | 7131092.631 | 4867117.25 | 21766829.9235 | 961560.8286 | 31392914.1654 | 31392914.1654 | 23340719.2222 | 12184302.7159 | 0 | 54121304.9175 | 121039241.021 | 1333.5214 | 3.9993 | 13532.6085 | 30264.9143 | 275.8805 | 616.9912
1 | 6600 | 707 | 0.035 | 15 | 15 | 7 | 1.7783e-12 | 5spot_SharedNeighbor | CO2 | Porous | Wet | R245fa | MinimizeLCOE_Brownfield | IgnoreSilica | 40.5692 | 9.2129 | 1.3356 | 4 | 10869.657 | 23395.3166 | 221.5927 | 476.9452 | 171.3312 | 24.2963 | 31.0182 | 4114376.5711 | 0 | 1760718.3643 | 0 | 0 | 0 | 2427848.0184 | 3238147.7519 | 8424996.2151 | 5750233.0332 | 25716319.9539 | 961560.8286 | 31392914.1654 | 31392914.1654 | 23340719.2222 | 12184302.7159 | 0 | 58070794.9479 | 124988731.0514 | 1778.2794 | 5.3425 | 10869.657 | 23395.3166 | 221.5927 | 476.9452
1 | 6600 | 707 | 0.035 | 15 | 15 | 7 | 2.3714e-12 | 5spot_SharedNeighbor | CO2 | Porous | Wet | R245fa | MinimizeLCOE_Brownfield | IgnoreSilica | 50.8392 | 11.8312 | 1.755 | 4 | 8896.3747 | 18428.7362 | 181.3646 | 375.6947 | 172.6641 | 24.2144 | 41.8049 | 4858895.7379 | 0 | 2109071.1166 | 0 | 0 | 0 | 2749927.5441 | 3789978.8155 | 9860747.4463 | 6730162.7502 | 30098783.4106 | 961560.8286 | 31392914.1654 | 31392914.1654 | 23340719.2222 | 12184302.7159 | 0 | 62453258.4046 | 129371194.5081 | 2371.3737 | 7.0201 | 8896.3747 | 18428.7362 | 181.3646 | 375.6947
1 | 6600 | 707 | 0.035 | 15 | 15 | 7 | 3.1623e-12 | 5spot_SharedNeighbor | CO2 | Porous | Wet | R245fa | MinimizeLCOE_Brownfield | IgnoreSilica | 62.8271 | 14.9159 | 2.2632 | 4 | 7416.8448 | 14808.8892 | 151.2024 | 301.8992 | 173.5277 | 24.0557 | 41.5046 | 5666882.306 | 0 | 2498331.7829 | 0 | 0 | 0 | 3066662.8801 | 4380432.0179 | 11396985.5605 | 7778676.8297 | 34787971.3772 | 961560.8286 | 31392914.1654 | 31392914.1654 | 23340719.2222 | 12184302.7159 | 0 | 67142446.3712 | 134060382.4746 | 3162.2777 | 9.0527 | 7416.8448 | 14808.8892 | 151.2024 | 301.8992
1 | 6600 | 707 | 0.035 | 15 | 15 | 7 | 4.217e-12 | 5spot_SharedNeighbor | CO2 | Porous | Wet | R245fa | MinimizeLCOE_Brownfield | IgnoreSilica | 76.1787 | 18.3874 | 2.8527 | 4 | 6301.0576 | 12165.4287 | 128.4556 | 248.0087 | 173.9475 | 23.8104 | 45.2568 | 6503688.9193 | 0 | 2914736.918 | 0 | 0 | 0 | 3349808.7358 | 4979611.4835 | 12955927.6213 | 8842686.8192 | 39546460.497 | 961560.8286 | 31392914.1654 | 31392914.1654 | 23340719.2222 | 12184302.7159 | 0 | 71900935.491 | 138818871.5945 | 4216.965 | 11.4109 | 6301.0576 | 12165.4287 | 128.4556 | 248.0087
1 | 6600 | 707 | 0.035 | 15 | 15 | 7 | 5.6234e-12 | 5spot_SharedNeighbor | CO2 | Porous | Wet | R245fa | MinimizeLCOE_Brownfield | IgnoreSilica | 90.242 | 22.0845 | 3.5005 | 4 | 5458.9132 | 10238.0972 | 111.2873 | 208.7175 | 173.9569 | 23.4795 | 54.8019 | 7323382.3258 | 0 | 3337790.6957 | 0 | 0 | 0 | 3571114.0801 | 5550591.9696 | 14441501.722 | 9856621.6684 | 44081002.4616 | 961560.8286 | 31392914.1654 | 31392914.1654 | 23340719.2222 | 12184302.7159 | 0 | 76435477.4556 | 143353413.5591 | 5623.4133 | 14.002 | 5458.9132 | 10238.0972 | 111.2873 | 208.7175
1 | 6600 | 707 | 0.035 | 15 | 15 | 7 | 7.4989e-12 | 5spot_SharedNeighbor | CO2 | Porous | Wet | R245fa | MinimizeLCOE_Brownfield | IgnoreSilica | 104.1519 | 25.7837 | 4.1691 | 4 | 4824.7418 | 8837.4411 | 98.3589 | 180.1632 | 173.624 | 23.0816 | 46.7937 | 8078008.1877 | 0 | 3743398.7817 | 0 | 0 | 0 | 3710262.3041 | 6057351.0167 | 15759984.8118 | 10756513.4694 | 48105518.5713 | 961560.8286 | 31392914.1654 | 31392914.1654 | 23340719.2222 | 12184302.7159 | 0 | 80459993.5653 | 147377929.6687 | 7498.9421 | 16.6765 | 4824.7418 | 8837.4411 | 98.3589 | 180.1632
1 | 6600 | 707 | 0.035 | 15 | 15 | 7 | 1e-11 | 5spot_SharedNeighbor | CO2 | Porous | Wet | R245fa | MinimizeLCOE_Brownfield | IgnoreSilica | 117.0944 | 29.2653 | 4.8172 | 4 | 4348.764 | 7821.625 | 88.6554 | 159.4544 | 173.0541 | 22.6494 | 59.7261 | 8733099.865 | 0 | 4111128.7875 | 0 | 0 | 0 | 3764381.7327 | 6477358.0503 | 16852756.9579 | 11502352.9133 | 51441078.3068 | 961560.8286 | 31392914.1654 | 31392914.1654 | 23340719.2222 | 12184302.7159 | 0 | 83795553.3008 | 150713489.4042 | 10000 | 19.2688 | 4348.764 | 7821.625 | 88.6554 | 159.4544
1 | 6600 | 707 | 0.035 | 15 | 15 | 7 | 1.3335e-11 | 5spot_SharedNeighbor | CO2 | Porous | Wet | R245fa | MinimizeLCOE_Brownfield | IgnoreSilica | 128.5 | 32.3675 | 5.41 | 4 | 3992.5634 | 7084.8685 | 81.3938 | 144.4346 | 172.3632 | 22.2194 | 62.3857 | 9274023.3214 | 0 | 4428481.3991 | 0 | 0 | 0 | 3746885.0847 | 6805262.024 | 17705895.8353 | 12084637.7274 | 54045185.3918 | 961560.8286 | 31392914.1654 | 31392914.1654 | 23340719.2222 | 12184302.7159 | 0 | 86399660.3858 | 153317596.4892 | 13335.2143 | 21.6401 | 3992.5634 | 7084.8685 | 81.3938 | 144.4346
1 | 6600 | 707 | 0.035 | 15 | 15 | 7 | 1.7783e-11 | 5spot_SharedNeighbor | CO2 | Porous | Wet | R245fa | MinimizeLCOE_Brownfield | IgnoreSilica | 138.0612 | 34.9965 | 5.9253 | 4 | 3726.4161 | 6549.8238 | 75.968 | 133.527 | 171.6538 | 21.8227 | 57.4848 | 9701401.9525 | 0 | 4690181.4547 | 0 | 0 | 0 | 3677900.0746 | 7047098.5579 | 18335104.889 | 12514085.8355 | 55965772.7642 | 961560.8286 | 31392914.1654 | 31392914.1654 | 23340719.2222 | 12184302.7159 | 0 | 88320247.7582 | 155238183.8616 | 17782.7941 | 23.7011 | 3726.4161 | 6549.8238 | 75.968 | 133.527
1 | 6600 | 707 | 0.035 | 15 | 15 | 7 | 2.3714e-11 | 5spot_SharedNeighbor | CO2 | Porous | Wet | R245fa | MinimizeLCOE_Brownfield | IgnoreSilica | 145.9151 | 37.1732 | 6.3583 | 4 | 3527.8217 | 6158.9474 | 71.9194 | 125.5585 | 170.9857 | 21.4731 | 56.6779 | 10034777.337 | 0 | 4902441.8522 | 0 | 0 | 0 | 3585419.0929 | 7223828.93 | 18794921.0649 | 12827919.8238 | 57369308.1009 | 961560.8286 | 31392914.1654 | 31392914.1654 | 23340719.2222 | 12184302.7159 | 0 | 89723783.0949 | 156641719.1984 | 23713.7371 | 25.4332 | 3527.8217 | 6158.9474 | 71.9194 | 125.5585
1 | 6600 | 707 | 0.035 | 15 | 15 | 7 | 3.1623e-11 | 5spot_SharedNeighbor | CO2 | Porous | Wet | R245fa | MinimizeLCOE_Brownfield | IgnoreSilica | 152.1218 | 38.9079 | 6.7096 | 4 | 3379.5605 | 5872.9089 | 68.8969 | 119.7272 | 170.4027 | 21.1812 | 64.5083 | 10286776.6761 | 0 | 5068570.6782 | 0 | 0 | 0 | 3483321.9941 | 7347081.0459 | 19115597.7878 | 13046788.2764 | 58348136.4585 | 961560.8286 | 31392914.1654 | 31392914.1654 | 23340719.2222 | 12184302.7159 | 0 | 90702611.4525 | 157620547.556 | 31622.7766 | 26.8386 | 3379.5605 | 5872.9089 | 68.8969 | 119.7272
1 | 6600 | 707 | 0.035 | 15 | 15 | 7 | 4.217e-11 | 5spot_SharedNeighbor | CO2 | Porous | Wet | R245fa | MinimizeLCOE_Brownfield | IgnoreSilica | 156.948 | 40.2662 | 6.9887 | 4 | 3268.8095 | 5662.6007 | 66.6391 | 115.4398 | 169.9154 | 20.9445 | 59.3635 | 10475640.9215 | 0 | 5196812.1033 | 0 | 0 | 0 | 3384563.0087 | 7432236.253 | 19337154.1691 | 13198005.0592 | 59024411.5148 | 961560.8286 | 31392914.1654 | 31392914.1654 | 23340719.2222 | 12184302.7159 | 0 | 91378886.5088 | 158296822.6123 | 42169.6503 | 27.9548 | 3268.8095 | 5662.6007 | 66.6391 | 115.4398
1 | 6600 | 707 | 0.035 | 15 | 15 | 7 | 5.6234e-11 | 5spot_SharedNeighbor | CO2 | Porous | Wet | R245fa | MinimizeLCOE_Brownfield | IgnoreSilica | 160.6675 | 41.3186 | 7.2071 | 4 | 3186.017 | 5507.2684 | 64.9513 | 112.2731 | 169.5195 | 20.7563 | 64.8121 | 10616909.4169 | 0 | 5295106.5212 | 0 | 0 | 0 | 3296375.0366 | 7491272.4801 | 19490754.3219 | 13302840.3197 | 59493258.0963 | 961560.8286 | 31392914.1654 | 31392914.1654 | 23340719.2222 | 12184302.7159 | 0 | 91847733.0903 | 158765669.1937 | 56234.1325 | 28.8284 | 3186.017 | 5507.2684 | 64.9513 | 112.2731
1 | 6600 | 707 | 0.035 | 15 | 15 | 7 | 7.4989e-11 | 5spot_SharedNeighbor | CO2 | Porous | Wet | R245fa | MinimizeLCOE_Brownfield | IgnoreSilica | 163.5056 | 42.1253 | 7.376 | 4 | 3124.0809 | 5392.1911 | 63.6886 | 109.9271 | 169.2053 | 20.6093 | 57.2639 | 10722163.3984 | 0 | 5369803.4132 | 0 | 0 | 0 | 3221232.5196 | 7532147.7392 | 19597103.3614 | 13375425.7243 | 59817876.1561 | 961560.8286 | 31392914.1654 | 31392914.1654 | 23340719.2222 | 12184302.7159 | 0 | 92172351.1501 | 159090287.2535 | 74989.4209 | 29.5038 | 3124.0809 | 5392.1911 | 63.6886 | 109.9271
1 | 6600 | 707 | 0.035 | 15 | 15 | 7 | 1e-10 | 5spot_SharedNeighbor | CO2 | Porous | Wet | R245fa | MinimizeLCOE_Brownfield | IgnoreSilica | 165.6787 | 42.7443 | 7.5059 | 4 | 3077.7194 | 5306.5696 | 62.7435 | 108.1816 | 168.9575 | 20.4947 | 54.2145 | 10801259.4338 | 0 | 5426824.215 | 0 | 0 | 0 | 3159901.3675 | 7561314.1564 | 19672988.3961 | 13427218.8198 | 60049506.3886 | 961560.8286 | 31392914.1654 | 31392914.1654 | 23340719.2222 | 12184302.7159 | 0 | 92403981.3826 | 159321917.4861 | 100000 | 30.0235 | 3077.7194 | 5306.5696 | 62.7435 | 108.1816
1 | 6600 | 707 | 0.035 | 15 | 15 | 7 | 1.3335e-10 | 5spot_SharedNeighbor | CO2 | Porous | Wet | R245fa | MinimizeLCOE_Brownfield | IgnoreSilica | 167.2982 | 43.2079 | 7.6044 | 4 | 3042.9997 | 5242.9803 | 62.0357 | 106.8852 | 168.7688 | 20.4081 | 60.7171 | 10859342.6871 | 0 | 5469219.0475 | 0 | 0 | 0 | 3109951.5123 | 7581020.1663 | 19724259.3916 | 13462212.3278 | 60206005.1325 | 961560.8286 | 31392914.1654 | 31392914.1654 | 23340719.2222 | 12184302.7159 | 0 | 92560480.1265 | 159478416.23 | 133352.1432 | 30.4175 | 3042.9997 | 5242.9803 | 62.0357 | 106.8852
1 | 6600 | 707 | 0.035 | 15 | 15 | 7 | 1.7783e-10 | 5spot_SharedNeighbor | CO2 | Porous | Wet | R245fa | MinimizeLCOE_Brownfield | IgnoreSilica | 168.546 | 43.5648 | 7.6797 | 4 | 3016.9891 | 5195.383 | 61.5054 | 105.9149 | 168.621 | 20.3408 | 66.3243 | 10903601.463 | 0 | 5501828.9326 | 0 | 0 | 0 | 3071246.6268 | 7595904.0387 | 19762984.1746 | 13488642.7879 | 60324208.0237 | 961560.8286 | 31392914.1654 | 31392914.1654 | 23340719.2222 | 12184302.7159 | 0 | 92678683.0177 | 159596619.1212 | 177827.941 | 30.7189 | 3016.9891 | 5195.383 | 61.5054 | 105.9149
1 | 6600 | 707 | 0.035 | 15 | 15 | 7 | 2.3714e-10 | 5spot_SharedNeighbor | CO2 | Porous | Wet | R245fa | MinimizeLCOE_Brownfield | IgnoreSilica | 169.4714 | 43.8304 | 7.7364 | 4 | 2997.4978 | 5159.929 | 61.108 | 105.1921 | 168.51 | 20.2905 | 57.4633 | 10936136.6211 | 0 | 5525980.6376 | 0 | 0 | 0 | 3040702.1905 | 7606099.5852 | 19789510.8952 | 13506747.8197 | 60405177.7494 | 961560.8286 | 31392914.1654 | 31392914.1654 | 23340719.2222 | 12184302.7159 | 0 | 92759652.7434 | 159677588.8468 | 237137.3706 | 30.9457 | 2997.4978 | 5159.929 | 61.108 | 105.1921
1 | 6600 | 707 | 0.035 | 15 | 15 | 7 | 3.1623e-10 | 5spot_SharedNeighbor | CO2 | Porous | Wet | R245fa | MinimizeLCOE_Brownfield | IgnoreSilica | 170.1681 | 44.0307 | 7.7792 | 4 | 2982.8891 | 5133.4196 | 60.8102 | 104.6517 | 168.4257 | 20.2524 | 61.6341 | 10960475.5572 | 0 | 5544149.1941 | 0 | 0 | 0 | 3017159.919 | 7613496.0214 | 19808754.905 | 13519882.2519 | 60463917.8486 | 961560.8286 | 31392914.1654 | 31392914.1654 | 23340719.2222 | 12184302.7159 | 0 | 92818392.8426 | 159736328.9461 | 316227.766 | 31.1169 | 2982.8891 | 5133.4196 | 60.8102 | 104.6517
1 | 6600 | 707 | 0.035 | 15 | 15 | 7 | 4.217e-10 | 5spot_SharedNeighbor | CO2 | Porous | Wet | R245fa | MinimizeLCOE_Brownfield | IgnoreSilica | 170.7017 | 44.1838 | 7.8117 | 4 | 2971.9384 | 5113.525 | 60.587 | 104.2461 | 168.3607 | 20.2231 | 61.5651 | 10979024.086 | 0 | 5558053.0285 | 0 | 0 | 0 | 2999385.0363 | 7619220.2388 | 19823648.1445 | 13530047.1938 | 60509377.728 | 961560.8286 | 31392914.1654 | 31392914.1654 | 23340719.2222 | 12184302.7159 | 0 | 92863852.722 | 159781788.8255 | 421696.5034 | 31.2469 | 2971.9384 | 5113.525 | 60.587 | 104.2461
1 | 6600 | 707 | 0.035 | 15 | 15 | 7 | 5.6234e-10 | 5spot_SharedNeighbor | CO2 | Porous | Wet | R245fa | MinimizeLCOE_Brownfield | IgnoreSilica | 171.089 | 44.2955 | 7.8359 | 4 | 2963.7288 | 5098.7159 | 60.4196 | 103.9442 | 168.3132 | 20.2017 | 65.1427 | 10992432.4553 | 0 | 5568138.7806 | 0 | 0 | 0 | 2985491.3439 | 7622964.4061 | 19833389.6997 | 13536696.0055 | 60539112.6912 | 961560.8286 | 31392914.1654 | 31392914.1654 | 23340719.2222 | 12184302.7159 | 0 | 92893587.6852 | 159811523.7886 | 562341.3252 | 31.3435 | 2963.7288 | 5098.7159 | 60.4196 | 103.9442
1 | 6600 | 707 | 0.035 | 15 | 15 | 7 | 7.4989e-10 | 5spot_SharedNeighbor | CO2 | Porous | Wet | R245fa | MinimizeLCOE_Brownfield | IgnoreSilica | 171.3861 | 44.381 | 7.8542 | 4 | 2957.5737 | 5087.5862 | 60.2941 | 103.7173 | 168.2767 | 20.1853 | 48.052 | 11002691.1523 | 0 | 5575872.8971 | 0 | 0 | 0 | 2975112.8227 | 7625933.9802 | 19841115.9222 | 13541969.3111 | 60562696.0856 | 961560.8286 | 31392914.1654 | 31392914.1654 | 23340719.2222 | 12184302.7159 | 0 | 92917171.0796 | 159835107.1831 | 749894.2093 | 31.4167 | 2957.5737 | 5087.5862 | 60.2941 | 103.7173
1 | 6600 | 707 | 0.035 | 15 | 15 | 7 | 1e-09 | 5spot_SharedNeighbor | CO2 | Porous | Wet | R245fa | MinimizeLCOE_Brownfield | IgnoreSilica | 171.6102 | 44.4455 | 7.8679 | 4 | 2952.9588 | 5079.2415 | 60.2001 | 103.5472 | 168.2491 | 20.1729 | 47.6373 | 11010413.2662 | 0 | 5581705.2482 | 0 | 0 | 0 | 2967288.9086 | 7628168.895 | 19846930.7121 | 13545938.0246 | 60580445.0546 | 961560.8286 | 31392914.1654 | 31392914.1654 | 23340719.2222 | 12184302.7159 | 0 | 92934920.0486 | 159852856.1521 | 1000000 | 31.4718 | 2952.9588 | 5079.2415 | 60.2001 | 103.5472
1 | 6600 | 707 | 0.035 | 15 | 15 | 7 | 1.3335e-09 | 5spot_SharedNeighbor | CO2 | Porous | Wet | R245fa | MinimizeLCOE_Brownfield | IgnoreSilica | 171.7734 | 44.4926 | 7.8782 | 4 | 2949.4985 | 5073.019 | 60.1295 | 103.4204 | 168.2289 | 20.1639 | 51.9814 | 11016025.1972 | 0 | 5585950.5904 | 0 | 0 | 0 | 2961254.8621 | 7629659.9534 | 19850810.1402 | 13548585.8141 | 60592286.5573 | 961560.8286 | 31392914.1654 | 31392914.1654 | 23340719.2222 | 12184302.7159 | 0 | 92946761.5513 | 159864697.6547 | 1333521.4322 | 31.5127 | 2949.4985 | 5073.019 | 60.1295 | 103.4204
1 | 6600 | 707 | 0.035 | 15 | 15 | 7 | 1.7783e-09 | 5spot_SharedNeighbor | CO2 | Porous | Wet | R245fa | MinimizeLCOE_Brownfield | IgnoreSilica | 171.9003 | 44.5291 | 7.886 | 4 | 2946.9039 | 5068.3282 | 60.0766 | 103.3247 | 168.2132 | 20.1568 | 52.6667 | 11020384.698 | 0 | 5589251.0734 | 0 | 0 | 0 | 2956821.129 | 7630918.1912 | 19854083.8168 | 13550820.1656 | 60602279.074 | 961560.8286 | 31392914.1654 | 31392914.1654 | 23340719.2222 | 12184302.7159 | 0 | 92956754.068 | 159874690.1715 | 1778279.41 | 31.5439 | 2946.9039 | 5068.3282 | 60.0766 | 103.3247
1 | 6600 | 707 | 0.035 | 15 | 15 | 7 | 2.3714e-09 | 5spot_SharedNeighbor | CO2 | Porous | Wet | R245fa | MinimizeLCOE_Brownfield | IgnoreSilica | 171.9929 | 44.5559 | 7.8918 | 4 | 2944.9583 | 5064.8278 | 60.037 | 103.2534 | 168.2017 | 20.1517 | 56.2002 | 11023563.2908 | 0 | 5591659.8775 | 0 | 0 | 0 | 2953418.4629 | 7631770.2361 | 19856300.6631 | 13552333.2087 | 60609045.7391 | 961560.8286 | 31392914.1654 | 31392914.1654 | 23340719.2222 | 12184302.7159 | 0 | 92963520.7331 | 159881456.8365 | 2371373.7057 | 31.567 | 2944.9583 | 5064.8278 | 60.037 | 103.2534
1 | 6600 | 707 | 0.035 | 15 | 15 | 7 | 3.1623e-09 | 5spot_SharedNeighbor | CO2 | Porous | Wet | R245fa | MinimizeLCOE_Brownfield | IgnoreSilica | 172.0707 | 44.578 | 7.8963 | 4 | 2943.4994 | 5062.1531 | 60.0072 | 103.1988 | 168.1921 | 20.1474 | 61.549 | 11026233.4754 | 0 | 5593683.0724 | 0 | 0 | 0 | 2951070.8898 | 7632685.1007 | 19858680.9529 | 13553957.8054 | 60616311.2966 | 961560.8286 | 31392914.1654 | 31392914.1654 | 23340719.2222 | 12184302.7159 | 0 | 92970786.2906 | 159888722.394 | 3162277.6602 | 31.5851 | 2943.4994 | 5062.1531 | 60.0072 | 103.1988
1 | 6600 | 707 | 0.035 | 15 | 15 | 7 | 4.217e-09 | 5spot_SharedNeighbor | CO2 | Porous | Wet | R245fa | MinimizeLCOE_Brownfield | IgnoreSilica | 172.1218 | 44.5928 | 7.8995 | 4 | 2942.4054 | 5060.1917 | 59.9849 | 103.1589 | 168.1858 | 20.1445 | 72.2513 | 11027985.3214 | 0 | 5595012.2716 | 0 | 0 | 0 | 2949122.9076 | 7633126.9952 | 19859830.672 | 13554742.5123 | 60619820.6801 | 961560.8286 | 31392914.1654 | 31392914.1654 | 23340719.2222 | 12184302.7159 | 0 | 92974295.6741 | 159892231.7776 | 4216965.0343 | 31.5981 | 2942.4054 | 5060.1917 | 59.9849 | 103.1589
1 | 6600 | 707 | 0.035 | 15 | 15 | 7 | 5.6234e-09 | 5spot_SharedNeighbor | CO2 | Porous | Wet | R245fa | MinimizeLCOE_Brownfield | IgnoreSilica | 172.1561 | 44.6029 | 7.9018 | 4 | 2941.585 | 5058.7458 | 59.9682 | 103.1294 | 168.1815 | 20.1426 | 74.0085 | 11029158.3189 | 0 | 5595903.3298 | 0 | 0 | 0 | 2947556.8665 | 7633321.2209 | 19860336.0074 | 13555087.4141 | 60621363.1576 | 961560.8286 | 31392914.1654 | 31392914.1654 | 23340719.2222 | 12184302.7159 | 0 | 92975838.1516 | 159893774.255 | 5623413.2519 | 31.6074 | 2941.585 | 5058.7458 | 59.9682 | 103.1294
1 | 6600 | 707 | 0.035 | 15 | 15 | 7 | 7.4989e-09 | 5spot_SharedNeighbor | CO2 | Porous | Wet | R245fa | MinimizeLCOE_Brownfield | IgnoreSilica | 172.1903 | 44.6126 | 7.9038 | 4 | 2940.9699 | 5057.6098 | 59.9556 | 103.1062 | 168.1772 | 20.1407 | 62.5797 | 11030333.4071 | 0 | 5596794.3526 | 0 | 0 | 0 | 2946598.2029 | 7633753.1254 | 19861459.7342 | 13555854.3808 | 60624793.2029 | 961560.8286 | 31392914.1654 | 31392914.1654 | 23340719.2222 | 12184302.7159 | 0 | 92979268.1969 | 159897204.3003 | 7498942.0933 | 31.6152 | 2940.9699 | 5057.6098 | 59.9556 | 103.1062
1 | 6600 | 707 | 0.035 | 15 | 15 | 7 | 1e-08 | 5spot_SharedNeighbor | CO2 | Porous | Wet | R245fa | MinimizeLCOE_Brownfield | IgnoreSilica | 172.2144 | 44.6195 | 7.9052 | 4 | 2940.5086 | 5056.7678 | 59.9462 | 103.0891 | 168.1743 | 20.1394 | 63.4297 | 11031158.6 | 0 | 5597420.4555 | 0 | 0 | 0 | 2945837.5612 | 7634022.4805 | 19862160.541 | 13556332.6958 | 60626932.334 | 961560.8286 | 31392914.1654 | 31392914.1654 | 23340719.2222 | 12184302.7159 | 0 | 92981407.328 | 159899343.4315 | 10000000 | 31.6209 | 2940.5086 | 5056.7678 | 59.9462 | 103.0891
1 | 6700 | 707 | 0.035 | 15 | 15 | 7 | 1e-13 | 5spot_SharedNeighbor | CO2 | Porous | Wet | R245fa | MinimizeLCOE_Brownfield | IgnoreSilica | 1.6 | 0.013429 | 0.0059595 | 4 | 1455381.6302 | 4320021.2876 | 29669.9231 | 88069.4772 | 84.3562 | 19.9625 | 13.8386 | 232885.3274 | 0 | 81814.8478 | 0 | 0 | 0 | 227267.3354 | 211367.3291 | 549934.433 | 375341.5505 | 1678610.8233 | 961560.8286 | 32053237.5753 | 32053237.5753 | 23812626.8141 | 12421458.9187 | 0 | 34693409.2272 | 102980732.5354 | 100 | 0.023838 | 1455381.6302 | 4320021.2876 | 29669.9231 | 88069.4772
1 | 6700 | 707 | 0.035 | 15 | 15 | 7 | 1.3335e-13 | 5spot_SharedNeighbor | CO2 | Porous | Wet | R245fa | MinimizeLCOE_Brownfield | IgnoreSilica | 3.7 | 0.27669 | 0.030908 | 4 | 300073.3966 | 852421.0861 | 6117.4021 | 17377.7568 | 120.3947 | 22.5074 | 30.635 | 561135.7638 | 0 | 248431.2455 | 0 | 0 | 0 | 508888.1122 | 514197.4974 | 1337836.4118 | 913100.8408 | 4083589.8716 | 961560.8286 | 32053237.5753 | 32053237.5753 | 23812626.8141 | 12421458.9187 | 0 | 37098388.2755 | 105385711.5837 | 133.3521 | 0.12363 | 300073.3966 | 852421.0861 | 6117.4021 | 17377.7568
1 | 6700 | 707 | 0.035 | 15 | 15 | 7 | 1.7783e-13 | 5spot_SharedNeighbor | CO2 | Porous | Wet | R245fa | MinimizeLCOE_Brownfield | IgnoreSilica | 5.1714 | 0.5545 | 0.063947 | 4 | 150541.5174 | 417510.4747 | 3068.9925 | 8511.5158 | 133.2468 | 23.2138 | 21.9648 | 775128.1613 | 0 | 338856.3509 | 0 | 0 | 0 | 659147.8619 | 691521.6259 | 1799197.42 | 1227989.209 | 5491840.6291 | 961560.8286 | 32053237.5753 | 32053237.5753 | 23812626.8141 | 12421458.9187 | 0 | 38506639.033 | 106793962.3412 | 177.8279 | 0.25579 | 150541.5174 | 417510.4747 | 3068.9925 | 8511.5158
1 | 6700 | 707 | 0.035 | 15 | 15 | 7 | 2.3714e-13 | 5spot_SharedNeighbor | CO2 | Porous | Wet | R245fa | MinimizeLCOE_Brownfield | IgnoreSilica | 6.9345 | 0.93114 | 0.11254 | 4 | 88853.1464 | 240550.3729 | 1811.3916 | 4903.9447 | 143.0754 | 23.6959 | 31.805 | 1013780.6398 | 0 | 428494.8109 | 0 | 0 | 0 | 812278.0343 | 879275.8591 | 2287695.4212 | 1561399.1324 | 6982923.8978 | 961560.8286 | 32053237.5753 | 32053237.5753 | 23812626.8141 | 12421458.9187 | 0 | 39997722.3017 | 108285045.6099 | 237.1374 | 0.45016 | 88853.1464 | 240550.3729 | 1811.3916 | 4903.9447
1 | 6700 | 707 | 0.035 | 15 | 15 | 7 | 3.1623e-13 | 5spot_SharedNeighbor | CO2 | Porous | Wet | R245fa | MinimizeLCOE_Brownfield | IgnoreSilica | 9.1466 | 1.4362 | 0.18022 | 4 | 57854.7977 | 152582.4831 | 1179.4483 | 3110.6003 | 150.989 | 24.0502 | 32.0034 | 1290802.1533 | 0 | 534735.8873 | 0 | 0 | 0 | 980685.5798 | 1094427.212 | 2847475.1076 | 1943460.2707 | 8691586.2108 | 961560.8286 | 32053237.5753 | 32053237.5753 | 23812626.8141 | 12421458.9187 | 0 | 41706384.6147 | 109993707.9229 | 316.2278 | 0.72088 | 57854.7977 | 152582.4831 | 1179.4483 | 3110.6003
1 | 6700 | 707 | 0.035 | 15 | 15 | 7 | 4.217e-13 | 5spot_SharedNeighbor | CO2 | Porous | Wet | R245fa | MinimizeLCOE_Brownfield | IgnoreSilica | 11.9434 | 2.1014 | 0.27219 | 4 | 40124.6424 | 102845.8799 | 817.9951 | 2096.6524 | 157.3732 | 24.3136 | 35.4528 | 1614423.3426 | 0 | 661962.7565 | 0 | 0 | 0 | 1168806.324 | 1343625.045 | 3495836.7517 | 2385980.4153 | 10670634.6351 | 961560.8286 | 32053237.5753 | 32053237.5753 | 23812626.8141 | 12421458.9187 | 0 | 43685433.039 | 111972756.3472 | 421.6965 | 1.0887 | 40124.6424 | 102845.8799 | 817.9951 | 2096.6524
1 | 6700 | 707 | 0.035 | 15 | 15 | 7 | 5.6234e-13 | 5spot_SharedNeighbor | CO2 | Porous | Wet | R245fa | MinimizeLCOE_Brownfield | IgnoreSilica | 15.4996 | 2.969 | 0.39529 | 4 | 29091.5918 | 72279.8772 | 593.0714 | 1473.5231 | 162.5146 | 24.5078 | 36.7148 | 1994672.4459 | 0 | 815435.4357 | 0 | 0 | 0 | 1381826.473 | 1634854.3983 | 4253555.7895 | 2903139.2282 | 12983483.7705 | 961560.8286 | 32053237.5753 | 32053237.5753 | 23812626.8141 | 12421458.9187 | 0 | 45998282.1744 | 114285605.4826 | 562.3413 | 1.5812 | 29091.5918 | 72279.8772 | 593.0714 | 1473.5231
1 | 6700 | 707 | 0.035 | 15 | 15 | 7 | 7.4989e-13 | 5spot_SharedNeighbor | CO2 | Porous | Wet | R245fa | MinimizeLCOE_Brownfield | IgnoreSilica | 20 | 4.0862 | 0.55809 | 4 | 21811.0578 | 52400.888 | 444.6479 | 1068.263 | 166.6061 | 24.6444 | 34.3522 | 2439670.6638 | 0 | 999899.4264 | 0 | 0 | 0 | 1621429.4995 | 1973789.84 | 5135396.2837 | 3505013.4855 | 15675199.199 | 961560.8286 | 32053237.5753 | 32053237.5753 | 23812626.8141 | 12421458.9187 | 0 | 48689997.6029 | 116977320.9111 | 749.8942 | 2.2324 | 21811.0578 | 52400.888 | 444.6479 | 1068.263
1 | 6700 | 707 | 0.035 | 15 | 15 | 7 | 1e-12 | 5spot_SharedNeighbor | CO2 | Porous | Wet | R245fa | MinimizeLCOE_Brownfield | IgnoreSilica | 25.6628 | 5.5098 | 0.77108 | 4 | 16797.0887 | 38937.1629 | 342.4314 | 793.7867 | 169.8246 | 24.7295 | 42.693 | 2958128.4799 | 0 | 1220606.4783 | 0 | 0 | 0 | 1888894.5993 | 2366375.5274 | 6156823.712 | 4202158.6935 | 18792987.4904 | 961560.8286 | 32053237.5753 | 32053237.5753 | 23812626.8141 | 12421458.9187 | 0 | 51807785.8943 | 120095109.2025 | 1000 | 3.0843 | 16797.0887 | 38937.1629 | 342.4314 | 793.7867
1 | 6700 | 707 | 0.035 | 15 | 15 | 7 | 1.3335e-12 | 5spot_SharedNeighbor | CO2 | Porous | Wet | R245fa | MinimizeLCOE_Brownfield | IgnoreSilica | 32.7009 | 7.2976 | 1.0462 | 4 | 13232.0176 | 29549.9685 | 269.7526 | 602.4161 | 172.3098 | 24.7635 | 32.2759 | 3555606.5588 | 0 | 1481768.0249 | 0 | 0 | 0 | 2181445.9843 | 2815340.0215 | 7324937.2303 | 4999420.1721 | 22358517.992 | 961560.8286 | 32053237.5753 | 32053237.5753 | 23812626.8141 | 12421458.9187 | 0 | 55373316.3959 | 123660639.7041 | 1333.5214 | 4.1848 | 13232.0176 | 29549.9685 | 269.7526 | 602.4161
1 | 6700 | 707 | 0.035 | 15 | 15 | 7 | 1.7783e-12 | 5spot_SharedNeighbor | CO2 | Porous | Wet | R245fa | MinimizeLCOE_Brownfield | IgnoreSilica | 41.3728 | 9.5191 | 1.3968 | 4 | 10635.4809 | 22857.8688 | 216.8187 | 465.9886 | 174.1902 | 24.7414 | 40.4512 | 4239032.9489 | 0 | 1788563.0646 | 0 | 0 | 0 | 2498139.8405 | 3325036.983 | 8651064.171 | 5904529.0583 | 26406366.0663 | 961560.8286 | 32053237.5753 | 32053237.5753 | 23812626.8141 | 12421458.9187 | 0 | 59421164.4703 | 127708487.7785 | 1778.2794 | 5.5871 | 10635.4809 | 22857.8688 | 216.8187 | 465.9886
1 | 6700 | 707 | 0.035 | 15 | 15 | 7 | 2.3714e-12 | 5spot_SharedNeighbor | CO2 | Porous | Wet | R245fa | MinimizeLCOE_Brownfield | IgnoreSilica | 51.8092 | 12.216 | 1.8339 | 4 | 8710.7951 | 18019.7042 | 177.5813 | 367.356 | 175.5418 | 24.653 | 42.8499 | 5003273.0311 | 0 | 2141201.9516 | 0 | 0 | 0 | 2827243.9228 | 3888970.3732 | 10118303.1735 | 6905949.8262 | 30884942.2784 | 961560.8286 | 32053237.5753 | 32053237.5753 | 23812626.8141 | 12421458.9187 | 0 | 63899740.6824 | 132187063.9906 | 2371.3737 | 7.3357 | 8710.7951 | 18019.7042 | 177.5813 | 367.356
1 | 6700 | 707 | 0.035 | 15 | 15 | 7 | 3.1623e-12 | 5spot_SharedNeighbor | CO2 | Porous | Wet | R245fa | MinimizeLCOE_Brownfield | IgnoreSilica | 63.9675 | 15.3876 | 2.3626 | 4 | 7267.6016 | 14493.5937 | 148.1599 | 295.4715 | 176.4142 | 24.4849 | 39.0317 | 5831027.5626 | 0 | 2534544.3945 | 0 | 0 | 0 | 3149708.9716 | 4490959.5622 | 11684555.5584 | 7974949.2622 | 35665745.3116 | 961560.8286 | 32053237.5753 | 32053237.5753 | 23812626.8141 | 12421458.9187 | 0 | 68680543.7155 | 136967867.0237 | 3162.2777 | 9.4502 | 7267.6016 | 14493.5937 | 148.1599 | 295.4715
1 | 6700 | 707 | 0.035 | 15 | 15 | 7 | 4.217e-12 | 5spot_SharedNeighbor | CO2 | Porous | Wet | R245fa | MinimizeLCOE_Brownfield | IgnoreSilica | 77.4675 | 18.9467 | 2.9741 | 4 | 6179.4239 | 11919.5242 | 125.9759 | 242.9956 | 176.833 | 24.2275 | 53.765 | 6685631.5081 | 0 | 2954118.0815 | 0 | 0 | 0 | 3436013.4151 | 5099547.5718 | 13267976.7209 | 9055666.7417 | 40498954.0392 | 961560.8286 | 32053237.5753 | 32053237.5753 | 23812626.8141 | 12421458.9187 | 0 | 73513752.4431 | 141801075.7513 | 4216.965 | 11.8965 | 6179.4239 | 11919.5242 | 125.9759 | 242.9956
1 | 6700 | 707 | 0.035 | 15 | 15 | 7 | 5.6234e-12 | 5spot_SharedNeighbor | CO2 | Porous | Wet | R245fa | MinimizeLCOE_Brownfield | IgnoreSilica | 91.6233 | 22.7212 | 3.6435 | 4 | 5358.4234 | 10043.9864 | 109.2387 | 204.7602 | 176.8345 | 23.8831 | 54.4557 | 7518986.1177 | 0 | 3378602.0784 | 0 | 0 | 0 | 3656848.5468 | 5676230.3297 | 14768386.963 | 10079727.5622 | 45078781.5977 | 961560.8286 | 32053237.5753 | 32053237.5753 | 23812626.8141 | 12421458.9187 | 0 | 78093580.0016 | 146380903.3098 | 5623.4133 | 14.574 | 5358.4234 | 10043.9864 | 109.2387 | 204.7602
1 | 6700 | 707 | 0.035 | 15 | 15 | 7 | 7.4989e-12 | 5spot_SharedNeighbor | CO2 | Porous | Wet | R245fa | MinimizeLCOE_Brownfield | IgnoreSilica | 105.5844 | 26.4869 | 4.3321 | 4 | 4740.4487 | 8681.237 | 96.6405 | 176.9788 | 176.4912 | 23.4712 | 42.8045 | 8283990.2939 | 0 | 3784530.3969 | 0 | 0 | 0 | 3793697.192 | 6186264.9743 | 16095392.4857 | 10985436.0987 | 49129311.4416 | 961560.8286 | 32053237.5753 | 32053237.5753 | 23812626.8141 | 12421458.9187 | 0 | 82144109.8455 | 150431433.1537 | 7498.9421 | 17.3283 | 4740.4487 | 8681.237 | 96.6405 | 176.9788
1 | 6700 | 707 | 0.035 | 15 | 15 | 7 | 1e-11 | 5spot_SharedNeighbor | CO2 | Porous | Wet | R245fa | MinimizeLCOE_Brownfield | IgnoreSilica | 118.5487 | 30.0241 | 4.9975 | 4 | 4276.826 | 7692.9102 | 87.1889 | 156.8304 | 175.9108 | 23.0257 | 41.6695 | 8946801.6286 | 0 | 4151927.0417 | 0 | 0 | 0 | 3844895.8181 | 6608013.5505 | 17192695.7684 | 11734368.1365 | 52478701.9437 | 961560.8286 | 32053237.5753 | 32053237.5753 | 23812626.8141 | 12421458.9187 | 0 | 85493500.3477 | 153780823.6559 | 10000 | 19.9899 | 4276.826 | 7692.9102 | 87.1889 | 156.8304
1 | 6700 | 707 | 0.035 | 15 | 15 | 7 | 1.3335e-11 | 5spot_SharedNeighbor | CO2 | Porous | Wet | R245fa | MinimizeLCOE_Brownfield | IgnoreSilica | 129.9176 | 33.1613 | 5.6037 | 4 | 3929.9971 | 6976.5207 | 80.1183 | 142.2258 | 175.2136 | 22.5852 | 41.3886 | 9491488.3732 | 0 | 4467523.2079 | 0 | 0 | 0 | 3823011.556 | 6934989.0235 | 18043418.8772 | 12315004.1389 | 55075435.1767 | 961560.8286 | 32053237.5753 | 32053237.5753 | 23812626.8141 | 12421458.9187 | 0 | 88090233.5806 | 156377556.8888 | 13335.2143 | 22.4148 | 3929.9971 | 6976.5207 | 80.1183 | 142.2258
1 | 6700 | 707 | 0.035 | 15 | 15 | 7 | 1.7783e-11 | 5spot_SharedNeighbor | CO2 | Porous | Wet | R245fa | MinimizeLCOE_Brownfield | IgnoreSilica | 139.4696 | 35.8246 | 6.1301 | 4 | 3670.9969 | 6455.9095 | 74.8382 | 131.6124 | 174.4984 | 22.1792 | 47.4239 | 9922962.1439 | 0 | 4728418.6151 | 0 | 0 | 0 | 3751929.1098 | 7177290.8488 | 18673838.5238 | 12745278.5015 | 56999717.7429 | 961560.8286 | 32053237.5753 | 32053237.5753 | 23812626.8141 | 12421458.9187 | 0 | 90014516.1468 | 158301839.455 | 17782.7941 | 24.5205 | 3670.9969 | 6455.9095 | 74.8382 | 131.6124
1 | 6700 | 707 | 0.035 | 15 | 15 | 7 | 2.3714e-11 | 5spot_SharedNeighbor | CO2 | Porous | Wet | R245fa | MinimizeLCOE_Brownfield | IgnoreSilica | 147.2381 | 38.0105 | 6.5702 | 4 | 3477.6446 | 6076.0187 | 70.8965 | 123.8679 | 173.8306 | 21.824 | 49.2367 | 10256111.6439 | 0 | 4937969.7569 | 0 | 0 | 0 | 3655019.8516 | 7351149.4884 | 19126183.0408 | 13054012.9291 | 58380446.7107 | 961560.8286 | 32053237.5753 | 32053237.5753 | 23812626.8141 | 12421458.9187 | 0 | 91395245.1146 | 159682568.4228 | 23713.7371 | 26.2808 | 3477.6446 | 6076.0187 | 70.8965 | 123.8679
1 | 6700 | 707 | 0.035 | 15 | 15 | 7 | 3.1623e-11 | 5spot_SharedNeighbor | CO2 | Porous | Wet | R245fa | MinimizeLCOE_Brownfield | IgnoreSilica | 153.3741 | 39.7513 | 6.9268 | 4 | 3333.3728 | 5797.9931 | 67.9553 | 118.1999 | 173.2497 | 21.5284 | 46.874 | 10507987.0212 | 0 | 5101922.8419 | 0 | 0 | 0 | 3549992.932 | 7472362.0901 | 19441553.3661 | 13269259.6564 | 59343077.9076 | 961560.8286 | 32053237.5753 | 32053237.5753 | 23812626.8141 | 12421458.9187 | 0 | 92357876.3115 | 160645199.6197 | 31622.7766 | 27.707 | 3333.3728 | 5797.9931 | 67.9553 | 118.1999
1 | 6700 | 707 | 0.035 | 15 | 15 | 7 | 4.217e-11 | 5spot_SharedNeighbor | CO2 | Porous | Wet | R245fa | MinimizeLCOE_Brownfield | IgnoreSilica | 158.1607 | 41.118 | 7.2101 | 4 | 3225.6121 | 5593.3894 | 65.7585 | 114.0288 | 172.7632 | 21.2882 | 51.7049 | 10697434.2434 | 0 | 5228911.346 | 0 | 0 | 0 | 3449758.0651 | 7556680.4253 | 19660932.3782 | 13418990.3399 | 60012706.7979 | 961560.8286 | 32053237.5753 | 32053237.5753 | 23812626.8141 | 12421458.9187 | 0 | 93027505.2018 | 161314828.51 | 42169.6503 | 28.8403 | 3225.6121 | 5593.3894 | 65.7585 | 114.0288
1 | 6700 | 707 | 0.035 | 15 | 15 | 7 | 5.6234e-11 | 5spot_SharedNeighbor | CO2 | Porous | Wet | R245fa | MinimizeLCOE_Brownfield | IgnoreSilica | 161.8271 | 42.1713 | 7.4311 | 4 | 3145.0605 | 5442.4024 | 64.1163 | 110.9507 | 172.3704 | 21.0985 | 48.5049 | 10838308.745 | 0 | 5325659.4683 | 0 | 0 | 0 | 3359952.8528 | 7614329.2158 | 19810922.7058 | 13521361.8205 | 60470534.8082 | 961560.8286 | 32053237.5753 | 32053237.5753 | 23812626.8141 | 12421458.9187 | 0 | 93485333.2121 | 161772656.5203 | 56234.1325 | 29.7245 | 3145.0605 | 5442.4024 | 64.1163 | 110.9507
1 | 6700 | 707 | 0.035 | 15 | 15 | 7 | 7.4989e-11 | 5spot_SharedNeighbor | CO2 | Porous | Wet | R245fa | MinimizeLCOE_Brownfield | IgnoreSilica | 164.6434 | 42.9831 | 7.6024 | 4 | 3084.8039 | 5330.3925 | 62.8879 | 108.6673 | 172.0568 | 20.9493 | 50.8533 | 10943997.4053 | 0 | 5399675.9849 | 0 | 0 | 0 | 3284258.1382 | 7654893.2961 | 19916462.1219 | 13593394.6406 | 60792681.587 | 961560.8286 | 32053237.5753 | 32053237.5753 | 23812626.8141 | 12421458.9187 | 0 | 93807479.9909 | 162094803.2991 | 74989.4209 | 30.4095 | 3084.8039 | 5330.3925 | 62.8879 | 108.6673
1 | 6700 | 707 | 0.035 | 15 | 15 | 7 | 1e-10 | 5spot_SharedNeighbor | CO2 | Porous | Wet | R245fa | MinimizeLCOE_Brownfield | IgnoreSilica | 166.777 | 43.6004 | 7.7336 | 4 | 3039.7014 | 5247.1957 | 61.9684 | 106.9712 | 171.8122 | 20.8343 | 55.9659 | 11022592.542 | 0 | 5455583.2487 | 0 | 0 | 0 | 3221947.2809 | 7683047.9979 | 19989714.8807 | 13643391.1537 | 61016277.1038 | 961560.8286 | 32053237.5753 | 32053237.5753 | 23812626.8141 | 12421458.9187 | 0 | 94031075.5078 | 162318398.8159 | 100000 | 30.9343 | 3039.7014 | 5247.1957 | 61.9684 | 106.9712
1 | 6700 | 707 | 0.035 | 15 | 15 | 7 | 1.3335e-10 | 5spot_SharedNeighbor | CO2 | Porous | Wet | R245fa | MinimizeLCOE_Brownfield | IgnoreSilica | 168.3971 | 44.0702 | 7.8337 | 4 | 3005.9254 | 5185.2029 | 61.2799 | 105.7074 | 171.6224 | 20.7458 | 51.7327 | 11081416.4659 | 0 | 5497939.4964 | 0 | 0 | 0 | 3172145.9267 | 7703085.7367 | 20041848.9667 | 13678973.7386 | 61175410.3309 | 961560.8286 | 32053237.5753 | 32053237.5753 | 23812626.8141 | 12421458.9187 | 0 | 94190208.7348 | 162477532.043 | 133352.1432 | 31.3348 | 3005.9254 | 5185.2029 | 61.2799 | 105.7074
1 | 6700 | 707 | 0.035 | 15 | 15 | 7 | 1.7783e-10 | 5spot_SharedNeighbor | CO2 | Porous | Wet | R245fa | MinimizeLCOE_Brownfield | IgnoreSilica | 169.6151 | 44.4243 | 7.9096 | 4 | 2980.6225 | 5138.9904 | 60.764 | 104.7653 | 171.4774 | 20.6786 | 49.341 | 11125149.1901 | 0 | 5529729.4109 | 0 | 0 | 0 | 3132765.0478 | 7717181.0231 | 20078522.0105 | 13704003.8445 | 61287350.5269 | 961560.8286 | 32053237.5753 | 32053237.5753 | 23812626.8141 | 12421458.9187 | 0 | 94302148.9308 | 162589472.239 | 177827.941 | 31.6384 | 2980.6225 | 5138.9904 | 60.764 | 104.7653
1 | 6700 | 707 | 0.035 | 15 | 15 | 7 | 2.3714e-10 | 5spot_SharedNeighbor | CO2 | Porous | Wet | R245fa | MinimizeLCOE_Brownfield | IgnoreSilica | 170.5313 | 44.6911 | 7.967 | 4 | 2961.6619 | 5104.4822 | 60.3775 | 104.0618 | 171.367 | 20.6277 | 52.2978 | 11157768.8583 | 0 | 5553613.9401 | 0 | 0 | 0 | 3102087.5809 | 7727253.4479 | 20104728.3939 | 13721890.2397 | 61367342.4608 | 961560.8286 | 32053237.5753 | 32053237.5753 | 23812626.8141 | 12421458.9187 | 0 | 94382140.8647 | 162669464.1729 | 237137.3706 | 31.868 | 2961.6619 | 5104.4822 | 60.3775 | 104.0618
1 | 6700 | 707 | 0.035 | 15 | 15 | 7 | 3.1623e-10 | 5spot_SharedNeighbor | CO2 | Porous | Wet | R245fa | MinimizeLCOE_Brownfield | IgnoreSilica | 171.2157 | 44.8909 | 8.0102 | 4 | 2947.4511 | 5078.7131 | 60.0878 | 103.5364 | 171.2837 | 20.5895 | 50.3529 | 11181975.5139 | 0 | 5571437.3615 | 0 | 0 | 0 | 3078308.9865 | 7734371.5261 | 20123248.1733 | 13734530.3697 | 61423871.931 | 961560.8286 | 32053237.5753 | 32053237.5753 | 23812626.8141 | 12421458.9187 | 0 | 94438670.3349 | 162725993.6431 | 316227.766 | 32.0408 | 2947.4511 | 5078.7131 | 60.0878 | 103.5364
1 | 6700 | 707 | 0.035 | 15 | 15 | 7 | 4.217e-10 | 5spot_SharedNeighbor | CO2 | Porous | Wet | R245fa | MinimizeLCOE_Brownfield | IgnoreSilica | 171.7345 | 45.0423 | 8.0429 | 4 | 2936.7988 | 5059.4061 | 59.8706 | 103.1428 | 171.2202 | 20.5604 | 52.6235 | 11200236.3942 | 0 | 5584938.6659 | 0 | 0 | 0 | 3060223.5126 | 7739705.4433 | 20137125.9317 | 13744002.2249 | 61466232.1726 | 961560.8286 | 32053237.5753 | 32053237.5753 | 23812626.8141 | 12421458.9187 | 0 | 94481030.5765 | 162768353.8847 | 421696.5034 | 32.1714 | 2936.7988 | 5059.4061 | 59.8706 | 103.1428
1 | 6700 | 707 | 0.035 | 15 | 15 | 7 | 5.6234e-10 | 5spot_SharedNeighbor | CO2 | Porous | Wet | R245fa | MinimizeLCOE_Brownfield | IgnoreSilica | 172.1218 | 45.1554 | 8.0674 | 4 | 2928.813 | 5044.9674 | 59.7078 | 102.8485 | 171.1725 | 20.5386 | 62.5105 | 11213817.2755 | 0 | 5595012.2716 | 0 | 0 | 0 | 3046386.8954 | 7743534.4125 | 20147088.1241 | 13750801.626 | 61496640.6051 | 961560.8286 | 32053237.5753 | 32053237.5753 | 23812626.8141 | 12421458.9187 | 0 | 94511439.009 | 162798762.3172 | 562341.3252 | 32.2695 | 2928.813 | 5044.9674 | 59.7078 | 102.8485
1 | 6700 | 707 | 0.035 | 15 | 15 | 7 | 7.4989e-10 | 5spot_SharedNeighbor | CO2 | Porous | Wet | R245fa | MinimizeLCOE_Brownfield | IgnoreSilica | 172.4191 | 45.2421 | 8.086 | 4 | 2922.8258 | 5034.1146 | 59.5858 | 102.6272 | 171.1358 | 20.5218 | 62.4018 | 11224214.0986 | 0 | 5602741.6235 | 0 | 0 | 0 | 3036059.4148 | 7746575.9034 | 20155001.4594 | 13756202.6399 | 61520795.1396 | 961560.8286 | 32053237.5753 | 32053237.5753 | 23812626.8141 | 12421458.9187 | 0 | 94535593.5435 | 162822916.8517 | 749894.2093 | 32.3439 | 2922.8258 | 5034.1146 | 59.5858 | 102.6272
1 | 6700 | 707 | 0.035 | 15 | 15 | 7 | 1e-09 | 5spot_SharedNeighbor | CO2 | Porous | Wet | R245fa | MinimizeLCOE_Brownfield | IgnoreSilica | 172.636 | 45.3056 | 8.0998 | 4 | 2918.3367 | 5026.0218 | 59.4942 | 102.4623 | 171.1089 | 20.5095 | 69.001 | 11231781.6306 | 0 | 5608379.0092 | 0 | 0 | 0 | 3028084.2974 | 7748615.5255 | 20160308.1378 | 13759824.5569 | 61536993.1574 | 961560.8286 | 32053237.5753 | 32053237.5753 | 23812626.8141 | 12421458.9187 | 0 | 94551791.5613 | 162839114.8695 | 1000000 | 32.3992 | 2918.3367 | 5026.0218 | 59.4942 | 102.4623
1 | 6700 | 707 | 0.035 | 15 | 15 | 7 | 1.3335e-09 | 5spot_SharedNeighbor | CO2 | Porous | Wet | R245fa | MinimizeLCOE_Brownfield | IgnoreSilica | 172.8017 | 45.354 | 8.1103 | 4 | 2914.9708 | 5019.9393 | 59.4256 | 102.3383 | 171.0884 | 20.5002 | 70.6796 | 11237557.3402 | 0 | 5612686.9059 | 0 | 0 | 0 | 3022143.4016 | 7750231.1826 | 20164511.7461 | 13762693.606 | 61549824.1824 | 961560.8286 | 32053237.5753 | 32053237.5753 | 23812626.8141 | 12421458.9187 | 0 | 94564622.5864 | 162851945.8946 | 1333521.4322 | 32.441 | 2914.9708 | 5019.9393 | 59.4256 | 102.3383
1 | 6700 | 707 | 0.035 | 15 | 15 | 7 | 1.7783e-09 | 5spot_SharedNeighbor | CO2 | Porous | Wet | R245fa | MinimizeLCOE_Brownfield | IgnoreSilica | 172.9332 | 45.3921 | 8.1183 | 4 | 2912.4469 | 5015.3379 | 59.3742 | 102.2444 | 171.0721 | 20.4927 | 68.2484 | 11242135.2965 | 0 | 5616103.7556 | 0 | 0 | 0 | 3017850.4025 | 7751674.8873 | 20168267.9696 | 13765257.3057 | 61561289.6171 | 961560.8286 | 32053237.5753 | 32053237.5753 | 23812626.8141 | 12421458.9187 | 0 | 94576088.021 | 162863411.3292 | 1778279.41 | 32.4731 | 2912.4469 | 5015.3379 | 59.3742 | 102.2444
1 | 6700 | 707 | 0.035 | 15 | 15 | 7 | 2.3714e-09 | 5spot_SharedNeighbor | CO2 | Porous | Wet | R245fa | MinimizeLCOE_Brownfield | IgnoreSilica | 173.0233 | 45.4186 | 8.1241 | 4 | 2910.5544 | 5011.9405 | 59.3356 | 102.1752 | 171.0608 | 20.4876 | 66.9017 | 11245263.72 | 0 | 5618442.0845 | 0 | 0 | 0 | 3014395.6724 | 7752459.576 | 20170309.5686 | 13766650.739 | 61567521.3605 | 961560.8286 | 32053237.5753 | 32053237.5753 | 23812626.8141 | 12421458.9187 | 0 | 94582319.7644 | 162869643.0726 | 2371373.7057 | 32.4963 | 2910.5544 | 5011.9405 | 59.3356 | 102.1752
1 | 6700 | 707 | 0.035 | 15 | 15 | 7 | 3.1623e-09 | 5spot_SharedNeighbor | CO2 | Porous | Wet | R245fa | MinimizeLCOE_Brownfield | IgnoreSilica | 173.0964 | 45.4398 | 8.1286 | 4 | 2909.1353 | 5009.3599 | 59.3067 | 102.1226 | 171.0517 | 20.4835 | 66.409 | 11247806.3414 | 0 | 5620342.5852 | 0 | 0 | 0 | 3011943.4719 | 7753236.0354 | 20172329.7568 | 13768029.5589 | 61573687.7497 | 961560.8286 | 32053237.5753 | 32053237.5753 | 23812626.8141 | 12421458.9187 | 0 | 94588486.1536 | 162875809.4618 | 3162277.6602 | 32.5143 | 2909.1353 | 5009.3599 | 59.3067 | 102.1226
1 | 6700 | 707 | 0.035 | 15 | 15 | 7 | 4.217e-09 | 5spot_SharedNeighbor | CO2 | Porous | Wet | R245fa | MinimizeLCOE_Brownfield | IgnoreSilica | 173.1501 | 45.4555 | 8.1319 | 4 | 2908.0712 | 5007.4321 | 59.285 | 102.0833 | 171.045 | 20.4804 | 63.3177 | 11249671.8131 | 0 | 5621737.7872 | 0 | 0 | 0 | 3010070.6887 | 7753777.3127 | 20173738.0492 | 13768990.7474 | 61577986.3983 | 961560.8286 | 32053237.5753 | 32053237.5753 | 23812626.8141 | 12421458.9187 | 0 | 94592784.8022 | 162880108.1104 | 4216965.0343 | 32.5277 | 2908.0712 | 5007.4321 | 59.285 | 102.0833
1 | 6700 | 707 | 0.035 | 15 | 15 | 7 | 5.6234e-09 | 5spot_SharedNeighbor | CO2 | Porous | Wet | R245fa | MinimizeLCOE_Brownfield | IgnoreSilica | 173.187 | 45.4663 | 8.1343 | 4 | 2907.2732 | 5006.007 | 59.2687 | 102.0542 | 171.0404 | 20.4783 | 64.3447 | 11250950.9025 | 0 | 5622695.3634 | 0 | 0 | 0 | 3008576.1678 | 7754066.7492 | 20174491.1036 | 13769504.7225 | 61580285.0092 | 961560.8286 | 32053237.5753 | 32053237.5753 | 23812626.8141 | 12421458.9187 | 0 | 94595083.4131 | 162882406.7213 | 5623413.2519 | 32.5374 | 2907.2732 | 5006.007 | 59.2687 | 102.0542
1 | 6700 | 707 | 0.035 | 15 | 15 | 7 | 7.4989e-09 | 5spot_SharedNeighbor | CO2 | Porous | Wet | R245fa | MinimizeLCOE_Brownfield | IgnoreSilica | 173.2085 | 45.473 | 8.136 | 4 | 2906.6748 | 5004.9753 | 59.2565 | 102.0332 | 171.0377 | 20.4771 | 66.2413 | 11251694.1922 | 0 | 5623253.1672 | 0 | 0 | 0 | 3007295.5647 | 7754074.7404 | 20174511.8951 | 13769518.9131 | 61580348.4727 | 961560.8286 | 32053237.5753 | 32053237.5753 | 23812626.8141 | 12421458.9187 | 0 | 94595146.8766 | 162882470.1848 | 7498942.0933 | 32.5441 | 2906.6748 | 5004.9753 | 59.2565 | 102.0332
1 | 6700 | 707 | 0.035 | 15 | 15 | 7 | 1e-08 | 5spot_SharedNeighbor | CO2 | Porous | Wet | R245fa | MinimizeLCOE_Brownfield | IgnoreSilica | 173.2233 | 45.4776 | 8.1373 | 4 | 2906.2261 | 5004.2093 | 59.2473 | 102.0176 | 171.0358 | 20.4763 | 61.1293 | 11252206.4952 | 0 | 5623638.0093 | 0 | 0 | 0 | 3006301.5217 | 7754036.9502 | 20174413.5728 | 13769451.8062 | 61580048.3553 | 961560.8286 | 32053237.5753 | 32053237.5753 | 23812626.8141 | 12421458.9187 | 0 | 94594846.7592 | 162882170.0674 | 10000000 | 32.549 | 2906.2261 | 5004.2093 | 59.2473 | 102.0176
1 | 6800 | 707 | 0.035 | 15 | 15 | 7 | 1e-13 | 5spot_SharedNeighbor | CO2 | Porous | Wet | R245fa | MinimizeLCOE_Brownfield | IgnoreSilica | 1.6 | 0.012267 | 0.00603 | 4 | 1466399.5261 | 4354871.1316 | 29894.5378 | 88779.9384 | 84.6468 | 20.2768 | 13.9014 | 234613.577 | 0 | 81507.1992 | 0 | 0 | 0 | 229153.3207 | 212656.8978 | 553289.6261 | 377631.5388 | 1688852.1595 | 961560.8286 | 32719421.0761 | 32719421.0761 | 24290101.4924 | 12660959.158 | 0 | 35369834.0642 | 105040315.7906 | 100 | 0.02412 | 1466399.5261 | 4354871.1316 | 29894.5378 | 88779.9384
1 | 6800 | 707 | 0.035 | 15 | 15 | 7 | 1.3335e-13 | 5spot_SharedNeighbor | CO2 | Porous | Wet | R245fa | MinimizeLCOE_Brownfield | IgnoreSilica | 3.7876 | 0.28843 | 0.032613 | 4 | 290517.324 | 824587.0192 | 5922.5886 | 16810.3217 | 122.3843 | 22.941 | 30.4583 | 580094.1217 | 0 | 255867.59 | 0 | 0 | 0 | 525759.4992 | 531071.2722 | 1381738.5127 | 943064.9268 | 4217595.9226 | 961560.8286 | 32719421.0761 | 32719421.0761 | 24290101.4924 | 12660959.158 | 0 | 37898577.8273 | 107569059.5537 | 133.3521 | 0.13045 | 290517.324 | 824587.0192 | 5922.5886 | 16810.3217
1 | 6800 | 707 | 0.035 | 15 | 15 | 7 | 1.7783e-13 | 5spot_SharedNeighbor | CO2 | Porous | Wet | R245fa | MinimizeLCOE_Brownfield | IgnoreSilica | 5.3003 | 0.57744 | 0.067402 | 4 | 145949.212 | 404362.958 | 2975.3721 | 8243.4858 | 135.5157 | 23.6575 | 32.2744 | 802236.5444 | 0 | 345596.9059 | 0 | 0 | 0 | 682217.5119 | 713719.8753 | 1856952.7114 | 1267408.3821 | 5668131.9309 | 961560.8286 | 32719421.0761 | 32719421.0761 | 24290101.4924 | 12660959.158 | 0 | 39349113.8356 | 109019595.5621 | 177.8279 | 0.26961 | 145949.212 | 404362.958 | 2975.3721 | 8243.4858
1 | 6800 | 707 | 0.035 | 15 | 15 | 7 | 2.3714e-13 | 5spot_SharedNeighbor | CO2 | Porous | Wet | R245fa | MinimizeLCOE_Brownfield | IgnoreSilica | 7.0808 | 0.96405 | 0.11828 | 4 | 86362.839 | 233618.6584 | 1760.6233 | 4762.6323 | 145.3934 | 24.1386 | 27.7183 | 1045534.3283 | 0 | 435712.9338 | 0 | 0 | 0 | 836767.1869 | 904025.6351 | 2352089.2615 | 1605349.2516 | 7179478.5972 | 961560.8286 | 32719421.0761 | 32719421.0761 | 24290101.4924 | 12660959.158 | 0 | 40860460.502 | 110530942.2284 | 237.1374 | 0.47313 | 86362.839 | 233618.6584 | 1760.6233 | 4762.6323
1 | 6800 | 707 | 0.035 | 15 | 15 | 7 | 3.1623e-13 | 5spot_SharedNeighbor | CO2 | Porous | Wet | R245fa | MinimizeLCOE_Brownfield | IgnoreSilica | 9.3512 | 1.4885 | 0.18918 | 4 | 56334.4786 | 148405.6183 | 1148.4545 | 3025.4493 | 153.4874 | 24.4985 | 31.0673 | 1332574.5983 | 0 | 544287.0543 | 0 | 0 | 0 | 1011978.722 | 1126647.7461 | 2931306.3281 | 2000676.8013 | 8947471.2501 | 961560.8286 | 32719421.0761 | 32719421.0761 | 24290101.4924 | 12660959.158 | 0 | 42628453.1548 | 112298934.8813 | 316.2278 | 0.7567 | 56334.4786 | 148405.6183 | 1148.4545 | 3025.4493
1 | 6800 | 707 | 0.035 | 15 | 15 | 7 | 4.217e-13 | 5spot_SharedNeighbor | CO2 | Porous | Wet | R245fa | MinimizeLCOE_Brownfield | IgnoreSilica | 12.2017 | 2.1755 | 0.28537 | 4 | 39121.9276 | 100156.3643 | 797.5534 | 2041.823 | 159.9665 | 24.7637 | 31.0825 | 1665515.6787 | 0 | 673394.8712 | 0 | 0 | 0 | 1205031.8402 | 1382137.5322 | 3596038.3433 | 2454370.0605 | 10976488.3261 | 961560.8286 | 32719421.0761 | 32719421.0761 | 24290101.4924 | 12660959.158 | 0 | 44657470.2308 | 114327951.9573 | 421.6965 | 1.1415 | 39121.9276 | 100156.3643 | 797.5534 | 2041.823
1 | 6800 | 707 | 0.035 | 15 | 15 | 7 | 5.6234e-13 | 5spot_SharedNeighbor | CO2 | Porous | Wet | R245fa | MinimizeLCOE_Brownfield | IgnoreSilica | 15.8239 | 3.0709 | 0.41406 | 4 | 28394.0749 | 70459.8098 | 578.8516 | 1436.4185 | 165.1856 | 24.9591 | 38.2678 | 2056529.5782 | 0 | 829056.7208 | 0 | 0 | 0 | 1423425.6488 | 1680514.6596 | 4372354.4234 | 2984221.7369 | 13346102.7678 | 961560.8286 | 32719421.0761 | 32719421.0761 | 24290101.4924 | 12660959.158 | 0 | 47027084.6725 | 116697566.399 | 562.3413 | 1.6562 | 28394.0749 | 70459.8098 | 578.8516 | 1436.4185
1 | 6800 | 707 | 0.035 | 15 | 15 | 7 | 7.4989e-13 | 5spot_SharedNeighbor | CO2 | Porous | Wet | R245fa | MinimizeLCOE_Brownfield | IgnoreSilica | 20.4159 | 4.2256 | 0.58423 | 4 | 21306.4611 | 51119.4638 | 434.361 | 1042.1394 | 169.3481 | 25.0962 | 40.5008 | 2514982.8356 | 0 | 1016498.1203 | 0 | 0 | 0 | 1670039.1876 | 2028592.856 | 5277982.4896 | 3602331.5008 | 16110426.9899 | 961560.8286 | 32719421.0761 | 32719421.0761 | 24290101.4924 | 12660959.158 | 0 | 49791408.8946 | 119461890.6211 | 749.8942 | 2.3369 | 21306.4611 | 51119.4638 | 434.361 | 1042.1394
1 | 6800 | 707 | 0.035 | 15 | 15 | 7 | 1e-12 | 5spot_SharedNeighbor | CO2 | Porous | Wet | R245fa | MinimizeLCOE_Brownfield | IgnoreSilica | 26.1723 | 5.6923 | 0.80657 | 4 | 16420.8445 | 38015.5528 | 334.7611 | 774.9985 | 172.6125 | 25.1804 | 42.5297 | 3047203.6788 | 0 | 1239956.26 | 0 | 0 | 0 | 1943259.4483 | 2429863.561 | 6322006.5521 | 4314899.3761 | 19297188.8763 | 961560.8286 | 32719421.0761 | 32719421.0761 | 24290101.4924 | 12660959.158 | 0 | 52978170.781 | 122648652.5074 | 1000 | 3.2263 | 16420.8445 | 38015.5528 | 334.7611 | 774.9985
1 | 6800 | 707 | 0.035 | 15 | 15 | 7 | 1.3335e-12 | 5spot_SharedNeighbor | CO2 | Porous | Wet | R245fa | MinimizeLCOE_Brownfield | IgnoreSilica | 33.3413 | 7.5373 | 1.0938 | 4 | 12944.5848 | 28869.2019 | 263.8929 | 588.5377 | 175.1403 | 25.2122 | 37.0551 | 3661861.3218 | 0 | 1504936.8855 | 0 | 0 | 0 | 2243575.1352 | 2890045.6035 | 7519305.8306 | 5132080.7356 | 22951805.5122 | 961560.8286 | 32719421.0761 | 32719421.0761 | 24290101.4924 | 12660959.158 | 0 | 56632787.4169 | 126303269.1433 | 1333.5214 | 4.375 | 12944.5848 | 28869.2019 | 263.8929 | 588.5377
1 | 6800 | 707 | 0.035 | 15 | 15 | 7 | 1.7783e-12 | 5spot_SharedNeighbor | CO2 | Porous | Wet | R245fa | MinimizeLCOE_Brownfield | IgnoreSilica | 42.1692 | 9.8287 | 1.4594 | 4 | 10411.427 | 22345.9999 | 212.251 | 455.5534 | 177.0518 | 25.1861 | 36.4971 | 4364533.6286 | 0 | 1816055.0651 | 0 | 0 | 0 | 2568397.1464 | 3412104.4776 | 8877595.9319 | 6059141.6399 | 27097827.8895 | 961560.8286 | 32719421.0761 | 32719421.0761 | 24290101.4924 | 12660959.158 | 0 | 60778809.7942 | 130449291.5207 | 1778.2794 | 5.8377 | 10411.427 | 22345.9999 | 212.251 | 455.5534
1 | 6800 | 707 | 0.035 | 15 | 15 | 7 | 2.3714e-12 | 5spot_SharedNeighbor | CO2 | Porous | Wet | R245fa | MinimizeLCOE_Brownfield | IgnoreSilica | 52.7734 | 12.6058 | 1.9147 | 4 | 8533.1468 | 17629.7205 | 173.9597 | 359.4057 | 178.4228 | 25.091 | 44.4629 | 5148810.3454 | 0 | 2173023.9116 | 0 | 0 | 0 | 2904717.2834 | 3988355.1008 | 10376881.8481 | 7082435.0849 | 31674223.5742 | 961560.8286 | 32719421.0761 | 32719421.0761 | 24290101.4924 | 12660959.158 | 0 | 65355205.4789 | 135025687.2054 | 2371.3737 | 7.659 | 8533.1468 | 17629.7205 | 173.9597 | 359.4057
1 | 6800 | 707 | 0.035 | 15 | 15 | 7 | 3.1623e-12 | 5spot_SharedNeighbor | CO2 | Porous | Wet | R245fa | MinimizeLCOE_Brownfield | IgnoreSilica | 65.0922 | 15.8633 | 2.4641 | 4 | 7124.6739 | 14193.2549 | 145.2461 | 289.3487 | 179.3035 | 24.9134 | 49.3523 | 5995852.583 | 0 | 2570133.8542 | 0 | 0 | 0 | 3232327.9826 | 4601342.6237 | 11971749.6418 | 8170965.1254 | 36542371.8107 | 961560.8286 | 32719421.0761 | 32719421.0761 | 24290101.4924 | 12660959.158 | 0 | 70223353.7154 | 139893835.4419 | 3162.2777 | 9.8564 | 7124.6739 | 14193.2549 | 145.2461 | 289.3487
1 | 6800 | 707 | 0.035 | 15 | 15 | 7 | 4.217e-12 | 5spot_SharedNeighbor | CO2 | Porous | Wet | R245fa | MinimizeLCOE_Brownfield | IgnoreSilica | 78.7346 | 19.5095 | 3.0979 | 4 | 6062.888 | 11685.2516 | 123.6002 | 238.2197 | 179.7214 | 24.6438 | 45.5976 | 6868040.9201 | 0 | 2992710.081 | 0 | 0 | 0 | 3521534.8035 | 5219091.4638 | 13579005.406 | 9267950.2102 | 41448332.8846 | 961560.8286 | 32719421.0761 | 32719421.0761 | 24290101.4924 | 12660959.158 | 0 | 75129314.7893 | 144799796.5158 | 4216.965 | 12.3917 | 6062.888 | 11685.2516 | 123.6002 | 238.2197
1 | 6800 | 707 | 0.035 | 15 | 15 | 7 | 5.6234e-12 | 5spot_SharedNeighbor | CO2 | Porous | Wet | R245fa | MinimizeLCOE_Brownfield | IgnoreSilica | 93.0117 | 23.3689 | 3.7897 | 4 | 5262.0989 | 9858.1197 | 107.275 | 200.9711 | 179.715 | 24.2848 | 54.7576 | 7716788.202 | 0 | 3419498.1737 | 0 | 0 | 0 | 3743506.7914 | 5803119.3352 | 15098526.1268 | 10305054.3252 | 46086492.9544 | 961560.8286 | 32719421.0761 | 32719421.0761 | 24290101.4924 | 12660959.158 | 0 | 79767474.8591 | 149437956.5855 | 5623.4133 | 15.1589 | 5262.0989 | 9858.1197 | 107.275 | 200.9711
1 | 6800 | 707 | 0.035 | 15 | 15 | 7 | 7.4989e-12 | 5spot_SharedNeighbor | CO2 | Porous | Wet | R245fa | MinimizeLCOE_Brownfield | IgnoreSilica | 107.0212 | 27.2011 | 4.4984 | 4 | 4659.6026 | 8531.5906 | 94.9923 | 173.928 | 179.361 | 23.8587 | 61.1573 | 8491934.3878 | 0 | 3825675.6341 | 0 | 0 | 0 | 3877840.5081 | 6316225.7067 | 16433523.6527 | 11216217.5681 | 50161417.4575 | 961560.8286 | 32719421.0761 | 32719421.0761 | 24290101.4924 | 12660959.158 | 0 | 83842399.3622 | 153512881.0887 | 7498.9421 | 17.9935 | 4659.6026 | 8531.5906 | 94.9923 | 173.928
1 | 6800 | 707 | 0.035 | 15 | 15 | 7 | 1e-11 | 5spot_SharedNeighbor | CO2 | Porous | Wet | R245fa | MinimizeLCOE_Brownfield | IgnoreSilica | 119.9862 | 30.7889 | 5.1807 | 4 | 4207.783 | 7569.8009 | 85.7813 | 154.3206 | 178.7713 | 23.4003 | 64.2822 | 9161295.9559 | 0 | 4192154.4546 | 0 | 0 | 0 | 3925127.4665 | 6738645.372 | 17532572.9718 | 11966341.3116 | 53516137.5323 | 961560.8286 | 32719421.0761 | 32719421.0761 | 24290101.4924 | 12660959.158 | 0 | 87197119.437 | 156867601.1635 | 10000 | 20.7228 | 4207.783 | 7569.8009 | 85.7813 | 154.3206
1 | 6800 | 707 | 0.035 | 15 | 15 | 7 | 1.3335e-11 | 5spot_SharedNeighbor | CO2 | Porous | Wet | R245fa | MinimizeLCOE_Brownfield | IgnoreSilica | 131.3324 | 33.9645 | 5.8006 | 4 | 3869.9039 | 6872.6264 | 78.8932 | 140.1078 | 178.0669 | 22.9488 | 65.7998 | 9710314.2215 | 0 | 4506401.4349 | 0 | 0 | 0 | 3899405.6056 | 7065287.2922 | 18382428.2445 | 12546384.998 | 56110221.7967 | 961560.8286 | 32719421.0761 | 32719421.0761 | 24290101.4924 | 12660959.158 | 0 | 89791203.7014 | 159461685.4279 | 13335.2143 | 23.2024 | 3869.9039 | 6872.6264 | 78.8932 | 140.1078
1 | 6800 | 707 | 0.035 | 15 | 15 | 7 | 1.7783e-11 | 5spot_SharedNeighbor | CO2 | Porous | Wet | R245fa | MinimizeLCOE_Brownfield | IgnoreSilica | 140.8332 | 36.6518 | 6.3372 | 4 | 3617.6555 | 6366.1102 | 73.7508 | 129.7818 | 177.3484 | 22.5346 | 67.8946 | 10143845.0959 | 0 | 4765368.3992 | 0 | 0 | 0 | 3824428.8611 | 7306120.5189 | 19009026.8988 | 12974051.4549 | 58022841.2286 | 961560.8286 | 32719421.0761 | 32719421.0761 | 24290101.4924 | 12660959.158 | 0 | 91703823.1333 | 161374304.8598 | 17782.7941 | 25.349 | 3617.6555 | 6366.1102 | 73.7508 | 129.7818
1 | 6800 | 707 | 0.035 | 15 | 15 | 7 | 2.3714e-11 | 5spot_SharedNeighbor | CO2 | Porous | Wet | R245fa | MinimizeLCOE_Brownfield | IgnoreSilica | 148.5144 | 38.8456 | 6.7842 | 4 | 3429.3782 | 5996.766 | 69.9125 | 122.2522 | 176.6826 | 22.1748 | 60.3848 | 10476715.4118 | 0 | 4972184.3037 | 0 | 0 | 0 | 3723276.7507 | 7477148.8218 | 19454007.4602 | 13277759.8315 | 59381092.5797 | 961560.8286 | 32719421.0761 | 32719421.0761 | 24290101.4924 | 12660959.158 | 0 | 93062074.4844 | 162732556.2109 | 23713.7371 | 27.1367 | 3429.3782 | 5996.766 | 69.9125 | 122.2522
1 | 6800 | 707 | 0.035 | 15 | 15 | 7 | 3.1623e-11 | 5spot_SharedNeighbor | CO2 | Porous | Wet | R245fa | MinimizeLCOE_Brownfield | IgnoreSilica | 154.6117 | 40.6001 | 7.1466 | 4 | 3288.9135 | 5726.0979 | 67.049 | 116.7342 | 176.1013 | 21.8741 | 61.3329 | 10729732.1033 | 0 | 5134831.5338 | 0 | 0 | 0 | 3616380.912 | 7597568.3742 | 19767314.434 | 13491598.2789 | 60337425.6363 | 961560.8286 | 32719421.0761 | 32719421.0761 | 24290101.4924 | 12660959.158 | 0 | 94018407.541 | 163688889.2675 | 31622.7766 | 28.5865 | 3288.9135 | 5726.0979 | 67.049 | 116.7342
1 | 6800 | 707 | 0.035 | 15 | 15 | 7 | 4.217e-11 | 5spot_SharedNeighbor | CO2 | Porous | Wet | R245fa | MinimizeLCOE_Brownfield | IgnoreSilica | 159.3445 | 41.9714 | 7.4338 | 4 | 3184.0062 | 5527.0417 | 64.9103 | 112.6762 | 175.617 | 21.6311 | 63.568 | 10919137.3527 | 0 | 5260196.0902 | 0 | 0 | 0 | 3514204.27 | 7680479.7081 | 19983032.7174 | 13638830.4399 | 60995880.5784 | 961560.8286 | 32719421.0761 | 32719421.0761 | 24290101.4924 | 12660959.158 | 0 | 94676862.4831 | 164347344.2095 | 42169.6503 | 29.7351 | 3184.0062 | 5527.0417 | 64.9103 | 112.6762
1 | 6800 | 707 | 0.035 | 15 | 15 | 7 | 5.6234e-11 | 5spot_SharedNeighbor | CO2 | Porous | Wet | R245fa | MinimizeLCOE_Brownfield | IgnoreSilica | 162.9797 | 43.0306 | 7.658 | 4 | 3105.5928 | 5380.0419 | 63.3117 | 109.6794 | 175.2253 | 21.4387 | 65.0906 | 11060413.6705 | 0 | 5355983.099 | 0 | 0 | 0 | 3423415.7612 | 7737526.887 | 20131457.775 | 13740133.5915 | 61448930.7843 | 961560.8286 | 32719421.0761 | 32719421.0761 | 24290101.4924 | 12660959.158 | 0 | 95129912.689 | 164800394.4154 | 56234.1325 | 30.6318 | 3105.5928 | 5380.0419 | 63.3117 | 109.6794
1 | 6800 | 707 | 0.035 | 15 | 15 | 7 | 7.4989e-11 | 5spot_SharedNeighbor | CO2 | Porous | Wet | R245fa | MinimizeLCOE_Brownfield | IgnoreSilica | 165.7519 | 43.842 | 7.8311 | 4 | 3046.9384 | 5271.1098 | 62.116 | 107.4587 | 174.9148 | 21.2886 | 52.9846 | 11165661.573 | 0 | 5428741.2708 | 0 | 0 | 0 | 3346506.3659 | 7776954.5917 | 20234040.575 | 13810148.4604 | 61762052.8367 | 961560.8286 | 32719421.0761 | 32719421.0761 | 24290101.4924 | 12660959.158 | 0 | 95443034.7414 | 165113516.4678 | 74989.4209 | 31.3242 | 3046.9384 | 5271.1098 | 62.116 | 107.4587
1 | 6800 | 707 | 0.035 | 15 | 15 | 7 | 1e-10 | 5spot_SharedNeighbor | CO2 | Porous | Wet | R245fa | MinimizeLCOE_Brownfield | IgnoreSilica | 167.8707 | 44.4636 | 7.9641 | 4 | 3003.0368 | 5190.0648 | 61.221 | 105.8065 | 174.6707 | 21.1719 | 63.0961 | 11244640.5316 | 0 | 5484186.7732 | 0 | 0 | 0 | 3283893.0249 | 7804960.9286 | 20306907.3185 | 13859881.5101 | 61984470.0869 | 961560.8286 | 32719421.0761 | 32719421.0761 | 24290101.4924 | 12660959.158 | 0 | 95665451.9916 | 165335933.718 | 100000 | 31.8562 | 3003.0368 | 5190.0648 | 61.221 | 105.8065
1 | 6800 | 707 | 0.035 | 15 | 15 | 7 | 1.3335e-10 | 5spot_SharedNeighbor | CO2 | Porous | Wet | R245fa | MinimizeLCOE_Brownfield | IgnoreSilica | 169.4519 | 44.9296 | 8.0649 | 4 | 2970.1612 | 5129.8462 | 60.5508 | 104.5789 | 174.4844 | 21.0837 | 56.7474 | 11302741.1984 | 0 | 5525473.3139 | 0 | 0 | 0 | 3233140.0612 | 7823928.2837 | 20356256.4857 | 13893563.3307 | 62135102.6736 | 961560.8286 | 32719421.0761 | 32719421.0761 | 24290101.4924 | 12660959.158 | 0 | 95816084.5783 | 165486566.3048 | 133352.1432 | 32.2596 | 2970.1612 | 5129.8462 | 60.5508 | 104.5789
1 | 6800 | 707 | 0.035 | 15 | 15 | 7 | 1.7783e-10 | 5spot_SharedNeighbor | CO2 | Porous | Wet | R245fa | MinimizeLCOE_Brownfield | IgnoreSilica | 170.6675 | 45.2876 | 8.1419 | 4 | 2945.5333 | 5084.7834 | 60.0487 | 103.6602 | 174.3391 | 21.0152 | 65.7423 | 11346923.6063 | 0 | 5557160.457 | 0 | 0 | 0 | 3193817.4765 | 7838181.6005 | 20393340.6923 | 13918874.0638 | 62248297.8963 | 961560.8286 | 32719421.0761 | 32719421.0761 | 24290101.4924 | 12660959.158 | 0 | 95929279.801 | 165599761.5275 | 177827.941 | 32.5677 | 2945.5333 | 5084.7834 | 60.0487 | 103.6602
1 | 6800 | 707 | 0.035 | 15 | 15 | 7 | 2.3714e-10 | 5spot_SharedNeighbor | CO2 | Porous | Wet | R245fa | MinimizeLCOE_Brownfield | IgnoreSilica | 171.5714 | 45.5547 | 8.1999 | 4 | 2927.0789 | 5051.1979 | 59.6725 | 102.9755 | 174.2296 | 20.964 | 56.3069 | 11379497.3295 | 0 | 5580693.1313 | 0 | 0 | 0 | 3162910.1561 | 7848009.2406 | 20418910.196 | 13936325.7754 | 62326345.829 | 961560.8286 | 32719421.0761 | 32719421.0761 | 24290101.4924 | 12660959.158 | 0 | 96007327.7337 | 165677809.4601 | 237137.3706 | 32.7997 | 2927.0789 | 5051.1979 | 59.6725 | 102.9755
1 | 6800 | 707 | 0.035 | 15 | 15 | 7 | 3.1623e-10 | 5spot_SharedNeighbor | CO2 | Porous | Wet | R245fa | MinimizeLCOE_Brownfield | IgnoreSilica | 172.2487 | 45.7553 | 8.2436 | 4 | 2913.2477 | 5026.1035 | 59.3905 | 102.4639 | 174.1469 | 20.9253 | 59.1557 | 11403750.8742 | 0 | 5598311.4179 | 0 | 0 | 0 | 3139028.2748 | 7855025.3211 | 20437164.5982 | 13948784.78 | 62382065.2663 | 961560.8286 | 32719421.0761 | 32719421.0761 | 24290101.4924 | 12660959.158 | 0 | 96063047.171 | 165733528.8974 | 316227.766 | 32.9746 | 2913.2477 | 5026.1035 | 59.3905 | 102.4639
1 | 6800 | 707 | 0.035 | 15 | 15 | 7 | 4.217e-10 | 5spot_SharedNeighbor | CO2 | Porous | Wet | R245fa | MinimizeLCOE_Brownfield | IgnoreSilica | 172.7675 | 45.9086 | 8.2768 | 4 | 2902.88 | 5007.2694 | 59.1791 | 102.08 | 174.0831 | 20.8956 | 64.5676 | 11422239.6138 | 0 | 5611796.5146 | 0 | 0 | 0 | 3121013.4601 | 7860469.3395 | 20451328.8175 | 13958452.1507 | 62425299.8962 | 961560.8286 | 32719421.0761 | 32719421.0761 | 24290101.4924 | 12660959.158 | 0 | 96106281.8009 | 165776763.5274 | 421696.5034 | 33.1072 | 2902.88 | 5007.2694 | 59.1791 | 102.08
1 | 6800 | 707 | 0.035 | 15 | 15 | 7 | 5.6234e-10 | 5spot_SharedNeighbor | CO2 | Porous | Wet | R245fa | MinimizeLCOE_Brownfield | IgnoreSilica | 173.1501 | 46.022 | 8.3016 | 4 | 2895.1076 | 4993.2121 | 59.0207 | 101.7934 | 174.0358 | 20.8736 | 62.4874 | 11435824.6611 | 0 | 5621737.7872 | 0 | 0 | 0 | 3107108.6381 | 7864221.7237 | 20461091.7514 | 13965115.5537 | 62455100.1152 | 961560.8286 | 32719421.0761 | 32719421.0761 | 24290101.4924 | 12660959.158 | 0 | 96136082.0199 | 165806563.7463 | 562341.3252 | 33.2064 | 2895.1076 | 4993.2121 | 59.0207 | 101.7934
1 | 6800 | 707 | 0.035 | 15 | 15 | 7 | 7.4989e-10 | 5spot_SharedNeighbor | CO2 | Porous | Wet | R245fa | MinimizeLCOE_Brownfield | IgnoreSilica | 173.4324 | 46.106 | 8.3201 | 4 | 2889.2805 | 4982.7137 | 58.9019 | 101.5794 | 174.0007 | 20.8573 | 60.5292 | 11445817.6719 | 0 | 5629068.6759 | 0 | 0 | 0 | 3096431.045 | 7866813.7832 | 20467835.7586 | 13969718.4772 | 62475685.4118 | 961560.8286 | 32719421.0761 | 32719421.0761 | 24290101.4924 | 12660959.158 | 0 | 96156667.3165 | 165827149.043 | 749894.2093 | 33.2805 | 2889.2805 | 4982.7137 | 58.9019 | 101.5794
1 | 6800 | 707 | 0.035 | 15 | 15 | 7 | 1e-09 | 5spot_SharedNeighbor | CO2 | Porous | Wet | R245fa | MinimizeLCOE_Brownfield | IgnoreSilica | 173.6519 | 46.1709 | 8.3342 | 4 | 2884.9114 | 4974.8034 | 58.8128 | 101.4181 | 173.9734 | 20.8447 | 53.9221 | 11453573.3662 | 0 | 5634767.0053 | 0 | 0 | 0 | 3088557.3266 | 7868990.1023 | 20473498.0943 | 13973583.1377 | 62492969.0324 | 961560.8286 | 32719421.0761 | 32719421.0761 | 24290101.4924 | 12660959.158 | 0 | 96173950.9371 | 165844432.6636 | 1000000 | 33.3369 | 2884.9114 | 4974.8034 | 58.8128 | 101.4181
1 | 6800 | 707 | 0.035 | 15 | 15 | 7 | 1.3335e-09 | 5spot_SharedNeighbor | CO2 | Porous | Wet | R245fa | MinimizeLCOE_Brownfield | IgnoreSilica | 173.8151 | 46.2193 | 8.3448 | 4 | 2881.6355 | 4968.8849 | 58.746 | 101.2974 | 173.9531 | 20.8353 | 58.2938 | 11459329.5715 | 0 | 5639002.3223 | 0 | 0 | 0 | 3082574.4152 | 7870553.4605 | 20477565.6317 | 13976359.3156 | 62505384.7168 | 961560.8286 | 32719421.0761 | 32719421.0761 | 24290101.4924 | 12660959.158 | 0 | 96186366.6215 | 165856848.3479 | 1333521.4322 | 33.3791 | 2881.6355 | 4968.8849 | 58.746 | 101.2974
1 | 6800 | 707 | 0.035 | 15 | 15 | 7 | 1.7783e-09 | 5spot_SharedNeighbor | CO2 | Porous | Wet | R245fa | MinimizeLCOE_Brownfield | IgnoreSilica | 173.9271 | 46.253 | 8.3524 | 4 | 2879.1792 | 4964.51 | 58.696 | 101.2083 | 173.939 | 20.8288 | 58.9957 | 11463275.5261 | 0 | 5641910.4942 | 0 | 0 | 0 | 3077795.0485 | 7871362.6168 | 20479670.8905 | 13977796.1979 | 62511810.7741 | 961560.8286 | 32719421.0761 | 32719421.0761 | 24290101.4924 | 12660959.158 | 0 | 96192792.6788 | 165863274.4053 | 1778279.41 | 33.4098 | 2879.1792 | 4964.51 | 58.696 | 101.2083
1 | 6800 | 707 | 0.035 | 15 | 15 | 7 | 2.3714e-09 | 5spot_SharedNeighbor | CO2 | Porous | Wet | R245fa | MinimizeLCOE_Brownfield | IgnoreSilica | 174.0197 | 46.2804 | 8.3584 | 4 | 2877.3373 | 4961.1803 | 58.6584 | 101.1404 | 173.9275 | 20.8234 | 57.6376 | 11466536.234 | 0 | 5644313.6593 | 0 | 0 | 0 | 3074422.8049 | 7872256.3523 | 20481996.2069 | 13979383.2741 | 62518908.5316 | 961560.8286 | 32719421.0761 | 32719421.0761 | 24290101.4924 | 12660959.158 | 0 | 96199890.4363 | 165870372.1627 | 2371373.7057 | 33.4337 | 2877.3373 | 4961.1803 | 58.6584 | 101.1404
1 | 6800 | 707 | 0.035 | 15 | 15 | 7 | 3.1623e-09 | 5spot_SharedNeighbor | CO2 | Porous | Wet | R245fa | MinimizeLCOE_Brownfield | IgnoreSilica | 174.0929 | 46.302 | 8.363 | 4 | 2875.9561 | 4958.6625 | 58.6303 | 101.089 | 173.9183 | 20.8192 | 54.7137 | 11469111.3489 | 0 | 5646211.9789 | 0 | 0 | 0 | 3071983.6108 | 7873049.7061 | 20484060.3506 | 13980792.0946 | 62525209.0899 | 961560.8286 | 32719421.0761 | 32719421.0761 | 24290101.4924 | 12660959.158 | 0 | 96206190.9946 | 165876672.721 | 3162277.6602 | 33.4519 | 2875.9561 | 4958.6625 | 58.6303 | 101.089
1 | 6800 | 707 | 0.035 | 15 | 15 | 7 | 4.217e-09 | 5spot_SharedNeighbor | CO2 | Porous | Wet | R245fa | MinimizeLCOE_Brownfield | IgnoreSilica | 174.1512 | 46.319 | 8.3665 | 4 | 2874.9205 | 4956.7546 | 58.6091 | 101.0501 | 173.9111 | 20.8158 | 58.1894 | 11471164.6317 | 0 | 5647725.7143 | 0 | 0 | 0 | 3070241.0632 | 7873761.2496 | 20485911.6409 | 13982055.6383 | 62530859.9379 | 961560.8286 | 32719421.0761 | 32719421.0761 | 24290101.4924 | 12660959.158 | 0 | 96211841.8426 | 165882323.5691 | 4216965.0343 | 33.4659 | 2874.9205 | 4956.7546 | 58.6091 | 101.0501
1 | 6800 | 707 | 0.035 | 15 | 15 | 7 | 5.6234e-09 | 5spot_SharedNeighbor | CO2 | Porous | Wet | R245fa | MinimizeLCOE_Brownfield | IgnoreSilica | 174.1855 | 46.3293 | 8.3689 | 4 | 2874.1438 | 4955.3797 | 58.5933 | 101.0221 | 173.9067 | 20.8138 | 53.7584 | 11472367.914 | 0 | 5648614.6863 | 0 | 0 | 0 | 3068684.3302 | 7873970.1029 | 20486455.0343 | 13982426.5155 | 62532518.5831 | 961560.8286 | 32719421.0761 | 32719421.0761 | 24290101.4924 | 12660959.158 | 0 | 96213500.4878 | 165883982.2143 | 5623413.2519 | 33.4755 | 2874.1438 | 4955.3797 | 58.5933 | 101.0221
1 | 6800 | 707 | 0.035 | 15 | 15 | 7 | 7.4989e-09 | 5spot_SharedNeighbor | CO2 | Porous | Wet | R245fa | MinimizeLCOE_Brownfield | IgnoreSilica | 174.2218 | 46.3398 | 8.3709 | 4 | 2873.5615 | 4954.2867 | 58.5814 | 100.9998 | 173.9022 | 20.8117 | 63.6907 | 11473645.1215 | 0 | 5649556.249 | 0 | 0 | 0 | 3067792.1507 | 7874487.4733 | 20487801.1261 | 13983345.2507 | 62536627.3714 | 961560.8286 | 32719421.0761 | 32719421.0761 | 24290101.4924 | 12660959.158 | 0 | 96217609.2761 | 165888091.0025 | 7498942.0933 | 33.4837 | 2873.5615 | 4954.2867 | 58.5814 | 100.9998
1 | 6800 | 707 | 0.035 | 15 | 15 | 7 | 1e-08 | 5spot_SharedNeighbor | CO2 | Porous | Wet | R245fa | MinimizeLCOE_Brownfield | IgnoreSilica | 174.2413 | 46.3457 | 8.3723 | 4 | 2873.1247 | 4953.5127 | 58.5725 | 100.9841 | 173.8998 | 20.8106 | 64.7655 | 11474327.7548 | 0 | 5650060.7641 | 0 | 0 | 0 | 3066919.7021 | 7874610.2062 | 20488120.4519 | 13983563.1972 | 62537602.0763 | 961560.8286 | 32719421.0761 | 32719421.0761 | 24290101.4924 | 12660959.158 | 0 | 96218583.981 | 165889065.7074 | 10000000 | 33.4892 | 2873.1247 | 4953.5127 | 58.5725 | 100.9841
1 | 6900 | 707 | 0.035 | 15 | 15 | 7 | 1e-13 | 5spot_SharedNeighbor | CO2 | Porous | Wet | R245fa | MinimizeLCOE_Brownfield | IgnoreSilica | 1.6 | 0.0111 | 0.0060933 | 4 | 1479171.9682 | 4394982.1192 | 30154.9213 | 89597.6552 | 84.9264 | 20.59 | 14.0295 | 236316.8589 | 0 | 81197.9751 | 0 | 0 | 0 | 231042.3977 | 213937.3204 | 556621.023 | 379905.2856 | 1699020.8607 | 961560.8286 | 33391464.6677 | 33391464.6677 | 24773143.2569 | 12902803.4336 | 0 | 36052046.3571 | 107119457.7153 | 100 | 0.024373 | 1479171.9682 | 4394982.1192 | 30154.9213 | 89597.6552
1 | 6900 | 707 | 0.035 | 15 | 15 | 7 | 1.3335e-13 | 5spot_SharedNeighbor | CO2 | Porous | Wet | R245fa | MinimizeLCOE_Brownfield | IgnoreSilica | 3.8802 | 0.30102 | 0.034393 | 4 | 281397.1529 | 797981.1987 | 5736.6616 | 16267.9261 | 124.4298 | 23.3775 | 28.7823 | 600062.379 | 0 | 263752.0661 | 0 | 0 | 0 | 543656.7225 | 548913.7554 | 1428160.9937 | 974749.224 | 4359295.1407 | 961560.8286 | 33391464.6677 | 33391464.6677 | 24773143.2569 | 12902803.4336 | 0 | 38712320.6371 | 109779731.9953 | 133.3521 | 0.13757 | 281397.1529 | 797981.1987 | 5736.6616 | 16267.9261
1 | 6900 | 707 | 0.035 | 15 | 15 | 7 | 1.7783e-13 | 5spot_SharedNeighbor | CO2 | Porous | Wet | R245fa | MinimizeLCOE_Brownfield | IgnoreSilica | 5.4077 | 0.59766 | 0.070944 | 4 | 141572.4749 | 392006.1802 | 2886.1464 | 7991.5762 | 137.6385 | 24.0936 | 24.5837 | 826618.6379 | 0 | 351189.3898 | 0 | 0 | 0 | 701933.1806 | 733099.0712 | 1907373.4041 | 1301821.5409 | 5822035.2245 | 961560.8286 | 33391464.6677 | 33391464.6677 | 24773143.2569 | 12902803.4336 | 0 | 40175060.7208 | 111242472.0791 | 177.8279 | 0.28378 | 141572.4749 | 392006.1802 | 2886.1464 | 7991.5762
1 | 6900 | 707 | 0.035 | 15 | 15 | 7 | 2.3714e-13 | 5spot_SharedNeighbor | CO2 | Porous | Wet | R245fa | MinimizeLCOE_Brownfield | IgnoreSilica | 7.2318 | 0.99832 | 0.12423 | 4 | 83991.6243 | 227012.7937 | 1712.2829 | 4627.9629 | 147.7349 | 24.5823 | 30.5564 | 1078275.49 | 0 | 443128.2852 | 0 | 0 | 0 | 862167.7635 | 929592.9001 | 2418610.0403 | 1650751.05 | 7382525.529 | 961560.8286 | 33391464.6677 | 33391464.6677 | 24773143.2569 | 12902803.4336 | 0 | 41735551.0254 | 112802962.3836 | 237.1374 | 0.4969 | 83991.6243 | 227012.7937 | 1712.2829 | 4627.9629
1 | 6900 | 707 | 0.035 | 15 | 15 | 7 | 3.1623e-13 | 5spot_SharedNeighbor | CO2 | Porous | Wet | R245fa | MinimizeLCOE_Brownfield | IgnoreSilica | 9.5487 | 1.5403 | 0.19838 | 4 | 54885.1461 | 144446.5592 | 1118.9079 | 2944.7385 | 155.9682 | 24.9459 | 30.5698 | 1373954.8869 | 0 | 553461.1621 | 0 | 0 | 0 | 1042505.913 | 1158269.5652 | 3013579.8148 | 2056830.1465 | 9198601.4884 | 961560.8286 | 33391464.6677 | 33391464.6677 | 24773143.2569 | 12902803.4336 | 0 | 43551626.9847 | 114619038.343 | 316.2278 | 0.7935 | 54885.1461 | 144446.5592 | 1118.9079 | 2944.7385
1 | 6900 | 707 | 0.035 | 15 | 15 | 7 | 4.217e-13 | 5spot_SharedNeighbor | CO2 | Porous | Wet | R245fa | MinimizeLCOE_Brownfield | IgnoreSilica | 12.4575 | 2.2503 | 0.29894 | 4 | 38165.1351 | 97598.8496 | 778.0479 | 1989.6846 | 162.5584 | 25.2136 | 34.5484 | 1716908.7301 | 0 | 684664.2697 | 0 | 0 | 0 | 1241216.8914 | 1420688.0576 | 3696338.9026 | 2522827.2532 | 11282644.1046 | 961560.8286 | 33391464.6677 | 33391464.6677 | 24773143.2569 | 12902803.4336 | 0 | 45635669.6009 | 116703080.9592 | 421.6965 | 1.1957 | 38165.1351 | 97598.8496 | 778.0479 | 1989.6846
1 | 6900 | 707 | 0.035 | 15 | 15 | 7 | 5.6234e-13 | 5spot_SharedNeighbor | CO2 | Porous | Wet | R245fa | MinimizeLCOE_Brownfield | IgnoreSilica | 16.1381 | 3.1725 | 0.43328 | 4 | 27727.9432 | 68732.9517 | 565.2716 | 1401.2142 | 167.8485 | 25.4098 | 38.4116 | 2118027.292 | 0 | 842197.0022 | 0 | 0 | 0 | 1464139.2571 | 1725501.785 | 4489401.6955 | 3064108.9052 | 13703375.937 | 961560.8286 | 33391464.6677 | 33391464.6677 | 24773143.2569 | 12902803.4336 | 0 | 48056401.4333 | 119123812.7916 | 562.3413 | 1.7331 | 27727.9432 | 68732.9517 | 565.2716 | 1401.2142
1 | 6900 | 707 | 0.035 | 15 | 15 | 7 | 7.4989e-13 | 5spot_SharedNeighbor | CO2 | Porous | Wet | R245fa | MinimizeLCOE_Brownfield | IgnoreSilica | 20.823 | 4.3655 | 0.61102 | 4 | 20824.2042 | 49901.7626 | 424.5296 | 1017.3149 | 172.0875 | 25.5477 | 32.1726 | 2590305.2591 | 0 | 1032682.8437 | 0 | 0 | 0 | 1718085.8956 | 2083018.8594 | 5419587.7862 | 3698980.0255 | 16542660.6694 | 961560.8286 | 33391464.6677 | 33391464.6677 | 24773143.2569 | 12902803.4336 | 0 | 50895686.1658 | 121963097.524 | 749.8942 | 2.4441 | 20824.2042 | 49901.7626 | 424.5296 | 1017.3149
1 | 6900 | 707 | 0.035 | 15 | 15 | 7 | 1e-12 | 5spot_SharedNeighbor | CO2 | Porous | Wet | R245fa | MinimizeLCOE_Brownfield | IgnoreSilica | 26.6787 | 5.8772 | 0.84298 | 4 | 16061.022 | 37137.3226 | 327.4257 | 757.0946 | 175.4028 | 25.6311 | 32.0726 | 3136990.7382 | 0 | 1259112.7035 | 0 | 0 | 0 | 1997726.4555 | 2493593.6599 | 6487819.1967 | 4428069.9131 | 19803312.6668 | 961560.8286 | 33391464.6677 | 33391464.6677 | 24773143.2569 | 12902803.4336 | 0 | 54156338.1631 | 125223749.5214 | 1000 | 3.3719 | 16061.022 | 37137.3226 | 327.4257 | 757.0946
1 | 6900 | 707 | 0.035 | 15 | 15 | 7 | 1.3335e-12 | 5spot_SharedNeighbor | CO2 | Porous | Wet | R245fa | MinimizeLCOE_Brownfield | IgnoreSilica | 33.9844 | 7.7816 | 1.1426 | 4 | 12669.5266 | 28219.0623 | 258.2854 | 575.2838 | 177.9752 | 25.6607 | 45.9183 | 3769513.0624 | 0 | 1528113.4713 | 0 | 0 | 0 | 2306408.9428 | 2965573.8358 | 7715814.798 | 5266202.1438 | 23551626.254 | 961560.8286 | 33391464.6677 | 33391464.6677 | 24773143.2569 | 12902803.4336 | 0 | 57904651.7504 | 128972063.1086 | 1333.5214 | 4.5704 | 12669.5266 | 28219.0623 | 258.2854 | 575.2838
1 | 6900 | 707 | 0.035 | 15 | 15 | 7 | 1.7783e-12 | 5spot_SharedNeighbor | CO2 | Porous | Wet | R245fa | MinimizeLCOE_Brownfield | IgnoreSilica | 42.9586 | 10.1417 | 1.5236 | 4 | 10196.8989 | 21858.0668 | 207.8776 | 445.6063 | 179.9159 | 25.6303 | 40.8478 | 4490853.3179 | 0 | 1843201.1406 | 0 | 0 | 0 | 2638603.365 | 3499336.5511 | 9104555.8934 | 6214046.4772 | 27790596.7451 | 961560.8286 | 33391464.6677 | 33391464.6677 | 24773143.2569 | 12902803.4336 | 0 | 62143622.2415 | 133211033.5997 | 1778.2794 | 6.0944 | 10196.8989 | 21858.0668 | 207.8776 | 445.6063
1 | 6900 | 707 | 0.035 | 15 | 15 | 7 | 2.3714e-12 | 5spot_SharedNeighbor | CO2 | Porous | Wet | R245fa | MinimizeLCOE_Brownfield | IgnoreSilica | 53.7286 | 12.9998 | 1.9974 | 4 | 8362.9673 | 17257.8345 | 170.4904 | 351.8243 | 181.3064 | 25.5283 | 44.1935 | 5295238.521 | 0 | 2204431.5401 | 0 | 0 | 0 | 2982086.8641 | 4087885.2008 | 10635838.7521 | 7259178.4929 | 32464659.3711 | 961560.8286 | 33391464.6677 | 33391464.6677 | 24773143.2569 | 12902803.4336 | 0 | 66817684.8674 | 137885096.2257 | 2371.3737 | 7.9897 | 8362.9673 | 17257.8345 | 170.4904 | 351.8243
1 | 6900 | 707 | 0.035 | 15 | 15 | 7 | 3.1623e-12 | 5spot_SharedNeighbor | CO2 | Porous | Wet | R245fa | MinimizeLCOE_Brownfield | IgnoreSilica | 66.2176 | 16.3465 | 2.568 | 4 | 6987.697 | 13906.1252 | 142.4537 | 283.4952 | 182.1963 | 25.3409 | 46.1497 | 6162400.8848 | 0 | 2605621.17 | 0 | 0 | 0 | 3315563.3156 | 4712598.2945 | 12261214.0754 | 8368530.5492 | 37425928.2895 | 961560.8286 | 33391464.6677 | 33391464.6677 | 24773143.2569 | 12902803.4336 | 0 | 71778953.7858 | 142846365.144 | 3162.2777 | 10.2722 | 6987.697 | 13906.1252 | 142.4537 | 283.4952
1 | 6900 | 707 | 0.035 | 15 | 15 | 7 | 4.217e-12 | 5spot_SharedNeighbor | CO2 | Porous | Wet | R245fa | MinimizeLCOE_Brownfield | IgnoreSilica | 80 | 20.0805 | 3.2244 | 4 | 5951.1579 | 11461.2045 | 121.3224 | 233.6522 | 182.6129 | 25.0586 | 53.5609 | 7052103.4256 | 0 | 3031128.2509 | 0 | 0 | 0 | 3607525.4759 | 5339395.2894 | 13892011.2825 | 9481583.1526 | 42403746.8768 | 961560.8286 | 33391464.6677 | 33391464.6677 | 24773143.2569 | 12902803.4336 | 0 | 76756772.3732 | 147824183.7314 | 4216.965 | 12.8978 | 5951.1579 | 11461.2045 | 121.3224 | 233.6522
1 | 6900 | 707 | 0.035 | 15 | 15 | 7 | 5.6234e-12 | 5spot_SharedNeighbor | CO2 | Porous | Wet | R245fa | MinimizeLCOE_Brownfield | IgnoreSilica | 94.3734 | 24.0196 | 3.9384 | 4 | 5169.7033 | 9680.8328 | 105.3914 | 197.3569 | 182.5987 | 24.6854 | 54.8092 | 7914824.6115 | 0 | 3459489.9441 | 0 | 0 | 0 | 3829291.7618 | 5929406.4638 | 15427099.3303 | 10529312.2881 | 47089424.3996 | 961560.8286 | 33391464.6677 | 33391464.6677 | 24773143.2569 | 12902803.4336 | 0 | 81442449.8959 | 152509861.2541 | 5623.4133 | 15.7538 | 5169.7033 | 9680.8328 | 105.3914 | 197.3569
1 | 6900 | 707 | 0.035 | 15 | 15 | 7 | 7.4989e-12 | 5spot_SharedNeighbor | CO2 | Porous | Wet | R245fa | MinimizeLCOE_Brownfield | IgnoreSilica | 108.4413 | 27.9211 | 4.6675 | 4 | 4582.0101 | 8388.5069 | 93.4105 | 171.0111 | 182.2342 | 24.2447 | 63.7308 | 8700684.0309 | 0 | 3866232.4019 | 0 | 0 | 0 | 3961676.4323 | 6446151.2174 | 16771563.1803 | 11446936.4917 | 51193243.7545 | 961560.8286 | 33391464.6677 | 33391464.6677 | 24773143.2569 | 12902803.4336 | 0 | 85546269.2509 | 156613680.6091 | 7498.9421 | 18.67 | 4582.0101 | 8388.5069 | 93.4105 | 171.0111
1 | 6900 | 707 | 0.035 | 15 | 15 | 7 | 1e-11 | 5spot_SharedNeighbor | CO2 | Porous | Wet | R245fa | MinimizeLCOE_Brownfield | IgnoreSilica | 121.4038 | 31.5588 | 5.3668 | 4 | 4141.4748 | 7452.0151 | 84.4296 | 151.9194 | 181.6354 | 23.7734 | 65.0286 | 9376383.9557 | 0 | 4231732.1581 | 0 | 0 | 0 | 4004928.1997 | 6869087.2822 | 17871956.0649 | 12197977.2462 | 54552064.9068 | 961560.8286 | 33391464.6677 | 33391464.6677 | 24773143.2569 | 12902803.4336 | 0 | 88905090.4031 | 159972501.7614 | 10000 | 21.467 | 4141.4748 | 7452.0151 | 84.4296 | 151.9194
1 | 6900 | 707 | 0.035 | 15 | 15 | 7 | 1.3335e-11 | 5spot_SharedNeighbor | CO2 | Porous | Wet | R245fa | MinimizeLCOE_Brownfield | IgnoreSilica | 132.7091 | 34.7682 | 5.9999 | 4 | 3812.149 | 6773.3438 | 77.7158 | 138.0838 | 180.9256 | 23.3117 | 56.1903 | 9928804.1794 | 0 | 4544153.2634 | 0 | 0 | 0 | 3974650.6303 | 7194567.1485 | 18718787.9118 | 12775957.3824 | 57136920.5159 | 961560.8286 | 33391464.6677 | 33391464.6677 | 24773143.2569 | 12902803.4336 | 0 | 91489946.0122 | 162557357.3705 | 13335.2143 | 23.9996 | 3812.149 | 6773.3438 | 77.7158 | 138.0838
1 | 6900 | 707 | 0.035 | 15 | 15 | 7 | 1.7783e-11 | 5spot_SharedNeighbor | CO2 | Porous | Wet | R245fa | MinimizeLCOE_Brownfield | IgnoreSilica | 142.1561 | 37.4785 | 6.5466 | 4 | 3566.3515 | 6280.2517 | 72.7049 | 128.0314 | 180.2046 | 22.8894 | 56.1338 | 10364229.371 | 0 | 4801143.2064 | 0 | 0 | 0 | 3895727.1137 | 7433828.8795 | 19341297.8566 | 13200833.2111 | 59037059.6384 | 961560.8286 | 33391464.6677 | 33391464.6677 | 24773143.2569 | 12902803.4336 | 0 | 93390085.1347 | 164457496.4929 | 17782.7941 | 26.1864 | 3566.3515 | 6280.2517 | 72.7049 | 128.0314
1 | 6900 | 707 | 0.035 | 15 | 15 | 7 | 2.3714e-11 | 5spot_SharedNeighbor | CO2 | Porous | Wet | R245fa | MinimizeLCOE_Brownfield | IgnoreSilica | 149.8003 | 39.6924 | 7.0015 | 4 | 3382.922 | 5920.501 | 68.9654 | 120.6974 | 179.5366 | 22.5227 | 51.3527 | 10698918.0026 | 0 | 5006594.9387 | 0 | 0 | 0 | 3792100.6516 | 7604069.3012 | 19784228.5128 | 13503142.4852 | 60389053.8921 | 961560.8286 | 33391464.6677 | 33391464.6677 | 24773143.2569 | 12902803.4336 | 0 | 94742079.3885 | 165809490.7467 | 23713.7371 | 28.006 | 3382.922 | 5920.501 | 68.9654 | 120.6974
1 | 6900 | 707 | 0.035 | 15 | 15 | 7 | 3.1623e-11 | 5spot_SharedNeighbor | CO2 | Porous | Wet | R245fa | MinimizeLCOE_Brownfield | IgnoreSilica | 155.8297 | 41.4529 | 7.3691 | 4 | 3246.0934 | 5657.1026 | 66.176 | 115.3277 | 178.9577 | 22.2185 | 48.9073 | 10951769.3025 | 0 | 5167167.0605 | 0 | 0 | 0 | 3682315.2027 | 7722488.1107 | 20092329.9638 | 13713428.0564 | 61329497.6966 | 961560.8286 | 33391464.6677 | 33391464.6677 | 24773143.2569 | 12902803.4336 | 0 | 95682523.1929 | 166749934.5512 | 31622.7766 | 29.4762 | 3246.0934 | 5657.1026 | 66.176 | 115.3277
1 | 6900 | 707 | 0.035 | 15 | 15 | 7 | 4.217e-11 | 5spot_SharedNeighbor | CO2 | Porous | Wet | R245fa | MinimizeLCOE_Brownfield | IgnoreSilica | 160.5165 | 42.8305 | 7.6602 | 4 | 3143.9109 | 5463.2824 | 64.0929 | 111.3764 | 178.4752 | 21.9724 | 55.319 | 11141386.9103 | 0 | 5291126.1551 | 0 | 0 | 0 | 3578421.1773 | 7804264.3546 | 20305094.976 | 13858644.5491 | 61978938.1224 | 961560.8286 | 33391464.6677 | 33391464.6677 | 24773143.2569 | 12902803.4336 | 0 | 96331963.6188 | 167399374.977 | 42169.6503 | 30.6408 | 3143.9109 | 5463.2824 | 64.0929 | 111.3764
1 | 6900 | 707 | 0.035 | 15 | 15 | 7 | 5.6234e-11 | 5spot_SharedNeighbor | CO2 | Porous | Wet | R245fa | MinimizeLCOE_Brownfield | IgnoreSilica | 164.1124 | 43.8934 | 7.8872 | 4 | 3067.539 | 5320.1478 | 62.5359 | 108.4584 | 178.0854 | 21.7779 | 47.4997 | 11282695.652 | 0 | 5385739.449 | 0 | 0 | 0 | 3486377.3971 | 7860376.8742 | 20451088.2418 | 13958287.9529 | 62424565.567 | 961560.8286 | 33391464.6677 | 33391464.6677 | 24773143.2569 | 12902803.4336 | 0 | 96777591.0633 | 167845002.4216 | 56234.1325 | 31.5489 | 3067.539 | 5320.1478 | 62.5359 | 108.4584
1 | 6900 | 707 | 0.035 | 15 | 15 | 7 | 7.4989e-11 | 5spot_SharedNeighbor | CO2 | Porous | Wet | R245fa | MinimizeLCOE_Brownfield | IgnoreSilica | 166.8501 | 44.7064 | 8.0624 | 4 | 3010.4145 | 5214.0911 | 61.3714 | 106.2963 | 177.7772 | 21.6264 | 60.5039 | 11387825.8031 | 0 | 5457497.7736 | 0 | 0 | 0 | 3408509.707 | 7898994.9806 | 20551564.6329 | 14026865.1544 | 62731258.0517 | 961560.8286 | 33391464.6677 | 33391464.6677 | 24773143.2569 | 12902803.4336 | 0 | 97084283.548 | 168151694.9062 | 74989.4209 | 32.2495 | 3010.4145 | 5214.0911 | 61.3714 | 106.2963
1 | 6900 | 707 | 0.035 | 15 | 15 | 7 | 1e-10 | 5spot_SharedNeighbor | CO2 | Porous | Wet | R245fa | MinimizeLCOE_Brownfield | IgnoreSilica | 168.9307 | 45.3262 | 8.1966 | 4 | 2967.6594 | 5135.251 | 60.4998 | 104.689 | 177.5362 | 21.5093 | 64.8029 | 11466282.9475 | 0 | 5511872.4084 | 0 | 0 | 0 | 3344910.9878 | 7925995.8741 | 20621815.419 | 14074812.7594 | 62945690.3962 | 961560.8286 | 33391464.6677 | 33391464.6677 | 24773143.2569 | 12902803.4336 | 0 | 97298715.8926 | 168366127.2508 | 100000 | 32.7863 | 2967.6594 | 5135.251 | 60.4998 | 104.689
1 | 6900 | 707 | 0.035 | 15 | 15 | 7 | 1.3335e-10 | 5spot_SharedNeighbor | CO2 | Porous | Wet | R245fa | MinimizeLCOE_Brownfield | IgnoreSilica | 170.4971 | 45.7944 | 8.2987 | 4 | 2935.6434 | 5076.5762 | 59.8471 | 103.4929 | 177.3509 | 21.4201 | 64.8738 | 11524523.9694 | 0 | 5552721.1902 | 0 | 0 | 0 | 3293861.7162 | 7944731.6816 | 20670562.1469 | 14108083.4028 | 63094484.107 | 961560.8286 | 33391464.6677 | 33391464.6677 | 24773143.2569 | 12902803.4336 | 0 | 97447509.6034 | 168514920.9616 | 133352.1432 | 33.1946 | 2935.6434 | 5076.5762 | 59.8471 | 103.4929
1 | 6900 | 707 | 0.035 | 15 | 15 | 7 | 1.7783e-10 | 5spot_SharedNeighbor | CO2 | Porous | Wet | R245fa | MinimizeLCOE_Brownfield | IgnoreSilica | 171.7003 | 46.1538 | 8.3766 | 4 | 2911.6599 | 5032.6724 | 59.3581 | 102.5978 | 177.2064 | 21.3509 | 73.5975 | 11568780.6039 | 0 | 5584047.1705 | 0 | 0 | 0 | 3254317.1369 | 7958786.5154 | 20707129.9415 | 14133041.6741 | 63206103.0424 | 961560.8286 | 33391464.6677 | 33391464.6677 | 24773143.2569 | 12902803.4336 | 0 | 97559128.5387 | 168626539.897 | 177827.941 | 33.5064 | 2911.6599 | 5032.6724 | 59.3581 | 102.5978
1 | 6900 | 707 | 0.035 | 15 | 15 | 7 | 2.3714e-10 | 5spot_SharedNeighbor | CO2 | Porous | Wet | R245fa | MinimizeLCOE_Brownfield | IgnoreSilica | 172.5971 | 46.4225 | 8.4353 | 4 | 2893.6887 | 4999.9362 | 58.9918 | 101.9305 | 177.0973 | 21.2989 | 76.9273 | 11601490.5141 | 0 | 5607368.098 | 0 | 0 | 0 | 3223316.7529 | 7968548.3923 | 20732528.3428 | 14150376.6048 | 63283628.705 | 961560.8286 | 33391464.6677 | 33391464.6677 | 24773143.2569 | 12902803.4336 | 0 | 97636654.2013 | 168704065.5595 | 237137.3706 | 33.7412 | 2893.6887 | 4999.9362 | 58.9918 | 101.9305
1 | 6900 | 707 | 0.035 | 15 | 15 | 7 | 3.1623e-10 | 5spot_SharedNeighbor | CO2 | Porous | Wet | R245fa | MinimizeLCOE_Brownfield | IgnoreSilica | 173.2692 | 46.6242 | 8.4796 | 4 | 2880.2198 | 4975.475 | 58.7172 | 101.4318 | 177.0148 | 21.2598 | 60.9411 | 11625851.3804 | 0 | 5624831.4908 | 0 | 0 | 0 | 3199376.6324 | 7975523.2064 | 20750675.3783 | 14162762.3294 | 63339020.4177 | 961560.8286 | 33391464.6677 | 33391464.6677 | 24773143.2569 | 12902803.4336 | 0 | 97692045.914 | 168759457.2723 | 316227.766 | 33.9183 | 2880.2198 | 4975.475 | 58.7172 | 101.4318
1 | 6900 | 707 | 0.035 | 15 | 15 | 7 | 4.217e-10 | 5spot_SharedNeighbor | CO2 | Porous | Wet | R245fa | MinimizeLCOE_Brownfield | IgnoreSilica | 173.7614 | 46.7726 | 8.5126 | 4 | 2870.1238 | 4957.2497 | 58.5114 | 101.0602 | 176.954 | 21.231 | 62.8106 | 11643598.6481 | 0 | 5637608.1895 | 0 | 0 | 0 | 3180712.1789 | 7980148.4165 | 20762709.2261 | 14170975.6778 | 63375752.337 | 961560.8286 | 33391464.6677 | 33391464.6677 | 24773143.2569 | 12902803.4336 | 0 | 97728777.8333 | 168796189.1916 | 421696.5034 | 34.0504 | 2870.1238 | 4957.2497 | 58.5114 | 101.0602
1 | 6900 | 707 | 0.035 | 15 | 15 | 7 | 5.6234e-10 | 5spot_SharedNeighbor | CO2 | Porous | Wet | R245fa | MinimizeLCOE_Brownfield | IgnoreSilica | 174.1512 | 46.8894 | 8.5379 | 4 | 2862.5552 | 4943.4864 | 58.3571 | 100.7797 | 176.9056 | 21.2081 | 60.5486 | 11657613.8444 | 0 | 5647725.7143 | 0 | 0 | 0 | 3167056.1409 | 7984234.3229 | 20773339.9165 | 14178231.3425 | 63408201.2816 | 961560.8286 | 33391464.6677 | 33391464.6677 | 24773143.2569 | 12902803.4336 | 0 | 97761226.7779 | 168828638.1361 | 562341.3252 | 34.1517 | 2862.5552 | 4943.4864 | 58.3571 | 100.7797
1 | 6900 | 707 | 0.035 | 15 | 15 | 7 | 7.4989e-10 | 5spot_SharedNeighbor | CO2 | Porous | Wet | R245fa | MinimizeLCOE_Brownfield | IgnoreSilica | 174.4218 | 46.9714 | 8.5565 | 4 | 2856.8808 | 4933.3079 | 58.2414 | 100.5722 | 176.8719 | 21.1922 | 58.0201 | 11667308.9368 | 0 | 5654745.0092 | 0 | 0 | 0 | 3156105.9242 | 7986482.3494 | 20779188.8203 | 14182223.3395 | 63426054.3794 | 961560.8286 | 33391464.6677 | 33391464.6677 | 24773143.2569 | 12902803.4336 | 0 | 97779079.8758 | 168846491.234 | 749894.2093 | 34.2258 | 2856.8808 | 4933.3079 | 58.2414 | 100.5722
1 | 6900 | 707 | 0.035 | 15 | 15 | 7 | 1e-09 | 5spot_SharedNeighbor | CO2 | Porous | Wet | R245fa | MinimizeLCOE_Brownfield | IgnoreSilica | 174.6434 | 47.0377 | 8.5708 | 4 | 2852.6264 | 4925.5748 | 58.1546 | 100.4145 | 176.8442 | 21.1792 | 66.0081 | 11675234.291 | 0 | 5660489.4634 | 0 | 0 | 0 | 3148320.4545 | 7988777.2415 | 20785159.6587 | 14186298.5594 | 63444279.6685 | 961560.8286 | 33391464.6677 | 33391464.6677 | 24773143.2569 | 12902803.4336 | 0 | 97797305.1648 | 168864716.523 | 1000000 | 34.2833 | 2852.6264 | 4925.5748 | 58.1546 | 100.4145
1 | 6900 | 707 | 0.035 | 15 | 15 | 7 | 1.3335e-09 | 5spot_SharedNeighbor | CO2 | Porous | Wet | R245fa | MinimizeLCOE_Brownfield | IgnoreSilica | 174.8091 | 47.0873 | 8.5816 | 4 | 2849.4364 | 4919.7828 | 58.0896 | 100.2964 | 176.8235 | 21.1694 | 62.3194 | 11681155.6594 | 0 | 5664787.4158 | 0 | 0 | 0 | 3142432.0878 | 7990466.3136 | 20789554.2779 | 14189297.9773 | 63457693.7316 | 961560.8286 | 33391464.6677 | 33391464.6677 | 24773143.2569 | 12902803.4336 | 0 | 97810719.228 | 168878130.5862 | 1333521.4322 | 34.3263 | 2849.4364 | 4919.7828 | 58.0896 | 100.2964
1 | 6900 | 707 | 0.035 | 15 | 15 | 7 | 1.7783e-09 | 5spot_SharedNeighbor | CO2 | Porous | Wet | R245fa | MinimizeLCOE_Brownfield | IgnoreSilica | 174.9212 | 47.1214 | 8.5894 | 4 | 2847.0445 | 4915.513 | 58.0409 | 100.2094 | 176.8094 | 21.1628 | 62.6065 | 11685150.6395 | 0 | 5667692.2738 | 0 | 0 | 0 | 3137667.9148 | 7991299.2229 | 20791721.3372 | 14190777.0398 | 63464308.428 | 961560.8286 | 33391464.6677 | 33391464.6677 | 24773143.2569 | 12902803.4336 | 0 | 97817333.9244 | 168884745.2826 | 1778279.41 | 34.3575 | 2847.0445 | 4915.513 | 58.0409 | 100.2094
1 | 6900 | 707 | 0.035 | 15 | 15 | 7 | 2.3714e-09 | 5spot_SharedNeighbor | CO2 | Porous | Wet | R245fa | MinimizeLCOE_Brownfield | IgnoreSilica | 175.0138 | 47.1492 | 8.5954 | 4 | 2845.2509 | 4912.263 | 58.0043 | 100.1431 | 176.7978 | 21.1573 | 61.6085 | 11688451.854 | 0 | 5670092.702 | 0 | 0 | 0 | 3134310.4308 | 7992213.4448 | 20794099.9551 | 14192400.4954 | 63471568.8821 | 961560.8286 | 33391464.6677 | 33391464.6677 | 24773143.2569 | 12902803.4336 | 0 | 97824594.3784 | 168892005.7367 | 2371373.7057 | 34.3817 | 2845.2509 | 4912.263 | 58.0043 | 100.1431
1 | 6900 | 707 | 0.035 | 15 | 15 | 7 | 3.1623e-09 | 5spot_SharedNeighbor | CO2 | Porous | Wet | R245fa | MinimizeLCOE_Brownfield | IgnoreSilica | 175.0844 | 47.1703 | 8.6 | 4 | 2843.906 | 4909.8202 | 57.9769 | 100.0933 | 176.7889 | 21.1532 | 66.8781 | 11690965.6339 | 0 | 5671921.4291 | 0 | 0 | 0 | 3131814.8249 | 7992933.7363 | 20795974.0057 | 14193679.5734 | 63477289.2034 | 961560.8286 | 33391464.6677 | 33391464.6677 | 24773143.2569 | 12902803.4336 | 0 | 97830314.6998 | 168897726.058 | 3162277.6602 | 34.4 | 2843.906 | 4909.8202 | 57.9769 | 100.0933
1 | 6900 | 707 | 0.035 | 15 | 15 | 7 | 4.217e-09 | 5spot_SharedNeighbor | CO2 | Porous | Wet | R245fa | MinimizeLCOE_Brownfield | IgnoreSilica | 175.1381 | 47.1864 | 8.6034 | 4 | 2842.8975 | 4907.9843 | 57.9563 | 100.0559 | 176.7822 | 21.15 | 63.9379 | 11692878.4565 | 0 | 5673313.4489 | 0 | 0 | 0 | 3129960.4469 | 7993499.4174 | 20797445.7918 | 14194684.0977 | 63481781.6592 | 961560.8286 | 33391464.6677 | 33391464.6677 | 24773143.2569 | 12902803.4336 | 0 | 97834807.1556 | 168902218.5138 | 4216965.0343 | 34.4138 | 2842.8975 | 4907.9843 | 57.9563 | 100.0559
1 | 6900 | 707 | 0.035 | 15 | 15 | 7 | 5.6234e-09 | 5spot_SharedNeighbor | CO2 | Porous | Wet | R245fa | MinimizeLCOE_Brownfield | IgnoreSilica | 175.1723 | 47.1969 | 8.6059 | 4 | 2842.1412 | 4906.6424 | 57.9409 | 100.0285 | 176.7779 | 21.1479 | 52.1917 | 11694096.7625 | 0 | 5674201.4169 | 0 | 0 | 0 | 3128408.3013 | 7993715.5275 | 20798008.0659 | 14195067.8613 | 63483497.9353 | 961560.8286 | 33391464.6677 | 33391464.6677 | 24773143.2569 | 12902803.4336 | 0 | 97836523.4317 | 168903934.7899 | 5623413.2519 | 34.4235 | 2842.1412 | 4906.6424 | 57.9409 | 100.0285
1 | 6900 | 707 | 0.035 | 15 | 15 | 7 | 7.4989e-09 | 5spot_SharedNeighbor | CO2 | Porous | Wet | R245fa | MinimizeLCOE_Brownfield | IgnoreSilica | 175.1964 | 47.2043 | 8.6077 | 4 | 2841.5741 | 4905.6457 | 57.9293 | 100.0082 | 176.7748 | 21.1465 | 53.3924 | 11694952.1861 | 0 | 5674825.3736 | 0 | 0 | 0 | 3127200.3429 | 7993821.382 | 20798283.4778 | 14195255.8356 | 63484338.5979 | 961560.8286 | 33391464.6677 | 33391464.6677 | 24773143.2569 | 12902803.4336 | 0 | 97837364.0943 | 168904775.4525 | 7498942.0933 | 34.4307 | 2841.5741 | 4905.6457 | 57.9293 | 100.0082
1 | 6900 | 707 | 0.035 | 15 | 15 | 7 | 1e-08 | 5spot_SharedNeighbor | CO2 | Porous | Wet | R245fa | MinimizeLCOE_Brownfield | IgnoreSilica | 175.2307 | 47.2141 | 8.6094 | 4 | 2841.1489 | 4904.8049 | 57.9207 | 99.9911 | 176.7706 | 21.1445 | 50.3264 | 11696174.2776 | 0 | 5675713.2824 | 0 | 0 | 0 | 3126722.6387 | 7994457.9775 | 20799939.7687 | 14196386.2882 | 63489394.2332 | 961560.8286 | 33391464.6677 | 33391464.6677 | 24773143.2569 | 12902803.4336 | 0 | 97842419.7295 | 168909831.0877 | 10000000 | 34.4376 | 2841.1489 | 4904.8049 | 57.9207 | 99.9911
1 | 7000 | 707 | 0.035 | 15 | 15 | 7 | 1e-13 | 5spot_SharedNeighbor | CO2 | Porous | Wet | R245fa | MinimizeLCOE_Brownfield | IgnoreSilica | 2.7398 | 0.11118 | 0.012503 | 4 | 763296.5235 | 2212483.1725 | 15560.8321 | 45104.4621 | 109.8766 | 22.7808 | 24.6563 | 424440.2886 | 0 | 173485.2224 | 0 | 0 | 0 | 417099.0323 | 395859.5718 | 1029945.404 | 702958.9015 | 3143788.4205 | 961560.8286 | 34069368.3502 | 34069368.3502 | 25261752.1078 | 13146991.7455 | 0 | 38174717.5994 | 110652829.8029 | 100 | 0.050013 | 763296.5235 | 2212483.1725 | 15560.8321 | 45104.4621
1 | 7000 | 707 | 0.035 | 15 | 15 | 7 | 1.3335e-13 | 5spot_SharedNeighbor | CO2 | Porous | Wet | R245fa | MinimizeLCOE_Brownfield | IgnoreSilica | 3.9682 | 0.3133 | 0.036239 | 4 | 272689.7307 | 772696.5574 | 5559.149 | 15752.4645 | 126.4262 | 23.811 | 22.6741 | 619565.8061 | 0 | 271334.4657 | 0 | 0 | 0 | 560903.6509 | 566203.5298 | 1473145.4403 | 1005452.0331 | 4496604.9259 | 961560.8286 | 34069368.3502 | 34069368.3502 | 25261752.1078 | 13146991.7455 | 0 | 39527534.1048 | 112005646.3083 | 133.3521 | 0.14495 | 272689.7307 | 772696.5574 | 5559.149 | 15752.4645
1 | 7000 | 707 | 0.035 | 15 | 15 | 7 | 1.7783e-13 | 5spot_SharedNeighbor | CO2 | Porous | Wet | R245fa | MinimizeLCOE_Brownfield | IgnoreSilica | 5.5346 | 0.62114 | 0.074652 | 4 | 137404.4961 | 380124.4069 | 2801.1765 | 7749.3502 | 139.8975 | 24.5364 | 20.9893 | 854099.0496 | 0 | 357765.7836 | 0 | 0 | 0 | 725062.6057 | 755401.7012 | 1965400.2723 | 1341426.0707 | 5999155.4831 | 961560.8286 | 34069368.3502 | 34069368.3502 | 25261752.1078 | 13146991.7455 | 0 | 41030084.6619 | 113508196.8655 | 177.8279 | 0.29861 | 137404.4961 | 380124.4069 | 2801.1765 | 7749.3502
1 | 7000 | 707 | 0.035 | 15 | 15 | 7 | 2.3714e-13 | 5spot_SharedNeighbor | CO2 | Porous | Wet | R245fa | MinimizeLCOE_Brownfield | IgnoreSilica | 7.395 | 1.0353 | 0.1304 | 4 | 81732.0406 | 220686.6848 | 1666.2182 | 4498.9966 | 150.1334 | 25.0283 | 29.412 | 1113036.0406 | 0 | 451108.9872 | 0 | 0 | 0 | 889684.5494 | 956993.5351 | 2489900.8719 | 1699408.5074 | 7600132.4916 | 961560.8286 | 34069368.3502 | 34069368.3502 | 25261752.1078 | 13146991.7455 | 0 | 42631061.6705 | 115109173.8741 | 237.1374 | 0.5216 | 81732.0406 | 220686.6848 | 1666.2182 | 4498.9966
1 | 7000 | 707 | 0.035 | 15 | 15 | 7 | 3.1623e-13 | 5spot_SharedNeighbor | CO2 | Porous | Wet | R245fa | MinimizeLCOE_Brownfield | IgnoreSilica | 9.7339 | 1.5908 | 0.2078 | 4 | 53502.4156 | 140700.0192 | 1090.7191 | 2868.3602 | 158.4176 | 25.3918 | 22.8701 | 1414296.6496 | 0 | 562033.2126 | 0 | 0 | 0 | 1071515.467 | 1188659.6784 | 3092648.6556 | 2110796.255 | 9439949.9183 | 961560.8286 | 34069368.3502 | 34069368.3502 | 25261752.1078 | 13146991.7455 | 0 | 44470879.0972 | 116948991.3007 | 316.2278 | 0.83119 | 53502.4156 | 140700.0192 | 1090.7191 | 2868.3602
1 | 7000 | 707 | 0.035 | 15 | 15 | 7 | 4.217e-13 | 5spot_SharedNeighbor | CO2 | Porous | Wet | R245fa | MinimizeLCOE_Brownfield | IgnoreSilica | 12.7009 | 2.324 | 0.31281 | 4 | 37251.4463 | 95175.6698 | 759.4211 | 1940.2848 | 165.1313 | 25.6626 | 24.29 | 1767468.2453 | 0 | 695344.8769 | 0 | 0 | 0 | 1276053.4755 | 1458157.9731 | 3793827.9367 | 2589365.5222 | 11580218.0297 | 961560.8286 | 34069368.3502 | 34069368.3502 | 25261752.1078 | 13146991.7455 | 0 | 46611147.2086 | 119089259.4121 | 421.6965 | 1.2513 | 37251.4463 | 95175.6698 | 759.4211 | 1940.2848
1 | 7000 | 707 | 0.035 | 15 | 15 | 7 | 5.6234e-13 | 5spot_SharedNeighbor | CO2 | Porous | Wet | R245fa | MinimizeLCOE_Brownfield | IgnoreSilica | 16.4741 | 3.2803 | 0.45321 | 4 | 27091.2893 | 67071.3152 | 552.2926 | 1367.3395 | 170.5398 | 25.8614 | 25.9868 | 2182525.739 | 0 | 856195.8905 | 0 | 0 | 0 | 1507800.792 | 1773143.7444 | 4613356.3011 | 3148710.4705 | 14081732.9374 | 961560.8286 | 34069368.3502 | 34069368.3502 | 25261752.1078 | 13146991.7455 | 0 | 49112662.1162 | 121590774.3198 | 562.3413 | 1.8129 | 27091.2893 | 67071.3152 | 552.2926 | 1367.3395
1 | 7000 | 707 | 0.035 | 15 | 15 | 7 | 7.4989e-13 | 5spot_SharedNeighbor | CO2 | Porous | Wet | R245fa | MinimizeLCOE_Brownfield | IgnoreSilica | 21.2271 | 4.5071 | 0.6385 | 4 | 20362.9566 | 48741.199 | 415.1264 | 993.6553 | 174.8283 | 25.999 | 25.3299 | 2666168.5108 | 0 | 1048685.796 | 0 | 0 | 0 | 1766169.3613 | 2137599.2305 | 5561594.716 | 3795902.673 | 16976120.2876 | 961560.8286 | 34069368.3502 | 34069368.3502 | 25261752.1078 | 13146991.7455 | 0 | 52007049.4665 | 124485161.67 | 749.8942 | 2.554 | 20362.9566 | 48741.199 | 415.1264 | 993.6553
1 | 7000 | 707 | 0.035 | 15 | 15 | 7 | 1e-12 | 5spot_SharedNeighbor | CO2 | Porous | Wet | R245fa | MinimizeLCOE_Brownfield | IgnoreSilica | 27.1929 | 6.0668 | 0.88043 | 4 | 15716.6481 | 36296.8654 | 320.4051 | 739.9607 | 178.2001 | 26.0816 | 25.1197 | 3228462.3864 | 0 | 1278488.4183 | 0 | 0 | 0 | 2053368.0658 | 2558524.3595 | 6656755.5579 | 4543372.4509 | 20318971.2388 | 961560.8286 | 34069368.3502 | 34069368.3502 | 25261752.1078 | 13146991.7455 | 0 | 55349900.4177 | 127828012.6212 | 1000 | 3.5217 | 15716.6481 | 36296.8654 | 320.4051 | 739.9607
1 | 7000 | 707 | 0.035 | 15 | 15 | 7 | 1.3335e-12 | 5spot_SharedNeighbor | CO2 | Porous | Wet | R245fa | MinimizeLCOE_Brownfield | IgnoreSilica | 34.6371 | 8.032 | 1.1928 | 4 | 12406.1173 | 27596.5132 | 252.9155 | 562.5922 | 180.8164 | 26.1088 | 31.6035 | 3879146.0029 | 0 | 1551548.6868 | 0 | 0 | 0 | 2370578.6643 | 3042496.6081 | 7915952.0723 | 5402799.9459 | 24162521.9804 | 961560.8286 | 34069368.3502 | 34069368.3502 | 25261752.1078 | 13146991.7455 | 0 | 59193451.1593 | 131671563.3628 | 1333.5214 | 4.7713 | 12406.1173 | 27596.5132 | 252.9155 | 562.5922
1 | 7000 | 707 | 0.035 | 15 | 15 | 7 | 1.7783e-12 | 5spot_SharedNeighbor | CO2 | Porous | Wet | R245fa | MinimizeLCOE_Brownfield | IgnoreSilica | 43.7675 | 10.4643 | 1.5897 | 4 | 9991.3437 | 21389.7029 | 203.6871 | 436.058 | 182.7869 | 26.0738 | 37.3566 | 4620038.7897 | 0 | 1870912.7303 | 0 | 0 | 0 | 2710901.3959 | 3588722.6372 | 9337120.1539 | 6372776.3636 | 28500472.0707 | 961560.8286 | 34069368.3502 | 34069368.3502 | 25261752.1078 | 13146991.7455 | 0 | 63531401.2496 | 136009513.4531 | 1778.2794 | 6.3586 | 9991.3437 | 21389.7029 | 203.6871 | 436.058
1 | 7000 | 707 | 0.035 | 15 | 15 | 7 | 2.3714e-12 | 5spot_SharedNeighbor | CO2 | Porous | Wet | R245fa | MinimizeLCOE_Brownfield | IgnoreSilica | 54.6908 | 13.4016 | 2.0822 | 4 | 8199.8276 | 16901.7747 | 167.1646 | 344.5655 | 184.1943 | 25.9648 | 30.0544 | 5443698.2604 | 0 | 2235958.5419 | 0 | 0 | 0 | 3060520.3664 | 4188669.0958 | 10898057.7731 | 7438148.3628 | 33265052.4005 | 961560.8286 | 34069368.3502 | 34069368.3502 | 25261752.1078 | 13146991.7455 | 0 | 68295981.5794 | 140774093.7829 | 2371.3737 | 8.329 | 8199.8276 | 16901.7747 | 167.1646 | 344.5655
1 | 7000 | 707 | 0.035 | 15 | 15 | 7 | 3.1623e-12 | 5spot_SharedNeighbor | CO2 | Porous | Wet | R245fa | MinimizeLCOE_Brownfield | IgnoreSilica | 67.336 | 16.8355 | 2.6743 | 4 | 6856.3323 | 13631.7807 | 139.7756 | 277.9023 | 185.092 | 25.7674 | 42.0452 | 6330134.4998 | 0 | 2640766.6205 | 0 | 0 | 0 | 3398900.2174 | 4824222.5217 | 12551637.4174 | 8566750.4477 | 38312411.7246 | 961560.8286 | 34069368.3502 | 34069368.3502 | 25261752.1078 | 13146991.7455 | 0 | 73343340.9035 | 145821453.107 | 3162.2777 | 10.6972 | 6856.3323 | 13631.7807 | 139.7756 | 277.9023
1 | 7000 | 707 | 0.035 | 15 | 15 | 7 | 4.217e-12 | 5spot_SharedNeighbor | CO2 | Porous | Wet | R245fa | MinimizeLCOE_Brownfield | IgnoreSilica | 81.2607 | 20.6589 | 3.3537 | 4 | 5843.9627 | 11246.8778 | 119.1371 | 229.2828 | 185.5075 | 25.4722 | 39.5401 | 7237604.1482 | 0 | 3069283.1227 | 0 | 0 | 0 | 3693798.2218 | 5460267.3421 | 14206495.5694 | 9696225.1404 | 43363673.5447 | 961560.8286 | 34069368.3502 | 34069368.3502 | 25261752.1078 | 13146991.7455 | 0 | 78394602.7236 | 150872714.9271 | 4216.965 | 13.4146 | 5843.9627 | 11246.8778 | 119.1371 | 229.2828
1 | 7000 | 707 | 0.035 | 15 | 15 | 7 | 5.6234e-12 | 5spot_SharedNeighbor | CO2 | Porous | Wet | R245fa | MinimizeLCOE_Brownfield | IgnoreSilica | 95.7307 | 24.6786 | 4.0901 | 4 | 5081.017 | 9511.0846 | 103.5834 | 193.8963 | 185.4853 | 25.0844 | 51.482 | 8114328.5718 | 0 | 3499236.1585 | 0 | 0 | 0 | 3915367.0293 | 6056283.3862 | 15757207.0565 | 10754617.5943 | 48097039.7966 | 961560.8286 | 34069368.3502 | 34069368.3502 | 25261752.1078 | 13146991.7455 | 0 | 83127968.9754 | 155606081.179 | 5623.4133 | 16.3605 | 5081.017 | 9511.0846 | 103.5834 | 193.8963
1 | 7000 | 707 | 0.035 | 15 | 15 | 7 | 7.4989e-12 | 5spot_SharedNeighbor | CO2 | Porous | Wet | R245fa | MinimizeLCOE_Brownfield | IgnoreSilica | 109.8445 | 28.6468 | 4.8395 | 4 | 4507.4913 | 8251.6047 | 91.8913 | 168.2201 | 185.1107 | 24.6292 | 58.2549 | 8910186.5333 | 0 | 3906203.8353 | 0 | 0 | 0 | 4045181.6463 | 6576013.0858 | 17109437.1235 | 11677542.4006 | 52224564.6247 | 961560.8286 | 34069368.3502 | 34069368.3502 | 25261752.1078 | 13146991.7455 | 0 | 87255493.8036 | 159733606.0071 | 7498.9421 | 19.3579 | 4507.4913 | 8251.6047 | 91.8913 | 168.2201
1 | 7000 | 707 | 0.035 | 15 | 15 | 7 | 1e-11 | 5spot_SharedNeighbor | CO2 | Porous | Wet | R245fa | MinimizeLCOE_Brownfield | IgnoreSilica | 122.7823 | 32.3289 | 5.5551 | 4 | 4077.752 | 7339.5142 | 83.1305 | 149.6259 | 184.5043 | 24.1459 | 65.4111 | 9591031.1875 | 0 | 4270128.2426 | 0 | 0 | 0 | 4083420.836 | 6998386.3038 | 18208365.596 | 12427583.6638 | 55578915.8297 | 961560.8286 | 34069368.3502 | 34069368.3502 | 25261752.1078 | 13146991.7455 | 0 | 90609845.0086 | 163087957.2121 | 10000 | 22.2205 | 4077.752 | 7339.5142 | 83.1305 | 149.6259
1 | 7000 | 707 | 0.035 | 15 | 15 | 7 | 1.3335e-11 | 5spot_SharedNeighbor | CO2 | Porous | Wet | R245fa | MinimizeLCOE_Brownfield | IgnoreSilica | 134.0586 | 35.5748 | 6.2017 | 4 | 3756.6069 | 6678.2902 | 76.5835 | 136.146 | 183.7888 | 23.6734 | 72.6404 | 10147404.2254 | 0 | 4581083.0643 | 0 | 0 | 0 | 4049150.0036 | 7323278.5444 | 19053668.5615 | 13004520.307 | 58159104.7063 | 961560.8286 | 34069368.3502 | 34069368.3502 | 25261752.1078 | 13146991.7455 | 0 | 93190033.8851 | 165668146.0887 | 13335.2143 | 24.807 | 3756.6069 | 6678.2902 | 76.5835 | 136.146
1 | 7000 | 707 | 0.035 | 15 | 15 | 7 | 1.7783e-11 | 5spot_SharedNeighbor | CO2 | Porous | Wet | R245fa | MinimizeLCOE_Brownfield | IgnoreSilica | 143.4667 | 38.3116 | 6.7588 | 4 | 3516.9774 | 6197.8417 | 71.6983 | 126.3514 | 183.0645 | 23.2425 | 72.4325 | 10585339.5303 | 0 | 4836522.0465 | 0 | 0 | 0 | 3966861.761 | 7561602.1017 | 19673737.5708 | 13427730.147 | 60051793.1572 | 961560.8286 | 34069368.3502 | 34069368.3502 | 25261752.1078 | 13146991.7455 | 0 | 95082722.3361 | 167560834.5396 | 17782.7941 | 27.0354 | 3516.9774 | 6197.8417 | 71.6983 | 126.3514
1 | 7000 | 707 | 0.035 | 15 | 15 | 7 | 2.3714e-11 | 5spot_SharedNeighbor | CO2 | Porous | Wet | R245fa | MinimizeLCOE_Brownfield | IgnoreSilica | 151.0396 | 40.5364 | 7.2207 | 4 | 3338.2432 | 5847.6232 | 68.0546 | 119.2117 | 182.3986 | 22.8712 | 86.2482 | 10920377.0152 | 0 | 5039703.2736 | 0 | 0 | 0 | 3859781.8869 | 7729746.2485 | 20111214.1497 | 13726316.9013 | 61387139.4752 | 961560.8286 | 34069368.3502 | 34069368.3502 | 25261752.1078 | 13146991.7455 | 0 | 96418068.654 | 168896180.8576 | 23713.7371 | 28.8829 | 3338.2432 | 5847.6232 | 68.0546 | 119.2117
1 | 7000 | 707 | 0.035 | 15 | 15 | 7 | 3.1623e-11 | 5spot_SharedNeighbor | CO2 | Porous | Wet | R245fa | MinimizeLCOE_Brownfield | IgnoreSilica | 157.0212 | 42.3079 | 7.5938 | 4 | 3204.8287 | 5590.9093 | 65.3348 | 113.9782 | 181.8196 | 22.5619 | 60.6278 | 11173768.4502 | 0 | 5198750.0234 | 0 | 0 | 0 | 3747554.2163 | 7846828.3491 | 20415837.7584 | 13934228.7737 | 62316967.5711 | 961560.8286 | 34069368.3502 | 34069368.3502 | 25261752.1078 | 13146991.7455 | 0 | 97347896.7499 | 169826008.9535 | 31622.7766 | 30.3754 | 3204.8287 | 5590.9093 | 65.3348 | 113.9782
1 | 7000 | 707 | 0.035 | 15 | 15 | 7 | 4.217e-11 | 5spot_SharedNeighbor | CO2 | Porous | Wet | R245fa | MinimizeLCOE_Brownfield | IgnoreSilica | 161.6567 | 43.6901 | 7.8888 | 4 | 3105.2502 | 5402.1231 | 63.3047 | 110.1296 | 181.3396 | 22.3131 | 63.943 | 11363336.9536 | 0 | 5321172.7015 | 0 | 0 | 0 | 3641766.8413 | 7927247.8336 | 20625072.7609 | 14077035.9622 | 62955633.053 | 961560.8286 | 34069368.3502 | 34069368.3502 | 25261752.1078 | 13146991.7455 | 0 | 97986562.2318 | 170464674.4354 | 42169.6503 | 31.5551 | 3105.2502 | 5402.1231 | 63.3047 | 110.1296
1 | 7000 | 707 | 0.035 | 15 | 15 | 7 | 5.6234e-11 | 5spot_SharedNeighbor | CO2 | Porous | Wet | R245fa | MinimizeLCOE_Brownfield | IgnoreSilica | 165.2159 | 44.7571 | 8.1187 | 4 | 3030.8292 | 5262.6574 | 61.7876 | 107.2864 | 180.9518 | 22.1164 | 67.5138 | 11504753.3219 | 0 | 5414691.5896 | 0 | 0 | 0 | 3548547.3438 | 7982516.9796 | 20768871.7414 | 14175181.7212 | 63394562.6974 | 961560.8286 | 34069368.3502 | 34069368.3502 | 25261752.1078 | 13146991.7455 | 0 | 98425491.8763 | 170903604.0799 | 56234.1325 | 32.4748 | 3030.8292 | 5262.6574 | 61.7876 | 107.2864
1 | 7000 | 707 | 0.035 | 15 | 15 | 7 | 7.4989e-11 | 5spot_SharedNeighbor | CO2 | Porous | Wet | R245fa | MinimizeLCOE_Brownfield | IgnoreSilica | 167.9218 | 45.5722 | 8.2959 | 4 | 2975.1665 | 5159.3286 | 60.6528 | 105.1799 | 180.6456 | 21.9635 | 77.1714 | 11609834.6162 | 0 | 5485522.5569 | 0 | 0 | 0 | 3469787.083 | 8020406.2599 | 20867451.8766 | 14242464.6891 | 63695467.0816 | 961560.8286 | 34069368.3502 | 34069368.3502 | 25261752.1078 | 13146991.7455 | 0 | 98726396.2605 | 171204508.464 | 74989.4209 | 33.1835 | 2975.1665 | 5159.3286 | 60.6528 | 105.1799
1 | 7000 | 707 | 0.035 | 15 | 15 | 7 | 1e-10 | 5spot_SharedNeighbor | CO2 | Porous | Wet | R245fa | MinimizeLCOE_Brownfield | IgnoreSilica | 169.9829 | 46.1948 | 8.4317 | 4 | 2933.507 | 5082.4773 | 59.8035 | 103.6132 | 180.4058 | 21.8451 | 77.714 | 11688451.0414 | 0 | 5539321.0321 | 0 | 0 | 0 | 3405727.1902 | 8047064.7129 | 20936811.703 | 14289804.1957 | 63907179.8754 | 961560.8286 | 34069368.3502 | 34069368.3502 | 25261752.1078 | 13146991.7455 | 0 | 98938109.0543 | 171416221.2578 | 100000 | 33.7269 | 2933.507 | 5082.4773 | 59.8035 | 103.6132
1 | 7000 | 707 | 0.035 | 15 | 15 | 7 | 1.3335e-10 | 5spot_SharedNeighbor | CO2 | Porous | Wet | R245fa | MinimizeLCOE_Brownfield | IgnoreSilica | 171.5325 | 46.6645 | 8.535 | 4 | 2902.3122 | 5025.2918 | 59.1676 | 102.4474 | 180.2217 | 21.7549 | 44.049 | 11746734.2485 | 0 | 5579680.9685 | 0 | 0 | 0 | 3354309.0633 | 8065482.4693 | 20984730.9273 | 14322510.051 | 64053447.728 | 961560.8286 | 34069368.3502 | 34069368.3502 | 25261752.1078 | 13146991.7455 | 0 | 99084376.9069 | 171562489.1104 | 133352.1432 | 34.1398 | 2902.3122 | 5025.2918 | 59.1676 | 102.4474
1 | 7000 | 707 | 0.035 | 15 | 15 | 7 | 1.7783e-10 | 5spot_SharedNeighbor | CO2 | Porous | Wet | R245fa | MinimizeLCOE_Brownfield | IgnoreSilica | 172.7091 | 47.0215 | 8.6134 | 4 | 2878.9444 | 4982.5812 | 58.6912 | 101.5767 | 180.0797 | 21.6858 | 49.973 | 11790521.9212 | 0 | 5610280.3616 | 0 | 0 | 0 | 3314135.0687 | 8078825.5671 | 21019446.9306 | 14346204.4366 | 64159414.2859 | 961560.8286 | 34069368.3502 | 34069368.3502 | 25261752.1078 | 13146991.7455 | 0 | 99190343.4648 | 171668455.6683 | 177827.941 | 34.4537 | 2878.9444 | 4982.5812 | 58.6912 | 101.5767
1 | 7000 | 707 | 0.035 | 15 | 15 | 7 | 2.3714e-10 | 5spot_SharedNeighbor | CO2 | Porous | Wet | R245fa | MinimizeLCOE_Brownfield | IgnoreSilica | 173.5982 | 47.2916 | 8.6728 | 4 | 2861.4348 | 4950.6602 | 58.3342 | 100.9259 | 179.9711 | 21.6333 | 46.8135 | 11823335.1142 | 0 | 5633372.6106 | 0 | 0 | 0 | 3283018.7791 | 8088493.3365 | 21044600.4836 | 14363372.2533 | 64236192.5774 | 961560.8286 | 34069368.3502 | 34069368.3502 | 25261752.1078 | 13146991.7455 | 0 | 99267121.7563 | 171745233.9598 | 237137.3706 | 34.6914 | 2861.4348 | 4950.6602 | 58.3342 | 100.9259
1 | 7000 | 707 | 0.035 | 15 | 15 | 7 | 3.1623e-10 | 5spot_SharedNeighbor | CO2 | Porous | Wet | R245fa | MinimizeLCOE_Brownfield | IgnoreSilica | 174.2561 | 47.4921 | 8.7174 | 4 | 2848.3121 | 4926.8571 | 58.0667 | 100.4406 | 179.8901 | 21.5942 | 48.2695 | 11847461.9934 | 0 | 5650445.149 | 0 | 0 | 0 | 3258766.8589 | 8095102.8605 | 21061797.1091 | 14375109.3036 | 64288683.2746 | 961560.8286 | 34069368.3502 | 34069368.3502 | 25261752.1078 | 13146991.7455 | 0 | 99319612.4534 | 171797724.657 | 316227.766 | 34.8696 | 2848.3121 | 4926.8571 | 58.0667 | 100.4406
1 | 7000 | 707 | 0.035 | 15 | 15 | 7 | 4.217e-10 | 5spot_SharedNeighbor | CO2 | Porous | Wet | R245fa | MinimizeLCOE_Brownfield | IgnoreSilica | 174.7554 | 47.6442 | 8.7511 | 4 | 2838.4756 | 4909.0178 | 57.8662 | 100.077 | 179.8281 | 21.5644 | 53.9831 | 11865689.678 | 0 | 5663394.8725 | 0 | 0 | 0 | 3240361.7633 | 8100084.0624 | 21074757.1745 | 14383954.8146 | 64328242.3652 | 961560.8286 | 34069368.3502 | 34069368.3502 | 25261752.1078 | 13146991.7455 | 0 | 99359171.544 | 171837283.7476 | 421696.5034 | 35.0044 | 2838.4756 | 4909.0178 | 57.8662 | 100.077
1 | 7000 | 707 | 0.035 | 15 | 15 | 7 | 5.6234e-10 | 5spot_SharedNeighbor | CO2 | Porous | Wet | R245fa | MinimizeLCOE_Brownfield | IgnoreSilica | 175.1381 | 47.7606 | 8.7766 | 4 | 2831.1017 | 4895.6187 | 57.7158 | 99.8038 | 179.7805 | 21.5415 | 54.1946 | 11879609.3372 | 0 | 5673313.4489 | 0 | 0 | 0 | 3226564.0304 | 8103999.8584 | 21084945.2727 | 14390908.4009 | 64359340.3486 | 961560.8286 | 34069368.3502 | 34069368.3502 | 25261752.1078 | 13146991.7455 | 0 | 99390269.5275 | 171868381.731 | 562341.3252 | 35.1066 | 2831.1017 | 4895.6187 | 57.7158 | 99.8038
1 | 7000 | 707 | 0.035 | 15 | 15 | 7 | 7.4989e-10 | 5spot_SharedNeighbor | CO2 | Porous | Wet | R245fa | MinimizeLCOE_Brownfield | IgnoreSilica | 175.4157 | 47.8454 | 8.7956 | 4 | 2825.5733 | 4885.639 | 57.6031 | 99.6004 | 179.7457 | 21.5248 | 53.2551 | 11889679.5043 | 0 | 5680507.6732 | 0 | 0 | 0 | 3215839.8322 | 8106550.5338 | 21091581.6067 | 14395437.8353 | 64379596.9855 | 961560.8286 | 34069368.3502 | 34069368.3502 | 25261752.1078 | 13146991.7455 | 0 | 99410526.1644 | 171888638.3679 | 749894.2093 | 35.1824 | 2825.5733 | 4885.639 | 57.6031 | 99.6004
1 | 7000 | 707 | 0.035 | 15 | 15 | 7 | 1e-09 | 5spot_SharedNeighbor | CO2 | Porous | Wet | R245fa | MinimizeLCOE_Brownfield | IgnoreSilica | 175.625 | 47.9094 | 8.8099 | 4 | 2821.4283 | 4878.157 | 57.5186 | 99.4478 | 179.7195 | 21.5122 | 52.1049 | 11897255.3912 | 0 | 5685929.219 | 0 | 0 | 0 | 3207757.3634 | 8108467.3697 | 21096568.8206 | 14398841.7112 | 64394819.8751 | 961560.8286 | 34069368.3502 | 34069368.3502 | 25261752.1078 | 13146991.7455 | 0 | 99425749.054 | 171903861.2576 | 1000000 | 35.2395 | 2821.4283 | 4878.157 | 57.5186 | 99.4478
1 | 7000 | 707 | 0.035 | 15 | 15 | 7 | 1.3335e-09 | 5spot_SharedNeighbor | CO2 | Porous | Wet | R245fa | MinimizeLCOE_Brownfield | IgnoreSilica | 175.7829 | 47.9576 | 8.8206 | 4 | 2818.3204 | 4872.5455 | 57.4553 | 99.3334 | 179.6996 | 21.5027 | 63.0302 | 11902961.7459 | 0 | 5690018.0915 | 0 | 0 | 0 | 3201681.9601 | 8109918.101 | 21100343.326 | 14401417.8887 | 64406341.1132 | 961560.8286 | 34069368.3502 | 34069368.3502 | 25261752.1078 | 13146991.7455 | 0 | 99437270.292 | 171915382.4956 | 1333521.4322 | 35.2825 | 2818.3204 | 4872.5455 | 57.4553 | 99.3334
1 | 7000 | 707 | 0.035 | 15 | 15 | 7 | 1.7783e-09 | 5spot_SharedNeighbor | CO2 | Porous | Wet | R245fa | MinimizeLCOE_Brownfield | IgnoreSilica | 175.9 | 47.9934 | 8.8286 | 4 | 2815.99 | 4868.3475 | 57.4078 | 99.2478 | 179.6849 | 21.4957 | 67.0587 | 11907188.4036 | 0 | 5693049.9502 | 0 | 0 | 0 | 3197068.427 | 8110949.6445 | 21103027.1905 | 14403249.6814 | 64414533.2973 | 961560.8286 | 34069368.3502 | 34069368.3502 | 25261752.1078 | 13146991.7455 | 0 | 99445462.4762 | 171923574.6797 | 1778279.41 | 35.3146 | 2815.99 | 4868.3475 | 57.4078 | 99.2478
1 | 7000 | 707 | 0.035 | 15 | 15 | 7 | 2.3714e-09 | 5spot_SharedNeighbor | CO2 | Porous | Wet | R245fa | MinimizeLCOE_Brownfield | IgnoreSilica | 175.9876 | 48.0203 | 8.8347 | 4 | 2814.2426 | 4865.2021 | 57.3721 | 99.1837 | 179.6738 | 21.4904 | 68.911 | 11910347.1378 | 0 | 5695317.4902 | 0 | 0 | 0 | 3193590.2216 | 8111709.3913 | 21105003.8958 | 14404598.8234 | 64420566.9601 | 961560.8286 | 34069368.3502 | 34069368.3502 | 25261752.1078 | 13146991.7455 | 0 | 99451496.1389 | 171929608.3425 | 2371373.7057 | 35.3386 | 2814.2426 | 4865.2021 | 57.3721 | 99.1837
1 | 7000 | 707 | 0.035 | 15 | 15 | 7 | 3.1623e-09 | 5spot_SharedNeighbor | CO2 | Porous | Wet | R245fa | MinimizeLCOE_Brownfield | IgnoreSilica | 176.0607 | 48.0423 | 8.8394 | 4 | 2812.9323 | 4862.8016 | 57.3454 | 99.1348 | 179.6646 | 21.486 | 73.245 | 11912986.107 | 0 | 5697211.5462 | 0 | 0 | 0 | 3191176.0765 | 8112535.7546 | 21107153.9236 | 14406066.2615 | 64427129.6694 | 961560.8286 | 34069368.3502 | 34069368.3502 | 25261752.1078 | 13146991.7455 | 0 | 99458058.8482 | 171936171.0518 | 3162277.6602 | 35.3574 | 2812.9323 | 4862.8016 | 57.3454 | 99.1348
1 | 7000 | 707 | 0.035 | 15 | 15 | 7 | 4.217e-09 | 5spot_SharedNeighbor | CO2 | Porous | Wet | R245fa | MinimizeLCOE_Brownfield | IgnoreSilica | 176.1191 | 48.0598 | 8.843 | 4 | 2811.9498 | 4860.9823 | 57.3254 | 99.0977 | 179.6573 | 21.4825 | 48.0292 | 11915090.3003 | 0 | 5698721.8832 | 0 | 0 | 0 | 3189455.0219 | 8113274.2101 | 21109075.2332 | 14407377.5948 | 64432994.2434 | 961560.8286 | 34069368.3502 | 34069368.3502 | 25261752.1078 | 13146991.7455 | 0 | 99463923.4223 | 171942035.6258 | 4216965.0343 | 35.3719 | 2811.9498 | 4860.9823 | 57.3254 | 99.0977
1 | 7000 | 707 | 0.035 | 15 | 15 | 7 | 5.6234e-09 | 5spot_SharedNeighbor | CO2 | Porous | Wet | R245fa | MinimizeLCOE_Brownfield | IgnoreSilica | 176.1534 | 48.0704 | 8.8454 | 4 | 2811.213 | 4859.6721 | 57.3104 | 99.071 | 179.653 | 21.4804 | 44.7555 | 11916323.4289 | 0 | 5699608.8598 | 0 | 0 | 0 | 3187907.2672 | 8113497.4268 | 21109655.9974 | 14407773.9783 | 64434766.9585 | 961560.8286 | 34069368.3502 | 34069368.3502 | 25261752.1078 | 13146991.7455 | 0 | 99465696.1374 | 171943808.3409 | 5623413.2519 | 35.3818 | 2811.213 | 4859.6721 | 57.3104 | 99.071
1 | 7000 | 707 | 0.035 | 15 | 15 | 7 | 7.4989e-09 | 5spot_SharedNeighbor | CO2 | Porous | Wet | R245fa | MinimizeLCOE_Brownfield | IgnoreSilica | 176.1728 | 48.0767 | 8.8471 | 4 | 2810.6605 | 4858.7252 | 57.2991 | 99.0517 | 179.6505 | 21.4792 | 45.6213 | 11917021.3111 | 0 | 5700112.2636 | 0 | 0 | 0 | 3186577.7242 | 8113447.4066 | 21109525.855 | 14407685.1534 | 64434369.7138 | 961560.8286 | 34069368.3502 | 34069368.3502 | 25261752.1078 | 13146991.7455 | 0 | 99465298.8927 | 171943411.0963 | 7498942.0933 | 35.3886 | 2810.6605 | 4858.7252 | 57.2991 | 99.0517
1 | 7000 | 707 | 0.035 | 15 | 15 | 7 | 1e-08 | 5spot_SharedNeighbor | CO2 | Porous | Wet | R245fa | MinimizeLCOE_Brownfield | IgnoreSilica | 176.1922 | 48.0827 | 8.8485 | 4 | 2810.2462 | 4857.9875 | 57.2907 | 99.0366 | 179.648 | 21.478 | 46.2682 | 11917720.9734 | 0 | 5700615.6563 | 0 | 0 | 0 | 3185710.6158 | 8113578.4258 | 21109866.7401 | 14407917.8145 | 64435410.2259 | 961560.8286 | 34069368.3502 | 34069368.3502 | 25261752.1078 | 13146991.7455 | 0 | 99466339.4048 | 171944451.6083 | 10000000 | 35.3942 | 2810.2462 | 4857.9875 | 57.2907 | 99.0366

## Water (R245fa)
Time [year] | Depth [m] | Res Length [m] | Temp Gradient [C/m] | Temp Surface Air [C] | Temp Surface Rock [C] | dT Approach [C] | Transmissivity [m^3] | Config Number [-] | Fluid | Reservoir | Cooling Wet/Dry | orcFluid | Method | Silica? | mass flow [kg/s] | Reservoir Heat [MWth] | Electric Power I-P Pair [MWe] | N_IP_Multiplier | SpCC (Brownfield) [$/kWe] | SpCC (Greenfield) [$/kWe] | LCOE (Brownfield) [$/MWh] | LCOE (Greenfield) [$/MWh] | Temp Production [C] | dP Surface [Mpa] | SolveTime [s] | C_T_G_N | C_pump_orc_N | C_coolingTowers_N | C_heatExchanger_N | C_recuperator_N | C_pump_prod_N | C_pump_inj_N | C_plant_otherEquipment_N | C_plant_installation_N | C_plant_indirectContingency_N | C_surfacePlant_N | C_gatheringSystem_N | C_wells_production_N | C_wells_injection_N | C_wellfield_N | C_exploration_N | C_stimulation_N | CapitalCost_N (Brownfield) | CapitalCost_N (Greenfield) | Trans [mD-m] | Electric Power 5-spot [MW] | Sp CC (Brownfield) [$/kWe] | Sp CC (Greenfield) [$/kWe] | LCOE (Brownfield) [$/MWh] | LCOE (Greenfield) [$/MWh]
1 | 1000 | 707 | 0.035 | 15 | 15 | 7 | 1e-13 | 5spot_SharedNeighbor | Water | Porous | Wet | R245fa | MinimizeLCOE_Brownfield | IgnoreSilica | 0 | 0 | 0 | 4 | [6 empty] | 4.8279 | [19 empty] | 100 | 0
1 | 1000 | 707 | 0.035 | 15 | 15 | 7 | 1.3335e-13 | 5spot_SharedNeighbor | Water | Porous | Wet | R245fa | MinimizeLCOE_Brownfield | IgnoreSilica | 0 | 0 | 0 | 4 | [6 empty] | 6.5466 | [19 empty] | 133.3521 | 0
1 | 1000 | 707 | 0.035 | 15 | 15 | 7 | 1.7783e-13 | 5spot_SharedNeighbor | Water | Porous | Wet | R245fa | MinimizeLCOE_Brownfield | IgnoreSilica | 0 | 0 | 0 | 4 | [6 empty] | 8.9795 | [19 empty] | 177.8279 | 0
1 | 1000 | 707 | 0.035 | 15 | 15 | 7 | 2.3714e-13 | 5spot_SharedNeighbor | Water | Porous | Wet | R245fa | MinimizeLCOE_Brownfield | IgnoreSilica | 0 | 0 | 0 | 4 | [6 empty] | 9.6401 | [19 empty] | 237.1374 | 0
1 | 1000 | 707 | 0.035 | 15 | 15 | 7 | 3.1623e-13 | 5spot_SharedNeighbor | Water | Porous | Wet | R245fa | MinimizeLCOE_Brownfield | IgnoreSilica | 0 | 0 | 0 | 4 | [6 empty] | 9.5829 | [19 empty] | 316.2278 | 0
1 | 1000 | 707 | 0.035 | 15 | 15 | 7 | 4.217e-13 | 5spot_SharedNeighbor | Water | Porous | Wet | R245fa | MinimizeLCOE_Brownfield | IgnoreSilica | 0 | 0 | 0 | 4 | [6 empty] | 9.278 | [19 empty] | 421.6965 | 0
1 | 1000 | 707 | 0.035 | 15 | 15 | 7 | 5.6234e-13 | 5spot_SharedNeighbor | Water | Porous | Wet | R245fa | MinimizeLCOE_Brownfield | IgnoreSilica | 0 | 0 | 0 | 4 | [6 empty] | 9.5788 | [19 empty] | 562.3413 | 0
1 | 1000 | 707 | 0.035 | 15 | 15 | 7 | 7.4989e-13 | 5spot_SharedNeighbor | Water | Porous | Wet | R245fa | MinimizeLCOE_Brownfield | IgnoreSilica | 0 | 0 | 0 | 4 | [6 empty] | 11.1077 | [19 empty] | 749.8942 | 0
1 | 1000 | 707 | 0.035 | 15 | 15 | 7 | 1e-12 | 5spot_SharedNeighbor | Water | Porous | Wet | R245fa | MinimizeLCOE_Brownfield | IgnoreSilica | 0 | 0 | 0 | 4 | [6 empty] | 11.3432 | [19 empty] | 1000 | 0
1 | 1000 | 707 | 0.035 | 15 | 15 | 7 | 1.3335e-12 | 5spot_SharedNeighbor | Water | Porous | Wet | R245fa | MinimizeLCOE_Brownfield | IgnoreSilica | 0 | 0 | 0 | 4 | [6 empty] | 11.251 | [19 empty] | 1333.5214 | 0
1 | 1000 | 707 | 0.035 | 15 | 15 | 7 | 1.7783e-12 | 5spot_SharedNeighbor | Water | Porous | Wet | R245fa | MinimizeLCOE_Brownfield | IgnoreSilica | 0 | 0 | 0 | 4 | [6 empty] | 14.182 | [19 empty] | 1778.2794 | 0
1 | 1000 | 707 | 0.035 | 15 | 15 | 7 | 2.3714e-12 | 5spot_SharedNeighbor | Water | Porous | Wet | R245fa | MinimizeLCOE_Brownfield | IgnoreSilica | 0 | 0 | 0 | 4 | [6 empty] | 13.6644 | [19 empty] | 2371.3737 | 0
1 | 1000 | 707 | 0.035 | 15 | 15 | 7 | 3.1623e-12 | 5spot_SharedNeighbor | Water | Porous | Wet | R245fa | MinimizeLCOE_Brownfield | IgnoreSilica | 0 | 0 | 0 | 4 | [6 empty] | 16.3671 | [19 empty] | 3162.2777 | 0
1 | 1000 | 707 | 0.035 | 15 | 15 | 7 | 4.217e-12 | 5spot_SharedNeighbor | Water | Porous | Wet | R245fa | MinimizeLCOE_Brownfield | IgnoreSilica | 0 | 0 | 0 | 4 | [6 empty] | 17.915 | [19 empty] | 4216.965 | 0
1 | 1000 | 707 | 0.035 | 15 | 15 | 7 | 5.6234e-12 | 5spot_SharedNeighbor | Water | Porous | Wet | R245fa | MinimizeLCOE_Brownfield | IgnoreSilica | 0 | 0 | 0 | 4 | [6 empty] | 17.421 | [19 empty] | 5623.4133 | 0
1 | 1000 | 707 | 0.035 | 15 | 15 | 7 | 7.4989e-12 | 5spot_SharedNeighbor | Water | Porous | Wet | R245fa | MinimizeLCOE_Brownfield | IgnoreSilica | 0 | 0 | 0 | 4 | [6 empty] | 16.6407 | [19 empty] | 7498.9421 | 0
1 | 1000 | 707 | 0.035 | 15 | 15 | 7 | 1e-11 | 5spot_SharedNeighbor | Water | Porous | Wet | R245fa | MinimizeLCOE_Brownfield | IgnoreSilica | 0 | 0 | 0 | 4 | [6 empty] | 17.2731 | [19 empty] | 10000 | 0
1 | 1000 | 707 | 0.035 | 15 | 15 | 7 | 1.3335e-11 | 5spot_SharedNeighbor | Water | Porous | Wet | R245fa | MinimizeLCOE_Brownfield | IgnoreSilica | 0 | 0 | 0 | 4 | [6 empty] | 17.7107 | [19 empty] | 13335.2143 | 0
1 | 1000 | 707 | 0.035 | 15 | 15 | 7 | 1.7783e-11 | 5spot_SharedNeighbor | Water | Porous | Wet | R245fa | MinimizeLCOE_Brownfield | IgnoreSilica | 0 | 0 | 0 | 4 | [6 empty] | 17.6899 | [19 empty] | 17782.7941 | 0
1 | 1000 | 707 | 0.035 | 15 | 15 | 7 | 2.3714e-11 | 5spot_SharedNeighbor | Water | Porous | Wet | R245fa | MinimizeLCOE_Brownfield | IgnoreSilica | 0 | 0 | 0 | 4 | [6 empty] | 16.9283 | [19 empty] | 23713.7371 | 0
1 | 1000 | 707 | 0.035 | 15 | 15 | 7 | 3.1623e-11 | 5spot_SharedNeighbor | Water | Porous | Wet | R245fa | MinimizeLCOE_Brownfield | IgnoreSilica | 0 | 0 | 0 | 4 | [6 empty] | 30.2219 | [19 empty] | 31622.7766 | 0
1 | 1000 | 707 | 0.035 | 15 | 15 | 7 | 4.217e-11 | 5spot_SharedNeighbor | Water | Porous | Wet | R245fa | MinimizeLCOE_Brownfield | IgnoreSilica | 1.6 | 0.055953 | 6.3578e-05 | 4 | 17409393.1512 | 43719812.1634 | 354914.0273 | 891287.5064 | 47.3904 | 0 | 17.1541 | 23204.951 | 541.9207 | 36040.7814 | 47072.6094 | 0 | 13461.4858 | 0 | 46925.4819 | 122090.4781 | 83329.26 | 372666.9682 | 961560.8286 | 3093179.1987 | 3093179.1987 | 1478867.319 | 2118992.7493 | 0 | 4427406.9956 | 11118446.2626 | 42169.6503 | 0.00025431 | 17409393.1512 | 43719812.1634 | 354914.0273 | 891287.5064
1 | 1000 | 707 | 0.035 | 15 | 15 | 7 | 5.6234e-11 | 5spot_SharedNeighbor | Water | Porous | Wet | R245fa | MinimizeLCOE_Brownfield | IgnoreSilica | 1.6 | 0.055953 | 0.0001455 | 4 | 7598682.8858 | 19094981.9485 | 154909.4286 | 389277.0349 | 47.3904 | 0 | 16.4894 | 23205.0186 | 541.9225 | 36040.8488 | 47072.646 | 0 | 11896.7494 | 0 | 46315.3022 | 120502.9159 | 82245.7162 | 367821.1195 | 961560.8286 | 3093179.1987 | 3093179.1987 | 1478867.319 | 2118992.7493 | 0 | 4422561.1468 | 11113600.4139 | 56234.1325 | 0.00058202 | 7598682.8858 | 19094981.9485 | 154909.4286 | 389277.0349
1 | 1000 | 707 | 0.035 | 15 | 15 | 7 | 7.4989e-11 | 5spot_SharedNeighbor | Water | Porous | Wet | R245fa | MinimizeLCOE_Brownfield | IgnoreSilica | 1.6 | 0.055953 | 0.00020694 | 4 | 5337269.6265 | 13420486.6819 | 108807.4605 | 273594.7736 | 47.3905 | 0 | 17.6646 | 23205.0693 | 541.9238 | 36040.8993 | 47072.6734 | 0 | 10433.0721 | 0 | 45744.5188 | 119017.8543 | 81232.1312 | 363288.1421 | 961560.8286 | 3093179.1987 | 3093179.1987 | 1478867.319 | 2118992.7493 | 0 | 4418028.1694 | 11109067.4365 | 74989.4209 | 0.00082777 | 5337269.6265 | 13420486.6819 | 108807.4605 | 273594.7736
1 | 1000 | 707 | 0.035 | 15 | 15 | 7 | 1e-10 | 5spot_SharedNeighbor | Water | Porous | Wet | R245fa | MinimizeLCOE_Brownfield | IgnoreSilica | 3.5124 | 0.13092 | 0.00046443 | 4 | 2530981.9531 | 6132763.4343 | 51597.4905 | 125024.6778 | 48.5971 | 0 | 36.2093 | 42953.2601 | 1028.2864 | 71057.7805 | 76730.951 | 0 | 17147.7261 | 0 | 81478.0216 | 211989.0987 | 144686.9158 | 647072.0403 | 961560.8286 | 3093179.1987 | 3093179.1987 | 1478867.319 | 2118992.7493 | 0 | 4701812.0676 | 11392851.3346 | 100000 | 0.0018577 | 2530981.9531 | 6132763.4343 | 51597.4905 | 125024.6778
1 | 1000 | 707 | 0.035 | 15 | 15 | 7 | 1.3335e-10 | 5spot_SharedNeighbor | Water | Porous | Wet | R245fa | MinimizeLCOE_Brownfield | IgnoreSilica | 4.6307 | 0.17479 | 0.00069998 | 4 | 1731931.9558 | 4121640.0641 | 35307.7755 | 84025.2076 | 48.848 | 0 | 46.0903 | 52737.2369 | 1270.6246 | 89516.5929 | 94070.1266 | 0 | 18944.1455 | 0 | 100050.1033 | 260309.8457 | 177666.8185 | 794565.4939 | 961560.8286 | 3093179.1987 | 3093179.1987 | 1478867.319 | 2118992.7493 | 0 | 4849305.5212 | 11540344.7883 | 133352.1432 | 0.0027999 | 1731931.9558 | 4121640.0641 | 35307.7755 | 84025.2076
1 | 1000 | 707 | 0.035 | 15 | 15 | 7 | 1.7783e-10 | 5spot_SharedNeighbor | Water | Porous | Wet | R245fa | MinimizeLCOE_Brownfield | IgnoreSilica | 6.0092 | 0.22887 | 0.0010093 | 4 | 1244091.103 | 2901405.7684 | 25362.4799 | 59149.081 | 49.0278 | 0 | 51.2637 | 63778.4207 | 1544.6485 | 111040.9983 | 115442.0033 | 0 | 20729.2134 | 0 | 121888.7608 | 317129.5529 | 216447.4362 | 968001.0341 | 961560.8286 | 3093179.1987 | 3093179.1987 | 1478867.319 | 2118992.7493 | 0 | 5022741.0614 | 11713780.3285 | 177827.941 | 0.0040373 | 1244091.103 | 2901405.7684 | 25362.4799 | 59149.081
1 | 1000 | 707 | 0.035 | 15 | 15 | 7 | 2.3714e-10 | 5spot_SharedNeighbor | Water | Porous | Wet | R245fa | MinimizeLCOE_Brownfield | IgnoreSilica | 7.6191 | 0.29192 | 0.0014 | 4 | 931492.9426 | 2126339.2609 | 18989.7436 | 43348.3019 | 49.1432 | 0 | 52.8435 | 75627.4925 | 1838.9925 | 134890.6669 | 140373.7431 | 0 | 22292.4488 | 0 | 146259.1041 | 380536.1871 | 259723.7669 | 1161542.402 | 961560.8286 | 3093179.1987 | 3093179.1987 | 1478867.319 | 2118992.7493 | 0 | 5216282.4293 | 11907321.6964 | 237137.3706 | 0.0055999 | 931492.9426 | 2126339.2609 | 18989.7436 | 43348.3019
1 | 1000 | 707 | 0.035 | 15 | 15 | 7 | 3.1623e-10 | 5spot_SharedNeighbor | Water | Porous | Wet | R245fa | MinimizeLCOE_Brownfield | IgnoreSilica | 10.0823 | 0.38905 | 0.0019463 | 4 | 707129.5334 | 1566605.0919 | 14415.792 | 31937.3638 | 49.2809 | 0 | 45.8454 | 92507.35 | 2259.442 | 169712.6665 | 178687.4993 | 0 | 25080.6302 | 0 | 182616.5593 | 475130.8276 | 324286.5528 | 1450281.5277 | 961560.8286 | 3093179.1987 | 3093179.1987 | 1478867.319 | 2118992.7493 | 0 | 5505021.555 | 12196060.8221 | 316227.766 | 0.007785 | 707129.5334 | 1566605.0919 | 14415.792 | 31937.3638
1 | 1000 | 707 | 0.035 | 15 | 15 | 7 | 4.217e-10 | 5spot_SharedNeighbor | Water | Porous | Wet | R245fa | MinimizeLCOE_Brownfield | IgnoreSilica | 12.7935 | 0.49567 | 0.002614 | 4 | 555539.2649 | 1195471.1455 | 11325.4193 | 24371.2963 | 49.3597 | 0 | 41.2295 | 109553.0573 | 2684.2995 | 205982.3016 | 220782.4183 | 0 | 27274.3552 | 0 | 220847.8084 | 574600.6954 | 392176.7814 | 1753901.717 | 961560.8286 | 3093179.1987 | 3093179.1987 | 1478867.319 | 2118992.7493 | 0 | 5808641.7443 | 12499681.0114 | 421696.5034 | 0.010456 | 555539.2649 | 1195471.1455 | 11325.4193 | 24371.2963
1 | 1000 | 707 | 0.035 | 15 | 15 | 7 | 5.6234e-10 | 5spot_SharedNeighbor | Water | Porous | Wet | R245fa | MinimizeLCOE_Brownfield | IgnoreSilica | 15.9749 | 0.62079 | 0.0034371 | 4 | 447547.2211 | 934220.6263 | 9123.8555 | 19045.3511 | 49.4184 | 0 | 46.6573 | 128173.9092 | 3148.8163 | 246607.3326 | 270178.8817 | 0 | 29385.5014 | 0 | 264222.832 | 687453.6094 | 469201.2142 | 2098372.0967 | 961560.8286 | 3093179.1987 | 3093179.1987 | 1478867.319 | 2118992.7493 | 0 | 6153112.1241 | 12844151.3911 | 562341.3252 | 0.013749 | 447547.2211 | 934220.6263 | 9123.8555 | 19045.3511
1 | 1000 | 707 | 0.035 | 15 | 15 | 7 | 7.4989e-10 | 5spot_SharedNeighbor | Water | Porous | Wet | R245fa | MinimizeLCOE_Brownfield | IgnoreSilica | 19.5681 | 0.76212 | 0.0044158 | 4 | 369723.5803 | 748532.9743 | 7537.3153 | 15259.8571 | 49.462 | 0 | 46.0295 | 147871.7808 | 3640.5085 | 290569.0969 | 325972.3456 | 0 | 31303.9376 | 0 | 311749.4911 | 811108.2272 | 553598.0317 | 2475813.4194 | 961560.8286 | 3093179.1987 | 3093179.1987 | 1478867.319 | 2118992.7493 | 0 | 6530553.4467 | 13221592.7138 | 749894.2093 | 0.017663 | 369723.5803 | 748532.9743 | 7537.3153 | 15259.8571
1 | 1000 | 707 | 0.035 | 15 | 15 | 7 | 1e-09 | 5spot_SharedNeighbor | Water | Porous | Wet | R245fa | MinimizeLCOE_Brownfield | IgnoreSilica | 23.3855 | 0.91227 | 0.0055228 | 4 | 313278.5816 | 616158.8205 | 6386.6076 | 12561.231 | 49.4939 | 0 | 46.7261 | 167612.8587 | 4133.4904 | 335519.8972 | 385248.7346 | 0 | 32825.0923 | 0 | 360882.6285 | 938942.5722 | 640847.5989 | 2866012.8727 | 961560.8286 | 3093179.1987 | 3093179.1987 | 1478867.319 | 2118992.7493 | 0 | 6920752.9 | 13611792.1671 | 1000000 | 0.022091 | 313278.5816 | 616158.8205 | 6386.6076 | 12561.231
1 | 1000 | 707 | 0.035 | 15 | 15 | 7 | 1.3335e-09 | 5spot_SharedNeighbor | Water | Porous | Wet | R245fa | MinimizeLCOE_Brownfield | IgnoreSilica | 27.2272 | 1.0634 | 0.0067083 | 4 | 272210.8654 | 521566.8533 | 5549.3867 | 10632.8458 | 49.5173 | 0 | 48.954 | 186506.2032 | 4605.4304 | 379285.3965 | 444906.6899 | 0 | 33874.3614 | 0 | 409179.4517 | 1064600.9991 | 726612.0573 | 3249570.5894 | 961560.8286 | 3093179.1987 | 3093179.1987 | 1478867.319 | 2118992.7493 | 0 | 7304310.6167 | 13995349.8838 | 1333521.4322 | 0.026833 | 272210.8654 | 521566.8533 | 5549.3867 | 10632.8458
1 | 1000 | 707 | 0.035 | 15 | 15 | 7 | 1.7783e-09 | 5spot_SharedNeighbor | Water | Porous | Wet | R245fa | MinimizeLCOE_Brownfield | IgnoreSilica | 30.8593 | 1.2063 | 0.0079037 | 4 | 242282.8279 | 453926.2284 | 4939.2632 | 9253.9001 | 49.5342 | 0 | 41.3318 | 203634.3719 | 5033.3451 | 419532.1025 | 501313.7368 | 0 | 34406.3319 | 0 | 453928.7564 | 1181029.5105 | 806076.9087 | 3604955.0638 | 961560.8286 | 3093179.1987 | 3093179.1987 | 1478867.319 | 2118992.7493 | 0 | 7659695.0911 | 14350734.3581 | 1778279.41 | 0.031615 | 242282.8279 | 453926.2284 | 4939.2632 | 9253.9001
1 | 1000 | 707 | 0.035 | 15 | 15 | 7 | 2.3714e-09 | 5spot_SharedNeighbor | Water | Porous | Wet | R245fa | MinimizeLCOE_Brownfield | IgnoreSilica | 34.1307 | 1.335 | 0.0090438 | 4 | 220439.8991 | 405401.4353 | 4493.9655 | 8264.6566 | 49.5466 | 0 | 58.9042 | 218544.0881 | 5405.8658 | 454972.5955 | 552121.5091 | 0 | 34509.3035 | 0 | 493565.8112 | 1284156.9964 | 876463.5368 | 3919739.7064 | 961560.8286 | 3093179.1987 | 3093179.1987 | 1478867.319 | 2118992.7493 | 0 | 7974479.7337 | 14665519.0008 | 2371373.7057 | 0.036175 | 220439.8991 | 405401.4353 | 4493.9655 | 8264.6566
1 | 1000 | 707 | 0.035 | 15 | 15 | 7 | 3.1623e-09 | 5spot_SharedNeighbor | Water | Porous | Wet | R245fa | MinimizeLCOE_Brownfield | IgnoreSilica | 36.9493 | 1.4459 | 0.010078 | 4 | 204464.1028 | 370452.743 | 4168.2773 | 7552.1802 | 49.5556 | 0 | 52.9061 | 231046.4551 | 5718.2482 | 484963.9831 | 595899.8471 | 0 | 34296.2031 | 0 | 527250.6473 | 1371798.0302 | 936280.3432 | 4187253.7572 | 961560.8286 | 3093179.1987 | 3093179.1987 | 1478867.319 | 2118992.7493 | 0 | 8241993.7845 | 14933033.0516 | 3162277.6602 | 0.04031 | 204464.1028 | 370452.743 | 4168.2773 | 7552.1802
1 | 1000 | 707 | 0.035 | 15 | 15 | 7 | 4.217e-09 | 5spot_SharedNeighbor | Water | Porous | Wet | R245fa | MinimizeLCOE_Brownfield | IgnoreSilica | 39.2586 | 1.5368 | 0.010971 | 4 | 192746.7165 | 345216.4465 | 3929.4025 | 7037.7042 | 49.562 | 0 | 50.4011 | 241075.7882 | 5968.8401 | 509194.1865 | 631767.9734 | 0 | 33843.1176 | 0 | 554521.4633 | 1442751.0994 | 984707.2709 | 4403829.7394 | 961560.8286 | 3093179.1987 | 3093179.1987 | 1478867.319 | 2118992.7493 | 0 | 8458569.7668 | 15149609.0338 | 4216965.0343 | 0.043884 | 192746.7165 | 345216.4465 | 3929.4025 | 7037.7042
1 | 1000 | 707 | 0.035 | 15 | 15 | 7 | 5.6234e-09 | 5spot_SharedNeighbor | Water | Porous | Wet | R245fa | MinimizeLCOE_Brownfield | IgnoreSilica | 40.487 | 1.5851 | 0.011832 | 4 | 180987.3336 | 322363.8221 | 3689.6716 | 6571.8225 | 49.5652 | 0 | 66.99 | 246337.6961 | 6100.3121 | 521965.5073 | 650847.1128 | 0 | 31198.9522 | 0 | 568015.3364 | 1477859.3893 | 1008669.4002 | 4510993.7064 | 961560.8286 | 3093179.1987 | 3093179.1987 | 1478867.319 | 2118992.7493 | 0 | 8565733.7337 | 15256773.0008 | 5623413.2519 | 0.047328 | 180987.3336 | 322363.8221 | 3689.6716 | 6571.8225
1 | 1000 | 707 | 0.035 | 15 | 15 | 7 | 7.4989e-09 | 5spot_SharedNeighbor | Water | Porous | Wet | R245fa | MinimizeLCOE_Brownfield | IgnoreSilica | 42.8669 | 1.6788 | 0.012584 | 4 | 174631.5246 | 307564.1382 | 3560.0998 | 6270.111 | 49.5707 | 0 | 47.9637 | 256396.9684 | 6351.6437 | 546490.301 | 687811.3467 | 0 | 31780.0149 | 0 | 596243.8071 | 1551304.0797 | 1058796.9105 | 4735175.072 | 961560.8286 | 3093179.1987 | 3093179.1987 | 1478867.319 | 2118992.7493 | 0 | 8789915.0994 | 15480954.3664 | 7498942.0933 | 0.050334 | 174631.5246 | 307564.1382 | 3560.0998 | 6270.111
1 | 1000 | 707 | 0.035 | 15 | 15 | 7 | 1e-08 | 5spot_SharedNeighbor | Water | Porous | Wet | R245fa | MinimizeLCOE_Brownfield | IgnoreSilica | 44.0233 | 1.7243 | 0.01308 | 4 | 170025.9119 | 297912.883 | 3466.2082 | 6073.3571 | 49.5732 | 0 | 70.5719 | 261223.4816 | 6472.2308 | 558307.5023 | 705772.3769 | 0 | 31224.0592 | 0 | 609569.8638 | 1585975.7457 | 1082461.035 | 4841006.2952 | 961560.8286 | 3093179.1987 | 3093179.1987 | 1478867.319 | 2118992.7493 | 0 | 8895746.3226 | 15586785.5896 | 10000000 | 0.05232 | 170025.9119 | 297912.883 | 3466.2082 | 6073.3571
1 | 1100 | 707 | 0.035 | 15 | 15 | 7 | 1e-13 | 5spot_SharedNeighbor | Water | Porous | Wet | R245fa | MinimizeLCOE_Brownfield | IgnoreSilica | 0 | 0 | 0 | 4 | [6 empty] | 18.198 | [19 empty] | 100 | 0
1 | 1100 | 707 | 0.035 | 15 | 15 | 7 | 1.3335e-13 | 5spot_SharedNeighbor | Water | Porous | Wet | R245fa | MinimizeLCOE_Brownfield | IgnoreSilica | 0 | 0 | 0 | 4 | [6 empty] | 7.0843 | [19 empty] | 133.3521 | 0
1 | 1100 | 707 | 0.035 | 15 | 15 | 7 | 1.7783e-13 | 5spot_SharedNeighbor | Water | Porous | Wet | R245fa | MinimizeLCOE_Brownfield | IgnoreSilica | 0 | 0 | 0 | 4 | [6 empty] | 8.6533 | [19 empty] | 177.8279 | 0
1 | 1100 | 707 | 0.035 | 15 | 15 | 7 | 2.3714e-13 | 5spot_SharedNeighbor | Water | Porous | Wet | R245fa | MinimizeLCOE_Brownfield | IgnoreSilica | 0 | 0 | 0 | 4 | [6 empty] | 9.8046 | [19 empty] | 237.1374 | 0
1 | 1100 | 707 | 0.035 | 15 | 15 | 7 | 3.1623e-13 | 5spot_SharedNeighbor | Water | Porous | Wet | R245fa | MinimizeLCOE_Brownfield | IgnoreSilica | 0 | 0 | 0 | 4 | [6 empty] | 9.5401 | [19 empty] | 316.2278 | 0
1 | 1100 | 707 | 0.035 | 15 | 15 | 7 | 4.217e-13 | 5spot_SharedNeighbor | Water | Porous | Wet | R245fa | MinimizeLCOE_Brownfield | IgnoreSilica | 0 | 0 | 0 | 4 | [6 empty] | 9.4103 | [19 empty] | 421.6965 | 0
1 | 1100 | 707 | 0.035 | 15 | 15 | 7 | 5.6234e-13 | 5spot_SharedNeighbor | Water | Porous | Wet | R245fa | MinimizeLCOE_Brownfield | IgnoreSilica | 0 | 0 | 0 | 4 | [6 empty] | 10.2091 | [19 empty] | 562.3413 | 0
1 | 1100 | 707 | 0.035 | 15 | 15 | 7 | 7.4989e-13 | 5spot_SharedNeighbor | Water | Porous | Wet | R245fa | MinimizeLCOE_Brownfield | IgnoreSilica | 0 | 0 | 0 | 4 | [6 empty] | 11.3222 | [19 empty] | 749.8942 | 0
1 | 1100 | 707 | 0.035 | 15 | 15 | 7 | 1e-12 | 5spot_SharedNeighbor | Water | Porous | Wet | R245fa | MinimizeLCOE_Brownfield | IgnoreSilica | 0 | 0 | 0 | 4 | [6 empty] | 10.9507 | [19 empty] | 1000 | 0
1 | 1100 | 707 | 0.035 | 15 | 15 | 7 | 1.3335e-12 | 5spot_SharedNeighbor | Water | Porous | Wet | R245fa | MinimizeLCOE_Brownfield | IgnoreSilica | 0 | 0 | 0 | 4 | [6 empty] | 11.6608 | [19 empty] | 1333.5214 | 0
1 | 1100 | 707 | 0.035 | 15 | 15 | 7 | 1.7783e-12 | 5spot_SharedNeighbor | Water | Porous | Wet | R245fa | MinimizeLCOE_Brownfield | IgnoreSilica | 0 | 0 | 0 | 4 | [6 empty] | 12.4431 | [19 empty] | 1778.2794 | 0
1 | 1100 | 707 | 0.035 | 15 | 15 | 7 | 2.3714e-12 | 5spot_SharedNeighbor | Water | Porous | Wet | R245fa | MinimizeLCOE_Brownfield | IgnoreSilica | 0 | 0 | 0 | 4 | [6 empty] | 13.7015 | [19 empty] | 2371.3737 | 0
1 | 1100 | 707 | 0.035 | 15 | 15 | 7 | 3.1623e-12 | 5spot_SharedNeighbor | Water | Porous | Wet | R245fa | MinimizeLCOE_Brownfield | IgnoreSilica | 0 | 0 | 0 | 4 | [6 empty] | 15.2381 | [19 empty] | 3162.2777 | 0
1 | 1100 | 707 | 0.035 | 15 | 15 | 7 | 4.217e-12 | 5spot_SharedNeighbor | Water | Porous | Wet | R245fa | MinimizeLCOE_Brownfield | IgnoreSilica | 0 | 0 | 0 | 4 | [6 empty] | 18.4308 | [19 empty] | 4216.965 | 0
1 | 1100 | 707 | 0.035 | 15 | 15 | 7 | 5.6234e-12 | 5spot_SharedNeighbor | Water | Porous | Wet | R245fa | MinimizeLCOE_Brownfield | IgnoreSilica | 0 | 0 | 0 | 4 | [6 empty] | 17.1035 | [19 empty] | 5623.4133 | 0
1 | 1100 | 707 | 0.035 | 15 | 15 | 7 | 7.4989e-12 | 5spot_SharedNeighbor | Water | Porous | Wet | R245fa | MinimizeLCOE_Brownfield | IgnoreSilica | 0 | 0 | 0 | 4 | [6 empty] | 17.1008 | [19 empty] | 7498.9421 | 0
1 | 1100 | 707 | 0.035 | 15 | 15 | 7 | 1e-11 | 5spot_SharedNeighbor | Water | Porous | Wet | R245fa | MinimizeLCOE_Brownfield | IgnoreSilica | 0 | 0 | 0 | 4 | [6 empty] | 16.7066 | [19 empty] | 10000 | 0
1 | 1100 | 707 | 0.035 | 15 | 15 | 7 | 1.3335e-11 | 5spot_SharedNeighbor | Water | Porous | Wet | R245fa | MinimizeLCOE_Brownfield | IgnoreSilica | 0 | 0 | 0 | 4 | [6 empty] | 16.3307 | [19 empty] | 13335.2143 | 0
1 | 1100 | 707 | 0.035 | 15 | 15 | 7 | 1.7783e-11 | 5spot_SharedNeighbor | Water | Porous | Wet | R245fa | MinimizeLCOE_Brownfield | IgnoreSilica | 1.6 | 0.06514 | 8.0903e-06 | 4 | 146624827.2607 | 364839774.7116 | 2989145.4285 | 7437752.2898 | 50.3715 | 0 | 16.5176 | 27990.5581 | 671.7949 | 40580.3951 | 49482.2003 | 0 | 18642.3048 | 0 | 53573.2288 | 139386.5519 | 95134.1858 | 425461.2198 | 961560.8286 | 3357904.6176 | 3357904.6176 | 1478867.319 | 2224882.9169 | 0 | 4744926.666 | 11806581.5196 | 17782.7941 | 3.2361e-05 | 146624827.2607 | 364839774.7116 | 2989145.4285 | 7437752.2898
1 | 1100 | 707 | 0.035 | 15 | 15 | 7 | 2.3714e-11 | 5spot_SharedNeighbor | Water | Porous | Wet | R245fa | MinimizeLCOE_Brownfield | IgnoreSilica | 1.6 | 0.06514 | 0.00019281 | 4 | 6143660.6215 | 15300123.4898 | 125246.8317 | 311913.7123 | 50.3716 | 0 | 16.6914 | 27990.7272 | 671.7996 | 40580.5455 | 49482.2784 | 0 | 16443.9395 | 0 | 52716.0232 | 137156.2788 | 93611.9786 | 418653.5709 | 961560.8286 | 3357904.6176 | 3357904.6176 | 1478867.319 | 2224882.9169 | 0 | 4738119.0172 | 11799773.8707 | 23713.7371 | 0.00077122 | 6143660.6215 | 15300123.4898 | 125246.8317 | 311913.7123
1 | 1100 | 707 | 0.035 | 15 | 15 | 7 | 3.1623e-11 | 5spot_SharedNeighbor | Water | Porous | Wet | R245fa | MinimizeLCOE_Brownfield | IgnoreSilica | 1.6 | 0.065141 | 0.00033133 | 4 | 3570503.6789 | 8898756.053 | 72789.547 | 181413.1786 | 50.3717 | 0 | 16.9042 | 27990.854 | 671.8032 | 40580.6583 | 49482.337 | 0 | 14490.6978 | 0 | 51954.3766 | 135174.6307 | 92259.463 | 412604.8206 | 961560.8286 | 3357904.6176 | 3357904.6176 | 1478867.319 | 2224882.9169 | 0 | 4732070.2669 | 11793725.1204 | 31622.7766 | 0.0013253 | 3570503.6789 | 8898756.053 | 72789.547 | 181413.1786
1 | 1100 | 707 | 0.035 | 15 | 15 | 7 | 4.217e-11 | 5spot_SharedNeighbor | Water | Porous | Wet | R245fa | MinimizeLCOE_Brownfield | IgnoreSilica | 2.7398 | 0.11739 | 0.00060862 | 4 | 2025986.5828 | 4926672.1719 | 41302.4768 | 100436.876 | 51.4719 | 0 | 57.995 | 43057.8801 | 1053.1404 | 64930.7745 | 69031.7227 | 0 | 19764.3473 | 0 | 77156.7674 | 200746.0817 | 137013.3257 | 612754.0398 | 961560.8286 | 3357904.6176 | 3357904.6176 | 1478867.319 | 2224882.9169 | 0 | 4932219.486 | 11993874.3396 | 42169.6503 | 0.0024345 | 2025986.5828 | 4926672.1719 | 41302.4768 | 100436.876
1 | 1100 | 707 | 0.035 | 15 | 15 | 7 | 5.6234e-11 | 5spot_SharedNeighbor | Water | Porous | Wet | R245fa | MinimizeLCOE_Brownfield | IgnoreSilica | 3.6413 | 0.1589 | 0.00093223 | 4 | 1361154.8875 | 3254916.5421 | 27748.9835 | 66355.8763 | 51.8651 | 0 | 49.7016 | 53493.5143 | 1318.3751 | 82698.4323 | 84529.7214 | 0 | 22095.6192 | 0 | 95212.9083 | 247724.4567 | 169077.0319 | 756150.0593 | 961560.8286 | 3357904.6176 | 3357904.6176 | 1478867.319 | 2224882.9169 | 0 | 5075615.5056 | 12137270.3591 | 56234.1325 | 0.0037289 | 1361154.8875 | 3254916.5421 | 27748.9835 | 66355.8763
1 | 1100 | 707 | 0.035 | 15 | 15 | 7 | 7.4989e-11 | 5spot_SharedNeighbor | Water | Porous | Wet | R245fa | MinimizeLCOE_Brownfield | IgnoreSilica | 4.7887 | 0.21178 | 0.0013645 | 4 | 961719.503 | 2255553.6616 | 19605.9529 | 45982.5123 | 52.1547 | 0 | 35.2812 | 65606.2234 | 1626.9491 | 104034.55 | 104258.5359 | 0 | 24588.4071 | 0 | 117044.7196 | 304526.3512 | 207845.4921 | 929531.2286 | 961560.8286 | 3357904.6176 | 3357904.6176 | 1478867.319 | 2224882.9169 | 0 | 5248996.6748 | 12310651.5284 | 74989.4209 | 0.0054579 | 961719.503 | 2255553.6616 | 19605.9529 | 45982.5123
1 | 1100 | 707 | 0.035 | 15 | 15 | 7 | 1e-10 | 5spot_SharedNeighbor | Water | Porous | Wet | R245fa | MinimizeLCOE_Brownfield | IgnoreSilica | 6.2307 | 0.2782 | 0.0019337 | 4 | 705454.6419 | 1618412.9772 | 14381.6471 | 32993.5376 | 52.3653 | 0 | 49.7609 | 79538.5967 | 1982.4546 | 129380.7643 | 129040.9433 | 0 | 27210.2692 | 0 | 143189.681 | 372550.1776 | 254273.1514 | 1137166.038 | 961560.8286 | 3357904.6176 | 3357904.6176 | 1478867.319 | 2224882.9169 | 0 | 5456631.4843 | 12518286.3379 | 100000 | 0.0077349 | 705454.6419 | 1618412.9772 | 14381.6471 | 32993.5376
1 | 1100 | 707 | 0.035 | 15 | 15 | 7 | 1.3335e-10 | 5spot_SharedNeighbor | Water | Porous | Wet | R245fa | MinimizeLCOE_Brownfield | IgnoreSilica | 7.9091 | 0.35523 | 0.0026551 | 4 | 535440.1995 | 1200353.1972 | 10915.6727 | 24470.8235 | 52.4957 | 0 | 49.054 | 94408.4531 | 2362.0685 | 157302.6088 | 157816.5958 | 0 | 29512.2949 | 0 | 172146.7883 | 447890.6309 | 305694.5588 | 1367133.9991 | 961560.8286 | 3357904.6176 | 3357904.6176 | 1478867.319 | 2224882.9169 | 0 | 5686599.4454 | 12748254.2989 | 133352.1432 | 0.01062 | 535440.1995 | 1200353.1972 | 10915.6727 | 24470.8235
1 | 1100 | 707 | 0.035 | 15 | 15 | 7 | 1.7783e-10 | 5spot_SharedNeighbor | Water | Porous | Wet | R245fa | MinimizeLCOE_Brownfield | IgnoreSilica | 10.487 | 0.47457 | 0.0036737 | 4 | 410452.4054 | 891007.184 | 8367.6275 | 18164.3866 | 52.6627 | 0 | 55.6888 | 115735.6931 | 2908.1193 | 198285.3382 | 202254.2334 | 0 | 33580.2879 | 0 | 215577.832 | 560889.2978 | 382818.4709 | 1712049.2726 | 961560.8286 | 3357904.6176 | 3357904.6176 | 1478867.319 | 2224882.9169 | 0 | 6031514.7188 | 13093169.5724 | 177827.941 | 0.014695 | 410452.4054 | 891007.184 | 8367.6275 | 18164.3866
1 | 1100 | 707 | 0.035 | 15 | 15 | 7 | 2.3714e-10 | 5spot_SharedNeighbor | Water | Porous | Wet | R245fa | MinimizeLCOE_Brownfield | IgnoreSilica | 13.366 | 0.60737 | 0.0049294 | 4 | 324499.8322 | 682636.5346 | 6615.368 | 13916.4691 | 52.7558 | 0 | 45.7178 | 137541.6567 | 3466.4447 | 241533.9464 | 251770.1887 | 0 | 36910.0199 | 0 | 261776.68 | 681089.2235 | 464857.3901 | 2078945.55 | 961560.8286 | 3357904.6176 | 3357904.6176 | 1478867.319 | 2224882.9169 | 0 | 6398410.9962 | 13460065.8498 | 237137.3706 | 0.019718 | 324499.8322 | 682636.5346 | 6615.368 | 13916.4691
1 | 1100 | 707 | 0.035 | 15 | 15 | 7 | 3.1623e-10 | 5spot_SharedNeighbor | Water | Porous | Wet | R245fa | MinimizeLCOE_Brownfield | IgnoreSilica | 16.8297 | 0.76716 | 0.0065051 | 4 | 262271.8219 | 533659.6106 | 5346.7658 | 10879.373 | 52.8259 | 0 | 47.4643 | 161922.9294 | 4091.0527 | 291135.0487 | 311343.6909 | 0 | 40284.1565 | 0 | 315422.9825 | 820665.8984 | 560121.3386 | 2504987.0978 | 961560.8286 | 3357904.6176 | 3357904.6176 | 1478867.319 | 2224882.9169 | 0 | 6824452.5441 | 13886107.3976 | 316227.766 | 0.026021 | 262271.8219 | 533659.6106 | 5346.7658 | 10879.373
1 | 1100 | 707 | 0.035 | 15 | 15 | 7 | 4.217e-10 | 5spot_SharedNeighbor | Water | Porous | Wet | R245fa | MinimizeLCOE_Brownfield | IgnoreSilica | 20.825 | 0.9515 | 0.0084205 | 4 | 216734.5648 | 426392.167 | 4418.4273 | 8692.5811 | 52.8782 | 0 | 46.4487 | 188196.1034 | 4764.3591 | 345850.4497 | 380064.7286 | 0 | 43446.1284 | 0 | 375305.49 | 976467.8992 | 666459.4056 | 2980554.5639 | 961560.8286 | 3357904.6176 | 3357904.6176 | 1478867.319 | 2224882.9169 | 0 | 7300020.0101 | 14361674.8637 | 421696.5034 | 0.033682 | 216734.5648 | 426392.167 | 4418.4273 | 8692.5811
1 | 1100 | 707 | 0.035 | 15 | 15 | 7 | 5.6234e-10 | 5spot_SharedNeighbor | Water | Porous | Wet | R245fa | MinimizeLCOE_Brownfield | IgnoreSilica | 25.2561 | 1.156 | 0.01066 | 4 | 183204.2674 | 348808.5157 | 3734.8668 | 7110.9334 | 52.9172 | 0 | 50.6887 | 215586.8476 | 5466.4256 | 404108.9146 | 456284.4697 | 0 | 46224.9719 | 0 | 439791.9355 | 1144248.4024 | 780973.0466 | 3492685.0138 | 961560.8286 | 3357904.6176 | 3357904.6176 | 1478867.319 | 2224882.9169 | 0 | 7812150.4601 | 14873805.3136 | 562341.3252 | 0.042642 | 183204.2674 | 348808.5157 | 3734.8668 | 7110.9334
1 | 1100 | 707 | 0.035 | 15 | 15 | 7 | 7.4989e-10 | 5spot_SharedNeighbor | Water | Porous | Wet | R245fa | MinimizeLCOE_Brownfield | IgnoreSilica | 29.9165 | 1.371 | 0.013154 | 4 | 158450.1889 | 292663.6778 | 3230.2214 | 5966.3449 | 52.9462 | 0 | 49.9182 | 242858.2702 | 6165.4614 | 463200.4151 | 536455.6558 | 0 | 48406.6118 | 0 | 505863.7016 | 1316153.5845 | 898301.8657 | 4017405.566 | 961560.8286 | 3357904.6176 | 3357904.6176 | 1478867.319 | 2224882.9169 | 0 | 8336871.0123 | 15398525.8658 | 749894.2093 | 0.052615 | 158450.1889 | 292663.6778 | 3230.2214 | 5966.3449
1 | 1100 | 707 | 0.035 | 15 | 15 | 7 | 1e-09 | 5spot_SharedNeighbor | Water | Porous | Wet | R245fa | MinimizeLCOE_Brownfield | IgnoreSilica | 34.5056 | 1.5828 | 0.01577 | 4 | 140170.2262 | 252120.4094 | 2857.5597 | 5139.8156 | 52.9674 | 0 | 49.7562 | 268479.2077 | 6822.1575 | 519600.3829 | 615404.4007 | 0 | 49783.7526 | 0 | 569435.0615 | 1481553.2229 | 1011190.5175 | 4522268.7033 | 961560.8286 | 3357904.6176 | 3357904.6176 | 1478867.319 | 2224882.9169 | 0 | 8841734.1495 | 15903389.0031 | 1000000 | 0.063079 | 140170.2262 | 252120.4094 | 2857.5597 | 5139.8156
1 | 1100 | 707 | 0.035 | 15 | 15 | 7 | 1.3335e-09 | 5spot_SharedNeighbor | Water | Porous | Wet | R245fa | MinimizeLCOE_Brownfield | IgnoreSilica | 38.8176 | 1.7819 | 0.018367 | 4 | 126680.731 | 222798.9599 | 2582.558 | 4542.0582 | 52.983 | 0 | 48.268 | 291630.0319 | 7415.477 | 571234.8505 | 689591.7883 | 0 | 50447.4853 | 0 | 628024.6569 | 1633991.3317 | 1115232.659 | 4987568.2806 | 961560.8286 | 3357904.6176 | 3357904.6176 | 1478867.319 | 2224882.9169 | 0 | 9307033.7269 | 16368688.5805 | 1333521.4322 | 0.073468 | 126680.731 | 222798.9599 | 2582.558 | 4542.0582
1 | 1100 | 707 | 0.035 | 15 | 15 | 7 | 1.7783e-09 | 5spot_SharedNeighbor | Water | Porous | Wet | R245fa | MinimizeLCOE_Brownfield | IgnoreSilica | 42.6297 | 1.9578 | 0.020799 | 4 | 116731.5449 | 201611.7569 | 2379.7304 | 4110.1284 | 52.9942 | 0 | 55.6347 | 311456.5721 | 7923.5281 | 615926.4358 | 755177.7738 | 0 | 50438.0858 | 0 | 678959.7343 | 1766513.9549 | 1205682.0725 | 5392078.1574 | 961560.8286 | 3357904.6176 | 3357904.6176 | 1478867.319 | 2224882.9169 | 0 | 9711543.6036 | 16773198.4572 | 1778279.41 | 0.083196 | 116731.5449 | 201611.7569 | 2379.7304 | 4110.1284
1 | 1100 | 707 | 0.035 | 15 | 15 | 7 | 2.3714e-09 | 5spot_SharedNeighbor | Water | Porous | Wet | R245fa | MinimizeLCOE_Brownfield | IgnoreSilica | 45.8823 | 2.1079 | 0.022973 | 4 | 109390.7468 | 186239.0515 | 2230.0783 | 3796.735 | 53.0022 | 0 | 53.4837 | 327951.7439 | 8346.1514 | 653421.2923 | 811134.1106 | 0 | 49993.3908 | 0 | 721830.2087 | 1878054.1354 | 1281810.5375 | 5732541.5707 | 961560.8286 | 3357904.6176 | 3357904.6176 | 1478867.319 | 2224882.9169 | 0 | 10052007.0169 | 17113661.8705 | 2371373.7057 | 0.091891 | 109390.7468 | 186239.0515 | 2230.0783 | 3796.735
1 | 1100 | 707 | 0.035 | 15 | 15 | 7 | 3.1623e-09 | 5spot_SharedNeighbor | Water | Porous | Wet | R245fa | MinimizeLCOE_Brownfield | IgnoreSilica | 48.5204 | 2.2296 | 0.024827 | 4 | 103967.3882 | 175076.0651 | 2119.5158 | 3569.1624 | 53.0078 | 0 | 52.6817 | 341069.5778 | 8682.1993 | 683432.5959 | 856510.7352 | 0 | 49222.5502 | 0 | 756177.8868 | 1967419.748 | 1342804.4044 | 6005319.6975 | 961560.8286 | 3357904.6176 | 3357904.6176 | 1478867.319 | 2224882.9169 | 0 | 10324785.1438 | 17386439.9973 | 3162277.6602 | 0.099308 | 103967.3882 | 175076.0651 | 2119.5158 | 3569.1624
1 | 1100 | 707 | 0.035 | 15 | 15 | 7 | 4.217e-09 | 5spot_SharedNeighbor | Water | Porous | Wet | R245fa | MinimizeLCOE_Brownfield | IgnoreSilica | 50.654 | 2.3281 | 0.026371 | 4 | 99954.0061 | 166899.6793 | 2037.6976 | 3402.4757 | 53.0117 | 0 | 60.2742 | 351519.8699 | 8949.8719 | 707462.005 | 893206.7205 | 0 | 48390.045 | 0 | 783716.1198 | 2039068.5815 | 1391706.2055 | 6224019.4192 | 961560.8286 | 3357904.6176 | 3357904.6176 | 1478867.319 | 2224882.9169 | 0 | 10543484.8654 | 17605139.719 | 4216965.0343 | 0.10548 | 99954.0061 | 166899.6793 | 2037.6976 | 3402.4757
1 | 1100 | 707 | 0.035 | 15 | 15 | 7 | 5.6234e-09 | 5spot_SharedNeighbor | Water | Porous | Wet | R245fa | MinimizeLCOE_Brownfield | IgnoreSilica | 52.3324 | 2.4055 | 0.02762 | 4 | 96977.7851 | 160894.935 | 1977.0233 | 3280.0609 | 53.0144 | 0 | 60.4855 | 359645.7528 | 9157.9805 | 726219.4767 | 922071.3188 | 0 | 47564.9408 | 0 | 805217.1932 | 2095009.9638 | 1429887.3485 | 6394773.9751 | 961560.8286 | 3357904.6176 | 3357904.6176 | 1478867.319 | 2224882.9169 | 0 | 10714239.4213 | 17775894.2749 | 5623413.2519 | 0.11048 | 96977.7851 | 160894.935 | 1977.0233 | 3280.0609
1 | 1100 | 707 | 0.035 | 15 | 15 | 7 | 7.4989e-09 | 5spot_SharedNeighbor | Water | Porous | Wet | R245fa | MinimizeLCOE_Brownfield | IgnoreSilica | 53.6313 | 2.4654 | 0.028611 | 4 | 94766.1466 | 156469.3346 | 1931.9361 | 3189.839 | 53.0163 | 0 | 62.0803 | 365878.9104 | 9317.598 | 740650.4911 | 944406.8858 | 0 | 46805.6296 | 0 | 821753.2108 | 2138033.2897 | 1459251.6524 | 6526097.6678 | 961560.8286 | 3357904.6176 | 3357904.6176 | 1478867.319 | 2224882.9169 | 0 | 10845563.114 | 17907217.9676 | 7498942.0933 | 0.11445 | 94766.1466 | 156469.3346 | 1931.9361 | 3189.839
1 | 1100 | 707 | 0.035 | 15 | 15 | 7 | 1e-08 | 5spot_SharedNeighbor | Water | Porous | Wet | R245fa | MinimizeLCOE_Brownfield | IgnoreSilica | 54.6176 | 2.5109 | 0.029383 | 4 | 93119.6331 | 153201.46 | 1898.3697 | 3123.219 | 53.0176 | 0 | 57.466 | 370580.529 | 9437.9856 | 751559.9649 | 961365.2687 | 0 | 46129.8857 | 0 | 834238.7172 | 2170518.0163 | 1481423.1458 | 6625253.5131 | 961560.8286 | 3357904.6176 | 3357904.6176 | 1478867.319 | 2224882.9169 | 0 | 10944718.9594 | 18006373.8129 | 10000000 | 0.11753 | 93119.6331 | 153201.46 | 1898.3697 | 3123.219
1 | 1200 | 707 | 0.035 | 15 | 15 | 7 | 1e-13 | 5spot_SharedNeighbor | Water | Porous | Wet | R245fa | MinimizeLCOE_Brownfield | IgnoreSilica | 0 | 0 | 0 | 4 | [6 empty] | 5.4951 | [19 empty] | 100 | 0
1 | 1200 | 707 | 0.035 | 15 | 15 | 7 | 1.3335e-13 | 5spot_SharedNeighbor | Water | Porous | Wet | R245fa | MinimizeLCOE_Brownfield | IgnoreSilica | 0 | 0 | 0 | 4 | [6 empty] | 20.1294 | [19 empty] | 133.3521 | 0
1 | 1200 | 707 | 0.035 | 15 | 15 | 7 | 1.7783e-13 | 5spot_SharedNeighbor | Water | Porous | Wet | R245fa | MinimizeLCOE_Brownfield | IgnoreSilica | 0 | 0 | 0 | 4 | [6 empty] | 9.823 | [19 empty] | 177.8279 | 0
1 | 1200 | 707 | 0.035 | 15 | 15 | 7 | 2.3714e-13 | 5spot_SharedNeighbor | Water | Porous | Wet | R245fa | MinimizeLCOE_Brownfield | IgnoreSilica | 0 | 0 | 0 | 4 | [6 empty] | 9.8111 | [19 empty] | 237.1374 | 0
1 | 1200 | 707 | 0.035 | 15 | 15 | 7 | 3.1623e-13 | 5spot_SharedNeighbor | Water | Porous | Wet | R245fa | MinimizeLCOE_Brownfield | IgnoreSilica | 0 | 0 | 0 | 4 | [6 empty] | 10.0458 | [19 empty] | 316.2278 | 0
1 | 1200 | 707 | 0.035 | 15 | 15 | 7 | 4.217e-13 | 5spot_SharedNeighbor | Water | Porous | Wet | R245fa | MinimizeLCOE_Brownfield | IgnoreSilica | 0 | 0 | 0 | 4 | [6 empty] | 9.7384 | [19 empty] | 421.6965 | 0
1 | 1200 | 707 | 0.035 | 15 | 15 | 7 | 5.6234e-13 | 5spot_SharedNeighbor | Water | Porous | Wet | R245fa | MinimizeLCOE_Brownfield | IgnoreSilica | 0 | 0 | 0 | 4 | [6 empty] | 9.9532 | [19 empty] | 562.3413 | 0
1 | 1200 | 707 | 0.035 | 15 | 15 | 7 | 7.4989e-13 | 5spot_SharedNeighbor | Water | Porous | Wet | R245fa | MinimizeLCOE_Brownfield | IgnoreSilica | 0 | 0 | 0 | 4 | [6 empty] | 11.0333 | [19 empty] | 749.8942 | 0
1 | 1200 | 707 | 0.035 | 15 | 15 | 7 | 1e-12 | 5spot_SharedNeighbor | Water | Porous | Wet | R245fa | MinimizeLCOE_Brownfield | IgnoreSilica | 0 | 0 | 0 | 4 | [6 empty] | 11.1102 | [19 empty] | 1000 | 0
1 | 1200 | 707 | 0.035 | 15 | 15 | 7 | 1.3335e-12 | 5spot_SharedNeighbor | Water | Porous | Wet | R245fa | MinimizeLCOE_Brownfield | IgnoreSilica | 0 | 0 | 0 | 4 | [6 empty] | 11.8484 | [19 empty] | 1333.5214 | 0
1 | 1200 | 707 | 0.035 | 15 | 15 | 7 | 1.7783e-12 | 5spot_SharedNeighbor | Water | Porous | Wet | R245fa | MinimizeLCOE_Brownfield | IgnoreSilica | 0 | 0 | 0 | 4 | [6 empty] | 13.3384 | [19 empty] | 1778.2794 | 0
1 | 1200 | 707 | 0.035 | 15 | 15 | 7 | 2.3714e-12 | 5spot_SharedNeighbor | Water | Porous | Wet | R245fa | MinimizeLCOE_Brownfield | IgnoreSilica | 0 | 0 | 0 | 4 | [6 empty] | 14.6157 | [19 empty] | 2371.3737 | 0
1 | 1200 | 707 | 0.035 | 15 | 15 | 7 | 3.1623e-12 | 5spot_SharedNeighbor | Water | Porous | Wet | R245fa | MinimizeLCOE_Brownfield | IgnoreSilica | 0 | 0 | 0 | 4 | [6 empty] | 15.9957 | [19 empty] | 3162.2777 | 0
1 | 1200 | 707 | 0.035 | 15 | 15 | 7 | 4.217e-12 | 5spot_SharedNeighbor | Water | Porous | Wet | R245fa | MinimizeLCOE_Brownfield | IgnoreSilica | 0 | 0 | 0 | 4 | [6 empty] | 16.6607 | [19 empty] | 4216.965 | 0
1 | 1200 | 707 | 0.035 | 15 | 15 | 7 | 5.6234e-12 | 5spot_SharedNeighbor | Water | Porous | Wet | R245fa | MinimizeLCOE_Brownfield | IgnoreSilica | 0 | 0 | 0 | 4 | [6 empty] | 16.5886 | [19 empty] | 5623.4133 | 0
1 | 1200 | 707 | 0.035 | 15 | 15 | 7 | 7.4989e-12 | 5spot_SharedNeighbor | Water | Porous | Wet | R245fa | MinimizeLCOE_Brownfield | IgnoreSilica | 0 | 0 | 0 | 4 | [6 empty] | 15.882 | [19 empty] | 7498.9421 | 0
1 | 1200 | 707 | 0.035 | 15 | 15 | 7 | 1e-11 | 5spot_SharedNeighbor | Water | Porous | Wet | R245fa | MinimizeLCOE_Brownfield | IgnoreSilica | 0.95719 | 0.040739 | 8.6861e-05 | 4 | 14140067.0015 | 35554905.5663 | 288264.3917 | 724834.8415 | 51.3312 | 0 | 31.7249 | 20845.7052 | 499.7781 | 27849.8646 | 39715.7795 | 0 | 15323.789 | 0 | 40651.6174 | 105767.1698 | 72188.2667 | 322841.9703 | 961560.8286 | 3628490.1274 | 3628490.1274 | 1478867.319 | 2333117.1208 | 0 | 4912892.9264 | 12353367.4937 | 10000 | 0.00034744 | 14140067.0015 | 35554905.5663 | 288264.3917 | 724834.8415
1 | 1200 | 707 | 0.035 | 15 | 15 | 7 | 1.3335e-11 | 5spot_SharedNeighbor | Water | Porous | Wet | R245fa | MinimizeLCOE_Brownfield | IgnoreSilica | 1.6 | 0.074465 | 0.00023528 | 4 | 5373971.4813 | 13279817.557 | 109555.6775 | 270727.0432 | 53.3088 | 0 | 16.0966 | 32953.2864 | 811.6669 | 45033.5181 | 51748.2705 | 0 | 20421.1526 | 0 | 58877.4788 | 153187.1225 | 104553.3588 | 467585.8545 | 961560.8286 | 3628490.1274 | 3628490.1274 | 1478867.319 | 2333117.1208 | 0 | 5057636.8106 | 12498111.3778 | 13335.2143 | 0.00094114 | 5373971.4813 | 13279817.557 | 109555.6775 | 270727.0432
1 | 1200 | 707 | 0.035 | 15 | 15 | 7 | 1.7783e-11 | 5spot_SharedNeighbor | Water | Porous | Wet | R245fa | MinimizeLCOE_Brownfield | IgnoreSilica | 1.8459 | 0.087389 | 0.00048987 | 4 | 2604485.1924 | 6401682.2089 | 53095.9535 | 130506.9507 | 53.7185 | 0 | 140.6824 | 37112.6663 | 919.6313 | 51163.9376 | 56346.1502 | 0 | 20200.1175 | 0 | 64639.5761 | 168178.9176 | 114785.567 | 513346.5635 | 961560.8286 | 3628490.1274 | 3628490.1274 | 1478867.319 | 2333117.1208 | 0 | 5103397.5196 | 12543872.0869 | 17782.7941 | 0.0019595 | 2604485.1924 | 6401682.2089 | 53095.9535 | 130506.9507
1 | 1200 | 707 | 0.035 | 15 | 15 | 7 | 2.3714e-11 | 5spot_SharedNeighbor | Water | Porous | Wet | R245fa | MinimizeLCOE_Brownfield | IgnoreSilica | 2.4682 | 0.12024 | 0.00081767 | 4 | 1597300.0598 | 3872194.5898 | 32563.1222 | 78939.9242 | 54.4036 | 0 | 187.6428 | 46884.906 | 1174.02 | 66000.6815 | 68006.913 | 0 | 22702.7048 | 0 | 79859.9978 | 207779.3328 | 141813.6641 | 634222.2199 | 961560.8286 | 3628490.1274 | 3628490.1274 | 1478867.319 | 2333117.1208 | 0 | 5224273.176 | 12664747.7432 | 23713.7371 | 0.0032707 | 1597300.0598 | 3872194.5898 | 32563.1222 | 78939.9242
1 | 1200 | 707 | 0.035 | 15 | 15 | 7 | 3.1623e-11 | 5spot_SharedNeighbor | Water | Porous | Wet | R245fa | MinimizeLCOE_Brownfield | IgnoreSilica | 3.2734 | 0.16288 | 0.0012619 | 4 | 1064340.5298 | 2538457.4829 | 21698.0213 | 51749.8893 | 54.9137 | 0 | 40.5768 | 58372.5308 | 1473.9548 | 84095.5177 | 83113.3616 | 0 | 25463.0153 | 0 | 98482.1682 | 256230.4003 | 174882.5132 | 782113.4618 | 961560.8286 | 3628490.1274 | 3628490.1274 | 1478867.319 | 2333117.1208 | 0 | 5372164.4178 | 12812638.9851 | 31622.7766 | 0.0050474 | 1064340.5298 | 2538457.4829 | 21698.0213 | 51749.8893
1 | 1200 | 707 | 0.035 | 15 | 15 | 7 | 4.217e-11 | 5spot_SharedNeighbor | Water | Porous | Wet | R245fa | MinimizeLCOE_Brownfield | IgnoreSilica | 4.3212 | 0.21849 | 0.0018575 | 4 | 747646.5132 | 1749065.8161 | 15241.7854 | 35657.0724 | 55.2986 | 0 | 38.7484 | 72002.6031 | 1830.5462 | 106333.222 | 102794.217 | 0 | 28576.62 | 0 | 121499.5112 | 316116.8052 | 215756.2151 | 964909.7396 | 961560.8286 | 3628490.1274 | 3628490.1274 | 1478867.319 | 2333117.1208 | 0 | 5554960.6957 | 12995435.263 | 42169.6503 | 0.0074299 | 747646.5132 | 1749065.8161 | 15241.7854 | 35657.0724
1 | 1200 | 707 | 0.035 | 15 | 15 | 7 | 5.6234e-11 | 5spot_SharedNeighbor | Water | Porous | Wet | R245fa | MinimizeLCOE_Brownfield | IgnoreSilica | 5.6628 | 0.28974 | 0.0026484 | 4 | 545394.9242 | 1247758.374 | 11118.6132 | 25437.2422 | 55.5845 | 0 | 73.7747 | 87955.0253 | 2248.5318 | 133233.48 | 127998.4641 | 0 | 31994.6317 | 0 | 149537.7518 | 389066.5558 | 265545.9189 | 1187580.3594 | 961560.8286 | 3628490.1274 | 3628490.1274 | 1478867.319 | 2333117.1208 | 0 | 5777631.3155 | 13218105.8827 | 56234.1325 | 0.010593 | 545394.9242 | 1247758.374 | 11118.6132 | 25437.2422
1 | 1200 | 707 | 0.035 | 15 | 15 | 7 | 7.4989e-11 | 5spot_SharedNeighbor | Water | Porous | Wet | R245fa | MinimizeLCOE_Brownfield | IgnoreSilica | 7.2707 | 0.37495 | 0.0036707 | 4 | 410762.1051 | 917503.1245 | 8373.9411 | 18704.5422 | 55.7764 | 0 | 45.655 | 105472.7458 | 2707.8279 | 163723.8316 | 158162.2043 | 0 | 35237.8573 | 0 | 181468.7421 | 472144.4425 | 322248.2836 | 1441165.9351 | 961560.8286 | 3628490.1274 | 3628490.1274 | 1478867.319 | 2333117.1208 | 0 | 6031216.8912 | 13471691.4584 | 74989.4209 | 0.014683 | 410762.1051 | 917503.1245 | 8373.9411 | 18704.5422
1 | 1200 | 707 | 0.035 | 15 | 15 | 7 | 1e-10 | 5spot_SharedNeighbor | Water | Porous | Wet | R245fa | MinimizeLCOE_Brownfield | IgnoreSilica | 9.5876 | 0.49839 | 0.0050732 | 4 | 314649.8468 | 681305.1232 | 6414.5627 | 13889.3265 | 55.9712 | 0 | 46.0067 | 128878.8768 | 3322.7701 | 205544.1791 | 201766.5568 | 0 | 40061.106 | 0 | 226033.6606 | 588093.2191 | 401385.7061 | 1795086.0747 | 961560.8286 | 3628490.1274 | 3628490.1274 | 1478867.319 | 2333117.1208 | 0 | 6385137.0308 | 13825611.598 | 100000 | 0.020293 | 314649.8468 | 681305.1232 | 6414.5627 | 13889.3265
1 | 1200 | 707 | 0.035 | 15 | 15 | 7 | 1.3335e-10 | 5spot_SharedNeighbor | Water | Porous | Wet | R245fa | MinimizeLCOE_Brownfield | IgnoreSilica | 12.2749 | 0.6412 | 0.0068495 | 4 | 247322.1165 | 518892.6621 | 5041.9959 | 10578.3288 | 56.094 | 0 | 40.1729 | 153794.5215 | 3977.5162 | 251417.5086 | 252260.2121 | 0 | 44358.2879 | 0 | 275265.1381 | 716183.4247 | 488809.9035 | 2186066.5127 | 961560.8286 | 3628490.1274 | 3628490.1274 | 1478867.319 | 2333117.1208 | 0 | 6776117.4687 | 14216592.036 | 133352.1432 | 0.027398 | 247322.1165 | 518892.6621 | 5041.9959 | 10578.3288
1 | 1200 | 707 | 0.035 | 15 | 15 | 7 | 1.7783e-10 | 5spot_SharedNeighbor | Water | Porous | Wet | R245fa | MinimizeLCOE_Brownfield | IgnoreSilica | 15.5922 | 0.81749 | 0.0091194 | 4 | 198503.3367 | 402478.0927 | 4046.759 | 8205.0603 | 56.1876 | 0 | 53.4 | 182313.8968 | 4727.2493 | 305313.3804 | 314588.1089 | 0 | 48925.3842 | 0 | 333788.5276 | 868449.2794 | 592734.4781 | 2650840.3047 | 961560.8286 | 3628490.1274 | 3628490.1274 | 1478867.319 | 2333117.1208 | 0 | 7240891.2607 | 14681365.828 | 177827.941 | 0.036477 | 198503.3367 | 402478.0927 | 4046.759 | 8205.0603
1 | 1200 | 707 | 0.035 | 15 | 15 | 7 | 2.3714e-10 | 5spot_SharedNeighbor | Water | Porous | Wet | R245fa | MinimizeLCOE_Brownfield | IgnoreSilica | 19.5681 | 1.0288 | 0.011957 | 4 | 162635.2532 | 318201.9504 | 3315.5396 | 6486.9772 | 56.2584 | 0 | 50.3585 | 214131.1095 | 5563.8149 | 366937.8222 | 389292.3106 | 0 | 53535.3318 | 0 | 401489.5517 | 1044593.4567 | 712956.4985 | 3188499.896 | 961560.8286 | 3628490.1274 | 3628490.1274 | 1478867.319 | 2333117.1208 | 0 | 7778550.852 | 15219025.4193 | 237137.3706 | 0.047828 | 162635.2532 | 318201.9504 | 3315.5396 | 6486.9772
1 | 1200 | 707 | 0.035 | 15 | 15 | 7 | 3.1623e-10 | 5spot_SharedNeighbor | Water | Porous | Wet | R245fa | MinimizeLCOE_Brownfield | IgnoreSilica | 24.1307 | 1.2713 | 0.01539 | 4 | 136051.2506 | 256913.6936 | 2773.5888 | 5237.5331 | 56.3114 | 0 | 58.0565 | 248292.558 | 6462.0134 | 434616.3337 | 475024.1682 | 0 | 57806.9268 | 0 | 476658.78 | 1240168.3695 | 846440.3951 | 3785469.5447 | 961560.8286 | 3628490.1274 | 3628490.1274 | 1478867.319 | 2333117.1208 | 0 | 8375520.5007 | 15815995.068 | 316227.766 | 0.061562 | 136051.2506 | 256913.6936 | 2773.5888 | 5237.5331
1 | 1200 | 707 | 0.035 | 15 | 15 | 7 | 4.217e-10 | 5spot_SharedNeighbor | Water | Porous | Wet | R245fa | MinimizeLCOE_Brownfield | IgnoreSilica | 29.2003 | 1.5408 | 0.019397 | 4 | 116252.7905 | 212152.1868 | 2369.9704 | 4325.0093 | 56.3513 | 0 | 43.5101 | 284019.4494 | 7401.2449 | 506856.6945 | 570290.0994 | 0 | 61592.1717 | 0 | 557762.2674 | 1451183.007 | 990462.2211 | 4429567.1555 | 961560.8286 | 3628490.1274 | 3628490.1274 | 1478867.319 | 2333117.1208 | 0 | 9019618.1115 | 16460092.6788 | 421696.5034 | 0.077586 | 116252.7905 | 212152.1868 | 2369.9704 | 4325.0093
1 | 1200 | 707 | 0.035 | 15 | 15 | 7 | 5.6234e-10 | 5spot_SharedNeighbor | Water | Porous | Wet | R245fa | MinimizeLCOE_Brownfield | IgnoreSilica | 34.5056 | 1.8228 | 0.023836 | 4 | 101485.3849 | 179524.2767 | 2068.9168 | 3659.8452 | 56.381 | 0 | 53.1261 | 319449.4483 | 8332.4609 | 579798.5874 | 669992.1849 | 0 | 64490.5824 | 0 | 640404.6729 | 1666201.5939 | 1137216.8248 | 5085886.3555 | 961560.8286 | 3628490.1274 | 3628490.1274 | 1478867.319 | 2333117.1208 | 0 | 9675937.3116 | 17116411.8788 | 562341.3252 | 0.095343 | 101485.3849 | 179524.2767 | 2068.9168 | 3659.8452
1 | 1200 | 707 | 0.035 | 15 | 15 | 7 | 7.4989e-10 | 5spot_SharedNeighbor | Water | Porous | Wet | R245fa | MinimizeLCOE_Brownfield | IgnoreSilica | 39.7534 | 2.1019 | 0.028487 | 4 | 90480.1527 | 155776.3159 | 1844.5603 | 3175.7109 | 56.4029 | 0 | 45.1137 | 352912.0496 | 9211.7179 | 649758.8431 | 768618.9847 | 0 | 66337.8919 | 0 | 720267.4 | 1873988.0276 | 1279035.3354 | 5720130.2502 | 961560.8286 | 3628490.1274 | 3628490.1274 | 1478867.319 | 2333117.1208 | 0 | 10310181.2062 | 17750655.7735 | 749894.2093 | 0.11395 | 90480.1527 | 155776.3159 | 1844.5603 | 3175.7109
1 | 1200 | 707 | 0.035 | 15 | 15 | 7 | 1e-09 | 5spot_SharedNeighbor | Water | Porous | Wet | R245fa | MinimizeLCOE_Brownfield | IgnoreSilica | 44.6519 | 2.3623 | 0.033083 | 4 | 82295.2169 | 138520.587 | 1677.6993 | 2823.9295 | 56.4187 | 0 | 44.2096 | 382963.3183 | 10001.0863 | 713398.3433 | 860681.9128 | 0 | 67120.6699 | 0 | 793324.479 | 2064067.561 | 1408768.5227 | 6300325.8933 | 961560.8286 | 3628490.1274 | 3628490.1274 | 1478867.319 | 2333117.1208 | 0 | 10890376.8494 | 18330851.4166 | 1000000 | 0.13233 | 82295.2169 | 138520.587 | 1677.6993 | 2823.9295
1 | 1200 | 707 | 0.035 | 15 | 15 | 7 | 1.3335e-09 | 5spot_SharedNeighbor | Water | Porous | Wet | R245fa | MinimizeLCOE_Brownfield | IgnoreSilica | 48.9903 | 2.593 | 0.037377 | 4 | 76219.2989 | 125985.6272 | 1553.8335 | 2568.3874 | 56.4296 | 0 | 61.9409 | 408752.2472 | 10678.2634 | 768585.5527 | 942209.7749 | 0 | 66998.1312 | 0 | 856917.3481 | 2229523.1617 | 1521695.37 | 6805359.8492 | 961560.8286 | 3628490.1274 | 3628490.1274 | 1478867.319 | 2333117.1208 | 0 | 11395410.8052 | 18835885.3725 | 1333521.4322 | 0.14951 | 76219.2989 | 125985.6272 | 1553.8335 | 2568.3874
1 | 1200 | 707 | 0.035 | 15 | 15 | 7 | 1.7783e-09 | 5spot_SharedNeighbor | Water | Porous | Wet | R245fa | MinimizeLCOE_Brownfield | IgnoreSilica | 52.6614 | 2.788 | 0.041194 | 4 | 71713.1316 | 116868.6881 | 1461.9692 | 2382.5263 | 56.437 | 0 | 62.1388 | 430031.4987 | 11236.833 | 814504.3067 | 1011182.4483 | 0 | 66218.1148 | 0 | 909937.5486 | 2367470.8475 | 1615847.5001 | 7226429.0976 | 961560.8286 | 3628490.1274 | 3628490.1274 | 1478867.319 | 2333117.1208 | 0 | 11816480.0536 | 19256954.6209 | 1778279.41 | 0.16477 | 71713.1316 | 116868.6881 | 1461.9692 | 2382.5263
1 | 1200 | 707 | 0.035 | 15 | 15 | 7 | 2.3714e-09 | 5spot_SharedNeighbor | Water | Porous | Wet | R245fa | MinimizeLCOE_Brownfield | IgnoreSilica | 55.6823 | 2.9485 | 0.044459 | 4 | 68370.554 | 110209.2119 | 1393.8262 | 2246.7639 | 56.4417 | 0 | 67.3593 | 447199.2645 | 11687.3337 | 851795.4804 | 1067926.4024 | 0 | 65099.9613 | 0 | 953046.2924 | 2479630.9563 | 1692399.079 | 7568784.7699 | 961560.8286 | 3628490.1274 | 3628490.1274 | 1478867.319 | 2333117.1208 | 0 | 12158835.7259 | 19599310.2932 | 2371373.7057 | 0.17784 | 68370.554 | 110209.2119 | 1393.8262 | 2246.7639
1 | 1200 | 707 | 0.035 | 15 | 15 | 7 | 3.1623e-09 | 5spot_SharedNeighbor | Water | Porous | Wet | R245fa | MinimizeLCOE_Brownfield | IgnoreSilica | 58.0935 | 3.0766 | 0.04716 | 4 | 65888.6576 | 105331.1274 | 1343.2294 | 2147.3175 | 56.4447 | 0 | 59.9242 | 460693.6291 | 12041.3392 | 881258.0008 | 1113207.3238 | 0 | 63836.8906 | 0 | 987104.5016 | 2568243.4301 | 1752878.9132 | 7839264.0285 | 961560.8286 | 3628490.1274 | 3628490.1274 | 1478867.319 | 2333117.1208 | 0 | 12429314.9845 | 19869789.5518 | 3162277.6602 | 0.18864 | 65888.6576 | 105331.1274 | 1343.2294 | 2147.3175
1 | 1200 | 707 | 0.035 | 15 | 15 | 7 | 4.217e-09 | 5spot_SharedNeighbor | Water | Porous | Wet | R245fa | MinimizeLCOE_Brownfield | IgnoreSilica | 59.987 | 3.1771 | 0.049342 | 4 | 64043.2616 | 101742.12 | 1305.6085 | 2074.1507 | 56.4465 | 0 | 68.5975 | 471166.126 | 12316.0036 | 904213.089 | 1148755.9117 | 0 | 62597.9983 | 0 | 1013629.1602 | 2637255.1508 | 1799980.8306 | 8049914.2701 | 961560.8286 | 3628490.1274 | 3628490.1274 | 1478867.319 | 2333117.1208 | 0 | 12639965.2261 | 20080439.7934 | 4216965.0343 | 0.19737 | 64043.2616 | 101742.12 | 1305.6085 | 2074.1507
1 | 1200 | 707 | 0.035 | 15 | 15 | 7 | 5.6234e-09 | 5spot_SharedNeighbor | Water | Porous | Wet | R245fa | MinimizeLCOE_Brownfield | IgnoreSilica | 61.4434 | 3.2543 | 0.051065 | 4 | 62669.0992 | 99095.5059 | 1277.5944 | 2020.1959 | 56.4477 | 0 | 68.7066 | 479149.1948 | 12525.3355 | 921764.0918 | 1176091.969 | 0 | 61452.8532 | 0 | 1033883.5433 | 2689952.901 | 1835948.1279 | 8210768.0166 | 961560.8286 | 3628490.1274 | 3628490.1274 | 1478867.319 | 2333117.1208 | 0 | 12800818.9726 | 20241293.5399 | 5623413.2519 | 0.20426 | 62669.0992 | 99095.5059 | 1277.5944 | 2020.1959
1 | 1200 | 707 | 0.035 | 15 | 15 | 7 | 7.4989e-09 | 5spot_SharedNeighbor | Water | Porous | Wet | R245fa | MinimizeLCOE_Brownfield | IgnoreSilica | 62.5862 | 3.315 | 0.052424 | 4 | 61644.4207 | 97126.6354 | 1256.7049 | 1980.0578 | 56.4484 | 0 | 52.8742 | 485370.8993 | 12688.4548 | 935474.0773 | 1197538.656 | 0 | 60515.9148 | 0 | 1049719.3209 | 2731154.3458 | 1864068.9606 | 8336530.6295 | 961560.8286 | 3628490.1274 | 3628490.1274 | 1478867.319 | 2333117.1208 | 0 | 12926581.5855 | 20367056.1528 | 7498942.0933 | 0.2097 | 61644.4207 | 97126.6354 | 1256.7049 | 1980.0578
1 | 1200 | 707 | 0.035 | 15 | 15 | 7 | 1e-08 | 5spot_SharedNeighbor | Water | Porous | Wet | R245fa | MinimizeLCOE_Brownfield | IgnoreSilica | 63.4534 | 3.361 | 0.053473 | 4 | 60879.4289 | 95665.688 | 1241.1095 | 1950.2744 | 56.4488 | 0 | 57.1464 | 490067.4822 | 12811.573 | 945841.4988 | 1213810.2631 | 0 | 59727.0384 | 0 | 1061680.5637 | 2762275.0461 | 1885309.478 | 8431522.9434 | 961560.8286 | 3628490.1274 | 3628490.1274 | 1478867.319 | 2333117.1208 | 0 | 13021573.8994 | 20462048.4667 | 10000000 | 0.21389 | 60879.4289 | 95665.688 | 1241.1095 | 1950.2744
1 | 1300 | 707 | 0.035 | 15 | 15 | 7 | 1e-13 | 5spot_SharedNeighbor | Water | Porous | Wet | R245fa | MinimizeLCOE_Brownfield | IgnoreSilica | 0 | 0 | 0 | 4 | [6 empty] | 6.5959 | [19 empty] | 100 | 0
1 | 1300 | 707 | 0.035 | 15 | 15 | 7 | 1.3335e-13 | 5spot_SharedNeighbor | Water | Porous | Wet | R245fa | MinimizeLCOE_Brownfield | IgnoreSilica | 0 | 0 | 0 | 4 | [6 empty] | 7.8458 | [19 empty] | 133.3521 | 0
1 | 1300 | 707 | 0.035 | 15 | 15 | 7 | 1.7783e-13 | 5spot_SharedNeighbor | Water | Porous | Wet | R245fa | MinimizeLCOE_Brownfield | IgnoreSilica | 0 | 0 | 0 | 4 | [6 empty] | 22.2512 | [19 empty] | 177.8279 | 0
1 | 1300 | 707 | 0.035 | 15 | 15 | 7 | 2.3714e-13 | 5spot_SharedNeighbor | Water | Porous | Wet | R245fa | MinimizeLCOE_Brownfield | IgnoreSilica | 0 | 0 | 0 | 4 | [6 empty] | 9.5742 | [19 empty] | 237.1374 | 0
1 | 1300 | 707 | 0.035 | 15 | 15 | 7 | 3.1623e-13 | 5spot_SharedNeighbor | Water | Porous | Wet | R245fa | MinimizeLCOE_Brownfield | IgnoreSilica | 0 | 0 | 0 | 4 | [6 empty] | 9.7395 | [19 empty] | 316.2278 | 0
1 | 1300 | 707 | 0.035 | 15 | 15 | 7 | 4.217e-13 | 5spot_SharedNeighbor | Water | Porous | Wet | R245fa | MinimizeLCOE_Brownfield | IgnoreSilica | 0 | 0 | 0 | 4 | [6 empty] | 9.3348 | [19 empty] | 421.6965 | 0
1 | 1300 | 707 | 0.035 | 15 | 15 | 7 | 5.6234e-13 | 5spot_SharedNeighbor | Water | Porous | Wet | R245fa | MinimizeLCOE_Brownfield | IgnoreSilica | 0 | 0 | 0 | 4 | [6 empty] | 9.7791 | [19 empty] | 562.3413 | 0
1 | 1300 | 707 | 0.035 | 15 | 15 | 7 | 7.4989e-13 | 5spot_SharedNeighbor | Water | Porous | Wet | R245fa | MinimizeLCOE_Brownfield | IgnoreSilica | 0 | 0 | 0 | 4 | [6 empty] | 10.5744 | [19 empty] | 749.8942 | 0
1 | 1300 | 707 | 0.035 | 15 | 15 | 7 | 1e-12 | 5spot_SharedNeighbor | Water | Porous | Wet | R245fa | MinimizeLCOE_Brownfield | IgnoreSilica | 0 | 0 | 0 | 4 | [6 empty] | 11.2723 | [19 empty] | 1000 | 0
1 | 1300 | 707 | 0.035 | 15 | 15 | 7 | 1.3335e-12 | 5spot_SharedNeighbor | Water | Porous | Wet | R245fa | MinimizeLCOE_Brownfield | IgnoreSilica | 0 | 0 | 0 | 4 | [6 empty] | 11.2767 | [19 empty] | 1333.5214 | 0
1 | 1300 | 707 | 0.035 | 15 | 15 | 7 | 1.7783e-12 | 5spot_SharedNeighbor | Water | Porous | Wet | R245fa | MinimizeLCOE_Brownfield | IgnoreSilica | 0 | 0 | 0 | 4 | [6 empty] | 13.1304 | [19 empty] | 1778.2794 | 0
1 | 1300 | 707 | 0.035 | 15 | 15 | 7 | 2.3714e-12 | 5spot_SharedNeighbor | Water | Porous | Wet | R245fa | MinimizeLCOE_Brownfield | IgnoreSilica | 0 | 0 | 0 | 4 | [6 empty] | 15.522 | [19 empty] | 2371.3737 | 0
1 | 1300 | 707 | 0.035 | 15 | 15 | 7 | 3.1623e-12 | 5spot_SharedNeighbor | Water | Porous | Wet | R245fa | MinimizeLCOE_Brownfield | IgnoreSilica | 0 | 0 | 0 | 4 | [6 empty] | 16.7767 | [19 empty] | 3162.2777 | 0
1 | 1300 | 707 | 0.035 | 15 | 15 | 7 | 4.217e-12 | 5spot_SharedNeighbor | Water | Porous | Wet | R245fa | MinimizeLCOE_Brownfield | IgnoreSilica | 0 | 0 | 0 | 4 | [6 empty] | 17.8554 | [19 empty] | 4216.965 | 0
1 | 1300 | 707 | 0.035 | 15 | 15 | 7 | 5.6234e-12 | 5spot_SharedNeighbor | Water | Porous | Wet | R245fa | MinimizeLCOE_Brownfield | IgnoreSilica | 0 | 0 | 0 | 4 | [6 empty] | 17.549 | [19 empty] | 5623.4133 | 0
1 | 1300 | 707 | 0.035 | 15 | 15 | 7 | 7.4989e-12 | 5spot_SharedNeighbor | Water | Porous | Wet | R245fa | MinimizeLCOE_Brownfield | IgnoreSilica | 1.6 | 0.083937 | 7.6648e-05 | 4 | 17571520.3259 | 43102279.8277 | 358219.2091 | 878698.2744 | 56.2028 | 0 | 19.3593 | 38072.4342 | 961.2235 | 49421.4182 | 53898.8476 | 0 | 25785.8725 | 0 | 65574.5204 | 170611.4509 | 116445.821 | 520771.5883 | 961560.8286 | 3904935.7281 | 3904935.7281 | 1478867.319 | 2443695.3611 | 0 | 5387268.145 | 13214766.5531 | 7498.9421 | 0.00030659 | 17571520.3259 | 43102279.8277 | 358219.2091 | 878698.2744
1 | 1300 | 707 | 0.035 | 15 | 15 | 7 | 1e-11 | 5spot_SharedNeighbor | Water | Porous | Wet | R245fa | MinimizeLCOE_Brownfield | IgnoreSilica | 1.4958 | 0.077712 | 0.00047653 | 4 | 2807102.002 | 6913579.4264 | 57226.5712 | 140942.6679 | 55.957 | 0 | 114.211 | 35937.2935 | 904.4244 | 46478.0052 | 51789.6896 | 0 | 21228.284 | 0 | 60971.7017 | 158635.8608 | 108272.2346 | 484217.4938 | 961560.8286 | 3904935.7281 | 3904935.7281 | 1478867.319 | 2443695.3611 | 0 | 5350714.0505 | 13178212.4586 | 10000 | 0.0019061 | 2807102.002 | 6913579.4264 | 57226.5712 | 140942.6679
1 | 1300 | 707 | 0.035 | 15 | 15 | 7 | 1.3335e-11 | 5spot_SharedNeighbor | Water | Porous | Wet | R245fa | MinimizeLCOE_Brownfield | IgnoreSilica | 2.0404 | 0.11031 | 0.00085101 | 4 | 1608334.9443 | 3907818.2859 | 32788.0833 | 79666.1615 | 56.9786 | 0 | 158.1204 | 46625.6823 | 1189.4281 | 61447.8905 | 62819.3915 | 0 | 24322.4292 | 0 | 76597.8805 | 199291.9726 | 136020.8663 | 608315.541 | 961560.8286 | 3904935.7281 | 3904935.7281 | 1478867.319 | 2443695.3611 | 0 | 5474812.0977 | 13302310.5059 | 13335.2143 | 0.003404 | 1608334.9443 | 3907818.2859 | 32788.0833 | 79666.1615
1 | 1300 | 707 | 0.035 | 15 | 15 | 7 | 1.7783e-11 | 5spot_SharedNeighbor | Water | Porous | Wet | R245fa | MinimizeLCOE_Brownfield | IgnoreSilica | 2.7204 | 0.15123 | 0.0013634 | 4 | 1030527.622 | 2465785.4933 | 21008.6995 | 50268.3725 | 57.7003 | 0 | 41.7312 | 58702.5469 | 1512.6671 | 79036.585 | 76624.4876 | 0 | 27473.2764 | 0 | 94906.3296 | 246926.8016 | 168532.6159 | 753715.31 | 961560.8286 | 3904935.7281 | 3904935.7281 | 1478867.319 | 2443695.3611 | 0 | 5620211.8667 | 13447710.2749 | 17782.7941 | 0.0054537 | 1030527.622 | 2465785.4933 | 21008.6995 | 50268.3725
1 | 1300 | 707 | 0.035 | 15 | 15 | 7 | 2.3714e-11 | 5spot_SharedNeighbor | Water | Porous | Wet | R245fa | MinimizeLCOE_Brownfield | IgnoreSilica | 3.6024 | 0.2044 | 0.002056 | 4 | 705065.3163 | 1656848.3424 | 14373.7101 | 33777.0945 | 58.2411 | 0 | 45.4715 | 72948.2629 | 1894.9754 | 100527.4644 | 94540.022 | 0 | 30996.6292 | 0 | 117353.868 | 305330.6919 | 208394.4712 | 931986.3849 | 961560.8286 | 3904935.7281 | 3904935.7281 | 1478867.319 | 2443695.3611 | 0 | 5798482.9416 | 13625981.3498 | 23713.7371 | 0.008224 | 705065.3163 | 1656848.3424 | 14373.7101 | 33777.0945
1 | 1300 | 707 | 0.035 | 15 | 15 | 7 | 3.1623e-11 | 5spot_SharedNeighbor | Water | Porous | Wet | R245fa | MinimizeLCOE_Brownfield | IgnoreSilica | 4.7452 | 0.27335 | 0.0029832 | 4 | 504293.0117 | 1160260.7396 | 10280.6951 | 23653.4845 | 58.6485 | 0 | 32.8493 | 89788.491 | 2347.7306 | 126798.5718 | 117757.6034 | 0 | 34961.218 | 0 | 144944.9098 | 377116.9229 | 257390.0489 | 1151105.4963 | 961560.8286 | 3904935.7281 | 3904935.7281 | 1478867.319 | 2443695.3611 | 0 | 6017602.053 | 13845100.4612 | 31622.7766 | 0.011933 | 504293.0117 | 1160260.7396 | 10280.6951 | 23653.4845
1 | 1300 | 707 | 0.035 | 15 | 15 | 7 | 4.217e-11 | 5spot_SharedNeighbor | Water | Porous | Wet | R245fa | MinimizeLCOE_Brownfield | IgnoreSilica | 6.177 | 0.35974 | 0.0042066 | 4 | 373129.2003 | 838325.0652 | 7606.7434 | 17090.3904 | 58.9444 | 0 | 61.3315 | 109099.0988 | 2867.4342 | 157906.3081 | 146838.5877 | 0 | 39133.0105 | 0 | 177779.3313 | 462545.3525 | 315696.7075 | 1411865.8306 | 961560.8286 | 3904935.7281 | 3904935.7281 | 1478867.319 | 2443695.3611 | 0 | 6278362.3873 | 14105860.7955 | 42169.6503 | 0.016826 | 373129.2003 | 838325.0652 | 7606.7434 | 17090.3904
1 | 1300 | 707 | 0.035 | 15 | 15 | 7 | 5.6234e-11 | 5spot_SharedNeighbor | Water | Porous | Wet | R245fa | MinimizeLCOE_Brownfield | IgnoreSilica | 7.8749 | 0.46178 | 0.0057702 | 4 | 284724.0084 | 623856.9988 | 5804.484 | 12718.1688 | 59.1333 | 0 | 64.8005 | 130081.9378 | 3432.0357 | 192788.1727 | 181238.5098 | 0 | 43009.3455 | 0 | 214714.5006 | 558643.0866 | 381285.3856 | 1705192.9743 | 961560.8286 | 3904935.7281 | 3904935.7281 | 1478867.319 | 2443695.3611 | 0 | 6571689.531 | 14399187.9391 | 56234.1325 | 0.023081 | 284724.0084 | 623856.9988 | 5804.484 | 12718.1688
1 | 1300 | 707 | 0.035 | 15 | 15 | 7 | 7.4989e-11 | 5spot_SharedNeighbor | Water | Porous | Wet | R245fa | MinimizeLCOE_Brownfield | IgnoreSilica | 10.4307 | 0.61671 | 0.0079677 | 4 | 219699.4378 | 465300.6523 | 4478.8702 | 9485.7832 | 59.3621 | 0 | 55.5948 | 159567.1603 | 4227.6329 | 242944.1276 | 233292.9906 | 0 | 49447.4485 | 0 | 268896.9504 | 699614.7065 | 477501.4128 | 2135492.4296 | 961560.8286 | 3904935.7281 | 3904935.7281 | 1478867.319 | 2443695.3611 | 0 | 7001988.9863 | 14829487.3944 | 74989.4209 | 0.031871 | 219699.4378 | 465300.6523 | 4478.8702 | 9485.7832
1 | 1300 | 707 | 0.035 | 15 | 15 | 7 | 1e-10 | 5spot_SharedNeighbor | Water | Porous | Wet | R245fa | MinimizeLCOE_Brownfield | IgnoreSilica | 13.364 | 0.79391 | 0.01072 | 4 | 174221.0486 | 356758.0275 | 3551.7317 | 7272.9949 | 59.4946 | 0 | 52.8107 | 190533.7395 | 5062.5874 | 297304.9285 | 292904.4189 | 0 | 55068.4824 | 0 | 327940.9211 | 853235.0068 | 582350.4244 | 2604400.5089 | 961560.8286 | 3904935.7281 | 3904935.7281 | 1478867.319 | 2443695.3611 | 0 | 7470897.0656 | 15298395.4738 | 100000 | 0.042882 | 174221.0486 | 356758.0275 | 3551.7317 | 7272.9949
1 | 1300 | 707 | 0.035 | 15 | 15 | 7 | 1.3335e-10 | 5spot_SharedNeighbor | Water | Porous | Wet | R245fa | MinimizeLCOE_Brownfield | IgnoreSilica | 16.9493 | 1.0105 | 0.01423 | 4 | 140941.4048 | 278461.4241 | 2873.2812 | 5676.8128 | 59.5949 | 0 | 61.6364 | 225651.8556 | 6009.5293 | 360561.4104 | 365769.7783 | 0 | 60891.9023 | 0 | 397364.9456 | 1033862.0776 | 705632.1117 | 3155743.6107 | 961560.8286 | 3904935.7281 | 3904935.7281 | 1478867.319 | 2443695.3611 | 0 | 8022240.1674 | 15849738.5756 | 133352.1432 | 0.056919 | 140941.4048 | 278461.4241 | 2873.2812 | 5676.8128
1 | 1300 | 707 | 0.035 | 15 | 15 | 7 | 1.7783e-10 | 5spot_SharedNeighbor | Water | Porous | Wet | R245fa | MinimizeLCOE_Brownfield | IgnoreSilica | 21.2419 | 1.2699 | 0.018616 | 4 | 116286.751 | 221406.389 | 2370.6627 | 4513.6687 | 59.671 | 0 | 55.4609 | 264820.6555 | 7065.5648 | 432836.1638 | 453013.3211 | 0 | 66747.7921 | 0 | 477548.5639 | 1242483.4047 | 848020.4542 | 3792535.9201 | 961560.8286 | 3904935.7281 | 3904935.7281 | 1478867.319 | 2443695.3611 | 0 | 8659032.4768 | 16486530.885 | 177827.941 | 0.074463 | 116286.751 | 221406.389 | 2370.6627 | 4513.6687
1 | 1300 | 707 | 0.035 | 15 | 15 | 7 | 2.3714e-10 | 5spot_SharedNeighbor | Water | Porous | Wet | R245fa | MinimizeLCOE_Brownfield | IgnoreSilica | 26.2159 | 1.5705 | 0.023942 | 4 | 97868.0946 | 179601.0716 | 1995.1735 | 3661.4108 | 59.7285 | 0 | 77.3113 | 307300.0674 | 8210.5536 | 512988.1121 | 554109.7654 | 0 | 72309.008 | 0 | 567417.8275 | 1476304.7938 | 1007608.3568 | 4506248.4846 | 961560.8286 | 3904935.7281 | 3904935.7281 | 1478867.319 | 2443695.3611 | 0 | 9372745.0413 | 17200243.4495 | 237137.3706 | 0.095769 | 97868.0946 | 179601.0716 | 1995.1735 | 3661.4108
1 | 1300 | 707 | 0.035 | 15 | 15 | 7 | 3.1623e-10 | 5spot_SharedNeighbor | Water | Porous | Wet | R245fa | MinimizeLCOE_Brownfield | IgnoreSilica | 31.7413 | 1.9044 | 0.030169 | 4 | 84043.2432 | 148907.895 | 1713.3352 | 3035.6889 | 59.7719 | 0 | 53.6859 | 351719.0099 | 9407.3769 | 598512.9751 | 666423.9624 | 0 | 77176.4549 | 0 | 664263.5139 | 1728277.404 | 1179584.8408 | 5275365.5379 | 961560.8286 | 3904935.7281 | 3904935.7281 | 1478867.319 | 2443695.3611 | 0 | 10141862.0946 | 17969360.5028 | 316227.766 | 0.12067 | 84043.2432 | 148907.895 | 1713.3352 | 3035.6889
1 | 1300 | 707 | 0.035 | 15 | 15 | 7 | 4.217e-10 | 5spot_SharedNeighbor | Water | Porous | Wet | R245fa | MinimizeLCOE_Brownfield | IgnoreSilica | 37.5996 | 2.2585 | 0.037118 | 4 | 73652.5604 | 126372.2938 | 1501.5071 | 2576.2701 | 59.8045 | 0 | 66.1127 | 396337.1265 | 10609.0383 | 685977.1571 | 785513.8453 | 0 | 81033.6092 | 0 | 764193.6028 | 1988274.9969 | 1357038.5404 | 6068977.9166 | 961560.8286 | 3904935.7281 | 3904935.7281 | 1478867.319 | 2443695.3611 | 0 | 10935474.4733 | 18762972.8815 | 421696.5034 | 0.14847 | 73652.5604 | 126372.2938 | 1501.5071 | 2576.2701
1 | 1300 | 707 | 0.035 | 15 | 15 | 7 | 5.6234e-10 | 5spot_SharedNeighbor | Water | Porous | Wet | R245fa | MinimizeLCOE_Brownfield | IgnoreSilica | 43.4339 | 2.6111 | 0.044442 | 4 | 65853.8893 | 109885.7278 | 1342.5206 | 2240.1692 | 59.8284 | 0 | 63.3795 | 438735.6652 | 11750.3655 | 770389.1666 | 904116.6194 | 0 | 83509.0472 | 0 | 861315.3369 | 2240965.8266 | 1529505.2239 | 6840287.2512 | 961560.8286 | 3904935.7281 | 3904935.7281 | 1478867.319 | 2443695.3611 | 0 | 11706783.8079 | 19534282.2161 | 562341.3252 | 0.17777 | 65853.8893 | 109885.7278 | 1342.5206 | 2240.1692
1 | 1300 | 707 | 0.035 | 15 | 15 | 7 | 7.4989e-10 | 5spot_SharedNeighbor | Water | Porous | Wet | R245fa | MinimizeLCOE_Brownfield | IgnoreSilica | 48.9218 | 2.9428 | 0.051722 | 4 | 60017.7765 | 97852.1423 | 1223.5436 | 1994.8483 | 59.8451 | 0 | 85.5004 | 477069.4189 | 12781.7303 | 847711.7128 | 1015666.8903 | 0 | 84573.9456 | 0 | 950743.4422 | 2473639.4123 | 1688309.7271 | 7550496.2796 | 961560.8286 | 3904935.7281 | 3904935.7281 | 1478867.319 | 2443695.3611 | 0 | 12416992.8363 | 20244491.2444 | 749894.2093 | 0.20689 | 60017.7765 | 97852.1423 | 1223.5436 | 1994.8483
1 | 1300 | 707 | 0.035 | 15 | 15 | 7 | 1e-09 | 5spot_SharedNeighbor | Water | Porous | Wet | R245fa | MinimizeLCOE_Brownfield | IgnoreSilica | 53.8017 | 3.2376 | 0.058552 | 4 | 55663.2796 | 89084.2834 | 1134.7712 | 1816.1036 | 59.856 | 0 | 73.97 | 510063.1638 | 13668.9356 | 914983.3805 | 1114833.698 | 0 | 84382.0631 | 0 | 1028793.184 | 2676708.8303 | 1826908.7775 | 8170342.0328 | 961560.8286 | 3904935.7281 | 3904935.7281 | 1478867.319 | 2443695.3611 | 0 | 13036838.5895 | 20864336.9977 | 1000000 | 0.23421 | 55663.2796 | 89084.2834 | 1134.7712 | 1816.1036
1 | 1300 | 707 | 0.035 | 15 | 15 | 7 | 1.3335e-09 | 5spot_SharedNeighbor | Water | Porous | Wet | R245fa | MinimizeLCOE_Brownfield | IgnoreSilica | 57.9452 | 3.4878 | 0.064644 | 4 | 52420.6009 | 82692.1412 | 1068.6649 | 1685.7911 | 59.8625 | 0 | 70.2571 | 537352.0504 | 14402.3386 | 971108.9044 | 1199001.592 | 0 | 83272.1315 | 0 | 1094003.4366 | 2846372.5312 | 1942707.7396 | 8688220.7244 | 961560.8286 | 3904935.7281 | 3904935.7281 | 1478867.319 | 2443695.3611 | 0 | 13554717.2811 | 21382215.6893 | 1333521.4322 | 0.25858 | 52420.6009 | 82692.1412 | 1068.6649 | 1685.7911
1 | 1300 | 707 | 0.035 | 15 | 15 | 7 | 1.7783e-09 | 5spot_SharedNeighbor | Water | Porous | Wet | R245fa | MinimizeLCOE_Brownfield | IgnoreSilica | 61.3682 | 3.6943 | 0.069874 | 4 | 50007.5462 | 78013.2282 | 1019.4715 | 1590.4052 | 59.8661 | 0 | 74.3417 | 559432.5942 | 14995.4648 | 1016837.2362 | 1268504.1368 | 0 | 81692.1306 | 0 | 1147170.0094 | 2984701.0475 | 2037119.7944 | 9110452.414 | 961560.8286 | 3904935.7281 | 3904935.7281 | 1478867.319 | 2443695.3611 | 0 | 13976948.9706 | 21804447.3788 | 1778279.41 | 0.2795 | 50007.5462 | 78013.2282 | 1019.4715 | 1590.4052
1 | 1300 | 707 | 0.035 | 15 | 15 | 7 | 2.3714e-09 | 5spot_SharedNeighbor | Water | Porous | Wet | R245fa | MinimizeLCOE_Brownfield | IgnoreSilica | 64.0964 | 3.8587 | 0.074202 | 4 | 48211.3675 | 74583.5071 | 982.8539 | 1520.4857 | 59.8678 | 0 | 86.4553 | 576748.5707 | 15460.3982 | 1052892.8587 | 1323875.2959 | 0 | 79881.8775 | 0 | 1189055.0104 | 3093677.2284 | 2111498.2771 | 9443089.517 | 961560.8286 | 3904935.7281 | 3904935.7281 | 1478867.319 | 2443695.3611 | 0 | 14309586.0736 | 22137084.4818 | 2371373.7057 | 0.29681 | 48211.3675 | 74583.5071 | 982.8539 | 1520.4857
1 | 1300 | 707 | 0.035 | 15 | 15 | 7 | 3.1623e-09 | 5spot_SharedNeighbor | Water | Porous | Wet | R245fa | MinimizeLCOE_Brownfield | IgnoreSilica | 66.2714 | 3.9897 | 0.077723 | 4 | 46873.2608 | 72050.6883 | 955.5748 | 1468.8507 | 59.8685 | 0 | 74.8961 | 590380.6932 | 15826.282 | 1081397.3835 | 1367998.4936 | 0 | 78171.9371 | 0 | 1222172.1678 | 3179841.2787 | 2170307.0119 | 9706095.2477 | 961560.8286 | 3904935.7281 | 3904935.7281 | 1478867.319 | 2443695.3611 | 0 | 14572591.8044 | 22400090.2126 | 3162277.6602 | 0.31089 | 46873.2608 | 72050.6883 | 955.5748 | 1468.8507
1 | 1300 | 707 | 0.035 | 15 | 15 | 7 | 4.217e-09 | 5spot_SharedNeighbor | Water | Porous | Wet | R245fa | MinimizeLCOE_Brownfield | IgnoreSilica | 67.9427 | 4.0904 | 0.080506 | 4 | 45875.3708 | 70182.4465 | 935.2315 | 1430.7641 | 59.8685 | 0 | 85.3246 | 600756.3497 | 16104.6765 | 1103162.9559 | 1401894.1338 | 0 | 76574.6059 | 0 | 1247412.1615 | 3245510.5648 | 2215127.649 | 9906543.0971 | 961560.8286 | 3904935.7281 | 3904935.7281 | 1478867.319 | 2443695.3611 | 0 | 14773039.6538 | 22600538.0619 | 4216965.0343 | 0.32203 | 45875.3708 | 70182.4465 | 935.2315 | 1430.7641
1 | 1300 | 707 | 0.035 | 15 | 15 | 7 | 5.6234e-09 | 5spot_SharedNeighbor | Water | Porous | Wet | R245fa | MinimizeLCOE_Brownfield | IgnoreSilica | 69.2339 | 4.1681 | 0.082688 | 4 | 45130.4245 | 68796.1112 | 920.0447 | 1402.5018 | 59.8683 | 0 | 74.4226 | 608713.3728 | 16318.1228 | 1119895.8777 | 1428071.0672 | 0 | 75211.4135 | 0 | 1266801.843 | 3295958.5387 | 2249559.4279 | 10060529.6635 | 961560.8286 | 3904935.7281 | 3904935.7281 | 1478867.319 | 2443695.3611 | 0 | 14927026.2202 | 22754524.6284 | 5623413.2519 | 0.33075 | 45130.4245 | 68796.1112 | 920.0447 | 1402.5018
1 | 1300 | 707 | 0.035 | 15 | 15 | 7 | 7.4989e-09 | 5spot_SharedNeighbor | Water | Porous | Wet | R245fa | MinimizeLCOE_Brownfield | IgnoreSilica | 70.213 | 4.227 | 0.084372 | 4 | 44573.7878 | 67767.1192 | 908.697 | 1381.5244 | 59.868 | 0 | 78.5912 | 614713.8091 | 16479.0527 | 1132537.8034 | 1447915.8808 | 0 | 74062.6201 | 0 | 1281426.5748 | 3334009.0908 | 2275529.7115 | 10176674.5433 | 961560.8286 | 3904935.7281 | 3904935.7281 | 1478867.319 | 2443695.3611 | 0 | 15043171.1 | 22870669.5081 | 7498942.0933 | 0.33749 | 44573.7878 | 67767.1192 | 908.697 | 1381.5244
1 | 1300 | 707 | 0.035 | 15 | 15 | 7 | 1e-08 | 5spot_SharedNeighbor | Water | Porous | Wet | R245fa | MinimizeLCOE_Brownfield | IgnoreSilica | 70.9707 | 4.2725 | 0.085675 | 4 | 44157.532 | 66998.0743 | 900.211 | 1365.8464 | 59.8676 | 0 | 78.3347 | 619338.2982 | 16603.0614 | 1142294.6313 | 1463271.4355 | 0 | 73163.2737 | 0 | 1292721.5731 | 3363396.3594 | 2295587.1262 | 10266375.7588 | 961560.8286 | 3904935.7281 | 3904935.7281 | 1478867.319 | 2443695.3611 | 0 | 15132872.3155 | 22960370.7237 | 10000000 | 0.3427 | 44157.532 | 66998.0743 | 900.211 | 1365.8464
1 | 1400 | 707 | 0.035 | 15 | 15 | 7 | 1e-13 | 5spot_SharedNeighbor | Water | Porous | Wet | R245fa | MinimizeLCOE_Brownfield | IgnoreSilica | 0 | 0 | 0 | 4 | [6 empty] | 7.1073 | [19 empty] | 100 | 0
1 | 1400 | 707 | 0.035 | 15 | 15 | 7 | 1.3335e-13 | 5spot_SharedNeighbor | Water | Porous | Wet | R245fa | MinimizeLCOE_Brownfield | IgnoreSilica | 0 | 0 | 0 | 4 | [6 empty] | 8.7587 | [19 empty] | 133.3521 | 0
1 | 1400 | 707 | 0.035 | 15 | 15 | 7 | 1.7783e-13 | 5spot_SharedNeighbor | Water | Porous | Wet | R245fa | MinimizeLCOE_Brownfield | IgnoreSilica | 0 | 0 | 0 | 4 | [6 empty] | 9.9115 | [19 empty] | 177.8279 | 0
1 | 1400 | 707 | 0.035 | 15 | 15 | 7 | 2.3714e-13 | 5spot_SharedNeighbor | Water | Porous | Wet | R245fa | MinimizeLCOE_Brownfield | IgnoreSilica | 0 | 0 | 0 | 4 | [6 empty] | 10.1014 | [19 empty] | 237.1374 | 0
1 | 1400 | 707 | 0.035 | 15 | 15 | 7 | 3.1623e-13 | 5spot_SharedNeighbor | Water | Porous | Wet | R245fa | MinimizeLCOE_Brownfield | IgnoreSilica | 0 | 0 | 0 | 4 | [6 empty] | 9.7071 | [19 empty] | 316.2278 | 0
1 | 1400 | 707 | 0.035 | 15 | 15 | 7 | 4.217e-13 | 5spot_SharedNeighbor | Water | Porous | Wet | R245fa | MinimizeLCOE_Brownfield | IgnoreSilica | 0 | 0 | 0 | 4 | [6 empty] | 10.2357 | [19 empty] | 421.6965 | 0
1 | 1400 | 707 | 0.035 | 15 | 15 | 7 | 5.6234e-13 | 5spot_SharedNeighbor | Water | Porous | Wet | R245fa | MinimizeLCOE_Brownfield | IgnoreSilica | 0 | 0 | 0 | 4 | [6 empty] | 10.2744 | [19 empty] | 562.3413 | 0
1 | 1400 | 707 | 0.035 | 15 | 15 | 7 | 7.4989e-13 | 5spot_SharedNeighbor | Water | Porous | Wet | R245fa | MinimizeLCOE_Brownfield | IgnoreSilica | 0 | 0 | 0 | 4 | [6 empty] | 11.5527 | [19 empty] | 749.8942 | 0
1 | 1400 | 707 | 0.035 | 15 | 15 | 7 | 1e-12 | 5spot_SharedNeighbor | Water | Porous | Wet | R245fa | MinimizeLCOE_Brownfield | IgnoreSilica | 0 | 0 | 0 | 4 | [6 empty] | 12.433 | [19 empty] | 1000 | 0
1 | 1400 | 707 | 0.035 | 15 | 15 | 7 | 1.3335e-12 | 5spot_SharedNeighbor | Water | Porous | Wet | R245fa | MinimizeLCOE_Brownfield | IgnoreSilica | 0 | 0 | 0 | 4 | [6 empty] | 12.6951 | [19 empty] | 1333.5214 | 0
1 | 1400 | 707 | 0.035 | 15 | 15 | 7 | 1.7783e-12 | 5spot_SharedNeighbor | Water | Porous | Wet | R245fa | MinimizeLCOE_Brownfield | IgnoreSilica | 0 | 0 | 0 | 4 | [6 empty] | 13.5245 | [19 empty] | 1778.2794 | 0
1 | 1400 | 707 | 0.035 | 15 | 15 | 7 | 2.3714e-12 | 5spot_SharedNeighbor | Water | Porous | Wet | R245fa | MinimizeLCOE_Brownfield | IgnoreSilica | 0 | 0 | 0 | 4 | [6 empty] | 15.7348 | [19 empty] | 2371.3737 | 0
1 | 1400 | 707 | 0.035 | 15 | 15 | 7 | 3.1623e-12 | 5spot_SharedNeighbor | Water | Porous | Wet | R245fa | MinimizeLCOE_Brownfield | IgnoreSilica | 0 | 0 | 0 | 4 | [6 empty] | 18.3416 | [19 empty] | 3162.2777 | 0
1 | 1400 | 707 | 0.035 | 15 | 15 | 7 | 4.217e-12 | 5spot_SharedNeighbor | Water | Porous | Wet | R245fa | MinimizeLCOE_Brownfield | IgnoreSilica | 0.79142 | 0.039762 | 8.4684e-05 | 4 | 16173437.1929 | 40448109.506 | 329717.3934 | 824589.4224 | 55.1464 | 0 | 44.2883 | 22381.8143 | 553.0034 | 27212.298 | 38436.9051 | 0 | 17877.1189 | 0 | 41519.8445 | 108026.1184 | 73730.0456 | 329737.1482 | 961560.8286 | 4187241.4196 | 4187241.4196 | 1478867.319 | 2556617.6377 | 0 | 5478539.3964 | 13701265.7727 | 4216.965 | 0.00033874 | 16173437.1929 | 40448109.506 | 329717.3934 | 824589.4224
1 | 1400 | 707 | 0.035 | 15 | 15 | 7 | 5.6234e-12 | 5spot_SharedNeighbor | Water | Porous | Wet | R245fa | MinimizeLCOE_Brownfield | IgnoreSilica | 1.1458 | 0.063154 | 0.00033626 | 4 | 4149751.7546 | 10263190.1912 | 84598.3025 | 209229.014 | 57.4787 | 0 | 87.4554 | 32155.9147 | 816.0154 | 39313.3625 | 46093.6944 | 0 | 21330.8579 | 0 | 54486.8395 | 141763.5797 | 96756.5561 | 432716.8202 | 961560.8286 | 4187241.4196 | 4187241.4196 | 1478867.319 | 2556617.6377 | 0 | 5581519.0684 | 13804245.4447 | 5623.4133 | 0.001345 | 4149751.7546 | 10263190.1912 | 84598.3025 | 209229.014
1 | 1400 | 707 | 0.035 | 15 | 15 | 7 | 7.4989e-12 | 5spot_SharedNeighbor | Water | Porous | Wet | R245fa | MinimizeLCOE_Brownfield | IgnoreSilica | 1.5736 | 0.091786 | 0.00070863 | 4 | 2009564.9512 | 4910498.9032 | 40967.6997 | 100107.1621 | 58.9865 | 0 | 128.2869 | 42714.6198 | 1103.3811 | 52944.0989 | 55380.7045 | 0 | 24571.7397 | 0 | 68918.6721 | 179312.2477 | 122384.2936 | 547329.7573 | 961560.8286 | 4187241.4196 | 4187241.4196 | 1478867.319 | 2556617.6377 | 0 | 5696132.0055 | 13918858.3818 | 7498.9421 | 0.0028345 | 2009564.9512 | 4910498.9032 | 40967.6997 | 100107.1621
1 | 1400 | 707 | 0.035 | 15 | 15 | 7 | 1e-11 | 5spot_SharedNeighbor | Water | Porous | Wet | R245fa | MinimizeLCOE_Brownfield | IgnoreSilica | 2.1182 | 0.12842 | 0.0012319 | 4 | 1183612.1739 | 2852348.985 | 24129.5351 | 58148.9921 | 60.0672 | 0 | 185.255 | 54833.1922 | 1435.3867 | 69192.4788 | 67215.4225 | 0 | 27991.5968 | 0 | 86060.55 | 223911.8977 | 152824.4711 | 683464.9957 | 961560.8286 | 4187241.4196 | 4187241.4196 | 1478867.319 | 2556617.6377 | 0 | 5832267.2439 | 14054993.6202 | 10000 | 0.0049275 | 1183612.1739 | 2852348.985 | 24129.5351 | 58148.9921
1 | 1400 | 707 | 0.035 | 15 | 15 | 7 | 1.3335e-11 | 5spot_SharedNeighbor | Water | Porous | Wet | R245fa | MinimizeLCOE_Brownfield | IgnoreSilica | 2.8324 | 0.17669 | 0.0019488 | 4 | 769741.015 | 1824558.995 | 15692.2117 | 37196.103 | 60.8775 | 0 | 45.8761 | 69239.4081 | 1831.5078 | 89246.4725 | 82765.6897 | 0 | 31881.6893 | 0 | 107236.2593 | 279006.7494 | 190427.8395 | 851635.6156 | 961560.8286 | 4187241.4196 | 4187241.4196 | 1478867.319 | 2556617.6377 | 0 | 6000437.8638 | 14223164.2401 | 13335.2143 | 0.0077954 | 769741.015 | 1824558.995 | 15692.2117 | 37196.103
1 | 1400 | 707 | 0.035 | 15 | 15 | 7 | 1.7783e-11 | 5spot_SharedNeighbor | Water | Porous | Wet | R245fa | MinimizeLCOE_Brownfield | IgnoreSilica | 3.7681 | 0.23993 | 0.0029191 | 4 | 531687.6436 | 1235899.2727 | 10839.1718 | 25195.4784 | 61.4869 | 0 | 43.1845 | 86374.3846 | 2304.023 | 113926.6999 | 103122.8062 | 0 | 36332.5444 | 0 | 133403.5787 | 347088.7469 | 236895.2017 | 1059447.9854 | 961560.8286 | 4187241.4196 | 4187241.4196 | 1478867.319 | 2556617.6377 | 0 | 6208250.2336 | 14430976.6099 | 17782.7941 | 0.011676 | 531687.6436 | 1235899.2727 | 10839.1718 | 25195.4784
1 | 1400 | 707 | 0.035 | 15 | 15 | 7 | 2.3714e-11 | 5spot_SharedNeighbor | Water | Porous | Wet | R245fa | MinimizeLCOE_Brownfield | IgnoreSilica | 4.942 | 0.31931 | 0.004213 | 4 | 383027.2265 | 870968.7306 | 7808.5281 | 17755.8756 | 61.931 | 0 | 52.5953 | 105990.8638 | 2845.8032 | 143132.8503 | 128661.4371 | 0 | 41007.8968 | 0 | 164439.152 | 427836.9424 | 292007.5043 | 1305922.4499 | 961560.8286 | 4187241.4196 | 4187241.4196 | 1478867.319 | 2556617.6377 | 0 | 6454724.6981 | 14677451.0744 | 23713.7371 | 0.016852 | 383027.2265 | 870968.7306 | 7808.5281 | 17755.8756
1 | 1400 | 707 | 0.035 | 15 | 15 | 7 | 3.1623e-11 | 5spot_SharedNeighbor | Water | Porous | Wet | R245fa | MinimizeLCOE_Brownfield | IgnoreSilica | 6.4157 | 0.41905 | 0.005916 | 4 | 285193.6402 | 632670.1132 | 5814.0581 | 12897.836 | 62.2549 | 0 | 52.1526 | 128566.162 | 3469.4943 | 177851.4522 | 160738.8286 | 0 | 45978.6592 | 0 | 201475.7926 | 524198.6839 | 357776.373 | 1600055.4457 | 961560.8286 | 4187241.4196 | 4187241.4196 | 1478867.319 | 2556617.6377 | 0 | 6748857.6939 | 14971584.0702 | 31622.7766 | 0.023664 | 285193.6402 | 632670.1132 | 5814.0581 | 12897.836
1 | 1400 | 707 | 0.035 | 15 | 15 | 7 | 4.217e-11 | 5spot_SharedNeighbor | Water | Porous | Wet | R245fa | MinimizeLCOE_Brownfield | IgnoreSilica | 8.1525 | 0.53609 | 0.0080804 | 4 | 218959.849 | 473362.394 | 4463.7927 | 9650.1327 | 62.4555 | 0 | 44.2014 | 152939.7778 | 4142.2343 | 216546.027 | 198437.075 | 0 | 50536.6101 | 0 | 242814.6725 | 631753.9696 | 431185.0655 | 1928355.4319 | 961560.8286 | 4187241.4196 | 4187241.4196 | 1478867.319 | 2556617.6377 | 0 | 7077157.6801 | 15299884.0564 | 42169.6503 | 0.032322 | 218959.849 | 473362.394 | 4463.7927 | 9650.1327
1 | 1400 | 707 | 0.035 | 15 | 15 | 7 | 5.6234e-11 | 5spot_SharedNeighbor | Water | Porous | Wet | R245fa | MinimizeLCOE_Brownfield | IgnoreSilica | 10.825 | 0.71819 | 0.011163 | 4 | 169555.8236 | 353701.122 | 3456.6248 | 7210.6758 | 62.7222 | 0 | 46.2314 | 188091.1794 | 5115.6619 | 273553.7166 | 256833.1592 | 0 | 58535.7996 | 0 | 305030.5115 | 793626.8206 | 541666.6125 | 2422453.4613 | 961560.8286 | 4187241.4196 | 4187241.4196 | 1478867.319 | 2556617.6377 | 0 | 7571255.7095 | 15793982.0858 | 56234.1325 | 0.044653 | 169555.8236 | 353701.122 | 3456.6248 | 7210.6758
1 | 1400 | 707 | 0.035 | 15 | 15 | 7 | 7.4989e-11 | 5spot_SharedNeighbor | Water | Porous | Wet | R245fa | MinimizeLCOE_Brownfield | IgnoreSilica | 13.8607 | 0.92411 | 0.015002 | 4 | 135026.8323 | 272056.1747 | 2752.7046 | 5546.2331 | 62.8698 | 0 | 42.1517 | 224568.1922 | 6124.4157 | 334634.1675 | 322981.942 | 0 | 65361.7887 | 0 | 371931.4974 | 967689.4626 | 660467.9423 | 2953759.4084 | 961560.8286 | 4187241.4196 | 4187241.4196 | 1478867.319 | 2556617.6377 | 0 | 8102561.6566 | 16325288.0329 | 74989.4209 | 0.060007 | 135026.8323 | 272056.1747 | 2752.7046 | 5546.2331
1 | 1400 | 707 | 0.035 | 15 | 15 | 7 | 1e-10 | 5spot_SharedNeighbor | Water | Porous | Wet | R245fa | MinimizeLCOE_Brownfield | IgnoreSilica | 17.5996 | 1.1778 | 0.01991 | 4 | 109640.3019 | 212889.4166 | 2235.1659 | 4340.0387 | 62.9823 | 0 | 53.9653 | 266256.273 | 7277.0532 | 406247.8218 | 404457.268 | 0 | 72565.8638 | 0 | 451153.6691 | 1173809.3028 | 801148.9685 | 3582916.2202 | 961560.8286 | 4187241.4196 | 4187241.4196 | 1478867.319 | 2556617.6377 | 0 | 8731718.4684 | 16954444.8447 | 100000 | 0.07964 | 109640.3019 | 212889.4166 | 2235.1659 | 4340.0387
1 | 1400 | 707 | 0.035 | 15 | 15 | 7 | 1.3335e-10 | 5spot_SharedNeighbor | Water | Porous | Wet | R245fa | MinimizeLCOE_Brownfield | IgnoreSilica | 22.0749 | 1.4815 | 0.026055 | 4 | 90744.9442 | 169642.2835 | 1849.9584 | 3458.3874 | 63.0674 | 0 | 56.6905 | 312741.3282 | 8561.764 | 488058.4362 | 502003.3234 | 0 | 79767.0746 | 0 | 542541.4513 | 1411581.5657 | 963433.4237 | 4308688.3672 | 961560.8286 | 4187241.4196 | 4187241.4196 | 1478867.319 | 2556617.6377 | 0 | 9457490.6154 | 17680216.9917 | 133352.1432 | 0.10422 | 90744.9442 | 169642.2835 | 1849.9584 | 3458.3874
1 | 1400 | 707 | 0.035 | 15 | 15 | 7 | 1.7783e-10 | 5spot_SharedNeighbor | Water | Porous | Wet | R245fa | MinimizeLCOE_Brownfield | IgnoreSilica | 27.3024 | 1.8363 | 0.033561 | 4 | 76554.5839 | 137807.4899 | 1560.6687 | 2809.3921 | 63.1322 | 0 | 58.3154 | 363550.7548 | 9965.2951 | 579496.7999 | 615958.6363 | 0 | 86706.7603 | 0 | 645714.5161 | 1680016.7166 | 1146645.93 | 5128055.4091 | 961560.8286 | 4187241.4196 | 4187241.4196 | 1478867.319 | 2556617.6377 | 0 | 10276857.6573 | 18499584.0336 | 177827.941 | 0.13424 | 76554.5839 | 137807.4899 | 1560.6687 | 2809.3921
1 | 1400 | 707 | 0.035 | 15 | 15 | 7 | 2.3714e-10 | 5spot_SharedNeighbor | Water | Porous | Wet | R245fa | MinimizeLCOE_Brownfield | IgnoreSilica | 33.1755 | 2.2351 | 0.042409 | 4 | 65841.6372 | 114314.8794 | 1342.2708 | 2330.4634 | 63.1813 | 0 | 60.4713 | 417246.4794 | 11447.7168 | 678115.5054 | 743998.9618 | 0 | 92913.4563 | 0 | 758051.6267 | 1972294.8349 | 1346131.7514 | 6020200.3328 | 961560.8286 | 4187241.4196 | 4187241.4196 | 1478867.319 | 2556617.6377 | 0 | 11169002.581 | 19391728.9573 | 237137.3706 | 0.16963 | 65841.6372 | 114314.8794 | 1342.2708 | 2330.4634
1 | 1400 | 707 | 0.035 | 15 | 15 | 7 | 3.1623e-10 | 5spot_SharedNeighbor | Water | Porous | Wet | R245fa | MinimizeLCOE_Brownfield | IgnoreSilica | 39.4755 | 2.6629 | 0.052386 | 4 | 57740.2244 | 96980.9147 | 1177.1126 | 1977.0871 | 63.2183 | 0 | 53.7054 | 471755.8251 | 12951.66 | 780066.9232 | 881353.9251 | 0 | 97932.647 | 0 | 875183.7824 | 2277048.6768 | 1554132.5106 | 6950425.9502 | 961560.8286 | 4187241.4196 | 4187241.4196 | 1478867.319 | 2556617.6377 | 0 | 12099228.1984 | 20321954.5747 | 316227.766 | 0.20955 | 57740.2244 | 96980.9147 | 1177.1126 | 1977.0871
1 | 1400 | 707 | 0.035 | 15 | 15 | 7 | 4.217e-10 | 5spot_SharedNeighbor | Water | Porous | Wet | R245fa | MinimizeLCOE_Brownfield | IgnoreSilica | 45.846 | 3.0954 | 0.063035 | 4 | 51622.5967 | 84234.4743 | 1052.3965 | 1717.2337 | 63.2452 | 0 | 63.3227 | 524272.5311 | 14399.647 | 879865.1631 | 1020242.2364 | 0 | 101299.1364 | 0 | 990630.6984 | 2577417.8711 | 1759140.6576 | 7867267.9411 | 961560.8286 | 4187241.4196 | 4187241.4196 | 1478867.319 | 2556617.6377 | 0 | 13016070.1893 | 21238796.5656 | 421696.5034 | 0.25214 | 51622.5967 | 84234.4743 | 1052.3965 | 1717.2337
1 | 1400 | 707 | 0.035 | 15 | 15 | 7 | 5.6234e-10 | 5spot_SharedNeighbor | Water | Porous | Wet | R245fa | MinimizeLCOE_Brownfield | IgnoreSilica | 51.9038 | 3.5066 | 0.073737 | 4 | 47019.0657 | 74897.6835 | 958.5473 | 1526.8906 | 63.2635 | 0 | 76.1033 | 572190.7474 | 15719.8844 | 972167.6798 | 1152285.6844 | 0 | 102823.5814 | 0 | 1097923.1552 | 2856570.8349 | 1949668.2915 | 8719349.8592 | 961560.8286 | 4187241.4196 | 4187241.4196 | 1478867.319 | 2556617.6377 | 0 | 13868152.1074 | 22090878.4837 | 562341.3252 | 0.29495 | 47019.0657 | 74897.6835 | 958.5473 | 1526.8906
1 | 1400 | 707 | 0.035 | 15 | 15 | 7 | 7.4989e-10 | 5spot_SharedNeighbor | Water | Porous | Wet | R245fa | MinimizeLCOE_Brownfield | IgnoreSilica | 57.3554 | 3.8763 | 0.083889 | 4 | 43568.1813 | 68072.8466 | 888.1963 | 1387.7571 | 63.2745 | 0 | 76.5877 | 613854.2543 | 16866.917 | 1053335.5071 | 1271063.66 | 0 | 102695.6249 | 0 | 1192548.2257 | 3102765.8579 | 2117701.4535 | 9470831.5004 | 961560.8286 | 4187241.4196 | 4187241.4196 | 1478867.319 | 2556617.6377 | 0 | 14619633.7486 | 22842360.1249 | 749894.2093 | 0.33556 | 43568.1813 | 68072.8466 | 888.1963 | 1387.7571
1 | 1400 | 707 | 0.035 | 15 | 15 | 7 | 1e-09 | 5spot_SharedNeighbor | Water | Porous | Wet | R245fa | MinimizeLCOE_Brownfield | IgnoreSilica | 62.0307 | 4.1931 | 0.09303 | 4 | 40988.8097 | 63085.6965 | 835.6123 | 1286.0873 | 63.2802 | 0 | 70.4219 | 648596.1242 | 17822.6657 | 1121647.9547 | 1372864.8116 | 0 | 101318.1513 | 0 | 1272277.3859 | 3310204.7783 | 2259282.7791 | 10104014.6508 | 961560.8286 | 4187241.4196 | 4187241.4196 | 1478867.319 | 2556617.6377 | 0 | 15252816.899 | 23475543.2753 | 1000000 | 0.37212 | 40988.8097 | 63085.6965 | 835.6123 | 1286.0873
1 | 1400 | 707 | 0.035 | 15 | 15 | 7 | 1.3335e-09 | 5spot_SharedNeighbor | Water | Porous | Wet | R245fa | MinimizeLCOE_Brownfield | IgnoreSilica | 65.9157 | 4.456 | 0.10093 | 4 | 39063.812 | 59430.6648 | 796.3686 | 1211.5745 | 63.2823 | 0 | 74.7754 | 676825.3253 | 18598.701 | 1177568.5945 | 1457401.2608 | 0 | 99245.5192 | 0 | 1337559.3663 | 3480055.0999 | 2375209.1137 | 10622462.9805 | 961560.8286 | 4187241.4196 | 4187241.4196 | 1478867.319 | 2556617.6377 | 0 | 15771265.2287 | 23993991.605 | 1333521.4322 | 0.40373 | 39063.812 | 59430.6648 | 796.3686 | 1211.5745
1 | 1400 | 707 | 0.035 | 15 | 15 | 7 | 1.7783e-09 | 5spot_SharedNeighbor | Water | Porous | Wet | R245fa | MinimizeLCOE_Brownfield | IgnoreSilica | 69.0487 | 4.6678 | 0.10753 | 4 | 37627.7648 | 56745.4365 | 767.0929 | 1156.8325 | 63.2823 | 0 | 69.6876 | 699190.9019 | 19213.1567 | 1222134.786 | 1525526.2305 | 0 | 96873.4142 | 0 | 1389546.0108 | 3615313.6851 | 2467525.8773 | 11035324.0625 | 961560.8286 | 4187241.4196 | 4187241.4196 | 1478867.319 | 2556617.6377 | 0 | 16184126.3107 | 24406852.687 | 1778279.41 | 0.43011 | 37627.7648 | 56745.4365 | 767.0929 | 1156.8325
1 | 1400 | 707 | 0.035 | 15 | 15 | 7 | 2.3714e-09 | 5spot_SharedNeighbor | Water | Porous | Wet | R245fa | MinimizeLCOE_Brownfield | IgnoreSilica | 71.5165 | 4.8345 | 0.11288 | 4 | 36556.159 | 54767.3138 | 745.2467 | 1116.5058 | 63.2812 | 0 | 70.9513 | 716568.5497 | 19690.325 | 1256920.5488 | 1579155.3816 | 0 | 94490.0036 | 0 | 1430061.6754 | 3720727.1335 | 2539472.7219 | 11357086.3396 | 961560.8286 | 4187241.4196 | 4187241.4196 | 1478867.319 | 2556617.6377 | 0 | 16505888.5878 | 24728614.9641 | 2371373.7057 | 0.45152 | 36556.159 | 54767.3138 | 745.2467 | 1116.5058
1 | 1400 | 707 | 0.035 | 15 | 15 | 7 | 3.1623e-09 | 5spot_SharedNeighbor | Water | Porous | Wet | R245fa | MinimizeLCOE_Brownfield | IgnoreSilica | 73.4527 | 4.9651 | 0.11716 | 4 | 35756 | 53302.2847 | 728.9344 | 1086.6392 | 63.2797 | 0 | 80.5345 | 730059.3158 | 20060.6037 | 1284021.1928 | 1621208.5344 | 0 | 92342.9323 | 0 | 1461600.1058 | 3802783.66 | 2595477.9873 | 11607554.3323 | 961560.8286 | 4187241.4196 | 4187241.4196 | 1478867.319 | 2556617.6377 | 0 | 16756356.5805 | 24979082.9568 | 3162277.6602 | 0.46863 | 35756 | 53302.2847 | 728.9344 | 1086.6392
1 | 1400 | 707 | 0.035 | 15 | 15 | 7 | 4.217e-09 | 5spot_SharedNeighbor | Water | Porous | Wet | R245fa | MinimizeLCOE_Brownfield | IgnoreSilica | 74.9413 | 5.0655 | 0.12051 | 4 | 35158.0906 | 52216.3056 | 716.7452 | 1064.5 | 63.2782 | 0 | 71.1917 | 740348.0231 | 20342.8978 | 1304745.4885 | 1653526.2733 | 0 | 90467.5623 | 0 | 1485677.7956 | 3865428.8696 | 2638234.6301 | 11798771.5404 | 961560.8286 | 4187241.4196 | 4187241.4196 | 1478867.319 | 2556617.6377 | 0 | 16947573.7886 | 25170300.1649 | 4216965.0343 | 0.48204 | 35158.0906 | 52216.3056 | 716.7452 | 1064.5
1 | 1400 | 707 | 0.035 | 15 | 15 | 7 | 5.6234e-09 | 5spot_SharedNeighbor | Water | Porous | Wet | R245fa | MinimizeLCOE_Brownfield | IgnoreSilica | 76.0861 | 5.1426 | 0.12312 | 4 | 34710.997 | 51408.1143 | 707.6306 | 1048.0239 | 63.2768 | 0 | 69.4122 | 748212.3286 | 20558.6139 | 1320619.0646 | 1678372.1669 | 0 | 88915.3351 | 0 | 1504104.2286 | 3913370.6685 | 2670955.893 | 11945108.2992 | 961560.8286 | 4187241.4196 | 4187241.4196 | 1478867.319 | 2556617.6377 | 0 | 17093910.5474 | 25316636.9237 | 5623413.2519 | 0.49246 | 34710.997 | 51408.1143 | 707.6306 | 1048.0239
1 | 1400 | 707 | 0.035 | 15 | 15 | 7 | 7.4989e-09 | 5spot_SharedNeighbor | Water | Porous | Wet | R245fa | MinimizeLCOE_Brownfield | IgnoreSilica | 76.9487 | 5.2007 | 0.12511 | 4 | 34376.4734 | 50807.2461 | 700.8109 | 1035.7744 | 63.2756 | 0 | 71.3088 | 754110.0658 | 20720.3533 | 1332541.8452 | 1697086.538 | 0 | 87631.6807 | 0 | 1517915.2884 | 3949304.2131 | 2695481.2755 | 12054791.2599 | 961560.8286 | 4187241.4196 | 4187241.4196 | 1478867.319 | 2556617.6377 | 0 | 17203593.5081 | 25426319.8844 | 7498942.0933 | 0.50045 | 34376.4734 | 50807.2461 | 700.8109 | 1035.7744
1 | 1400 | 707 | 0.035 | 15 | 15 | 7 | 1e-08 | 5spot_SharedNeighbor | Water | Porous | Wet | R245fa | MinimizeLCOE_Brownfield | IgnoreSilica | 77.6092 | 5.2452 | 0.12664 | 4 | 34126.0505 | 50358.0687 | 695.7057 | 1026.6173 | 63.2747 | 0 | 72.9371 | 758610.3883 | 20843.7498 | 1341650.3523 | 1711413.6886 | 0 | 86626.3509 | 0 | 1528466.3667 | 3976755.9545 | 2714217.6531 | 12138584.5042 | 961560.8286 | 4187241.4196 | 4187241.4196 | 1478867.319 | 2556617.6377 | 0 | 17287386.7524 | 25510113.1287 | 10000000 | 0.50657 | 34126.0505 | 50358.0687 | 695.7057 | 1026.6173
1 | 1500 | 707 | 0.035 | 15 | 15 | 7 | 1e-13 | 5spot_SharedNeighbor | Water | Porous | Wet | R245fa | MinimizeLCOE_Brownfield | IgnoreSilica | 0 | 0 | 0 | 4 | [6 empty] | 7.2659 | [19 empty] | 100 | 0
1 | 1500 | 707 | 0.035 | 15 | 15 | 7 | 1.3335e-13 | 5spot_SharedNeighbor | Water | Porous | Wet | R245fa | MinimizeLCOE_Brownfield | IgnoreSilica | 0 | 0 | 0 | 4 | [6 empty] | 9.1626 | [19 empty] | 133.3521 | 0
1 | 1500 | 707 | 0.035 | 15 | 15 | 7 | 1.7783e-13 | 5spot_SharedNeighbor | Water | Porous | Wet | R245fa | MinimizeLCOE_Brownfield | IgnoreSilica | 0 | 0 | 0 | 4 | [6 empty] | 10.4379 | [19 empty] | 177.8279 | 0
1 | 1500 | 707 | 0.035 | 15 | 15 | 7 | 2.3714e-13 | 5spot_SharedNeighbor | Water | Porous | Wet | R245fa | MinimizeLCOE_Brownfield | IgnoreSilica | 0 | 0 | 0 | 4 | [6 empty] | 10.1304 | [19 empty] | 237.1374 | 0
1 | 1500 | 707 | 0.035 | 15 | 15 | 7 | 3.1623e-13 | 5spot_SharedNeighbor | Water | Porous | Wet | R245fa | MinimizeLCOE_Brownfield | IgnoreSilica | 0 | 0 | 0 | 4 | [6 empty] | 9.9492 | [19 empty] | 316.2278 | 0
1 | 1500 | 707 | 0.035 | 15 | 15 | 7 | 4.217e-13 | 5spot_SharedNeighbor | Water | Porous | Wet | R245fa | MinimizeLCOE_Brownfield | IgnoreSilica | 0 | 0 | 0 | 4 | [6 empty] | 10.4087 | [19 empty] | 421.6965 | 0
1 | 1500 | 707 | 0.035 | 15 | 15 | 7 | 5.6234e-13 | 5spot_SharedNeighbor | Water | Porous | Wet | R245fa | MinimizeLCOE_Brownfield | IgnoreSilica | 0 | 0 | 0 | 4 | [6 empty] | 11.3386 | [19 empty] | 562.3413 | 0
1 | 1500 | 707 | 0.035 | 15 | 15 | 7 | 7.4989e-13 | 5spot_SharedNeighbor | Water | Porous | Wet | R245fa | MinimizeLCOE_Brownfield | IgnoreSilica | 0 | 0 | 0 | 4 | [6 empty] | 11.4009 | [19 empty] | 749.8942 | 0
1 | 1500 | 707 | 0.035 | 15 | 15 | 7 | 1e-12 | 5spot_SharedNeighbor | Water | Porous | Wet | R245fa | MinimizeLCOE_Brownfield | IgnoreSilica | 0 | 0 | 0 | 4 | [6 empty] | 11.998 | [19 empty] | 1000 | 0
1 | 1500 | 707 | 0.035 | 15 | 15 | 7 | 1.3335e-12 | 5spot_SharedNeighbor | Water | Porous | Wet | R245fa | MinimizeLCOE_Brownfield | IgnoreSilica | 0 | 0 | 0 | 4 | [6 empty] | 13.5586 | [19 empty] | 1333.5214 | 0
1 | 1500 | 707 | 0.035 | 15 | 15 | 7 | 1.7783e-12 | 5spot_SharedNeighbor | Water | Porous | Wet | R245fa | MinimizeLCOE_Brownfield | IgnoreSilica | 0 | 0 | 0 | 4 | [6 empty] | 14.2988 | [19 empty] | 1778.2794 | 0
1 | 1500 | 707 | 0.035 | 15 | 15 | 7 | 2.3714e-12 | 5spot_SharedNeighbor | Water | Porous | Wet | R245fa | MinimizeLCOE_Brownfield | IgnoreSilica | 0 | 0 | 0 | 4 | [6 empty] | 16.1682 | [19 empty] | 2371.3737 | 0
1 | 1500 | 707 | 0.035 | 15 | 15 | 7 | 3.1623e-12 | 5spot_SharedNeighbor | Water | Porous | Wet | R245fa | MinimizeLCOE_Brownfield | IgnoreSilica | 0.79142 | 0.043559 | 0.00011321 | 4 | 12784430.3332 | 31833479.7836 | 260627.9046 | 648968.5434 | 57.4407 | 0 | 41.8729 | 24942.779 | 628.5306 | 29207.6661 | 39271.0503 | 0 | 19703.8564 | 0 | 44364.0142 | 115426.0646 | 78780.6608 | 352324.6221 | 961560.8286 | 4475407.202 | 4475407.202 | 1478867.319 | 2671883.9507 | 0 | 5789292.6526 | 14415451.1243 | 3162.2777 | 0.00045284 | 12784430.3332 | 31833479.7836 | 260627.9046 | 648968.5434
1 | 1500 | 707 | 0.035 | 15 | 15 | 7 | 4.217e-12 | 5spot_SharedNeighbor | Water | Porous | Wet | R245fa | MinimizeLCOE_Brownfield | IgnoreSilica | 1.1069 | 0.06662 | 0.00043955 | 4 | 3349722.5975 | 8255944.5889 | 68288.626 | 168308.5974 | 59.8612 | 0 | 87.7907 | 34861.8136 | 901.8971 | 40936.774 | 46519.7292 | 0 | 22890.1481 | 0 | 56983.0412 | 148258.1843 | 101189.2572 | 452540.8446 | 961560.8286 | 4475407.202 | 4475407.202 | 1478867.319 | 2671883.9507 | 0 | 5889508.8752 | 14515667.3468 | 4216.965 | 0.0017582 | 3349722.5975 | 8255944.5889 | 68288.626 | 168308.5974
1 | 1500 | 707 | 0.035 | 15 | 15 | 7 | 5.6234e-12 | 5spot_SharedNeighbor | Water | Porous | Wet | R245fa | MinimizeLCOE_Brownfield | IgnoreSilica | 1.4764 | 0.093981 | 0.00091212 | 4 | 1644008.8233 | 4008317.4023 | 33515.3435 | 81714.9719 | 61.479 | 0 | 121.373 | 45379.4503 | 1195.2841 | 53826.4122 | 55042.8361 | 0 | 25743.4071 | 0 | 70663.0821 | 183850.8445 | 125481.9792 | 561183.2956 | 961560.8286 | 4475407.202 | 4475407.202 | 1478867.319 | 2671883.9507 | 0 | 5998151.3262 | 14624309.7979 | 5623.4133 | 0.0036485 | 1644008.8233 | 4008317.4023 | 33515.3435 | 81714.9719
1 | 1500 | 707 | 0.035 | 15 | 15 | 7 | 7.4989e-12 | 5spot_SharedNeighbor | Water | Porous | Wet | R245fa | MinimizeLCOE_Brownfield | IgnoreSilica | 1.982 | 0.1317 | 0.0015662 | 4 | 979877.6286 | 2356825.196 | 19976.1308 | 48047.0695 | 62.7694 | 0 | 176.7584 | 58441.5191 | 1562.2245 | 70422.8186 | 66734.074 | 0 | 29384.5275 | 0 | 88352.6138 | 229875.3775 | 156894.6686 | 701667.8237 | 961560.8286 | 4475407.202 | 4475407.202 | 1478867.319 | 2671883.9507 | 0 | 6138635.8542 | 14764794.3259 | 7498.9421 | 0.0062647 | 979877.6286 | 2356825.196 | 19976.1308 | 48047.0695
1 | 1500 | 707 | 0.035 | 15 | 15 | 7 | 1e-11 | 5spot_SharedNeighbor | Water | Porous | Wet | R245fa | MinimizeLCOE_Brownfield | IgnoreSilica | 2.8519 | 0.19721 | 0.0025136 | 4 | 633449.2995 | 1491407.6676 | 12913.7208 | 30404.3626 | 63.9598 | 0 | 42.8329 | 78576.9737 | 2129.9829 | 97165.0524 | 86937.3618 | 0 | 36074.0131 | 0 | 117344.5197 | 305306.3697 | 208377.8707 | 931912.1441 | 961560.8286 | 4475407.202 | 4475407.202 | 1478867.319 | 2671883.9507 | 0 | 6368880.1747 | 14995038.6463 | 10000 | 0.010054 | 633449.2995 | 1491407.6676 | 12913.7208 | 30404.3626
1 | 1500 | 707 | 0.035 | 15 | 15 | 7 | 1.3335e-11 | 5spot_SharedNeighbor | Water | Porous | Wet | R245fa | MinimizeLCOE_Brownfield | IgnoreSilica | 3.7681 | 0.26629 | 0.003762 | 4 | 438077.7504 | 1011317.4312 | 8930.8075 | 20617.0737 | 64.6367 | 0 | 38.8593 | 97649.4235 | 2669.4484 | 123471.7568 | 108213.4875 | 0 | 40991.6409 | 0 | 145468.3453 | 378478.7947 | 258319.5543 | 1155262.4514 | 961560.8286 | 4475407.202 | 4475407.202 | 1478867.319 | 2671883.9507 | 0 | 6592230.482 | 15218388.9536 | 13335.2143 | 0.015048 | 438077.7504 | 1011317.4312 | 8930.8075 | 20617.0737
1 | 1500 | 707 | 0.035 | 15 | 15 | 7 | 1.7783e-11 | 5spot_SharedNeighbor | Water | Porous | Wet | R245fa | MinimizeLCOE_Brownfield | IgnoreSilica | 4.9466 | 0.35528 | 0.0054307 | 4 | 315998.2859 | 713096.27 | 6442.0525 | 14537.432 | 65.146 | 0 | 48.479 | 120065.079 | 3304.2098 | 155431.967 | 135600.2976 | 0 | 46478.3397 | 0 | 179743.1583 | 467654.8274 | 319184.0291 | 1427461.9078 | 961560.8286 | 4475407.202 | 4475407.202 | 1478867.319 | 2671883.9507 | 0 | 6864429.9384 | 15490588.41 | 17782.7941 | 0.021723 | 315998.2859 | 713096.27 | 6442.0525 | 14537.432
1 | 1500 | 707 | 0.035 | 15 | 15 | 7 | 2.3714e-11 | 5spot_SharedNeighbor | Water | Porous | Wet | R245fa | MinimizeLCOE_Brownfield | IgnoreSilica | 6.4157 | 0.46632 | 0.0076266 | 4 | 235572.9484 | 518340.1825 | 4802.4732 | 10567.0657 | 65.5153 | 0 | 38.8007 | 145681.0118 | 4029.6881 | 193146.6737 | 169762.8035 | 0 | 52225.8353 | 0 | 220289.9448 | 573149.2488 | 391186.1393 | 1749471.3453 | 961560.8286 | 4475407.202 | 4475407.202 | 1478867.319 | 2671883.9507 | 0 | 7186439.3759 | 15812597.8475 | 23713.7371 | 0.030506 | 235572.9484 | 518340.1825 | 4802.4732 | 10567.0657
1 | 1500 | 707 | 0.035 | 15 | 15 | 7 | 3.1623e-11 | 5spot_SharedNeighbor | Water | Porous | Wet | R245fa | MinimizeLCOE_Brownfield | IgnoreSilica | 8.282 | 0.60664 | 0.010456 | 4 | 181101.7027 | 387341.8433 | 3692.0032 | 7896.4874 | 65.7569 | 0 | 29.206 | 175392.6437 | 4870.0919 | 238337.3435 | 213017.3828 | 0 | 58592.4772 | 0 | 269181.8763 | 700356.0253 | 478007.3781 | 2137755.2189 | 961560.8286 | 4475407.202 | 4475407.202 | 1478867.319 | 2671883.9507 | 0 | 7574723.2494 | 16200881.7211 | 31622.7766 | 0.041826 | 181101.7027 | 387341.8433 | 3692.0032 | 7896.4874
1 | 1500 | 707 | 0.035 | 15 | 15 | 7 | 4.217e-11 | 5spot_SharedNeighbor | Water | Porous | Wet | R245fa | MinimizeLCOE_Brownfield | IgnoreSilica | 11.0788 | 0.81949 | 0.014588 | 4 | 139510.1543 | 287344.3325 | 2844.1032 | 5857.9029 | 66.0676 | 0 | 27.6469 | 217037.552 | 6052.2254 | 303083.7464 | 278305.8684 | 0 | 68384.7881 | 0 | 340417.0303 | 885695.2838 | 604505.2304 | 2703481.7249 | 961560.8286 | 4475407.202 | 4475407.202 | 1478867.319 | 2671883.9507 | 0 | 8140449.7554 | 16766608.2271 | 42169.6503 | 0.05835 | 139510.1543 | 287344.3325 | 2844.1032 | 5857.9029
1 | 1500 | 707 | 0.035 | 15 | 15 | 7 | 5.6234e-11 | 5spot_SharedNeighbor | Water | Porous | Wet | R245fa | MinimizeLCOE_Brownfield | IgnoreSilica | 13.8996 | 1.033 | 0.019377 | 4 | 111957.1401 | 223249.9103 | 2282.3977 | 4551.2514 | 66.2208 | 0 | 43.6455 | 255461.7598 | 7141.1255 | 364697.3051 | 343909.8941 | 0 | 75099.1014 | 0 | 408060.5825 | 1061689.931 | 724625.1934 | 3240684.8928 | 961560.8286 | 4475407.202 | 4475407.202 | 1478867.319 | 2671883.9507 | 0 | 8677652.9234 | 17303811.395 | 56234.1325 | 0.077509 | 111957.1401 | 223249.9103 | 2282.3977 | 4551.2514
1 | 1500 | 707 | 0.035 | 15 | 15 | 7 | 7.4989e-11 | 5spot_SharedNeighbor | Water | Porous | Wet | R245fa | MinimizeLCOE_Brownfield | IgnoreSilica | 17.6682 | 1.3182 | 0.025746 | 4 | 90993.4162 | 174756.1199 | 1855.0239 | 3562.6399 | 66.3498 | 0 | 47.0616 | 303231.2146 | 8494.3278 | 443193.8773 | 431558.1683 | 0 | 83626.0224 | 0 | 495340.4081 | 1288774.1335 | 879614.8277 | 3933832.9797 | 961560.8286 | 4475407.202 | 4475407.202 | 1478867.319 | 2671883.9507 | 0 | 9370801.0102 | 17996959.4819 | 74989.4209 | 0.10298 | 90993.4162 | 174756.1199 | 1855.0239 | 3562.6399
1 | 1500 | 707 | 0.035 | 15 | 15 | 7 | 1e-10 | 5spot_SharedNeighbor | Water | Porous | Wet | R245fa | MinimizeLCOE_Brownfield | IgnoreSilica | 22.2017 | 1.6613 | 0.033754 | 4 | 75348.777 | 139238.0263 | 1536.0867 | 2838.5555 | 66.4476 | 0 | 46.6451 | 356742.0651 | 10009.3358 | 533263.49 | 537005.3209 | 0 | 92213.8622 | 0 | 596401.2888 | 1551713.8149 | 1059076.5632 | 4736425.7408 | 961560.8286 | 4475407.202 | 4475407.202 | 1478867.319 | 2671883.9507 | 0 | 10173393.7714 | 18799552.243 | 100000 | 0.13502 | 75348.777 | 139238.0263 | 1536.0867 | 2838.5555
1 | 1500 | 707 | 0.035 | 15 | 15 | 7 | 1.3335e-10 | 5spot_SharedNeighbor | Water | Porous | Wet | R245fa | MinimizeLCOE_Brownfield | IgnoreSilica | 27.5607 | 2.067 | 0.043617 | 4 | 63561.203 | 113003.7561 | 1295.7811 | 2303.7344 | 66.5225 | 0 | 48.2834 | 415885.3834 | 11682.6975 | 635071.209 | 661659.043 | 0 | 100688.6097 | 0 | 711744.9076 | 1851814.2506 | 1263901.277 | 5652447.3776 | 961560.8286 | 4475407.202 | 4475407.202 | 1478867.319 | 2671883.9507 | 0 | 11089415.4082 | 19715573.8798 | 133352.1432 | 0.17447 | 63561.203 | 113003.7561 | 1295.7811 | 2303.7344
1 | 1500 | 707 | 0.035 | 15 | 15 | 7 | 1.7783e-10 | 5spot_SharedNeighbor | Water | Porous | Wet | R245fa | MinimizeLCOE_Brownfield | IgnoreSilica | 33.6554 | 2.5285 | 0.055367 | 4 | 54625.284 | 93575.2989 | 1113.6103 | 1907.659 | 66.5795 | 0 | 62.4869 | 479078.934 | 13469.3212 | 746120.9091 | 803435.6867 | 0 | 108429.8972 | 0 | 838708.5518 | 2182147.609 | 1489360.5818 | 6660751.4907 | 961560.8286 | 4475407.202 | 4475407.202 | 1478867.319 | 2671883.9507 | 0 | 12097719.5212 | 20723877.9929 | 177827.941 | 0.22147 | 54625.284 | 93575.2989 | 1113.6103 | 1907.659
1 | 1500 | 707 | 0.035 | 15 | 15 | 7 | 2.3714e-10 | 5spot_SharedNeighbor | Water | Porous | Wet | R245fa | MinimizeLCOE_Brownfield | IgnoreSilica | 40.2861 | 3.0306 | 0.068793 | 4 | 47834.0169 | 79182.4459 | 975.1611 | 1614.2413 | 66.6225 | 0 | 56.5345 | 544043.5033 | 15304.549 | 862428.7679 | 957690.8762 | 0 | 114850.3541 | 0 | 972784.0397 | 2530984.5258 | 1727448.9454 | 7725535.5614 | 961560.8286 | 4475407.202 | 4475407.202 | 1478867.319 | 2671883.9507 | 0 | 13162503.592 | 21788662.0636 | 237137.3706 | 0.27517 | 47834.0169 | 79182.4459 | 975.1611 | 1614.2413
1 | 1500 | 707 | 0.035 | 15 | 15 | 7 | 3.1623e-10 | 5spot_SharedNeighbor | Water | Porous | Wet | R245fa | MinimizeLCOE_Brownfield | IgnoreSilica | 47.1197 | 3.548 | 0.083361 | 4 | 42677.9248 | 68547.9483 | 870.0472 | 1397.4426 | 66.6537 | 0 | 50.291 | 607712.1563 | 17101.6267 | 978308.2338 | 1116657.868 | 0 | 119398.2358 | 0 | 1107279.467 | 2880914.0389 | 1966283.0284 | 8793654.6549 | 961560.8286 | 4475407.202 | 4475407.202 | 1478867.319 | 2671883.9507 | 0 | 14230622.6855 | 22856781.1571 | 316227.766 | 0.33344 | 42677.9248 | 68547.9483 | 870.0472 | 1397.4426
1 | 1500 | 707 | 0.035 | 15 | 15 | 7 | 4.217e-10 | 5spot_SharedNeighbor | Water | Porous | Wet | R245fa | MinimizeLCOE_Brownfield | IgnoreSilica | 53.7286 | 4.0481 | 0.098243 | 4 | 38777.5983 | 60728.6784 | 790.5338 | 1238.0363 | 66.6744 | 0 | 62.8421 | 666662.6559 | 18763.9776 | 1087140.2389 | 1270352.1874 | 0 | 121671.6351 | 0 | 1234190.371 | 3211110.1781 | 2191648.6783 | 9801539.9222 | 961560.8286 | 4475407.202 | 4475407.202 | 1478867.319 | 2671883.9507 | 0 | 15238507.9528 | 23864666.4244 | 421696.5034 | 0.39297 | 38777.5983 | 60728.6784 | 790.5338 | 1238.0363
1 | 1500 | 707 | 0.035 | 15 | 15 | 7 | 5.6234e-10 | 5spot_SharedNeighbor | Water | Porous | Wet | R245fa | MinimizeLCOE_Brownfield | IgnoreSilica | 59.7797 | 4.5056 | 0.11259 | 4 | 35840.5037 | 54994.0789 | 730.6571 | 1121.1287 | 66.686 | 0 | 71.5457 | 718687.2534 | 20229.5548 | 1184354.1917 | 1410997.3331 | 0 | 121841.9328 | 0 | 1347883.0037 | 3506915.0867 | 2393541.6066 | 10704449.9628 | 961560.8286 | 4475407.202 | 4475407.202 | 1478867.319 | 2671883.9507 | 0 | 16141417.9934 | 24767576.465 | 562341.3252 | 0.45037 | 35840.5037 | 54994.0789 | 730.6571 | 1121.1287
1 | 1500 | 707 | 0.035 | 15 | 15 | 7 | 7.4989e-10 | 5spot_SharedNeighbor | Water | Porous | Wet | R245fa | MinimizeLCOE_Brownfield | IgnoreSilica | 65.0339 | 4.9023 | 0.12568 | 4 | 33637.1014 | 50795.8152 | 685.7378 | 1035.5414 | 66.6907 | 0 | 64.7081 | 762507.058 | 21462.7427 | 1267062.8191 | 1533023.1044 | 0 | 120300.3189 | 0 | 1444698.8568 | 3758810.077 | 2565465.1134 | 11473330.0903 | 961560.8286 | 4475407.202 | 4475407.202 | 1478867.319 | 2671883.9507 | 0 | 16910298.1209 | 25536456.5925 | 749894.2093 | 0.50273 | 33637.1014 | 50795.8152 | 685.7378 | 1035.5414
1 | 1500 | 707 | 0.035 | 15 | 15 | 7 | 1e-09 | 5spot_SharedNeighbor | Water | Porous | Wet | R245fa | MinimizeLCOE_Brownfield | IgnoreSilica | 69.4554 | 5.2357 | 0.13714 | 4 | 31988.0545 | 47713.5795 | 652.1198 | 972.7059 | 66.691 | 0 | 71.7348 | 798486.4542 | 22474.308 | 1335530.2252 | 1635620.2081 | 0 | 117778.5715 | 0 | 1524857.0091 | 3967365.1466 | 2707808.2337 | 12109920.1564 | 961560.8286 | 4475407.202 | 4475407.202 | 1478867.319 | 2671883.9507 | 0 | 17546888.187 | 26173046.6586 | 1000000 | 0.54855 | 31988.0545 | 47713.5795 | 652.1198 | 972.7059
1 | 1500 | 707 | 0.035 | 15 | 15 | 7 | 1.3335e-09 | 5spot_SharedNeighbor | Water | Porous | Wet | R245fa | MinimizeLCOE_Brownfield | IgnoreSilica | 73.0239 | 5.5043 | 0.14675 | 4 | 30755.2652 | 45450.7257 | 626.9877 | 926.5745 | 66.6888 | 0 | 75.4217 | 826963.4937 | 23274.2543 | 1390075.3803 | 1718351.5933 | 0 | 114689.731 | 0 | 1588608.2365 | 4133232.763 | 2821016.2902 | 12616211.7423 | 961560.8286 | 4475407.202 | 4475407.202 | 1478867.319 | 2671883.9507 | 0 | 18053179.7729 | 26679338.2445 | 1333521.4322 | 0.58699 | 30755.2652 | 45450.7257 | 626.9877 | 926.5745
1 | 1500 | 707 | 0.035 | 15 | 15 | 7 | 1.7783e-09 | 5spot_SharedNeighbor | Water | Porous | Wet | R245fa | MinimizeLCOE_Brownfield | IgnoreSilica | 75.8887 | 5.7196 | 0.15465 | 4 | 29833.8867 | 43778.5582 | 608.2041 | 892.4851 | 66.6854 | 0 | 62.374 | 849478.755 | 23906.2643 | 1433422.7466 | 1784715.6557 | 0 | 111633.0547 | 0 | 1639231.0258 | 4264942.8765 | 2910911.149 | 13018241.5276 | 961560.8286 | 4475407.202 | 4475407.202 | 1478867.319 | 2671883.9507 | 0 | 18455209.5582 | 27081368.0298 | 1778279.41 | 0.6186 | 29833.8867 | 43778.5582 | 608.2041 | 892.4851
1 | 1500 | 707 | 0.035 | 15 | 15 | 7 | 2.3714e-09 | 5spot_SharedNeighbor | Water | Porous | Wet | R245fa | MinimizeLCOE_Brownfield | IgnoreSilica | 78.113 | 5.8867 | 0.16095 | 4 | 29145.094 | 42543.5327 | 594.1622 | 867.3075 | 66.6819 | 0 | 64.1854 | 866754.75 | 24390.9128 | 1466815.9477 | 1836206.8637 | 0 | 108731.7993 | 0 | 1678131.1066 | 4366152.9074 | 2979989.0748 | 13327173.3623 | 961560.8286 | 4475407.202 | 4475407.202 | 1478867.319 | 2671883.9507 | 0 | 18764141.3928 | 27390299.8645 | 2371373.7057 | 0.64382 | 29145.094 | 42543.5327 | 594.1622 | 867.3075
1 | 1500 | 707 | 0.035 | 15 | 15 | 7 | 3.1623e-09 | 5spot_SharedNeighbor | Water | Porous | Wet | R245fa | MinimizeLCOE_Brownfield | IgnoreSilica | 79.8381 | 6.0161 | 0.16593 | 4 | 28629.9491 | 41626.8556 | 583.6602 | 848.6198 | 66.6786 | 0 | 67.2124 | 880033.3017 | 24763.2393 | 1492560.8236 | 1876120.036 | 0 | 106201.1551 | 0 | 1708074.6367 | 4444059.8304 | 3033162.1505 | 13564975.1732 | 961560.8286 | 4475407.202 | 4475407.202 | 1478867.319 | 2671883.9507 | 0 | 19001943.2038 | 27628101.6755 | 3162277.6602 | 0.66371 | 28629.9491 | 41626.8556 | 583.6602 | 848.6198
1 | 1500 | 707 | 0.035 | 15 | 15 | 7 | 4.217e-09 | 5spot_SharedNeighbor | Water | Porous | Wet | R245fa | MinimizeLCOE_Brownfield | IgnoreSilica | 81.1675 | 6.1157 | 0.1698 | 4 | 28244.4882 | 40944.6343 | 575.8021 | 834.7118 | 66.6757 | 0 | 82.6491 | 890195.6812 | 25048.08 | 1512310.0912 | 1906864.0663 | 0 | 104087.1991 | 0 | 1731016.9959 | 4503751.143 | 3073902.6979 | 13747175.9545 | 961560.8286 | 4475407.202 | 4475407.202 | 1478867.319 | 2671883.9507 | 0 | 19184143.9851 | 27810302.4567 | 4216965.0343 | 0.67922 | 28244.4882 | 40944.6343 | 575.8021 | 834.7118
1 | 1500 | 707 | 0.035 | 15 | 15 | 7 | 5.6234e-09 | 5spot_SharedNeighbor | Water | Porous | Wet | R245fa | MinimizeLCOE_Brownfield | IgnoreSilica | 82.1808 | 6.1916 | 0.17279 | 4 | 27955.9348 | 40436.426 | 569.9195 | 824.3512 | 66.6734 | 0 | 81.2078 | 897901.3777 | 25263.9979 | 1527311.814 | 1930290.1951 | 0 | 102357.3449 | 0 | 1748418.6445 | 4549026.6631 | 3104804.1707 | 13885374.208 | 961560.8286 | 4475407.202 | 4475407.202 | 1478867.319 | 2671883.9507 | 0 | 19322342.2386 | 27948500.7103 | 5623413.2519 | 0.69117 | 27955.9348 | 40436.426 | 569.9195 | 824.3512
1 | 1500 | 707 | 0.035 | 15 | 15 | 7 | 7.4989e-09 | 5spot_SharedNeighbor | Water | Porous | Wet | R245fa | MinimizeLCOE_Brownfield | IgnoreSilica | 82.9534 | 6.2495 | 0.17509 | 4 | 27739.8428 | 40056.9289 | 565.5142 | 816.6147 | 66.6715 | 0 | 72.6147 | 903752.7432 | 25427.9185 | 1538718.8623 | 1948144.819 | 0 | 100982.2476 | 0 | 1761640.3703 | 4583426.8815 | 3128283.0266 | 13990376.8689 | 961560.8286 | 4475407.202 | 4475407.202 | 1478867.319 | 2671883.9507 | 0 | 19427344.8995 | 28053503.3711 | 7498942.0933 | 0.70034 | 27739.8428 | 40056.9289 | 565.5142 | 816.6147
1 | 1500 | 707 | 0.035 | 15 | 15 | 7 | 1e-08 | 5spot_SharedNeighbor | Water | Porous | Wet | R245fa | MinimizeLCOE_Brownfield | IgnoreSilica | 83.5381 | 6.2932 | 0.17683 | 4 | 27577.9653 | 39773.4311 | 562.2141 | 810.8352 | 66.6699 | 0 | 79.2307 | 908168.2221 | 25551.5923 | 1547335.5076 | 1961655.6884 | 0 | 99899.7846 | 0 | 1771618.21 | 4609387.1737 | 3146001.4595 | 14069617.6381 | 961560.8286 | 4475407.202 | 4475407.202 | 1478867.319 | 2671883.9507 | 0 | 19506585.6687 | 28132744.1403 | 10000000 | 0.70733 | 27577.9653 | 39773.4311 | 562.2141 | 810.8352
1 | 1600 | 707 | 0.035 | 15 | 15 | 7 | 1e-13 | 5spot_SharedNeighbor | Water | Porous | Wet | R245fa | MinimizeLCOE_Brownfield | IgnoreSilica | 0 | 0 | 0 | 4 | [6 empty] | 8.3593 | [19 empty] | 100 | 0
1 | 1600 | 707 | 0.035 | 15 | 15 | 7 | 1.3335e-13 | 5spot_SharedNeighbor | Water | Porous | Wet | R245fa | MinimizeLCOE_Brownfield | IgnoreSilica | 0 | 0 | 0 | 4 | [6 empty] | 9.0951 | [19 empty] | 133.3521 | 0
1 | 1600 | 707 | 0.035 | 15 | 15 | 7 | 1.7783e-13 | 5spot_SharedNeighbor | Water | Porous | Wet | R245fa | MinimizeLCOE_Brownfield | IgnoreSilica | 0 | 0 | 0 | 4 | [6 empty] | 9.9765 | [19 empty] | 177.8279 | 0
1 | 1600 | 707 | 0.035 | 15 | 15 | 7 | 2.3714e-13 | 5spot_SharedNeighbor | Water | Porous | Wet | R245fa | MinimizeLCOE_Brownfield | IgnoreSilica | 0 | 0 | 0 | 4 | [6 empty] | 10.016 | [19 empty] | 237.1374 | 0
1 | 1600 | 707 | 0.035 | 15 | 15 | 7 | 3.1623e-13 | 5spot_SharedNeighbor | Water | Porous | Wet | R245fa | MinimizeLCOE_Brownfield | IgnoreSilica | 0 | 0 | 0 | 4 | [6 empty] | 10.3815 | [19 empty] | 316.2278 | 0
1 | 1600 | 707 | 0.035 | 15 | 15 | 7 | 4.217e-13 | 5spot_SharedNeighbor | Water | Porous | Wet | R245fa | MinimizeLCOE_Brownfield | IgnoreSilica | 0 | 0 | 0 | 4 | [6 empty] | 10.616 | [19 empty] | 421.6965 | 0
1 | 1600 | 707 | 0.035 | 15 | 15 | 7 | 5.6234e-13 | 5spot_SharedNeighbor | Water | Porous | Wet | R245fa | MinimizeLCOE_Brownfield | IgnoreSilica | 0 | 0 | 0 | 4 | [6 empty] | 10.9662 | [19 empty] | 562.3413 | 0
1 | 1600 | 707 | 0.035 | 15 | 15 | 7 | 7.4989e-13 | 5spot_SharedNeighbor | Water | Porous | Wet | R245fa | MinimizeLCOE_Brownfield | IgnoreSilica | 0 | 0 | 0 | 4 | [6 empty] | 10.9157 | [19 empty] | 749.8942 | 0
1 | 1600 | 707 | 0.035 | 15 | 15 | 7 | 1e-12 | 5spot_SharedNeighbor | Water | Porous | Wet | R245fa | MinimizeLCOE_Brownfield | IgnoreSilica | 0 | 0 | 0 | 4 | [6 empty] | 11.3658 | [19 empty] | 1000 | 0
1 | 1600 | 707 | 0.035 | 15 | 15 | 7 | 1.3335e-12 | 5spot_SharedNeighbor | Water | Porous | Wet | R245fa | MinimizeLCOE_Brownfield | IgnoreSilica | 0 | 0 | 0 | 4 | [6 empty] | 13.0791 | [19 empty] | 1333.5214 | 0
1 | 1600 | 707 | 0.035 | 15 | 15 | 7 | 1.7783e-12 | 5spot_SharedNeighbor | Water | Porous | Wet | R245fa | MinimizeLCOE_Brownfield | IgnoreSilica | 0 | 0 | 0 | 4 | [6 empty] | 13.7737 | [19 empty] | 1778.2794 | 0
1 | 1600 | 707 | 0.035 | 15 | 15 | 7 | 2.3714e-12 | 5spot_SharedNeighbor | Water | Porous | Wet | R245fa | MinimizeLCOE_Brownfield | IgnoreSilica | 0.75252 | 0.044237 | 0.00010701 | 4 | 14230692.432 | 35345744.8108 | 290111.9137 | 720570.8166 | 59.2018 | 0 | 35.3619 | 26052.2761 | 665.6933 | 29521.1044 | 39118.0339 | 0 | 20911.9214 | 0 | 45344.9213 | 117978.1838 | 80522.5346 | 360114.6688 | 961560.8286 | 4769433.0752 | 4769433.0752 | 1478867.319 | 2789494.2999 | 0 | 6091108.5726 | 15128903.2668 | 2371.3737 | 0.00042803 | 14230692.432 | 35345744.8108 | 290111.9137 | 720570.8166
1 | 1600 | 707 | 0.035 | 15 | 15 | 7 | 3.1623e-12 | 5spot_SharedNeighbor | Water | Porous | Wet | R245fa | MinimizeLCOE_Brownfield | IgnoreSilica | 1.1069 | 0.072602 | 0.00048753 | 4 | 3187601.3766 | 7822079.8373 | 64983.5656 | 159463.6776 | 62.3803 | 0 | 81.9534 | 38618.5753 | 1020.1135 | 43746.9987 | 47714.1165 | 0 | 25559.9916 | 0 | 61097.3203 | 158962.6946 | 108495.3054 | 485215.1158 | 961560.8286 | 4769433.0752 | 4769433.0752 | 1478867.319 | 2789494.2999 | 0 | 6216209.0196 | 15254003.7137 | 3162.2777 | 0.0019501 | 3187601.3766 | 7822079.8373 | 64983.5656 | 159463.6776
1 | 1600 | 707 | 0.035 | 15 | 15 | 7 | 4.217e-12 | 5spot_SharedNeighbor | Water | Porous | Wet | R245fa | MinimizeLCOE_Brownfield | IgnoreSilica | 1.5347 | 0.10768 | 0.0010617 | 4 | 1496613.3856 | 3624847.8761 | 30510.4882 | 73897.4269 | 64.4121 | 0 | 117.2262 | 52226.9059 | 1409.12 | 59854.8624 | 58199.5734 | 0 | 29955.4365 | 0 | 78641.9003 | 204610.0929 | 139650.5927 | 624548.484 | 961560.8286 | 4769433.0752 | 4769433.0752 | 1478867.319 | 2789494.2999 | 0 | 6355542.3878 | 15393337.082 | 4216.965 | 0.0042466 | 1496613.3856 | 3624847.8761 | 30510.4882 | 73897.4269
1 | 1600 | 707 | 0.035 | 15 | 15 | 7 | 5.6234e-12 | 5spot_SharedNeighbor | Water | Porous | Wet | R245fa | MinimizeLCOE_Brownfield | IgnoreSilica | 1.6 | 0.11306 | 0.0016848 | 4 | 944379.5958 | 2285419.3582 | 19252.4554 | 46591.3649 | 64.6339 | 0 | 114.6787 | 54185.3527 | 1465.4155 | 62220.2953 | 59800.5726 | 0 | 26881.1428 | 0 | 79775.5837 | 207559.7047 | 141663.7634 | 633551.8306 | 961560.8286 | 4769433.0752 | 4769433.0752 | 1478867.319 | 2789494.2999 | 0 | 6364545.7344 | 15402340.4286 | 5623.4133 | 0.0067394 | 944379.5958 | 2285419.3582 | 19252.4554 | 46591.3649
1 | 1600 | 707 | 0.035 | 15 | 15 | 7 | 7.4989e-12 | 5spot_SharedNeighbor | Water | Porous | Wet | R245fa | MinimizeLCOE_Brownfield | IgnoreSilica | 2.7741 | 0.2105 | 0.0029976 | 4 | 560292.8985 | 1314055.5577 | 11422.3286 | 26788.7999 | 66.9115 | 0 | 33.9257 | 85891.4524 | 2381.134 | 102093.3131 | 88692.2914 | 0 | 39628.0325 | 0 | 124287.6271 | 323370.9109 | 220707.2913 | 987052.0528 | 961560.8286 | 4769433.0752 | 4769433.0752 | 1478867.319 | 2789494.2999 | 0 | 6718045.9566 | 15755840.6508 | 7498.9421 | 0.01199 | 560292.8985 | 1314055.5577 | 11422.3286 | 26788.7999
1 | 1600 | 707 | 0.035 | 15 | 15 | 7 | 1e-11 | 5spot_SharedNeighbor | Water | Porous | Wet | R245fa | MinimizeLCOE_Brownfield | IgnoreSilica | 3.6755 | 0.28556 | 0.004516 | 4 | 385256.1771 | 885576.2622 | 7853.9683 | 18053.6699 | 67.7043 | 0 | 39.1773 | 107189.7725 | 2998.9867 | 130205.6663 | 110887.0571 | 0 | 45290.3193 | 0 | 154663.0027 | 402401.4073 | 274647.229 | 1228283.4407 | 961560.8286 | 4769433.0752 | 4769433.0752 | 1478867.319 | 2789494.2999 | 0 | 6959277.3445 | 15997072.0387 | 10000 | 0.018064 | 385256.1771 | 885576.2622 | 7853.9683 | 18053.6699
1 | 1600 | 707 | 0.035 | 15 | 15 | 7 | 1.3335e-11 | 5spot_SharedNeighbor | Water | Porous | Wet | R245fa | MinimizeLCOE_Brownfield | IgnoreSilica | 4.8398 | 0.38267 | 0.0065505 | 4 | 276852.2106 | 621781.2655 | 5644.0068 | 12675.8521 | 68.3012 | 0 | 41.6271 | 132301.0943 | 3728.2853 | 164475.2259 | 139574.7313 | 0 | 51665.5113 | 0 | 191780.4908 | 498973.4974 | 340559.6649 | 1523058.5012 | 961560.8286 | 4769433.0752 | 4769433.0752 | 1478867.319 | 2789494.2999 | 0 | 7254052.405 | 16291847.0992 | 13335.2143 | 0.026202 | 276852.2106 | 621781.2655 | 5644.0068 | 12675.8521
1 | 1600 | 707 | 0.035 | 15 | 15 | 7 | 1.7783e-11 | 5spot_SharedNeighbor | Water | Porous | Wet | R245fa | MinimizeLCOE_Brownfield | IgnoreSilica | 6.287 | 0.50341 | 0.0092324 | 4 | 205820.3671 | 450551.1321 | 4195.9266 | 9185.0942 | 68.7329 | 0 | 55.6241 | 160884.7861 | 4558.6052 | 204742.1778 | 175229.8511 | 0 | 58299.327 | 0 | 235448.7514 | 612589.354 | 418104.8215 | 1869857.6741 | 961560.8286 | 4769433.0752 | 4769433.0752 | 1478867.319 | 2789494.2999 | 0 | 7600851.5779 | 16638646.2721 | 17782.7941 | 0.03693 | 205820.3671 | 450551.1321 | 4195.9266 | 9185.0942
1 | 1600 | 707 | 0.035 | 15 | 15 | 7 | 2.3714e-11 | 5spot_SharedNeighbor | Water | Porous | Wet | R245fa | MinimizeLCOE_Brownfield | IgnoreSilica | 8.0166 | 0.6471 | 0.012662 | 4 | 157804.4805 | 336243.6456 | 3217.0578 | 6854.7815 | 69.0108 | 0 | 46.7466 | 192174.0651 | 5466.284 | 250226.9405 | 217728.4174 | 0 | 64622.5889 | 0 | 284785.1355 | 740952.505 | 505715.3097 | 2261671.2463 | 961560.8286 | 4769433.0752 | 4769433.0752 | 1478867.319 | 2789494.2999 | 0 | 7992665.1501 | 17030459.8442 | 23713.7371 | 0.050649 | 157804.4805 | 336243.6456 | 3217.0578 | 6854.7815
1 | 1600 | 707 | 0.035 | 15 | 15 | 7 | 3.1623e-11 | 5spot_SharedNeighbor | Water | Porous | Wet | R245fa | MinimizeLCOE_Brownfield | IgnoreSilica | 10.6009 | 0.86406 | 0.0175 | 4 | 122332.5769 | 251441.0811 | 2493.915 | 5125.9665 | 69.3489 | 0 | 43.5688 | 235945.2153 | 6740.0566 | 315253.3877 | 281623.7016 | 0 | 74949.5851 | 0 | 356659.659 | 927955.2719 | 633348.5406 | 2832475.4178 | 961560.8286 | 4769433.0752 | 4769433.0752 | 1478867.319 | 2789494.2999 | 0 | 8563469.3216 | 17601264.0158 | 31622.7766 | 0.070002 | 122332.5769 | 251441.0811 | 2493.915 | 5125.9665
1 | 1600 | 707 | 0.035 | 15 | 15 | 7 | 4.217e-11 | 5spot_SharedNeighbor | Water | Porous | Wet | R245fa | MinimizeLCOE_Brownfield | IgnoreSilica | 13.5977 | 1.1146 | 0.023581 | 4 | 97422.3123 | 193238.7458 | 1986.0856 | 3939.4332 | 69.5461 | 0 | 46.8424 | 282355.0477 | 8088.03 | 386400.3761 | 355525.7964 | 0 | 84192.1423 | 0 | 435458.9431 | 1132974.845 | 773278.612 | 3458273.7926 | 961560.8286 | 4769433.0752 | 4769433.0752 | 1478867.319 | 2789494.2999 | 0 | 9189267.6964 | 18227062.3906 | 42169.6503 | 0.094324 | 97422.3123 | 193238.7458 | 1986.0856 | 3939.4332
1 | 1600 | 707 | 0.035 | 15 | 15 | 7 | 5.6234e-11 | 5spot_SharedNeighbor | Water | Porous | Wet | R245fa | MinimizeLCOE_Brownfield | IgnoreSilica | 17.3024 | 1.4243 | 0.031394 | 4 | 79085.375 | 151055.4423 | 1612.2623 | 3079.4695 | 69.6963 | 0 | 55.2816 | 335564.1724 | 9632.5894 | 470084.2181 | 446888.2381 | 0 | 93974.4038 | 0 | 528896.0125 | 1376078.9331 | 939202.1475 | 4200320.7151 | 961560.8286 | 4769433.0752 | 4769433.0752 | 1478867.319 | 2789494.2999 | 0 | 9931314.6189 | 18969109.313 | 56234.1325 | 0.12558 | 79085.375 | 151055.4423 | 1612.2623 | 3079.4695
1 | 1600 | 707 | 0.035 | 15 | 15 | 7 | 7.4989e-11 | 5spot_SharedNeighbor | Water | Porous | Wet | R245fa | MinimizeLCOE_Brownfield | IgnoreSilica | 20 | 1.6499 | 0.039909 | 4 | 65344.338 | 121959.5827 | 1332.1327 | 2486.3111 | 69.7711 | 0 | 46.4742 | 372122.6739 | 10693.2101 | 528717.9626 | 513419.5437 | 0 | 92608.0668 | 0 | 591848.9682 | 1539869.6104 | 1050992.6503 | 4700272.6859 | 961560.8286 | 4769433.0752 | 4769433.0752 | 1478867.319 | 2789494.2999 | 0 | 10431266.5897 | 19469061.2838 | 74989.4209 | 0.15964 | 65344.338 | 121959.5827 | 1332.1327 | 2486.3111
1 | 1600 | 707 | 0.035 | 15 | 15 | 7 | 1e-10 | 5spot_SharedNeighbor | Water | Porous | Wet | R245fa | MinimizeLCOE_Brownfield | IgnoreSilica | 26.623 | 2.2038 | 0.053151 | 4 | 54974.1537 | 97483.9549 | 1120.7225 | 1987.3423 | 69.8914 | 0 | 53.2775 | 456097.1352 | 13127.5328 | 666413.0557 | 676771.2417 | 0 | 110838.1196 | 0 | 750066.3632 | 1951518.8172 | 1331951.6925 | 5956783.958 | 961560.8286 | 4769433.0752 | 4769433.0752 | 1478867.319 | 2789494.2999 | 0 | 11687777.8618 | 20725572.5559 | 100000 | 0.2126 | 54974.1537 | 97483.9549 | 1120.7225 | 1987.3423
1 | 1600 | 707 | 0.035 | 15 | 15 | 7 | 1.3335e-10 | 5spot_SharedNeighbor | Water | Porous | Wet | R245fa | MinimizeLCOE_Brownfield | IgnoreSilica | 33.3413 | 2.7657 | 0.068324 | 4 | 47211.5283 | 80281.2373 | 962.4709 | 1636.6416 | 69.9657 | 0 | 57.1481 | 535030.5369 | 15413.3023 | 799144.5387 | 842487.9151 | 0 | 123424.4399 | 0 | 903045.2858 | 2349538.5937 | 1603608.3684 | 7171692.9809 | 961560.8286 | 4769433.0752 | 4769433.0752 | 1478867.319 | 2789494.2999 | 0 | 12902686.8847 | 21940481.5788 | 133352.1432 | 0.2733 | 47211.5283 | 80281.2373 | 962.4709 | 1636.6416
1 | 1600 | 707 | 0.035 | 15 | 15 | 7 | 1.7783e-10 | 5spot_SharedNeighbor | Water | Porous | Wet | R245fa | MinimizeLCOE_Brownfield | IgnoreSilica | 40.2083 | 3.3401 | 0.085503 | 4 | 41220.1582 | 67645.6262 | 840.3287 | 1379.0476 | 70.0167 | 0 | 56.1367 | 610912.8327 | 17608.5309 | 929335.1687 | 1011883.8486 | 0 | 131602.5816 | 0 | 1053523.7553 | 2741052.704 | 1870824.7935 | 8366744.2152 | 961560.8286 | 4769433.0752 | 4769433.0752 | 1478867.319 | 2789494.2999 | 0 | 14097738.119 | 23135532.8132 | 177827.941 | 0.34201 | 41220.1582 | 67645.6262 | 840.3287 | 1379.0476
1 | 1600 | 707 | 0.035 | 15 | 15 | 7 | 2.3714e-10 | 5spot_SharedNeighbor | Water | Porous | Wet | R245fa | MinimizeLCOE_Brownfield | IgnoreSilica | 47.4144 | 3.9428 | 0.10448 | 4 | 36649.5204 | 58275.6955 | 747.15 | 1188.0289 | 70.0537 | 0 | 57.4694 | 686463.1332 | 19791.9317 | 1061196.369 | 1189630.6127 | 0 | 137661.931 | 0 | 1206950.1512 | 3140236.714 | 2143276.0827 | 9585206.9255 | 961560.8286 | 4769433.0752 | 4769433.0752 | 1478867.319 | 2789494.2999 | 0 | 15316200.8293 | 24353995.5235 | 237137.3706 | 0.41791 | 36649.5204 | 58275.6955 | 747.15 | 1188.0289
1 | 1600 | 707 | 0.035 | 15 | 15 | 7 | 3.1623e-10 | 5spot_SharedNeighbor | Water | Porous | Wet | R245fa | MinimizeLCOE_Brownfield | IgnoreSilica | 54.5593 | 4.5401 | 0.12429 | 4 | 33174.5508 | 51353.2866 | 676.3081 | 1046.9062 | 70.0781 | 0 | 48.5766 | 757990.9937 | 21856.7548 | 1187930.7788 | 1365807.7592 | 0 | 141158.2909 | 0 | 1355150.3852 | 3525823.3227 | 2406446.8662 | 10762165.1515 | 961560.8286 | 4769433.0752 | 4769433.0752 | 1478867.319 | 2789494.2999 | 0 | 16493159.0553 | 25530953.7495 | 316227.766 | 0.49716 | 33174.5508 | 51353.2866 | 676.3081 | 1046.9062
1 | 1600 | 707 | 0.035 | 15 | 15 | 7 | 4.217e-10 | 5spot_SharedNeighbor | Water | Porous | Wet | R245fa | MinimizeLCOE_Brownfield | IgnoreSilica | 61.205 | 5.095 | 0.14374 | 4 | 30545.5791 | 46265.0606 | 622.7129 | 943.1758 | 70.091 | 0 | 64.1804 | 821935.8161 | 23700.3957 | 1302709.1247 | 1529562.6257 | 0 | 141912.0627 | 0 | 1489729.8097 | 3875971.3792 | 2645430.1096 | 11830951.3233 | 961560.8286 | 4769433.0752 | 4769433.0752 | 1478867.319 | 2789494.2999 | 0 | 17561945.2271 | 26599739.9213 | 421696.5034 | 0.57494 | 30545.5791 | 46265.0606 | 622.7129 | 943.1758
1 | 1600 | 707 | 0.035 | 15 | 15 | 7 | 5.6234e-10 | 5spot_SharedNeighbor | Water | Porous | Wet | R245fa | MinimizeLCOE_Brownfield | IgnoreSilica | 67.0996 | 5.5863 | 0.16182 | 4 | 28565.7228 | 42528.3455 | 582.3509 | 866.9978 | 70.0952 | 0 | 66.8341 | 876800.8825 | 25280.2228 | 1402273.337 | 1674667.6826 | 0 | 140487.712 | 0 | 1606608.8364 | 4180066.6315 | 2852981.3678 | 12759166.6726 | 961560.8286 | 4769433.0752 | 4769433.0752 | 1478867.319 | 2789494.2999 | 0 | 18490160.5764 | 27527955.2705 | 562341.3252 | 0.64728 | 28565.7228 | 42528.3455 | 582.3509 | 866.9978
1 | 1600 | 707 | 0.035 | 15 | 15 | 7 | 7.4989e-10 | 5spot_SharedNeighbor | Water | Porous | Wet | R245fa | MinimizeLCOE_Brownfield | IgnoreSilica | 72.0908 | 6.0015 | 0.17782 | 4 | 27079.5475 | 39785.6758 | 552.0532 | 811.0848 | 70.0934 | 0 | 64.38 | 922010.2262 | 26580.3996 | 1485058.9988 | 1797393.6463 | 0 | 137514.0401 | 0 | 1703737.3513 | 4432775.1036 | 3025460.0926 | 13530529.8586 | 961560.8286 | 4769433.0752 | 4769433.0752 | 1478867.319 | 2789494.2999 | 0 | 19261523.7624 | 28299318.4566 | 749894.2093 | 0.71129 | 27079.5475 | 39785.6758 | 552.0532 | 811.0848
1 | 1600 | 707 | 0.035 | 15 | 15 | 7 | 1e-09 | 5spot_SharedNeighbor | Water | Porous | Wet | R245fa | MinimizeLCOE_Brownfield | IgnoreSilica | 76.1982 | 6.3426 | 0.19147 | 4 | 25966.0289 | 37766.8431 | 529.3526 | 769.9282 | 70.0884 | 0 | 63.3607 | 958412.1839 | 27626.1052 | 1552204.0277 | 1898274.5773 | 0 | 133790.0945 | 0 | 1782419.7256 | 4637490.5013 | 3165182.5581 | 14155399.7735 | 961560.8286 | 4769433.0752 | 4769433.0752 | 1478867.319 | 2789494.2999 | 0 | 19886393.6774 | 28924188.3715 | 1000000 | 0.76586 | 25966.0289 | 37766.8431 | 529.3526 | 769.9282
1 | 1600 | 707 | 0.035 | 15 | 15 | 7 | 1.3335e-09 | 5spot_SharedNeighbor | Water | Porous | Wet | R245fa | MinimizeLCOE_Brownfield | IgnoreSilica | 79.4897 | 6.6154 | 0.20273 | 4 | 25132.4145 | 36277.4705 | 512.3583 | 739.5653 | 70.0822 | 0 | 69.4408 | 987085.7738 | 28448.9992 | 1605400.1376 | 1979032.3938 | 0 | 129864.0452 | 0 | 1844634.2263 | 4799359.8704 | 3275661.7286 | 14649487.1749 | 961560.8286 | 4769433.0752 | 4769433.0752 | 1478867.319 | 2789494.2999 | 0 | 20380481.0788 | 29418275.7729 | 1333521.4322 | 0.81092 | 25132.4145 | 36277.4705 | 512.3583 | 739.5653
1 | 1600 | 707 | 0.035 | 15 | 15 | 7 | 1.7783e-09 | 5spot_SharedNeighbor | Water | Porous | Wet | R245fa | MinimizeLCOE_Brownfield | IgnoreSilica | 82.0908 | 6.8307 | 0.21183 | 4 | 24508.4682 | 35174.6618 | 499.6383 | 717.0831 | 70.0759 | 0 | 68.1554 | 1009443.5942 | 29090.1195 | 1647066.959 | 2042794.128 | 0 | 126159.813 | 0 | 1893276.2993 | 4925916.5665 | 3362039.2741 | 15035786.7536 | 961560.8286 | 4769433.0752 | 4769433.0752 | 1478867.319 | 2789494.2999 | 0 | 20766780.6574 | 29804575.3515 | 1778279.41 | 0.84733 | 24508.4682 | 35174.6618 | 499.6383 | 717.0831
1 | 1600 | 707 | 0.035 | 15 | 15 | 7 | 2.3714e-09 | 5spot_SharedNeighbor | Water | Porous | Wet | R245fa | MinimizeLCOE_Brownfield | IgnoreSilica | 84.0982 | 6.9966 | 0.21902 | 4 | 24041.3961 | 34357.6443 | 490.1164 | 700.4271 | 70.0702 | 0 | 67.6423 | 1026521.0375 | 29579.5023 | 1679004.3849 | 2091964.9639 | 0 | 122813.1633 | 0 | 1930454.3902 | 5022646.3327 | 3428059.3271 | 15331043.1018 | 961560.8286 | 4769433.0752 | 4769433.0752 | 1478867.319 | 2789494.2999 | 0 | 21062037.0056 | 30099831.6998 | 2371373.7057 | 0.87607 | 24041.3961 | 34357.6443 | 490.1164 | 700.4271
1 | 1600 | 707 | 0.035 | 15 | 15 | 7 | 3.1623e-09 | 5spot_SharedNeighbor | Water | Porous | Wet | R245fa | MinimizeLCOE_Brownfield | IgnoreSilica | 85.6575 | 7.1253 | 0.22466 | 4 | 23691.6663 | 33749.0117 | 482.9867 | 688.0193 | 70.0653 | 0 | 74.4095 | 1039682.5124 | 29956.471 | 1703684.3336 | 2130137.6298 | 0 | 120008.7203 | 0 | 1959153.1702 | 5097314.6712 | 3479022.0025 | 15558959.511 | 961560.8286 | 4769433.0752 | 4769433.0752 | 1478867.319 | 2789494.2999 | 0 | 21289953.4148 | 30327748.109 | 3162277.6602 | 0.89863 | 23691.6663 | 33749.0117 | 482.9867 | 688.0193
1 | 1600 | 707 | 0.035 | 15 | 15 | 7 | 4.217e-09 | 5spot_SharedNeighbor | Water | Porous | Wet | R245fa | MinimizeLCOE_Brownfield | IgnoreSilica | 86.8366 | 7.2226 | 0.22899 | 4 | 23429.7253 | 33296.5498 | 477.6466 | 678.7952 | 70.0614 | 0 | 66.0083 | 1049575.1227 | 30239.6988 | 1722272.5384 | 2158988.4786 | 0 | 117655.9367 | 0 | 1980705.3923 | 5153389.1323 | 3517293.9743 | 15730120.2742 | 961560.8286 | 4769433.0752 | 4769433.0752 | 1478867.319 | 2789494.2999 | 0 | 21461114.178 | 30498908.8721 | 4216965.0343 | 0.91598 | 23429.7253 | 33296.5498 | 477.6466 | 678.7952
1 | 1600 | 707 | 0.035 | 15 | 15 | 7 | 5.6234e-09 | 5spot_SharedNeighbor | Water | Porous | Wet | R245fa | MinimizeLCOE_Brownfield | IgnoreSilica | 87.7381 | 7.2969 | 0.23233 | 4 | 23233.4854 | 32958.604 | 473.646 | 671.9057 | 70.0582 | 0 | 73.7883 | 1057104.0269 | 30455.1859 | 1736441.1973 | 2181037.3451 | 0 | 115777.0734 | 0 | 1997117.7831 | 5196090.8066 | 3546438.7445 | 15860462.1628 | 961560.8286 | 4769433.0752 | 4769433.0752 | 1478867.319 | 2789494.2999 | 0 | 21591456.0666 | 30629250.7607 | 5623413.2519 | 0.92932 | 23233.4854 | 32958.604 | 473.646 | 671.9057
1 | 1600 | 707 | 0.035 | 15 | 15 | 7 | 7.4989e-09 | 5spot_SharedNeighbor | Water | Porous | Wet | R245fa | MinimizeLCOE_Brownfield | IgnoreSilica | 88.4218 | 7.3533 | 0.23488 | 4 | 23086.4352 | 32706.1043 | 470.6482 | 666.7582 | 70.0557 | 0 | 86.4896 | 1062794.996 | 30618.0299 | 1747163.6023 | 2197756.2644 | 0 | 114293.1168 | 0 | 2009524.1437 | 5228369.6117 | 3568469.6922 | 15958989.457 | 961560.8286 | 4769433.0752 | 4769433.0752 | 1478867.319 | 2789494.2999 | 0 | 21689983.3608 | 30727778.0549 | 7498942.0933 | 0.93951 | 23086.4352 | 32706.1043 | 470.6482 | 666.7582
1 | 1600 | 707 | 0.035 | 15 | 15 | 7 | 1e-08 | 5spot_SharedNeighbor | Water | Porous | Wet | R245fa | MinimizeLCOE_Brownfield | IgnoreSilica | 88.936 | 7.3956 | 0.23681 | 4 | 22976.2256 | 32517.4862 | 468.4014 | 662.9129 | 70.0537 | 0 | 82.5833 | 1067063.4939 | 30740.1484 | 1755213.0243 | 2210325.9763 | 0 | 113127.2159 | 0 | 2018823.2449 | 5252563.9656 | 3584982.8359 | 16032839.9052 | 961560.8286 | 4769433.0752 | 4769433.0752 | 1478867.319 | 2789494.2999 | 0 | 21763833.809 | 30801628.5032 | 10000000 | 0.94723 | 22976.2256 | 32517.4862 | 468.4014 | 662.9129
1 | 1700 | 707 | 0.035 | 15 | 15 | 7 | 1e-13 | 5spot_SharedNeighbor | Water | Porous | Wet | R245fa | MinimizeLCOE_Brownfield | IgnoreSilica | 0 | 0 | 0 | 4 | [6 empty] | 7.8877 | [19 empty] | 100 | 0
1 | 1700 | 707 | 0.035 | 15 | 15 | 7 | 1.3335e-13 | 5spot_SharedNeighbor | Water | Porous | Wet | R245fa | MinimizeLCOE_Brownfield | IgnoreSilica | 0 | 0 | 0 | 4 | [6 empty] | 8.9082 | [19 empty] | 133.3521 | 0
1 | 1700 | 707 | 0.035 | 15 | 15 | 7 | 1.7783e-13 | 5spot_SharedNeighbor | Water | Porous | Wet | R245fa | MinimizeLCOE_Brownfield | IgnoreSilica | 0 | 0 | 0 | 4 | [6 empty] | 10.0534 | [19 empty] | 177.8279 | 0
1 | 1700 | 707 | 0.035 | 15 | 15 | 7 | 2.3714e-13 | 5spot_SharedNeighbor | Water | Porous | Wet | R245fa | MinimizeLCOE_Brownfield | IgnoreSilica | 0 | 0 | 0 | 4 | [6 empty] | 9.7027 | [19 empty] | 237.1374 | 0
1 | 1700 | 707 | 0.035 | 15 | 15 | 7 | 3.1623e-13 | 5spot_SharedNeighbor | Water | Porous | Wet | R245fa | MinimizeLCOE_Brownfield | IgnoreSilica | 0 | 0 | 0 | 4 | [6 empty] | 10.4957 | [19 empty] | 316.2278 | 0
1 | 1700 | 707 | 0.035 | 15 | 15 | 7 | 4.217e-13 | 5spot_SharedNeighbor | Water | Porous | Wet | R245fa | MinimizeLCOE_Brownfield | IgnoreSilica | 0 | 0 | 0 | 4 | [6 empty] | 10.2558 | [19 empty] | 421.6965 | 0
1 | 1700 | 707 | 0.035 | 15 | 15 | 7 | 5.6234e-13 | 5spot_SharedNeighbor | Water | Porous | Wet | R245fa | MinimizeLCOE_Brownfield | IgnoreSilica | 0 | 0 | 0 | 4 | [6 empty] | 11.2076 | [19 empty] | 562.3413 | 0
1 | 1700 | 707 | 0.035 | 15 | 15 | 7 | 7.4989e-13 | 5spot_SharedNeighbor | Water | Porous | Wet | R245fa | MinimizeLCOE_Brownfield | IgnoreSilica | 0 | 0 | 0 | 4 | [6 empty] | 12.4177 | [19 empty] | 749.8942 | 0
1 | 1700 | 707 | 0.035 | 15 | 15 | 7 | 1e-12 | 5spot_SharedNeighbor | Water | Porous | Wet | R245fa | MinimizeLCOE_Brownfield | IgnoreSilica | 0 | 0 | 0 | 4 | [6 empty] | 11.6824 | [19 empty] | 1000 | 0
1 | 1700 | 707 | 0.035 | 15 | 15 | 7 | 1.3335e-12 | 5spot_SharedNeighbor | Water | Porous | Wet | R245fa | MinimizeLCOE_Brownfield | IgnoreSilica | 0 | 0 | 0 | 4 | [6 empty] | 13.9726 | [19 empty] | 1333.5214 | 0
1 | 1700 | 707 | 0.035 | 15 | 15 | 7 | 1.7783e-12 | 5spot_SharedNeighbor | Water | Porous | Wet | R245fa | MinimizeLCOE_Brownfield | IgnoreSilica | 0 | 0 | 0 | 4 | [6 empty] | 14.3115 | [19 empty] | 1778.2794 | 0
1 | 1700 | 707 | 0.035 | 15 | 15 | 7 | 2.3714e-12 | 5spot_SharedNeighbor | Water | Porous | Wet | R245fa | MinimizeLCOE_Brownfield | IgnoreSilica | 1.0304 | 0.07196 | 0.00047728 | 4 | 3414779.7211 | 8368692.8833 | 69614.9034 | 170607.1239 | 64.2668 | 0 | 29.3593 | 39541.8323 | 1059.1416 | 43362.0262 | 46922.2813 | 0 | 26789.3822 | 0 | 61493.1188 | 159992.4811 | 109198.1558 | 488358.4192 | 961560.8286 | 5069319.0393 | 5069319.0393 | 1478867.319 | 2909448.6856 | 0 | 6519238.2871 | 15976873.331 | 2371.3737 | 0.0019091 | 3414779.7211 | 8368692.8833 | 69614.9034 | 170607.1239
1 | 1700 | 707 | 0.035 | 15 | 15 | 7 | 3.1623e-12 | 5spot_SharedNeighbor | Water | Porous | Wet | R245fa | MinimizeLCOE_Brownfield | IgnoreSilica | 1.4375 | 0.10841 | 0.0011271 | 4 | 1478470.1141 | 3576245.9986 | 30140.6131 | 72906.6119 | 66.7077 | 0 | 109.6217 | 54283.4784 | 1489.7945 | 60053.6538 | 57440.1563 | 0 | 31646.8682 | 0 | 79916.441 | 207926.1863 | 141913.8946 | 634670.4732 | 961560.8286 | 5069319.0393 | 5069319.0393 | 1478867.319 | 2909448.6856 | 0 | 6665550.3411 | 16123185.385 | 3162.2777 | 0.0045084 | 1478470.1141 | 3576245.9986 | 30140.6131 | 72906.6119
1 | 1700 | 707 | 0.035 | 15 | 15 | 7 | 4.217e-12 | 5spot_SharedNeighbor | Water | Porous | Wet | R245fa | MinimizeLCOE_Brownfield | IgnoreSilica | 1.9626 | 0.15588 | 0.0020619 | 4 | 829430.9814 | 1976136.3327 | 16909.0724 | 40286.2121 | 68.4554 | 0 | 157.9537 | 71398.6471 | 1994.8025 | 80169.6847 | 71037.2064 | 0 | 36916.5951 | 0 | 101991.605 | 265361.2348 | 181114.4954 | 809984.271 | 961560.8286 | 5069319.0393 | 5069319.0393 | 1478867.319 | 2909448.6856 | 0 | 6840864.1389 | 16298499.1828 | 4216.965 | 0.0082477 | 829430.9814 | 1976136.3327 | 16909.0724 | 40286.2121
1 | 1700 | 707 | 0.035 | 15 | 15 | 7 | 5.6234e-12 | 5spot_SharedNeighbor | Water | Porous | Wet | R245fa | MinimizeLCOE_Brownfield | IgnoreSilica | 2.6452 | 0.21801 | 0.0033589 | 4 | 525044.6203 | 1228975.9784 | 10703.7448 | 25054.3376 | 69.7387 | 0 | 34.3477 | 91516.7121 | 2591.4042 | 104726.5278 | 88761.8707 | 0 | 42803.0476 | 0 | 128855.8293 | 335256.4359 | 228819.4063 | 1023331.2338 | 961560.8286 | 5069319.0393 | 5069319.0393 | 1478867.319 | 2909448.6856 | 0 | 7054211.1018 | 16511846.1457 | 5623.4133 | 0.013435 | 525044.6203 | 1228975.9784 | 10703.7448 | 25054.3376
1 | 1700 | 707 | 0.035 | 15 | 15 | 7 | 7.4989e-12 | 5spot_SharedNeighbor | Water | Porous | Wet | R245fa | MinimizeLCOE_Brownfield | IgnoreSilica | 3.5124 | 0.2972 | 0.00512 | 4 | 356860.994 | 818655.3795 | 7275.0941 | 16689.3972 | 70.6752 | 0 | 39.813 | 114727.1299 | 3281.6423 | 134074.033 | 111303.9019 | 0 | 49139.9815 | 0 | 160885.4086 | 418590.831 | 285696.8433 | 1277699.7715 | 961560.8286 | 5069319.0393 | 5069319.0393 | 1478867.319 | 2909448.6856 | 0 | 7308579.6394 | 16766214.6833 | 7498.9421 | 0.02048 | 356860.994 | 818655.3795 | 7275.0941 | 16689.3972
1 | 1700 | 707 | 0.035 | 15 | 15 | 7 | 1e-11 | 5spot_SharedNeighbor | Water | Porous | Wet | R245fa | MinimizeLCOE_Brownfield | IgnoreSilica | 4.6159 | 0.39817 | 0.0074813 | 4 | 254435.9136 | 570479.5975 | 5187.0202 | 11629.9982 | 71.3713 | 0 | 58.1796 | 141685.666 | 4084.366 | 169312.3826 | 140009.9776 | 0 | 56049.8764 | 0 | 199345.4848 | 518656.06 | 353993.4182 | 1583137.2316 | 961560.8286 | 5069319.0393 | 5069319.0393 | 1478867.319 | 2909448.6856 | 0 | 7614017.0995 | 17071652.1434 | 10000 | 0.029925 | 254435.9136 | 570479.5975 | 5187.0202 | 11629.9982
1 | 1700 | 707 | 0.035 | 15 | 15 | 7 | 1.3335e-11 | 5spot_SharedNeighbor | Water | Porous | Wet | R245fa | MinimizeLCOE_Brownfield | IgnoreSilica | 6.0138 | 0.52615 | 0.01061 | 4 | 188036.8162 | 410881.4137 | 3833.3848 | 8376.3734 | 71.888 | 0 | 58.7815 | 172959.7876 | 5015.8389 | 211505.0376 | 176377.3031 | 0 | 63569.2481 | 0 | 245476.614 | 638679.7955 | 435912.084 | 1949495.7088 | 961560.8286 | 5069319.0393 | 5069319.0393 | 1478867.319 | 2909448.6856 | 0 | 7980375.5767 | 17438010.6206 | 13335.2143 | 0.04244 | 188036.8162 | 410881.4137 | 3833.3848 | 8376.3734
1 | 1700 | 707 | 0.035 | 15 | 15 | 7 | 1.7783e-11 | 5spot_SharedNeighbor | Water | Porous | Wet | R245fa | MinimizeLCOE_Brownfield | IgnoreSilica | 7.6922 | 0.67928 | 0.014638 | 4 | 143386.2528 | 304906.887 | 2923.1227 | 6215.9393 | 72.2325 | 0 | 58.1403 | 207364.7886 | 6039.3755 | 259382.248 | 219946.5742 | 0 | 70820.752 | 0 | 297785.9579 | 774777.9782 | 528801.8902 | 2364919.5645 | 961560.8286 | 5069319.0393 | 5069319.0393 | 1478867.319 | 2909448.6856 | 0 | 8395799.4324 | 17853434.4763 | 17782.7941 | 0.058554 | 143386.2528 | 304906.887 | 2923.1227 | 6215.9393
1 | 1700 | 707 | 0.035 | 15 | 15 | 7 | 2.3714e-11 | 5spot_SharedNeighbor | Water | Porous | Wet | R245fa | MinimizeLCOE_Brownfield | IgnoreSilica | 10.1406 | 0.90453 | 0.020245 | 4 | 110942.3968 | 227733.5744 | 2261.7108 | 4642.6569 | 72.6081 | 0 | 61.0497 | 254172.9845 | 7435.3227 | 326055.248 | 283810.2308 | 0 | 81992.4203 | 0 | 371851.8205 | 967482.1596 | 660326.4537 | 2953126.6401 | 961560.8286 | 5069319.0393 | 5069319.0393 | 1478867.319 | 2909448.6856 | 0 | 8984006.508 | 18441641.5519 | 23713.7371 | 0.080979 | 110942.3968 | 227733.5744 | 2261.7108 | 4642.6569
1 | 1700 | 707 | 0.035 | 15 | 15 | 7 | 3.1623e-11 | 5spot_SharedNeighbor | Water | Porous | Wet | R245fa | MinimizeLCOE_Brownfield | IgnoreSilica | 13.0371 | 1.1701 | 0.027366 | 4 | 88086.6629 | 174485.0176 | 1795.7658 | 3557.1131 | 72.8419 | 0 | 52.0605 | 304887.5808 | 8944.9855 | 400544.6371 | 359211.7359 | 0 | 92465.5931 | 0 | 454761.2677 | 1183195.5341 | 807555.2642 | 3611566.5984 | 961560.8286 | 5069319.0393 | 5069319.0393 | 1478867.319 | 2909448.6856 | 0 | 9642446.4663 | 19100081.5102 | 31622.7766 | 0.10947 | 88086.6629 | 174485.0176 | 1795.7658 | 3557.1131
1 | 1700 | 707 | 0.035 | 15 | 15 | 7 | 4.217e-11 | 5spot_SharedNeighbor | Water | Porous | Wet | R245fa | MinimizeLCOE_Brownfield | IgnoreSilica | 16.6056 | 1.4974 | 0.03653 | 4 | 71304.8675 | 136029.366 | 1453.6462 | 2773.1426 | 73.0188 | 0 | 59.0928 | 362804.2413 | 10667.749 | 487832.6992 | 452116.0008 | 0 | 103411.2975 | 0 | 552564.4753 | 1437659.4181 | 981232.0938 | 4388287.9751 | 961560.8286 | 5069319.0393 | 5069319.0393 | 1478867.319 | 2909448.6856 | 0 | 10419167.843 | 19876802.8869 | 42169.6503 | 0.14612 | 71304.8675 | 136029.366 | 1453.6462 | 2773.1426
1 | 1700 | 707 | 0.035 | 15 | 15 | 7 | 5.6234e-11 | 5spot_SharedNeighbor | Water | Porous | Wet | R245fa | MinimizeLCOE_Brownfield | IgnoreSilica | 20.9862 | 1.8993 | 0.048201 | 4 | 58792.1928 | 107845.7149 | 1198.5584 | 2198.5808 | 73.1547 | 0 | 50.0267 | 428928.4747 | 12632.8402 | 589957.0743 | 566180.2147 | 0 | 114913.463 | 0 | 667918.7061 | 1737787.4643 | 1186075.6523 | 5304393.8896 | 961560.8286 | 5069319.0393 | 5069319.0393 | 1478867.319 | 2909448.6856 | 0 | 11335273.7575 | 20792908.8014 | 56234.1325 | 0.1928 | 58792.1928 | 107845.7149 | 1198.5584 | 2198.5808
1 | 1700 | 707 | 0.035 | 15 | 15 | 7 | 7.4989e-11 | 5spot_SharedNeighbor | Water | Porous | Wet | R245fa | MinimizeLCOE_Brownfield | IgnoreSilica | 26.2501 | 2.3823 | 0.062792 | 4 | 49350.1063 | 87004.497 | 1006.0687 | 1773.7044 | 73.2588 | 0 | 69.7658 | 503074.6144 | 14834.1766 | 707134.1044 | 703255.0854 | 0 | 126542.6007 | 0 | 801387.8268 | 2085046.738 | 1423087.2421 | 6364362.3883 | 961560.8286 | 5069319.0393 | 5069319.0393 | 1478867.319 | 2909448.6856 | 0 | 12395242.2562 | 21852877.3001 | 74989.4209 | 0.25117 | 49350.1063 | 87004.497 | 1006.0687 | 1773.7044
1 | 1700 | 707 | 0.035 | 15 | 15 | 7 | 1e-10 | 5spot_SharedNeighbor | Water | Porous | Wet | R245fa | MinimizeLCOE_Brownfield | IgnoreSilica | 32.4056 | 2.9472 | 0.08059 | 4 | 42163.1968 | 71502.0308 | 859.5538 | 1457.6656 | 73.3387 | 0 | 69.7856 | 584310.002 | 17243.459 | 838298.1869 | 863556.6882 | 0 | 137723.045 | 0 | 952041.2386 | 2477016.0124 | 1690614.326 | 7560802.9581 | 961560.8286 | 5069319.0393 | 5069319.0393 | 1478867.319 | 2909448.6856 | 0 | 13591682.8261 | 23049317.87 | 100000 | 0.32236 | 42163.1968 | 71502.0308 | 859.5538 | 1457.6656
1 | 1700 | 707 | 0.035 | 15 | 15 | 7 | 1.3335e-10 | 5spot_SharedNeighbor | Water | Porous | Wet | R245fa | MinimizeLCOE_Brownfield | IgnoreSilica | 39.3512 | 3.5847 | 0.10158 | 4 | 36664.6084 | 59939.8029 | 747.4576 | 1221.954 | 73.3995 | 0 | 60.3191 | 670606.5106 | 19800.0377 | 980408.6814 | 1044449.4294 | 0 | 147725.0853 | 0 | 1116566.0003 | 2905075.6936 | 1982773.8542 | 8867405.2925 | 961560.8286 | 5069319.0393 | 5069319.0393 | 1478867.319 | 2909448.6856 | 0 | 14898285.1605 | 24355920.2044 | 133352.1432 | 0.40634 | 36664.6084 | 59939.8029 | 747.4576 | 1221.954
1 | 1700 | 707 | 0.035 | 15 | 15 | 7 | 1.7783e-10 | 5spot_SharedNeighbor | Water | Porous | Wet | R245fa | MinimizeLCOE_Brownfield | IgnoreSilica | 46.1451 | 4.2082 | 0.12474 | 4 | 32323.5479 | 51277.8655 | 658.9592 | 1045.3686 | 73.441 | 0 | 55.8086 | 750694.2233 | 22170.0456 | 1114568.6015 | 1221382.2156 | 0 | 151363.3713 | 0 | 1271469.5983 | 3308103.0806 | 2257848.3272 | 10097599.4635 | 961560.8286 | 5069319.0393 | 5069319.0393 | 1478867.319 | 2909448.6856 | 0 | 16128479.3314 | 25586114.3753 | 177827.941 | 0.49897 | 32323.5479 | 51277.8655 | 658.9592 | 1045.3686
1 | 1700 | 707 | 0.035 | 15 | 15 | 7 | 2.3714e-10 | 5spot_SharedNeighbor | Water | Porous | Wet | R245fa | MinimizeLCOE_Brownfield | IgnoreSilica | 54.4324 | 4.9683 | 0.15062 | 4 | 29234.8555 | 44933.1136 | 595.9921 | 916.0223 | 73.4742 | 0 | 71.4591 | 843699.2025 | 24918.7609 | 1272873.5838 | 1437135.0212 | 0 | 160837.1631 | 0 | 1458390.8553 | 3794433.8484 | 2589779.0694 | 11582067.5046 | 961560.8286 | 5069319.0393 | 5069319.0393 | 1478867.319 | 2909448.6856 | 0 | 17612947.3725 | 27070582.4164 | 237137.3706 | 0.60246 | 29234.8555 | 44933.1136 | 595.9921 | 916.0223
1 | 1700 | 707 | 0.035 | 15 | 15 | 7 | 3.1623e-10 | 5spot_SharedNeighbor | Water | Porous | Wet | R245fa | MinimizeLCOE_Brownfield | IgnoreSilica | 61.6823 | 5.6324 | 0.17607 | 4 | 26788.688 | 40217.2262 | 546.1236 | 819.8826 | 73.4899 | 0 | 76.3581 | 921488.7298 | 27214.3075 | 1407233.2668 | 1625730.0757 | 0 | 162722.9125 | 0 | 1616311.824 | 4205311.8149 | 2870211.7242 | 12836224.6553 | 961560.8286 | 5069319.0393 | 5069319.0393 | 1478867.319 | 2909448.6856 | 0 | 18867104.5232 | 28324739.5671 | 316227.766 | 0.70429 | 26788.688 | 40217.2262 | 546.1236 | 819.8826
1 | 1700 | 707 | 0.035 | 15 | 15 | 7 | 4.217e-10 | 5spot_SharedNeighbor | Water | Porous | Wet | R245fa | MinimizeLCOE_Brownfield | IgnoreSilica | 68.225 | 6.2305 | 0.20022 | 4 | 24938.8306 | 36748.0138 | 508.4118 | 749.158 | 73.4941 | 0 | 86.785 | 989182.5342 | 29208.8308 | 1525560.3463 | 1795734.0447 | 0 | 161693.1295 | 0 | 1755537.7654 | 4567549.1552 | 3117446.1522 | 13941911.9584 | 961560.8286 | 5069319.0393 | 5069319.0393 | 1478867.319 | 2909448.6856 | 0 | 19972791.8263 | 29430426.8702 | 421696.5034 | 0.80087 | 24938.8306 | 36748.0138 | 508.4118 | 749.158
1 | 1700 | 707 | 0.035 | 15 | 15 | 7 | 5.6234e-10 | 5spot_SharedNeighbor | Water | Porous | Wet | R245fa | MinimizeLCOE_Brownfield | IgnoreSilica | 73.8741 | 6.7457 | 0.22199 | 4 | 23545.6608 | 34196.4273 | 480.0101 | 697.1404 | 73.4904 | 0 | 89.4515 | 1045890.0528 | 30877.0777 | 1625679.6682 | 1942316.2294 | 0 | 158564.6212 | 0 | 1873297.7832 | 4873936.5657 | 3326561.8555 | 14877123.8538 | 961560.8286 | 5069319.0393 | 5069319.0393 | 1478867.319 | 2909448.6856 | 0 | 20908003.7217 | 30365638.7656 | 562341.3252 | 0.88798 | 23545.6608 | 34196.4273 | 480.0101 | 697.1404
1 | 1700 | 707 | 0.035 | 15 | 15 | 7 | 7.4989e-10 | 5spot_SharedNeighbor | Water | Porous | Wet | R245fa | MinimizeLCOE_Brownfield | IgnoreSilica | 78.5734 | 7.1733 | 0.24081 | 4 | 22499.2297 | 32317.7875 | 458.6772 | 658.8418 | 73.4822 | 0 | 98.1292 | 1091920.7189 | 32229.2902 | 1707615.7818 | 2064084.3001 | 0 | 154202.9928 | 0 | 1969520.7027 | 5124288.8643 | 3497432.4435 | 15641295.0944 | 961560.8286 | 5069319.0393 | 5069319.0393 | 1478867.319 | 2909448.6856 | 0 | 21672174.9623 | 31129810.0062 | 749894.2093 | 0.96324 | 22499.2297 | 32317.7875 | 458.6772 | 658.8418
1 | 1700 | 707 | 0.035 | 15 | 15 | 7 | 1e-09 | 5spot_SharedNeighbor | Water | Porous | Wet | R245fa | MinimizeLCOE_Brownfield | IgnoreSilica | 82.3855 | 7.5194 | 0.25654 | 4 | 21714.3991 | 30930.7762 | 442.6774 | 630.5657 | 73.4724 | 0 | 100.4284 | 1128537.6278 | 33303.6098 | 1773223.6111 | 2162731.7326 | 0 | 149413.064 | 0 | 2046411.7617 | 5324343.6271 | 3633973.9298 | 16251938.964 | 961560.8286 | 5069319.0393 | 5069319.0393 | 1478867.319 | 2909448.6856 | 0 | 22282818.8319 | 31740453.8758 | 1000000 | 1.0262 | 21714.3991 | 30930.7762 | 442.6774 | 630.5657
1 | 1700 | 707 | 0.035 | 15 | 15 | 7 | 1.3335e-09 | 5spot_SharedNeighbor | Water | Porous | Wet | R245fa | MinimizeLCOE_Brownfield | IgnoreSilica | 85.4017 | 7.7926 | 0.26933 | 4 | 21126.1709 | 29904.9723 | 430.6856 | 609.6533 | 73.4626 | 0 | 90.3073 | 1157070.0384 | 34139.8501 | 1824610.7481 | 2240696.2338 | 0 | 144688.6589 | 0 | 2106470.1564 | 5480603.2506 | 3740624.3336 | 16728903.2699 | 961560.8286 | 5069319.0393 | 5069319.0393 | 1478867.319 | 2909448.6856 | 0 | 22759783.1378 | 32217418.1817 | 1333521.4322 | 1.0773 | 21126.1709 | 29904.9723 | 430.6856 | 609.6533
1 | 1700 | 707 | 0.035 | 15 | 15 | 7 | 1.7783e-09 | 5spot_SharedNeighbor | Water | Porous | Wet | R245fa | MinimizeLCOE_Brownfield | IgnoreSilica | 87.7593 | 8.0059 | 0.27953 | 4 | 20685.3938 | 29143.9163 | 421.6997 | 594.1382 | 73.4538 | 0 | 88.7968 | 1179108.5339 | 34785.2078 | 1864461.7778 | 2301575.7385 | 0 | 140395.796 | 0 | 2152927.5511 | 5601475.8617 | 3823122.3744 | 17097852.8411 | 961560.8286 | 5069319.0393 | 5069319.0393 | 1478867.319 | 2909448.6856 | 0 | 23128732.709 | 32586367.7529 | 1778279.41 | 1.1181 | 20685.3938 | 29143.9163 | 421.6997 | 594.1382
1 | 1700 | 707 | 0.035 | 15 | 15 | 7 | 2.3714e-09 | 5spot_SharedNeighbor | Water | Porous | Wet | R245fa | MinimizeLCOE_Brownfield | IgnoreSilica | 89.5841 | 8.1707 | 0.28754 | 4 | 20355.1041 | 28577.8768 | 414.9663 | 582.5987 | 73.4463 | 0 | 81.9437 | 1196011.8477 | 35279.8507 | 1895121.7945 | 2348660.3572 | 0 | 136694.7285 | 0 | 2188589.7457 | 5694261.5767 | 3886450.5315 | 17381070.4325 | 961560.8286 | 5069319.0393 | 5069319.0393 | 1478867.319 | 2909448.6856 | 0 | 23411950.3004 | 32869585.3443 | 2371373.7057 | 1.1502 | 20355.1041 | 28577.8768 | 414.9663 | 582.5987
1 | 1700 | 707 | 0.035 | 15 | 15 | 7 | 3.1623e-09 | 5spot_SharedNeighbor | Water | Porous | Wet | R245fa | MinimizeLCOE_Brownfield | IgnoreSilica | 90.9971 | 8.2982 | 0.29379 | 4 | 20107.5816 | 28155.4019 | 409.9202 | 573.986 | 73.44 | 0 | 102.0627 | 1209009.7204 | 35660.0023 | 1918754.0609 | 2385097.4757 | 0 | 133655.3756 | 0 | 2216048.8876 | 5765704.6315 | 3935211.8844 | 17599142.0385 | 961560.8286 | 5069319.0393 | 5069319.0393 | 1478867.319 | 2909448.6856 | 0 | 23630021.9064 | 33087656.9503 | 3162277.6602 | 1.1752 | 20107.5816 | 28155.4019 | 409.9202 | 573.986
1 | 1700 | 707 | 0.035 | 15 | 15 | 7 | 4.217e-09 | 5spot_SharedNeighbor | Water | Porous | Wet | R245fa | MinimizeLCOE_Brownfield | IgnoreSilica | 92.0519 | 8.3933 | 0.29856 | 4 | 19922.0631 | 27841.4902 | 406.1382 | 567.5864 | 73.4351 | 0 | 84.0303 | 1218661.5848 | 35942.1742 | 1936334.4202 | 2412285.0337 | 0 | 131111.7859 | 0 | 2236390.6495 | 5818629.7231 | 3971334.3469 | 17760689.7181 | 961560.8286 | 5069319.0393 | 5069319.0393 | 1478867.319 | 2909448.6856 | 0 | 23791569.5861 | 33249204.63 | 4216965.0343 | 1.1942 | 19922.0631 | 27841.4902 | 406.1382 | 567.5864
1 | 1700 | 707 | 0.035 | 15 | 15 | 7 | 5.6234e-09 | 5spot_SharedNeighbor | Water | Porous | Wet | R245fa | MinimizeLCOE_Brownfield | IgnoreSilica | 92.8607 | 8.4662 | 0.30222 | 4 | 19783.0004 | 27606.5341 | 403.3032 | 562.7965 | 73.4312 | 0 | 90.8938 | 1226033.213 | 36157.6145 | 1949779.6812 | 2433124.5177 | 0 | 129115.8946 | 0 | 2251942.2592 | 5859091.8215 | 3998950.5605 | 17884195.5622 | 961560.8286 | 5069319.0393 | 5069319.0393 | 1478867.319 | 2909448.6856 | 0 | 23915075.4301 | 33372710.474 | 5623413.2519 | 1.2089 | 19783.0004 | 27606.5341 | 403.3032 | 562.7965
1 | 1700 | 707 | 0.035 | 15 | 15 | 7 | 7.4989e-09 | 5spot_SharedNeighbor | Water | Porous | Wet | R245fa | MinimizeLCOE_Brownfield | IgnoreSilica | 93.4797 | 8.522 | 0.30502 | 4 | 19678.7505 | 27430.4785 | 401.1779 | 559.2074 | 73.4282 | 0 | 106.0546 | 1231657.4765 | 36321.9465 | 1960048.5292 | 2449067.9342 | 0 | 127573.5969 | 0 | 2263821.0985 | 5889998.1247 | 4020044.7474 | 17978533.4538 | 961560.8286 | 5069319.0393 | 5069319.0393 | 1478867.319 | 2909448.6856 | 0 | 24009413.3217 | 33467048.3656 | 7498942.0933 | 1.2201 | 19678.7505 | 27430.4785 | 401.1779 | 559.2074
1 | 1700 | 707 | 0.035 | 15 | 15 | 7 | 1e-08 | 5spot_SharedNeighbor | Water | Porous | Wet | R245fa | MinimizeLCOE_Brownfield | IgnoreSilica | 93.9324 | 8.5627 | 0.30711 | 4 | 19600.5924 | 27299.5485 | 399.5846 | 556.5382 | 73.4259 | 0 | 95.2143 | 1235761.3668 | 36441.8332 | 1967547.2895 | 2460725.3771 | 0 | 126328.998 | 0 | 2272453.8972 | 5912458.8961 | 4035374.6855 | 18047092.3435 | 961560.8286 | 5069319.0393 | 5069319.0393 | 1478867.319 | 2909448.6856 | 0 | 24077972.2114 | 33535607.2553 | 10000000 | 1.2284 | 19600.5924 | 27299.5485 | 399.5846 | 556.5382
1 | 1800 | 707 | 0.035 | 15 | 15 | 7 | 1e-13 | 5spot_SharedNeighbor | Water | Porous | Wet | R245fa | MinimizeLCOE_Brownfield | IgnoreSilica | 0 | 0 | 0 | 4 | [6 empty] | 8.1472 | [19 empty] | 100 | 0
1 | 1800 | 707 | 0.035 | 15 | 15 | 7 | 1.3335e-13 | 5spot_SharedNeighbor | Water | Porous | Wet | R245fa | MinimizeLCOE_Brownfield | IgnoreSilica | 0 | 0 | 0 | 4 | [6 empty] | 9.1061 | [19 empty] | 133.3521 | 0
1 | 1800 | 707 | 0.035 | 15 | 15 | 7 | 1.7783e-13 | 5spot_SharedNeighbor | Water | Porous | Wet | R245fa | MinimizeLCOE_Brownfield | IgnoreSilica | 0 | 0 | 0 | 4 | [6 empty] | 10.0928 | [19 empty] | 177.8279 | 0
1 | 1800 | 707 | 0.035 | 15 | 15 | 7 | 2.3714e-13 | 5spot_SharedNeighbor | Water | Porous | Wet | R245fa | MinimizeLCOE_Brownfield | IgnoreSilica | 0 | 0 | 0 | 4 | [6 empty] | 10.2576 | [19 empty] | 237.1374 | 0
1 | 1800 | 707 | 0.035 | 15 | 15 | 7 | 3.1623e-13 | 5spot_SharedNeighbor | Water | Porous | Wet | R245fa | MinimizeLCOE_Brownfield | IgnoreSilica | 0 | 0 | 0 | 4 | [6 empty] | 11.2366 | [19 empty] | 316.2278 | 0
1 | 1800 | 707 | 0.035 | 15 | 15 | 7 | 4.217e-13 | 5spot_SharedNeighbor | Water | Porous | Wet | R245fa | MinimizeLCOE_Brownfield | IgnoreSilica | 0 | 0 | 0 | 4 | [6 empty] | 10.7604 | [19 empty] | 421.6965 | 0
1 | 1800 | 707 | 0.035 | 15 | 15 | 7 | 5.6234e-13 | 5spot_SharedNeighbor | Water | Porous | Wet | R245fa | MinimizeLCOE_Brownfield | IgnoreSilica | 0 | 0 | 0 | 4 | [6 empty] | 11.3831 | [19 empty] | 562.3413 | 0
1 | 1800 | 707 | 0.035 | 15 | 15 | 7 | 7.4989e-13 | 5spot_SharedNeighbor | Water | Porous | Wet | R245fa | MinimizeLCOE_Brownfield | IgnoreSilica | 0 | 0 | 0 | 4 | [6 empty] | 12.0329 | [19 empty] | 749.8942 | 0
1 | 1800 | 707 | 0.035 | 15 | 15 | 7 | 1e-12 | 5spot_SharedNeighbor | Water | Porous | Wet | R245fa | MinimizeLCOE_Brownfield | IgnoreSilica | 0 | 0 | 0 | 4 | [6 empty] | 11.8379 | [19 empty] | 1000 | 0
1 | 1800 | 707 | 0.035 | 15 | 15 | 7 | 1.3335e-12 | 5spot_SharedNeighbor | Water | Porous | Wet | R245fa | MinimizeLCOE_Brownfield | IgnoreSilica | 0 | 0 | 0 | 4 | [6 empty] | 13.4885 | [19 empty] | 1333.5214 | 0
1 | 1800 | 707 | 0.035 | 15 | 15 | 7 | 1.7783e-12 | 5spot_SharedNeighbor | Water | Porous | Wet | R245fa | MinimizeLCOE_Brownfield | IgnoreSilica | 0.93774 | 0.068615 | 0.00039984 | 4 | 4261950.6908 | 10443035.6725 | 86885.6295 | 212895.4074 | 65.7236 | 0 | 30.256 | 39120.2662 | 1058.4286 | 41686.3332 | 45456.4307 | 0 | 27557.1084 | 0 | 60402.6412 | 157155.282 | 107261.7092 | 479698.1995 | 961560.8286 | 5375065.0943 | 5375065.0943 | 1478867.319 | 3031747.1076 | 0 | 6816324.1224 | 16702003.6432 | 1778.2794 | 0.0015993 | 4261950.6908 | 10443035.6725 | 86885.6295 | 212895.4074
1 | 1800 | 707 | 0.035 | 15 | 15 | 7 | 2.3714e-12 | 5spot_SharedNeighbor | Water | Porous | Wet | R245fa | MinimizeLCOE_Brownfield | IgnoreSilica | 1.3402 | 0.10757 | 0.0010991 | 4 | 1586712.7812 | 3835232.6761 | 32347.2862 | 78186.4056 | 68.814 | 0 | 100.979 | 55616.6495 | 1550.2639 | 59564.3452 | 56344.0592 | 0 | 33365.7795 | 0 | 80512.028 | 209475.7815 | 142971.5252 | 639400.432 | 961560.8286 | 5375065.0943 | 5375065.0943 | 1478867.319 | 3031747.1076 | 0 | 6976026.3549 | 16861705.8758 | 2371.3737 | 0.0043965 | 1586712.7812 | 3835232.6761 | 32347.2862 | 78186.4056
1 | 1800 | 707 | 0.035 | 15 | 15 | 7 | 3.1623e-12 | 5spot_SharedNeighbor | Water | Porous | Wet | R245fa | MinimizeLCOE_Brownfield | IgnoreSilica | 1.8264 | 0.15535 | 0.0021242 | 4 | 841991.4349 | 2005477.3999 | 17165.1343 | 40884.3694 | 70.8619 | 0 | 145.3592 | 73561.4579 | 2091.821 | 79777.4136 | 69573.6291 | 0 | 38920.4288 | 0 | 102930.6527 | 267804.4443 | 182782.0361 | 817441.8835 | 961560.8286 | 5375065.0943 | 5375065.0943 | 1478867.319 | 3031747.1076 | 0 | 7154067.8063 | 17039747.3272 | 3162.2777 | 0.0084966 | 841991.4349 | 2005477.3999 | 17165.1343 | 40884.3694
1 | 1800 | 707 | 0.035 | 15 | 15 | 7 | 4.217e-12 | 5spot_SharedNeighbor | Water | Porous | Wet | R245fa | MinimizeLCOE_Brownfield | IgnoreSilica | 2.4682 | 0.21892 | 0.0035609 | 4 | 517706.1004 | 1211740.6164 | 10554.1391 | 24702.9715 | 72.3956 | 0 | 210.1398 | 94988.5413 | 2742.6176 | 104823.866 | 87086.9096 | 0 | 45322.3318 | 0 | 130636.0638 | 339888.241 | 231980.7085 | 1037469.2796 | 961560.8286 | 5375065.0943 | 5375065.0943 | 1478867.319 | 3031747.1076 | 0 | 7374095.2025 | 17259774.7233 | 4216.965 | 0.014244 | 517706.1004 | 1211740.6164 | 10554.1391 | 24702.9715
1 | 1800 | 707 | 0.035 | 15 | 15 | 7 | 5.6234e-12 | 5spot_SharedNeighbor | Water | Porous | Wet | R245fa | MinimizeLCOE_Brownfield | IgnoreSilica | 3.2734 | 0.29901 | 0.0055205 | 4 | 345646.9574 | 793330.0623 | 7046.4807 | 16173.1064 | 73.5033 | 0 | 49.1444 | 119402.1673 | 3486.6361 | 134386.9115 | 109092.8079 | 0 | 52035.9606 | 0 | 163177.7485 | 424555.0292 | 289767.5312 | 1295904.7921 | 961560.8286 | 5375065.0943 | 5375065.0943 | 1478867.319 | 3031747.1076 | 0 | 7632530.715 | 17518210.2358 | 5623.4133 | 0.022082 | 345646.9574 | 793330.0623 | 7046.4807 | 16173.1064
1 | 1800 | 707 | 0.035 | 15 | 15 | 7 | 7.4989e-12 | 5spot_SharedNeighbor | Water | Porous | Wet | R245fa | MinimizeLCOE_Brownfield | IgnoreSilica | 4.3166 | 0.40309 | 0.0081607 | 4 | 243501.0888 | 546343.5081 | 4964.0991 | 11137.9514 | 74.3424 | 0 | 47.0874 | 148261.2084 | 4367.3525 | 170532.1961 | 137638.1648 | 0 | 59654.3073 | 0 | 202976.7593 | 528103.8915 | 360441.7574 | 1611975.6373 | 961560.8286 | 5375065.0943 | 5375065.0943 | 1478867.319 | 3031747.1076 | 0 | 7948601.5602 | 17834281.081 | 7498.9421 | 0.032643 | 243501.0888 | 546343.5081 | 4964.0991 | 11137.9514
1 | 1800 | 707 | 0.035 | 15 | 15 | 7 | 1e-11 | 5spot_SharedNeighbor | Water | Porous | Wet | R245fa | MinimizeLCOE_Brownfield | IgnoreSilica | 5.6434 | 0.53562 | 0.011674 | 4 | 178356.8667 | 390056.794 | 3636.046 | 7951.8353 | 74.9681 | 0 | 62.9869 | 181844.0998 | 5392.6483 | 213960.2817 | 173958.9915 | 0 | 68008.6311 | 0 | 250834.2144 | 652619.1727 | 445425.9954 | 1992044.0349 | 961560.8286 | 5375065.0943 | 5375065.0943 | 1478867.319 | 3031747.1076 | 0 | 8328669.9578 | 18214349.4786 | 10000 | 0.046697 | 178356.8667 | 390056.794 | 3636.046 | 7951.8353
1 | 1800 | 707 | 0.035 | 15 | 15 | 7 | 1.3335e-11 | 5spot_SharedNeighbor | Water | Porous | Wet | R245fa | MinimizeLCOE_Brownfield | IgnoreSilica | 7.2318 | 0.69357 | 0.016193 | 4 | 135177.7357 | 287804.0887 | 2755.781 | 5867.2756 | 75.3972 | 0 | 49.2142 | 218570.6626 | 6512.0594 | 263002.1638 | 216895.5749 | 0 | 76001.3036 | 0 | 304582.8881 | 792462.1962 | 540871.7324 | 2418898.5809 | 961560.8286 | 5375065.0943 | 5375065.0943 | 1478867.319 | 3031747.1076 | 0 | 8755524.5037 | 18641204.0246 | 13335.2143 | 0.06477 | 135177.7357 | 287804.0887 | 2755.781 | 5867.2756
1 | 1800 | 707 | 0.035 | 15 | 15 | 7 | 1.7783e-11 | 5spot_SharedNeighbor | Water | Porous | Wet | R245fa | MinimizeLCOE_Brownfield | IgnoreSilica | 9.5339 | 0.9237 | 0.022404 | 4 | 104370.1516 | 214683.4965 | 2127.7267 | 4376.6135 | 75.8219 | 0 | 57.5017 | 267944.7092 | 8018.9693 | 330644.2327 | 279198.5989 | 0 | 88106.9817 | 0 | 379826.2618 | 988230.02 | 674487.2948 | 3016457.0682 | 961560.8286 | 5375065.0943 | 5375065.0943 | 1478867.319 | 3031747.1076 | 0 | 9353082.9911 | 19238762.5119 | 17782.7941 | 0.089615 | 104370.1516 | 214683.4965 | 2127.7267 | 4376.6135
1 | 1800 | 707 | 0.035 | 15 | 15 | 7 | 2.3714e-11 | 5spot_SharedNeighbor | Water | Porous | Wet | R245fa | MinimizeLCOE_Brownfield | IgnoreSilica | 12.2166 | 1.1914 | 0.030319 | 4 | 82548.4816 | 164062.2614 | 1682.8625 | 3344.6311 | 76.0968 | 0 | 48.594 | 320788.6392 | 9629.3039 | 405211.7041 | 351728.8239 | 0 | 99027.5184 | 0 | 462690.5359 | 1203825.8635 | 821635.888 | 3674538.2769 | 961560.8286 | 5375065.0943 | 5375065.0943 | 1478867.319 | 3031747.1076 | 0 | 10011164.1998 | 19896843.7207 | 23713.7371 | 0.12128 | 82548.4816 | 164062.2614 | 1682.8625 | 3344.6311
1 | 1800 | 707 | 0.035 | 15 | 15 | 7 | 3.1623e-11 | 5spot_SharedNeighbor | Water | Porous | Wet | R245fa | MinimizeLCOE_Brownfield | IgnoreSilica | 15.6117 | 1.5302 | 0.040592 | 4 | 66570.56 | 127454.9814 | 1357.1309 | 2598.3422 | 76.3103 | 0 | 56.6656 | 382760.1983 | 11516.0241 | 494954.635 | 443482.6433 | 0 | 111243.2842 | 0 | 563143.1462 | 1465182.9497 | 1000017.4697 | 4472300.3506 | 961560.8286 | 5375065.0943 | 5375065.0943 | 1478867.319 | 3031747.1076 | 0 | 10808926.2735 | 20694605.7943 | 31622.7766 | 0.16237 | 66570.56 | 127454.9814 | 1357.1309 | 2598.3422
1 | 1800 | 707 | 0.035 | 15 | 15 | 7 | 4.217e-11 | 5spot_SharedNeighbor | Water | Porous | Wet | R245fa | MinimizeLCOE_Brownfield | IgnoreSilica | 19.7922 | 1.9475 | 0.053734 | 4 | 54671.3829 | 100664.9253 | 1114.5501 | 2052.1907 | 76.4736 | 0 | 50.2873 | 453656.2403 | 13672.3206 | 600184.2932 | 556466.1599 | 0 | 124097.4438 | 0 | 681749.8185 | 1773773.1817 | 1210636.6439 | 5414236.1018 | 961560.8286 | 5375065.0943 | 5375065.0943 | 1478867.319 | 3031747.1076 | 0 | 11750862.0247 | 21636541.5456 | 42169.6503 | 0.21494 | 54671.3829 | 100664.9253 | 1114.5501 | 2052.1907
1 | 1800 | 707 | 0.035 | 15 | 15 | 7 | 5.6234e-11 | 5spot_SharedNeighbor | Water | Porous | Wet | R245fa | MinimizeLCOE_Brownfield | IgnoreSilica | 24.854 | 2.4528 | 0.070287 | 4 | 45695.4389 | 80857.368 | 931.5633 | 1648.3868 | 76.5987 | 0 | 57.0812 | 533670.2787 | 16103.285 | 721749.3801 | 693268.7647 | 0 | 137238.5759 | 0 | 819791.8109 | 2132930.1296 | 1455768.6408 | 6510520.8658 | 961560.8286 | 5375065.0943 | 5375065.0943 | 1478867.319 | 3031747.1076 | 0 | 12847146.7887 | 22732826.3095 | 56234.1325 | 0.28115 | 45695.4389 | 80857.368 | 931.5633 | 1648.3868
1 | 1800 | 707 | 0.035 | 15 | 15 | 7 | 7.4989e-11 | 5spot_SharedNeighbor | Water | Porous | Wet | R245fa | MinimizeLCOE_Brownfield | IgnoreSilica | 30.8593 | 3.0524 | 0.090718 | 4 | 38858.4024 | 66101.136 | 792.1811 | 1347.5611 | 76.695 | 0 | 42.0043 | 622483.8253 | 18798.4478 | 859670.5655 | 855580.3393 | 0 | 150228.8323 | 0 | 977637.1839 | 2543611.4117 | 1736067.0544 | 7764077.6602 | 961560.8286 | 5375065.0943 | 5375065.0943 | 1478867.319 | 3031747.1076 | 0 | 14100703.583 | 23986383.1039 | 74989.4209 | 0.36287 | 38858.4024 | 66101.136 | 792.1811 | 1347.5611
1 | 1800 | 707 | 0.035 | 15 | 15 | 7 | 1e-10 | 5spot_SharedNeighbor | Water | Porous | Wet | R245fa | MinimizeLCOE_Brownfield | IgnoreSilica | 37.7823 | 3.7436 | 0.11525 | 4 | 33616.7581 | 55061.014 | 685.3231 | 1122.4932 | 76.769 | 0 | 64.2682 | 718674.9203 | 21713.9377 | 1012119.2395 | 1042701.1222 | 0 | 162413.4758 | 0 | 1153472.8512 | 3001099.7491 | 2048312.2452 | 9160507.5411 | 961560.8286 | 5375065.0943 | 5375065.0943 | 1478867.319 | 3031747.1076 | 0 | 15497133.4639 | 25382812.9848 | 100000 | 0.46099 | 33616.7581 | 55061.014 | 685.3231 | 1122.4932
1 | 1800 | 707 | 0.035 | 15 | 15 | 7 | 1.3335e-10 | 5spot_SharedNeighbor | Water | Porous | Wet | R245fa | MinimizeLCOE_Brownfield | IgnoreSilica | 45.405 | 4.5048 | 0.14353 | 4 | 29587.4598 | 46806.8378 | 603.1804 | 954.2207 | 76.8241 | 0 | 60.8283 | 818677.7259 | 24741.0778 | 1173586.7831 | 1248734.5983 | 0 | 172658.9771 | 0 | 1340975.6733 | 3488943.6299 | 2381275.718 | 10649594.1833 | 961560.8286 | 5375065.0943 | 5375065.0943 | 1478867.319 | 3031747.1076 | 0 | 16986220.1062 | 26871899.6271 | 133352.1432 | 0.5741 | 29587.4598 | 46806.8378 | 603.1804 | 954.2207
1 | 1800 | 707 | 0.035 | 15 | 15 | 7 | 1.7783e-10 | 5spot_SharedNeighbor | Water | Porous | Wet | R245fa | MinimizeLCOE_Brownfield | IgnoreSilica | 53.3413 | 5.2968 | 0.17448 | 4 | 26494.63 | 40659.2201 | 540.1289 | 828.8932 | 76.8617 | 0 | 60.6248 | 917539.042 | 27729.4484 | 1335907.6131 | 1463208.4475 | 0 | 179857.5776 | 0 | 1530454.4301 | 3981928.4878 | 2717748.0133 | 12154373.0597 | 961560.8286 | 5375065.0943 | 5375065.0943 | 1478867.319 | 3031747.1076 | 0 | 18490998.9826 | 28376678.5034 | 177827.941 | 0.69791 | 26494.63 | 40659.2201 | 540.1289 | 828.8932
1 | 1800 | 707 | 0.035 | 15 | 15 | 7 | 2.3714e-10 | 5spot_SharedNeighbor | Water | Porous | Wet | R245fa | MinimizeLCOE_Brownfield | IgnoreSilica | 59.7868 | 5.9394 | 0.2043 | 4 | 24058.301 | 36155.1903 | 490.461 | 737.0725 | 76.8799 | 0 | 49.1915 | 994514.1612 | 30052.8701 | 1464034.1246 | 1637331.3944 | 0 | 175949.4615 | 0 | 1677733.9846 | 4365119.6774 | 2979283.8741 | 13324019.5479 | 961560.8286 | 5375065.0943 | 5375065.0943 | 1478867.319 | 3031747.1076 | 0 | 19660645.4708 | 29546324.9916 | 237137.3706 | 0.81721 | 24058.301 | 36155.1903 | 490.461 | 737.0725
1 | 1800 | 707 | 0.035 | 15 | 15 | 7 | 3.1623e-10 | 5spot_SharedNeighbor | Water | Porous | Wet | R245fa | MinimizeLCOE_Brownfield | IgnoreSilica | 68.3714 | 6.7935 | 0.23762 | 4 | 22336.445 | 32736.9738 | 455.3586 | 667.3875 | 76.8881 | 0 | 60.9061 | 1093032.0341 | 33021.3803 | 1630162.1494 | 1869090.1804 | 0 | 183507.984 | 0 | 1875437.354 | 4879503.29 | 3330361.2592 | 14894115.6314 | 961560.8286 | 5375065.0943 | 5375065.0943 | 1478867.319 | 3031747.1076 | 0 | 21230741.5542 | 31116421.0751 | 316227.766 | 0.9505 | 22336.445 | 32736.9738 | 455.3586 | 667.3875
1 | 1800 | 707 | 0.035 | 15 | 15 | 7 | 4.217e-10 | 5spot_SharedNeighbor | Water | Porous | Wet | R245fa | MinimizeLCOE_Brownfield | IgnoreSilica | 74.7218 | 7.4236 | 0.2663 | 4 | 20979.4978 | 30259.9629 | 427.6954 | 616.8903 | 76.8831 | 0 | 80.7872 | 1163268.9144 | 35133.5906 | 1750048.1332 | 2040379.8838 | 0 | 180595.9622 | 0 | 2016076.3288 | 5245417.0534 | 3580104.9215 | 16011024.7878 | 961560.8286 | 5375065.0943 | 5375065.0943 | 1478867.319 | 3031747.1076 | 0 | 22347650.7107 | 32233330.2315 | 421696.5034 | 1.0652 | 20979.4978 | 30259.9629 | 427.6954 | 616.8903
1 | 1800 | 707 | 0.035 | 15 | 15 | 7 | 5.6234e-10 | 5spot_SharedNeighbor | Water | Porous | Wet | R245fa | MinimizeLCOE_Brownfield | IgnoreSilica | 80.1003 | 7.9559 | 0.29156 | 4 | 19957.4621 | 28433.9583 | 406.8599 | 579.6647 | 76.8717 | 0 | 84.1728 | 1221145.6823 | 36871.1387 | 1849739.241 | 2185323.0731 | 0 | 175857.4743 | 0 | 2132885.2777 | 5549329.9775 | 3787531.737 | 16938683.6016 | 961560.8286 | 5375065.0943 | 5375065.0943 | 1478867.319 | 3031747.1076 | 0 | 23275309.5245 | 33160989.0453 | 562341.3252 | 1.1662 | 19957.4621 | 28433.9583 | 406.8599 | 579.6647
1 | 1800 | 707 | 0.035 | 15 | 15 | 7 | 7.4989e-10 | 5spot_SharedNeighbor | Water | Porous | Wet | R245fa | MinimizeLCOE_Brownfield | IgnoreSilica | 84.5197 | 8.392 | 0.313 | 4 | 19189.3972 | 27085.3494 | 391.2018 | 552.1715 | 76.8577 | 0 | 70.2449 | 1267664.0725 | 38265.5638 | 1930458.6755 | 2304321.9585 | 0 | 170275.5493 | 0 | 2227284.4697 | 5794937.3112 | 3955163.7889 | 17688371.3894 | 961560.8286 | 5375065.0943 | 5375065.0943 | 1478867.319 | 3031747.1076 | 0 | 24024997.3123 | 33910676.8331 | 749894.2093 | 1.252 | 19189.3972 | 27085.3494 | 391.2018 | 552.1715
1 | 1800 | 707 | 0.035 | 15 | 15 | 7 | 1e-09 | 5spot_SharedNeighbor | Water | Porous | Wet | R245fa | MinimizeLCOE_Brownfield | IgnoreSilica | 88.0493 | 8.7396 | 0.33062 | 4 | 18612.9108 | 26088.0321 | 379.4494 | 531.8398 | 76.8436 | 0 | 82.9419 | 1304172.918 | 39358.5219 | 1994181.4175 | 2399287.6831 | 0 | 164527.6388 | 0 | 2301595.99 | 5988280.6436 | 4087124.5861 | 18278529.399 | 961560.8286 | 5375065.0943 | 5375065.0943 | 1478867.319 | 3031747.1076 | 0 | 24615155.3219 | 34500834.8428 | 1000000 | 1.3225 | 18612.9108 | 26088.0321 | 379.4494 | 531.8398
1 | 1800 | 707 | 0.035 | 15 | 15 | 7 | 1.3335e-09 | 5spot_SharedNeighbor | Water | Porous | Wet | R245fa | MinimizeLCOE_Brownfield | IgnoreSilica | 90.8339 | 9.0133 | 0.34481 | 4 | 18180.4859 | 25347.9179 | 370.6338 | 516.7516 | 76.8306 | 0 | 74.3037 | 1332586.4167 | 40208.2193 | 2044002.2281 | 2474159.7001 | 0 | 159179.8481 | 0 | 2359553.2008 | 6139073.4176 | 4190043.7528 | 18738806.7835 | 961560.8286 | 5375065.0943 | 5375065.0943 | 1478867.319 | 3031747.1076 | 0 | 25075432.7063 | 34961112.2272 | 1333521.4322 | 1.3792 | 18180.4859 | 25347.9179 | 370.6338 | 516.7516
1 | 1800 | 707 | 0.035 | 15 | 15 | 7 | 1.7783e-09 | 5spot_SharedNeighbor | Water | Porous | Wet | R245fa | MinimizeLCOE_Brownfield | IgnoreSilica | 92.9922 | 9.225 | 0.35602 | 4 | 17856.2093 | 24797.999 | 364.023 | 505.5408 | 76.8196 | 0 | 77.2169 | 1354380.0683 | 40859.39 | 2082351.4992 | 2532163.1524 | 0 | 154444.0588 | 0 | 2404037.2858 | 6254811.8817 | 4269037.6328 | 19092084.969 | 961560.8286 | 5375065.0943 | 5375065.0943 | 1478867.319 | 3031747.1076 | 0 | 25428710.8919 | 35314390.4127 | 1778279.41 | 1.4241 | 17856.2093 | 24797.999 | 364.023 | 505.5408
1 | 1800 | 707 | 0.035 | 15 | 15 | 7 | 2.3714e-09 | 5spot_SharedNeighbor | Water | Porous | Wet | R245fa | MinimizeLCOE_Brownfield | IgnoreSilica | 94.6512 | 9.3876 | 0.36476 | 4 | 17613.0558 | 24388.53 | 359.066 | 497.1932 | 76.8105 | 0 | 73.2495 | 1370997.7996 | 41355.5724 | 2111672.5686 | 2576728.4173 | 0 | 150430.6065 | 0 | 2437962.1361 | 6343077.3833 | 4329280.6513 | 19361505.1351 | 961560.8286 | 5375065.0943 | 5375065.0943 | 1478867.319 | 3031747.1076 | 0 | 25698131.058 | 35583810.5789 | 2371373.7057 | 1.459 | 17613.0558 | 24388.53 | 359.066 | 497.1932
1 | 1800 | 707 | 0.035 | 15 | 15 | 7 | 3.1623e-09 | 5spot_SharedNeighbor | Water | Porous | Wet | R245fa | MinimizeLCOE_Brownfield | IgnoreSilica | 95.9151 | 9.5113 | 0.3715 | 4 | 17430.7335 | 24083.2851 | 355.3491 | 490.9703 | 76.8032 | 0 | 83.5706 | 1383580.2472 | 41731.0683 | 2133919.6186 | 2610666.9992 | 0 | 147121.917 | 0 | 2463637.7416 | 6409880.042 | 4374874.8386 | 19565412.4724 | 961560.8286 | 5375065.0943 | 5375065.0943 | 1478867.319 | 3031747.1076 | 0 | 25902038.3953 | 35787717.9162 | 3162277.6602 | 1.486 | 17430.7335 | 24083.2851 | 355.3491 | 490.9703
1 | 1800 | 707 | 0.035 | 15 | 15 | 7 | 4.217e-09 | 5spot_SharedNeighbor | Water | Porous | Wet | R245fa | MinimizeLCOE_Brownfield | IgnoreSilica | 96.8749 | 9.6052 | 0.37666 | 4 | 17294.0221 | 23855.3663 | 352.562 | 486.3239 | 76.7974 | 0 | 94.2277 | 1393091.8225 | 42014.8053 | 2150763.4575 | 2636434.5184 | 0 | 144462.506 | 0 | 2483039.1728 | 6460358.5862 | 4409327.4822 | 19719492.351 | 961560.8286 | 5375065.0943 | 5375065.0943 | 1478867.319 | 3031747.1076 | 0 | 26056118.2739 | 35941797.7947 | 4216965.0343 | 1.5067 | 17294.0221 | 23855.3663 | 352.562 | 486.3239
1 | 1800 | 707 | 0.035 | 15 | 15 | 7 | 5.6234e-09 | 5spot_SharedNeighbor | Water | Porous | Wet | R245fa | MinimizeLCOE_Brownfield | IgnoreSilica | 97.6083 | 9.6769 | 0.38062 | 4 | 17191.5091 | 23684.697 | 350.4722 | 482.8446 | 76.7929 | 0 | 83.4103 | 1400335.1967 | 42230.8129 | 2163605.8731 | 2656122.1672 | 0 | 142386.4209 | 0 | 2497825.3836 | 6498829.2737 | 4435584.5169 | 19836919.645 | 961560.8286 | 5375065.0943 | 5375065.0943 | 1478867.319 | 3031747.1076 | 0 | 26173545.5678 | 36059225.0887 | 5623413.2519 | 1.5225 | 17191.5091 | 23684.697 | 350.4722 | 482.8446
1 | 1800 | 707 | 0.035 | 15 | 15 | 7 | 7.4989e-09 | 5spot_SharedNeighbor | Water | Porous | Wet | R245fa | MinimizeLCOE_Brownfield | IgnoreSilica | 98.1466 | 9.7295 | 0.38358 | 4 | 17114.6384 | 23557.7207 | 348.9051 | 480.256 | 76.7896 | 0 | 84.1221 | 1405636.6502 | 42388.8723 | 2173013.6883 | 2670567.2716 | 0 | 140711.1779 | 0 | 2508603.8875 | 6526872.73 | 4454724.752 | 19922519.03 | 961560.8286 | 5375065.0943 | 5375065.0943 | 1478867.319 | 3031747.1076 | 0 | 26259144.9528 | 36144824.4737 | 7498942.0933 | 1.5343 | 17114.6384 | 23557.7207 | 348.9051 | 480.256
1 | 1800 | 707 | 0.035 | 15 | 15 | 7 | 1e-08 | 5spot_SharedNeighbor | Water | Porous | Wet | R245fa | MinimizeLCOE_Brownfield | IgnoreSilica | 98.5681 | 9.7707 | 0.38586 | 4 | 17056.9951 | 23461.9817 | 347.7299 | 478.3042 | 76.7869 | 0 | 83.8326 | 1409780.5995 | 42512.3995 | 2180372.3676 | 2681879.4464 | 0 | 139474.4269 | 0 | 2517067.5035 | 6548893.3227 | 4469754.259 | 19989734.3251 | 961560.8286 | 5375065.0943 | 5375065.0943 | 1478867.319 | 3031747.1076 | 0 | 26326360.248 | 36212039.7689 | 10000000 | 1.5434 | 17056.9951 | 23461.9817 | 347.7299 | 478.3042
1 | 1900 | 707 | 0.035 | 15 | 15 | 7 | 1e-13 | 5spot_SharedNeighbor | Water | Porous | Wet | R245fa | MinimizeLCOE_Brownfield | IgnoreSilica | 0 | 0 | 0 | 4 | [6 empty] | 7.7536 | [19 empty] | 100 | 0
1 | 1900 | 707 | 0.035 | 15 | 15 | 7 | 1.3335e-13 | 5spot_SharedNeighbor | Water | Porous | Wet | R245fa | MinimizeLCOE_Brownfield | IgnoreSilica | 0 | 0 | 0 | 4 | [6 empty] | 8.8618 | [19 empty] | 133.3521 | 0
1 | 1900 | 707 | 0.035 | 15 | 15 | 7 | 1.7783e-13 | 5spot_SharedNeighbor | Water | Porous | Wet | R245fa | MinimizeLCOE_Brownfield | IgnoreSilica | 0 | 0 | 0 | 4 | [6 empty] | 10.1062 | [19 empty] | 177.8279 | 0
1 | 1900 | 707 | 0.035 | 15 | 15 | 7 | 2.3714e-13 | 5spot_SharedNeighbor | Water | Porous | Wet | R245fa | MinimizeLCOE_Brownfield | IgnoreSilica | 0 | 0 | 0 | 4 | [6 empty] | 9.8628 | [19 empty] | 237.1374 | 0
1 | 1900 | 707 | 0.035 | 15 | 15 | 7 | 3.1623e-13 | 5spot_SharedNeighbor | Water | Porous | Wet | R245fa | MinimizeLCOE_Brownfield | IgnoreSilica | 0 | 0 | 0 | 4 | [6 empty] | 10.4628 | [19 empty] | 316.2278 | 0
1 | 1900 | 707 | 0.035 | 15 | 15 | 7 | 4.217e-13 | 5spot_SharedNeighbor | Water | Porous | Wet | R245fa | MinimizeLCOE_Brownfield | IgnoreSilica | 0 | 0 | 0 | 4 | [6 empty] | 10.2837 | [19 empty] | 421.6965 | 0
1 | 1900 | 707 | 0.035 | 15 | 15 | 7 | 5.6234e-13 | 5spot_SharedNeighbor | Water | Porous | Wet | R245fa | MinimizeLCOE_Brownfield | IgnoreSilica | 0 | 0 | 0 | 4 | [6 empty] | 11.113 | [19 empty] | 562.3413 | 0
1 | 1900 | 707 | 0.035 | 15 | 15 | 7 | 7.4989e-13 | 5spot_SharedNeighbor | Water | Porous | Wet | R245fa | MinimizeLCOE_Brownfield | IgnoreSilica | 0 | 0 | 0 | 4 | [6 empty] | 11.7314 | [19 empty] | 749.8942 | 0
1 | 1900 | 707 | 0.035 | 15 | 15 | 7 | 1e-12 | 5spot_SharedNeighbor | Water | Porous | Wet | R245fa | MinimizeLCOE_Brownfield | IgnoreSilica | 0 | 0 | 0 | 4 | [6 empty] | 12.4417 | [19 empty] | 1000 | 0
1 | 1900 | 707 | 0.035 | 15 | 15 | 7 | 1.3335e-12 | 5spot_SharedNeighbor | Water | Porous | Wet | R245fa | MinimizeLCOE_Brownfield | IgnoreSilica | 0.82568 | 0.061879 | 0.00025861 | 4 | 6866869.1743 | 16845272.6008 | 139990.4162 | 343413.6669 | 66.4975 | 0 | 31.4997 | 36865.2917 | 1001.4745 | 38351.9874 | 43169.7269 | 0 | 27529.2839 | 0 | 57297.9281 | 149077.4555 | 101748.4266 | 455041.5746 | 961560.8286 | 5686671.2401 | 5686671.2401 | 1478867.319 | 3156389.5659 | 0 | 7103273.6433 | 17425201.7683 | 1333.5214 | 0.0010344 | 6866869.1743 | 16845272.6008 | 139990.4162 | 343413.6669
1 | 1900 | 707 | 0.035 | 15 | 15 | 7 | 1.7783e-12 | 5spot_SharedNeighbor | Water | Porous | Wet | R245fa | MinimizeLCOE_Brownfield | IgnoreSilica | 1.1458 | 0.095023 | 0.00096271 | 4 | 1880701.7291 | 4561140.7043 | 38340.6486 | 92985.0227 | 69.9586 | 0 | 82.7808 | 51873.9364 | 1455.6264 | 53882.5541 | 52198.1499 | 0 | 32385.4283 | 0 | 74800.3211 | 194615.0918 | 132828.7991 | 594039.907 | 961560.8286 | 5686671.2401 | 5686671.2401 | 1478867.319 | 3156389.5659 | 0 | 7242271.9757 | 17564200.1008 | 1778.2794 | 0.0038508 | 1880701.7291 | 4561140.7043 | 38340.6486 | 92985.0227
1 | 1900 | 707 | 0.035 | 15 | 15 | 7 | 2.3714e-12 | 5spot_SharedNeighbor | Water | Porous | Wet | R245fa | MinimizeLCOE_Brownfield | IgnoreSilica | 1.5542 | 0.13819 | 0.0020208 | 4 | 916400.9414 | 2193335.9507 | 18682.0727 | 44714.1201 | 72.49 | 0 | 120.992 | 69295.7362 | 1991.2532 | 72542.0363 | 63810.9828 | 0 | 37534.8192 | 0 | 95618.1828 | 248778.8976 | 169796.7095 | 759368.6175 | 961560.8286 | 5686671.2401 | 5686671.2401 | 1478867.319 | 3156389.5659 | 0 | 7407600.6862 | 17729528.8112 | 2371.3737 | 0.0080834 | 916400.9414 | 2193335.9507 | 18682.0727 | 44714.1201
1 | 1900 | 707 | 0.035 | 15 | 15 | 7 | 3.1623e-12 | 5spot_SharedNeighbor | Water | Porous | Wet | R245fa | MinimizeLCOE_Brownfield | IgnoreSilica | 2.0793 | 0.19436 | 0.0035186 | 4 | 540449.8989 | 1273833.6232 | 11017.8022 | 25968.8214 | 74.3808 | 0 | 172.7219 | 89657.8742 | 2622.9098 | 95139.0804 | 78811.0733 | 0 | 43162.6058 | 0 | 120663.482 | 313941.6287 | 214271.6124 | 958270.2666 | 961560.8286 | 5686671.2401 | 5686671.2401 | 1478867.319 | 3156389.5659 | 0 | 7606502.3353 | 17928430.4603 | 3162.2777 | 0.014074 | 540449.8989 | 1273833.6232 | 11017.8022 | 25968.8214
1 | 1900 | 707 | 0.035 | 15 | 15 | 7 | 4.217e-12 | 5spot_SharedNeighbor | Water | Porous | Wet | R245fa | MinimizeLCOE_Brownfield | IgnoreSilica | 2.9593 | 0.28873 | 0.0056057 | 4 | 353276.3766 | 813608.7809 | 7202.0168 | 16586.5155 | 76.1156 | 0 | 37.8637 | 120112.014 | 3571.4151 | 130383.1681 | 103457.7939 | 0 | 53550.5214 | 0 | 160319.2159 | 417117.7137 | 284691.4105 | 1273203.2525 | 961560.8286 | 5686671.2401 | 5686671.2401 | 1478867.319 | 3156389.5659 | 0 | 7921435.3213 | 18243363.4463 | 4216.965 | 0.022423 | 353276.3766 | 813608.7809 | 7202.0168 | 16586.5155
1 | 1900 | 707 | 0.035 | 15 | 15 | 7 | 5.6234e-12 | 5spot_SharedNeighbor | Water | Porous | Wet | R245fa | MinimizeLCOE_Brownfield | IgnoreSilica | 3.7 | 0.36826 | 0.008311 | 4 | 245412.0431 | 555901.9828 | 5003.0564 | 11332.8138 | 76.9602 | 0 | 39.8665 | 143380.9327 | 4297.1328 | 158290.3099 | 123977.6522 | 0 | 57662.2012 | 0 | 190167.2092 | 494776.0697 | 337694.8342 | 1510246.3419 | 961560.8286 | 5686671.2401 | 5686671.2401 | 1478867.319 | 3156389.5659 | 0 | 8158478.4106 | 18480406.5356 | 5623.4133 | 0.033244 | 245412.0431 | 555901.9828 | 5003.0564 | 11332.8138
1 | 1900 | 707 | 0.035 | 15 | 15 | 7 | 7.4989e-12 | 5spot_SharedNeighbor | Water | Porous | Wet | R245fa | MinimizeLCOE_Brownfield | IgnoreSilica | 4.964 | 0.50496 | 0.012104 | 4 | 176770.6963 | 389962.4083 | 3603.7097 | 7949.9112 | 77.8343 | 0 | 44.6238 | 180156.3616 | 5447.1762 | 203610.8152 | 159933.9724 | 0 | 67633.4709 | 0 | 240544.9005 | 625848.4887 | 427154.4534 | 1910329.6388 | 961560.8286 | 5686671.2401 | 5686671.2401 | 1478867.319 | 3156389.5659 | 0 | 8558561.7075 | 18880489.8326 | 7498.9421 | 0.048416 | 176770.6963 | 389962.4083 | 3603.7097 | 7949.9112
1 | 1900 | 707 | 0.035 | 15 | 15 | 7 | 1e-11 | 5spot_SharedNeighbor | Water | Porous | Wet | R245fa | MinimizeLCOE_Brownfield | IgnoreSilica | 6.6445 | 0.68599 | 0.017103 | 4 | 132380.9461 | 283258.9056 | 2698.7646 | 5774.6159 | 78.4768 | 0 | 52.0915 | 224285.7808 | 6824.7982 | 260027.4318 | 206868.642 | 0 | 79543.6226 | 0 | 303244.6074 | 788980.2644 | 538495.2424 | 2408270.3896 | 961560.8286 | 5686671.2401 | 5686671.2401 | 1478867.319 | 3156389.5659 | 0 | 9056502.4583 | 19378430.5833 | 10000 | 0.068412 | 132380.9461 | 283258.9056 | 2698.7646 | 5774.6159
1 | 1900 | 707 | 0.035 | 15 | 15 | 7 | 1.3335e-11 | 5spot_SharedNeighbor | Water | Porous | Wet | R245fa | MinimizeLCOE_Brownfield | IgnoreSilica | 9.2003 | 0.96159 | 0.023869 | 4 | 102418.6347 | 210528.8658 | 2087.9424 | 4291.9157 | 79.0277 | 0 | 46.6502 | 285157.8498 | 8724.2003 | 340539.7205 | 277943.7459 | 0 | 98299.3611 | 0 | 394159.3023 | 1025521.6513 | 699939.5994 | 3130285.4306 | 961560.8286 | 5686671.2401 | 5686671.2401 | 1478867.319 | 3156389.5659 | 0 | 9778517.4993 | 20100445.6243 | 13335.2143 | 0.095476 | 102418.6347 | 210528.8658 | 2087.9424 | 4291.9157
1 | 1900 | 707 | 0.035 | 15 | 15 | 7 | 1.7783e-11 | 5spot_SharedNeighbor | Water | Porous | Wet | R245fa | MinimizeLCOE_Brownfield | IgnoreSilica | 11.3003 | 1.1886 | 0.032319 | 4 | 79844.1995 | 159688.1896 | 1627.732 | 3255.4597 | 79.3093 | 0 | 40.5622 | 331413.7442 | 10167.4628 | 403384.0582 | 336544.2697 | 0 | 104613.2713 | 0 | 462587.8944 | 1203558.8113 | 821453.6194 | 3673723.1312 | 961560.8286 | 5686671.2401 | 5686671.2401 | 1478867.319 | 3156389.5659 | 0 | 10321955.1999 | 20643883.3249 | 17782.7941 | 0.12928 | 79844.1995 | 159688.1896 | 1627.732 | 3255.4597
1 | 1900 | 707 | 0.035 | 15 | 15 | 7 | 2.3714e-11 | 5spot_SharedNeighbor | Water | Porous | Wet | R245fa | MinimizeLCOE_Brownfield | IgnoreSilica | 14.4667 | 1.5306 | 0.043456 | 4 | 63991.6165 | 123373.0712 | 1304.5557 | 2515.1269 | 79.5669 | 0 | 48.2148 | 396272.1418 | 12188.2653 | 493713.6862 | 424865.279 | 0 | 117806.2493 | 0 | 563489.7924 | 1466084.8521 | 1000633.0366 | 4475053.3027 | 961560.8286 | 5686671.2401 | 5686671.2401 | 1478867.319 | 3156389.5659 | 0 | 11123285.3714 | 21445213.4964 | 23713.7371 | 0.17382 | 63991.6165 | 123373.0712 | 1304.5557 | 2515.1269
1 | 1900 | 707 | 0.035 | 15 | 15 | 7 | 3.1623e-11 | 5spot_SharedNeighbor | Water | Porous | Wet | R245fa | MinimizeLCOE_Brownfield | IgnoreSilica | 18.389 | 1.9543 | 0.057775 | 4 | 52244.6992 | 96909.4015 | 1065.0789 | 1975.6292 | 79.7644 | 0 | 60.1833 | 470852.4939 | 14509.4247 | 600209.8432 | 534276.7556 | 0 | 131838.5095 | 0 | 683157.9405 | 1777436.8262 | 1213137.1566 | 5425418.9501 | 961560.8286 | 5686671.2401 | 5686671.2401 | 1478867.319 | 3156389.5659 | 0 | 12073651.0188 | 22395579.1439 | 31622.7766 | 0.2311 | 52244.6992 | 96909.4015 | 1065.0789 | 1975.6292
1 | 1900 | 707 | 0.035 | 15 | 15 | 7 | 4.217e-11 | 5spot_SharedNeighbor | Water | Porous | Wet | R245fa | MinimizeLCOE_Brownfield | IgnoreSilica | 23.1956 | 2.4735 | 0.075964 | 4 | 43413.8909 | 77383.7296 | 885.0509 | 1577.572 | 79.9163 | 0 | 41.1351 | 555938.8079 | 17154.3642 | 724626.7015 | 668358.8214 | 0 | 146542.9083 | 0 | 823922.4253 | 2143677.1409 | 1463103.6969 | 6543324.8665 | 961560.8286 | 5686671.2401 | 5686671.2401 | 1478867.319 | 3156389.5659 | 0 | 13191556.9352 | 23513485.0602 | 42169.6503 | 0.30386 | 43413.8909 | 77383.7296 | 885.0509 | 1577.572
1 | 1900 | 707 | 0.035 | 15 | 15 | 7 | 5.6234e-11 | 5spot_SharedNeighbor | Water | Porous | Wet | R245fa | MinimizeLCOE_Brownfield | IgnoreSilica | 29.0003 | 3.1007 | 0.098722 | 4 | 36697.3622 | 62836.2427 | 748.1254 | 1281.0018 | 80.0338 | 0 | 57.2124 | 651923.6948 | 20134.5117 | 868152.4626 | 830430.3507 | 0 | 161638.8368 | 0 | 987589.144 | 2569504.3704 | 1753739.5308 | 7843112.9018 | 961560.8286 | 5686671.2401 | 5686671.2401 | 1478867.319 | 3156389.5659 | 0 | 14491344.9705 | 24813273.0955 | 56234.1325 | 0.39489 | 36697.3622 | 62836.2427 | 748.1254 | 1281.0018
1 | 1900 | 707 | 0.035 | 15 | 15 | 7 | 7.4989e-11 | 5spot_SharedNeighbor | Water | Porous | Wet | R245fa | MinimizeLCOE_Brownfield | IgnoreSilica | 35.7554 | 3.831 | 0.12641 | 4 | 31546.3275 | 51960.1873 | 643.1146 | 1059.2787 | 80.1236 | 0 | 62.8652 | 756708.1204 | 23384.0919 | 1028119.726 | 1019383.6787 | 0 | 175917.8292 | 0 | 1171370.244 | 3047665.0938 | 2080094.0498 | 9302642.8338 | 961560.8286 | 5686671.2401 | 5686671.2401 | 1478867.319 | 3156389.5659 | 0 | 15950874.9025 | 26272803.0275 | 74989.4209 | 0.50563 | 31546.3275 | 51960.1873 | 643.1146 | 1059.2787
1 | 1900 | 707 | 0.035 | 15 | 15 | 7 | 1e-10 | 5spot_SharedNeighbor | Water | Porous | Wet | R245fa | MinimizeLCOE_Brownfield | IgnoreSilica | 43.3607 | 4.6533 | 0.15897 | 4 | 27582.1799 | 43814.2518 | 562.3 | 893.2128 | 80.1916 | 0 | 57.2726 | 867832.5901 | 26825.4666 | 1201083.3754 | 1232122.0102 | 0 | 188541.3077 | 0 | 1371397.8525 | 3568095.8998 | 2435298.7686 | 10891197.2709 | 961560.8286 | 5686671.2401 | 5686671.2401 | 1478867.319 | 3156389.5659 | 0 | 17539429.3396 | 27861357.4646 | 100000 | 0.6359 | 27582.1799 | 43814.2518 | 562.3 | 893.2128
1 | 1900 | 707 | 0.035 | 15 | 15 | 7 | 1.3335e-10 | 5spot_SharedNeighbor | Water | Porous | Wet | R245fa | MinimizeLCOE_Brownfield | IgnoreSilica | 51.5313 | 5.5363 | 0.19561 | 4 | 24530.1525 | 37722.2597 | 500.0803 | 769.0193 | 80.2396 | 0 | 69.4213 | 980860.4429 | 30320.4246 | 1380144.066 | 1460625.6078 | 0 | 198394.8021 | 0 | 1579634.6839 | 4109885.42 | 2805081.2488 | 12544946.6961 | 961560.8286 | 5686671.2401 | 5686671.2401 | 1478867.319 | 3156389.5659 | 0 | 19193178.7648 | 29515106.8898 | 133352.1432 | 0.78243 | 24530.1525 | 37722.2597 | 500.0803 | 769.0193
1 | 1900 | 707 | 0.035 | 15 | 15 | 7 | 1.7783e-10 | 5spot_SharedNeighbor | Water | Porous | Wet | R245fa | MinimizeLCOE_Brownfield | IgnoreSilica | 59.7649 | 6.4251 | 0.23447 | 4 | 22188.7124 | 33194.162 | 452.3469 | 676.7079 | 80.2676 | 0 | 73.3502 | 1089292.1871 | 33667.3323 | 1554678.7859 | 1690741.0284 | 0 | 204185.805 | 0 | 1783300.4041 | 4639781.8463 | 3166746.4481 | 14162393.8372 | 961560.8286 | 5686671.2401 | 5686671.2401 | 1478867.319 | 3156389.5659 | 0 | 20810625.9059 | 31132554.0309 | 177827.941 | 0.93789 | 22188.7124 | 33194.162 | 452.3469 | 676.7079
1 | 1900 | 707 | 0.035 | 15 | 15 | 7 | 2.3714e-10 | 5spot_SharedNeighbor | Water | Porous | Wet | R245fa | MinimizeLCOE_Brownfield | IgnoreSilica | 67.6138 | 7.2705 | 0.27338 | 4 | 20402.5008 | 29841.6029 | 415.9326 | 608.3614 | 80.2771 | 0 | 69.6524 | 1188275.284 | 36716.4256 | 1716268.6635 | 1909848.0005 | 0 | 205786.5304 | 0 | 1972189.0125 | 5131231.259 | 3502170.7705 | 15662485.9459 | 961560.8286 | 5686671.2401 | 5686671.2401 | 1478867.319 | 3156389.5659 | 0 | 22310718.0146 | 32632646.1396 | 237137.3706 | 1.0935 | 20402.5008 | 29841.6029 | 415.9326 | 608.3614
1 | 1900 | 707 | 0.035 | 15 | 15 | 7 | 3.1623e-10 | 5spot_SharedNeighbor | Water | Porous | Wet | R245fa | MinimizeLCOE_Brownfield | IgnoreSilica | 74.6855 | 8.03 | 0.31013 | 4 | 19047.4155 | 27368.1147 | 388.3073 | 557.936 | 80.2721 | 0 | 62.4253 | 1274196.7088 | 39357.4606 | 1858262.7362 | 2106948.31 | 0 | 203613.5606 | 0 | 2138127.7227 | 5562969.7442 | 3796841.158 | 16980317.4012 | 961560.8286 | 5686671.2401 | 5686671.2401 | 1478867.319 | 3156389.5659 | 0 | 23628549.4699 | 33950477.5949 | 316227.766 | 1.2405 | 19047.4155 | 27368.1147 | 388.3073 | 557.936
1 | 1900 | 707 | 0.035 | 15 | 15 | 7 | 4.217e-10 | 5spot_SharedNeighbor | Water | Porous | Wet | R245fa | MinimizeLCOE_Brownfield | IgnoreSilica | 80.7756 | 8.6819 | 0.34313 | 4 | 18023.854 | 25544.2637 | 367.4406 | 520.7544 | 80.2579 | 0 | 79.5889 | 1345922.945 | 41557.4878 | 1978027.6026 | 2276389.0375 | 0 | 198730.4956 | 0 | 2277844.7517 | 5926484.7938 | 4044947.6488 | 18089904.7629 | 961560.8286 | 5686671.2401 | 5686671.2401 | 1478867.319 | 3156389.5659 | 0 | 24738136.8316 | 35060064.9566 | 421696.5034 | 1.3725 | 18023.854 | 25544.2637 | 367.4406 | 520.7544
1 | 1900 | 707 | 0.035 | 15 | 15 | 7 | 5.6234e-10 | 5spot_SharedNeighbor | Water | Porous | Wet | R245fa | MinimizeLCOE_Brownfield | IgnoreSilica | 85.8498 | 9.2233 | 0.3716 | 4 | 17252.9764 | 24197.2164 | 351.7253 | 493.293 | 80.2394 | 0 | 65.057 | 1404186.2002 | 43341.081 | 2076142.2539 | 2417321.3639 | 0 | 192383.6292 | 0 | 2392016.066 | 6223535.1338 | 4247690.6097 | 18996616.3378 | 961560.8286 | 5686671.2401 | 5686671.2401 | 1478867.319 | 3156389.5659 | 0 | 25644848.4066 | 35966776.5316 | 562341.3252 | 1.4864 | 17252.9764 | 24197.2164 | 351.7253 | 493.293
1 | 1900 | 707 | 0.035 | 15 | 15 | 7 | 7.4989e-10 | 5spot_SharedNeighbor | Water | Porous | Wet | R245fa | MinimizeLCOE_Brownfield | IgnoreSilica | 89.9714 | 9.6618 | 0.39538 | 4 | 16673.4488 | 23200.0501 | 339.9108 | 472.9644 | 80.2202 | 0 | 75.8828 | 1450557.0193 | 44758.1919 | 2154766.7718 | 2531611.1647 | 0 | 185594.0739 | 0 | 2483242.0164 | 6460886.3438 | 4409687.6876 | 19721103.2693 | 961560.8286 | 5686671.2401 | 5686671.2401 | 1478867.319 | 3156389.5659 | 0 | 26369335.338 | 36691263.4631 | 749894.2093 | 1.5815 | 16673.4488 | 23200.0501 | 339.9108 | 472.9644
1 | 1900 | 707 | 0.035 | 15 | 15 | 7 | 1e-09 | 5spot_SharedNeighbor | Water | Porous | Wet | R245fa | MinimizeLCOE_Brownfield | IgnoreSilica | 93.2286 | 10.0074 | 0.41466 | 4 | 16238.2227 | 22461.2767 | 331.0381 | 457.9035 | 80.2024 | 0 | 81.6833 | 1486621.4748 | 45858.7592 | 2216248.2772 | 2621809.1731 | 0 | 178958.6704 | 0 | 2554303.5783 | 6645773.9511 | 4535877.2786 | 20285451.1627 | 961560.8286 | 5686671.2401 | 5686671.2401 | 1478867.319 | 3156389.5659 | 0 | 26933683.2314 | 37255611.3564 | 1000000 | 1.6587 | 16238.2227 | 22461.2767 | 331.0381 | 457.9035
1 | 1900 | 707 | 0.035 | 15 | 15 | 7 | 1.3335e-09 | 5spot_SharedNeighbor | Water | Porous | Wet | R245fa | MinimizeLCOE_Brownfield | IgnoreSilica | 95.7862 | 10.2782 | 0.43006 | 4 | 15911.5516 | 21911.7802 | 324.3785 | 446.7013 | 80.1868 | 0 | 79.3642 | 1514589.5151 | 46711.257 | 2264129.0932 | 2692552.1866 | 0 | 173012.5157 | 0 | 2609487.8813 | 6789352.1877 | 4633872.3753 | 20723707.0118 | 961560.8286 | 5686671.2401 | 5686671.2401 | 1478867.319 | 3156389.5659 | 0 | 27371939.0805 | 37693867.2055 | 1333521.4322 | 1.7203 | 15911.5516 | 21911.7802 | 324.3785 | 446.7013
1 | 1900 | 707 | 0.035 | 15 | 15 | 7 | 1.7783e-09 | 5spot_SharedNeighbor | Water | Porous | Wet | R245fa | MinimizeLCOE_Brownfield | IgnoreSilica | 97.7593 | 10.4868 | 0.44214 | 4 | 15666.434 | 21502.8286 | 319.3814 | 438.3642 | 80.1739 | 0 | 77.2597 | 1535960.3713 | 47362.0599 | 2300835.3904 | 2747078.4794 | 0 | 167873.0485 | 0 | 2651652.6463 | 6899056.2568 | 4708747.6567 | 21058565.9093 | 961560.8286 | 5686671.2401 | 5686671.2401 | 1478867.319 | 3156389.5659 | 0 | 27706797.978 | 38028726.103 | 1778279.41 | 1.7685 | 15666.434 | 21502.8286 | 319.3814 | 438.3642
1 | 1900 | 707 | 0.035 | 15 | 15 | 7 | 2.3714e-09 | 5spot_SharedNeighbor | Water | Porous | Wet | R245fa | MinimizeLCOE_Brownfield | IgnoreSilica | 99.2675 | 10.646 | 0.45149 | 4 | 15482.5412 | 21198.0452 | 315.6325 | 432.1508 | 80.1635 | 0 | 80.8368 | 1552176.8734 | 47855.5392 | 2328758.3068 | 2788726.9902 | 0 | 163578.6943 | 0 | 2683627.5975 | 6982248.521 | 4765528.0864 | 21312500.6088 | 961560.8286 | 5686671.2401 | 5686671.2401 | 1478867.319 | 3156389.5659 | 0 | 27960732.6775 | 38282660.8025 | 2371373.7057 | 1.806 | 15482.5412 | 21198.0452 | 315.6325 | 432.1508
1 | 1900 | 707 | 0.035 | 15 | 15 | 7 | 3.1623e-09 | 5spot_SharedNeighbor | Water | Porous | Wet | R245fa | MinimizeLCOE_Brownfield | IgnoreSilica | 100.4124 | 10.7667 | 0.45867 | 4 | 15344.595 | 20970.6434 | 312.8203 | 427.5149 | 80.1553 | 0 | 78.5629 | 1564418.2536 | 48227.8437 | 2349876.552 | 2820323.0275 | 0 | 160078.8105 | 0 | 2707740.55 | 7044985.4772 | 4808347.3482 | 21503997.8626 | 961560.8286 | 5686671.2401 | 5686671.2401 | 1478867.319 | 3156389.5659 | 0 | 28152229.9313 | 38474158.0563 | 3162277.6602 | 1.8347 | 15344.595 | 20970.6434 | 312.8203 | 427.5149
1 | 1900 | 707 | 0.035 | 15 | 15 | 7 | 4.217e-09 | 5spot_SharedNeighbor | Water | Porous | Wet | R245fa | MinimizeLCOE_Brownfield | IgnoreSilica | 101.2749 | 10.8576 | 0.46413 | 4 | 15241.1227 | 20800.9011 | 310.7109 | 424.0545 | 80.149 | 0 | 79.286 | 1573602.8107 | 48507.0593 | 2365744.014 | 2844117.9712 | 0 | 157271.6811 | 0 | 2725804.9792 | 7091985.4164 | 4840425.7724 | 21647459.7043 | 961560.8286 | 5686671.2401 | 5686671.2401 | 1478867.319 | 3156389.5659 | 0 | 28295691.773 | 38617619.898 | 4216965.0343 | 1.8565 | 15241.1227 | 20800.9011 | 310.7109 | 424.0545
1 | 1900 | 707 | 0.035 | 15 | 15 | 7 | 5.6234e-09 | 5spot_SharedNeighbor | Water | Porous | Wet | R245fa | MinimizeLCOE_Brownfield | IgnoreSilica | 101.9445 | 10.9281 | 0.46835 | 4 | 15163.5131 | 20673.3015 | 309.1287 | 421.4532 | 80.144 | 0 | 82.1341 | 1580709.9023 | 48723.0478 | 2378035.7814 | 2862583.0632 | 0 | 155137.2846 | 0 | 2739823.7409 | 7128459.3588 | 4865319.9876 | 21758792.1666 | 961560.8286 | 5686671.2401 | 5686671.2401 | 1478867.319 | 3156389.5659 | 0 | 28407024.2353 | 38728952.3603 | 5623413.2519 | 1.8734 | 15163.5131 | 20673.3015 | 309.1287 | 421.4532
1 | 1900 | 707 | 0.035 | 15 | 15 | 7 | 7.4989e-09 | 5spot_SharedNeighbor | Water | Porous | Wet | R245fa | MinimizeLCOE_Brownfield | IgnoreSilica | 102.4392 | 10.9802 | 0.4715 | 4 | 15105.3044 | 20578.1844 | 307.9421 | 419.5141 | 80.1402 | 0 | 78.5294 | 1585948.3369 | 48882.2065 | 2387103.2008 | 2876222.4856 | 0 | 153440.4213 | 0 | 2750122.6939 | 7155255.1219 | 4883608.6465 | 21840583.1135 | 961560.8286 | 5686671.2401 | 5686671.2401 | 1478867.319 | 3156389.5659 | 0 | 28488815.1822 | 38810743.3072 | 7498942.0933 | 1.886 | 15105.3044 | 20578.1844 | 307.9421 | 419.5141
1 | 1900 | 707 | 0.035 | 15 | 15 | 7 | 1e-08 | 5spot_SharedNeighbor | Water | Porous | Wet | R245fa | MinimizeLCOE_Brownfield | IgnoreSilica | 102.807 | 11.0189 | 0.47388 | 4 | 15061.6483 | 20507.1335 | 307.0521 | 418.0657 | 80.1374 | 0 | 84.6679 | 1589836.3705 | 49000.314 | 2393837.2828 | 2886361.9551 | 0 | 152116.728 | 0 | 2757749.5336 | 7175098.5943 | 4897152.2242 | 21901153.0025 | 961560.8286 | 5686671.2401 | 5686671.2401 | 1478867.319 | 3156389.5659 | 0 | 28549385.0712 | 38871313.1962 | 10000000 | 1.8955 | 15061.6483 | 20507.1335 | 307.0521 | 418.0657
1 | 2000 | 707 | 0.035 | 15 | 15 | 7 | 1e-13 | 5spot_SharedNeighbor | Water | Porous | Wet | R245fa | MinimizeLCOE_Brownfield | IgnoreSilica | 0 | 0 | 0 | 4 | [6 empty] | 7.8087 | [19 empty] | 100 | 0
1 | 2000 | 707 | 0.035 | 15 | 15 | 7 | 1.3335e-13 | 5spot_SharedNeighbor | Water | Porous | Wet | R245fa | MinimizeLCOE_Brownfield | IgnoreSilica | 0 | 0 | 0 | 4 | [6 empty] | 9.0644 | [19 empty] | 133.3521 | 0
1 | 2000 | 707 | 0.035 | 15 | 15 | 7 | 1.7783e-13 | 5spot_SharedNeighbor | Water | Porous | Wet | R245fa | MinimizeLCOE_Brownfield | IgnoreSilica | 0 | 0 | 0 | 4 | [6 empty] | 10.1753 | [19 empty] | 177.8279 | 0
1 | 2000 | 707 | 0.035 | 15 | 15 | 7 | 2.3714e-13 | 5spot_SharedNeighbor | Water | Porous | Wet | R245fa | MinimizeLCOE_Brownfield | IgnoreSilica | 0 | 0 | 0 | 4 | [6 empty] | 9.9278 | [19 empty] | 237.1374 | 0
1 | 2000 | 707 | 0.035 | 15 | 15 | 7 | 3.1623e-13 | 5spot_SharedNeighbor | Water | Porous | Wet | R245fa | MinimizeLCOE_Brownfield | IgnoreSilica | 0 | 0 | 0 | 4 | [6 empty] | 10.6264 | [19 empty] | 316.2278 | 0
1 | 2000 | 707 | 0.035 | 15 | 15 | 7 | 4.217e-13 | 5spot_SharedNeighbor | Water | Porous | Wet | R245fa | MinimizeLCOE_Brownfield | IgnoreSilica | 0 | 0 | 0 | 4 | [6 empty] | 10.769 | [19 empty] | 421.6965 | 0
1 | 2000 | 707 | 0.035 | 15 | 15 | 7 | 5.6234e-13 | 5spot_SharedNeighbor | Water | Porous | Wet | R245fa | MinimizeLCOE_Brownfield | IgnoreSilica | 0 | 0 | 0 | 4 | [6 empty] | 11.1511 | [19 empty] | 562.3413 | 0
1 | 2000 | 707 | 0.035 | 15 | 15 | 7 | 7.4989e-13 | 5spot_SharedNeighbor | Water | Porous | Wet | R245fa | MinimizeLCOE_Brownfield | IgnoreSilica | 0 | 0 | 0 | 4 | [6 empty] | 11.5542 | [19 empty] | 749.8942 | 0
1 | 2000 | 707 | 0.035 | 15 | 15 | 7 | 1e-12 | 5spot_SharedNeighbor | Water | Porous | Wet | R245fa | MinimizeLCOE_Brownfield | IgnoreSilica | 0 | 0 | 0 | 4 | [6 empty] | 12.4899 | [19 empty] | 1000 | 0
1 | 2000 | 707 | 0.035 | 15 | 15 | 7 | 1.3335e-12 | 5spot_SharedNeighbor | Water | Porous | Wet | R245fa | MinimizeLCOE_Brownfield | IgnoreSilica | 1.0452 | 0.090071 | 0.00073436 | 4 | 2569404.6621 | 6234619.5951 | 52380.7894 | 127101.1534 | 71.3365 | 0 | 34.5257 | 50910.0353 | 1442.0616 | 51560.4551 | 50313.014 | 0 | 33617.0086 | 0 | 73258.6041 | 190603.8605 | 130091.0513 | 581796.0904 | 961560.8286 | 6004137.4768 | 6004137.4768 | 1478867.319 | 3283376.0606 | 0 | 7547494.3958 | 18313875.2522 | 1333.5214 | 0.0029374 | 2569404.6621 | 6234619.5951 | 52380.7894 | 127101.1534
1 | 2000 | 707 | 0.035 | 15 | 15 | 7 | 1.7783e-12 | 5spot_SharedNeighbor | Water | Porous | Wet | R245fa | MinimizeLCOE_Brownfield | IgnoreSilica | 1.4764 | 0.13901 | 0.0018141 | 4 | 1066684.7968 | 2550429.4794 | 21745.8124 | 51993.9546 | 74.6591 | 0 | 120.7908 | 71426.497 | 2085.3937 | 72744.3108 | 63105.4775 | 0 | 40667.3848 | 0 | 97511.3349 | 253704.4912 | 173158.5283 | 774403.4183 | 961560.8286 | 6004137.4768 | 6004137.4768 | 1478867.319 | 3283376.0606 | 0 | 7740101.7237 | 18506482.5801 | 1778.2794 | 0.0072562 | 1066684.7968 | 2550429.4794 | 21745.8124 | 51993.9546
1 | 2000 | 707 | 0.035 | 15 | 15 | 7 | 2.3714e-12 | 5spot_SharedNeighbor | Water | Porous | Wet | R245fa | MinimizeLCOE_Brownfield | IgnoreSilica | 1.982 | 0.19676 | 0.0033328 | 4 | 595957.1028 | 1403555.3174 | 12149.3916 | 28613.3736 | 76.8496 | 0 | 166.9867 | 92919.8786 | 2765.6419 | 95878.0111 | 77546.5935 | 0 | 47047.1111 | 0 | 123301.3221 | 320804.7476 | 218955.8321 | 979219.1381 | 961560.8286 | 6004137.4768 | 6004137.4768 | 1478867.319 | 3283376.0606 | 0 | 7944917.4435 | 18711298.2998 | 2371.3737 | 0.013331 | 595957.1028 | 1403555.3174 | 12149.3916 | 28613.3736
1 | 2000 | 707 | 0.035 | 15 | 15 | 7 | 3.1623e-12 | 5spot_SharedNeighbor | Water | Porous | Wet | R245fa | MinimizeLCOE_Brownfield | IgnoreSilica | 2.6498 | 0.27391 | 0.0054723 | 4 | 374642.8406 | 866504.6193 | 7637.601 | 17664.8687 | 78.5318 | 0 | 37.8047 | 118867.3126 | 3592.4122 | 124746.5691 | 96995.3772 | 0 | 54497.6261 | 0 | 155492.7259 | 404560.1768 | 276120.6336 | 1234872.8335 | 961560.8286 | 6004137.4768 | 6004137.4768 | 1478867.319 | 3283376.0606 | 0 | 8200571.1389 | 18966951.9952 | 3162.2777 | 0.021889 | 374642.8406 | 866504.6193 | 7637.601 | 17664.8687
1 | 2000 | 707 | 0.035 | 15 | 15 | 7 | 4.217e-12 | 5spot_SharedNeighbor | Water | Porous | Wet | R245fa | MinimizeLCOE_Brownfield | IgnoreSilica | 3.5318 | 0.37579 | 0.008349 | 4 | 254972.9071 | 577358.9328 | 5197.9676 | 11770.2428 | 79.8188 | 0 | 41.6284 | 149808.7167 | 4579.5291 | 160494.2766 | 122105.624 | 0 | 63248.1987 | 0 | 195092.1746 | 507589.8194 | 346440.4817 | 1549358.8207 | 961560.8286 | 6004137.4768 | 6004137.4768 | 1478867.319 | 3283376.0606 | 0 | 8515057.1261 | 19281437.9825 | 4216.965 | 0.033396 | 254972.9071 | 577358.9328 | 5197.9676 | 11770.2428
1 | 2000 | 707 | 0.035 | 15 | 15 | 7 | 5.6234e-12 | 5spot_SharedNeighbor | Water | Porous | Wet | R245fa | MinimizeLCOE_Brownfield | IgnoreSilica | 4.687 | 0.51007 | 0.012278 | 4 | 181353.2299 | 400582.705 | 3697.1309 | 8166.4203 | 80.7939 | 0 | 53.1426 | 186959.2464 | 5767.8746 | 204761.5845 | 155647.4675 | 0 | 73411.3151 | 0 | 244353.5204 | 635757.7362 | 433917.7185 | 1940576.4631 | 961560.8286 | 6004137.4768 | 6004137.4768 | 1478867.319 | 3283376.0606 | 0 | 8906274.7685 | 19672655.6249 | 5623.4133 | 0.04911 | 181353.2299 | 400582.705 | 3697.1309 | 8166.4203
1 | 2000 | 707 | 0.035 | 15 | 15 | 7 | 7.4989e-12 | 5spot_SharedNeighbor | Water | Porous | Wet | R245fa | MinimizeLCOE_Brownfield | IgnoreSilica | 6.0675 | 0.67032 | 0.017407 | 4 | 134183.6531 | 288811.8737 | 2735.5153 | 5887.8207 | 81.4761 | 0 | 50.072 | 227455.9391 | 7061.7552 | 254642.8483 | 195267.4946 | 0 | 83083.4914 | 0 | 299329.4962 | 778793.9481 | 531542.8722 | 2377177.8451 | 961560.8286 | 6004137.4768 | 6004137.4768 | 1478867.319 | 3283376.0606 | 0 | 9342876.1505 | 20109257.0069 | 7498.9421 | 0.069628 | 134183.6531 | 288811.8737 | 2735.5153 | 5887.8207
1 | 2000 | 707 | 0.035 | 15 | 15 | 7 | 1e-11 | 5spot_SharedNeighbor | Water | Porous | Wet | R245fa | MinimizeLCOE_Brownfield | IgnoreSilica | 7.7628 | 0.86632 | 0.024012 | 4 | 102533.5796 | 214626.3537 | 2090.2857 | 4375.4485 | 81.9464 | 0 | 66.3853 | 273008.1141 | 8513.7155 | 312526.87 | 243642.5969 | 0 | 92982.582 | 0 | 362962.8126 | 944354.7845 | 644541.545 | 2882533.0206 | 961560.8286 | 6004137.4768 | 6004137.4768 | 1478867.319 | 3283376.0606 | 0 | 9848231.326 | 20614612.1824 | 10000 | 0.096049 | 102533.5796 | 214626.3537 | 2090.2857 | 4375.4485
1 | 2000 | 707 | 0.035 | 15 | 15 | 7 | 1.3335e-11 | 5spot_SharedNeighbor | Water | Porous | Wet | R245fa | MinimizeLCOE_Brownfield | IgnoreSilica | 10.2527 | 1.1569 | 0.033251 | 4 | 79461.9133 | 160409.6417 | 1619.9386 | 3270.1675 | 82.4586 | 0 | 57.7629 | 335486.5262 | 10510.7888 | 393738.4554 | 315098.414 | 0 | 108474.8268 | 0 | 453690.5143 | 1180409.6536 | 805653.8436 | 3603063.0226 | 961560.8286 | 6004137.4768 | 6004137.4768 | 1478867.319 | 3283376.0606 | 0 | 10568761.328 | 21335142.1844 | 13335.2143 | 0.133 | 79461.9133 | 160409.6417 | 1619.9386 | 3270.1675
1 | 2000 | 707 | 0.035 | 15 | 15 | 7 | 1.7783e-11 | 5spot_SharedNeighbor | Water | Porous | Wet | R245fa | MinimizeLCOE_Brownfield | IgnoreSilica | 13.1614 | 1.4953 | 0.044956 | 4 | 63183.3068 | 123055.3172 | 1288.0772 | 2508.6491 | 82.7748 | 0 | 55.5312 | 402344.823 | 12642.4125 | 483314.9539 | 398500.123 | 0 | 122561.8345 | 0 | 553552.0173 | 1440228.8 | 982985.7497 | 4396130.7141 | 961560.8286 | 6004137.4768 | 6004137.4768 | 1478867.319 | 3283376.0606 | 0 | 11361829.0195 | 22128209.8759 | 17782.7941 | 0.17982 | 63183.3068 | 123055.3172 | 1288.0772 | 2508.6491
1 | 2000 | 707 | 0.035 | 15 | 15 | 7 | 2.3714e-11 | 5spot_SharedNeighbor | Water | Porous | Wet | R245fa | MinimizeLCOE_Brownfield | IgnoreSilica | 16.8445 | 1.9238 | 0.060166 | 4 | 51203.0365 | 95938.8968 | 1043.8432 | 1955.8442 | 83.0201 | 0 | 46.7542 | 480812.9311 | 15141.3284 | 591163.9452 | 504188.9147 | 0 | 138324.9397 | 0 | 674556.503 | 1755057.6503 | 1197862.9092 | 5357109.1216 | 961560.8286 | 6004137.4768 | 6004137.4768 | 1478867.319 | 3283376.0606 | 0 | 12322807.4269 | 23089188.2833 | 23713.7371 | 0.24067 | 51203.0365 | 95938.8968 | 1043.8432 | 1955.8442
1 | 2000 | 707 | 0.035 | 15 | 15 | 7 | 3.1623e-11 | 5spot_SharedNeighbor | Water | Porous | Wet | R245fa | MinimizeLCOE_Brownfield | IgnoreSilica | 20.823 | 2.3874 | 0.079009 | 4 | 42115.5144 | 76182.4393 | 858.5817 | 1553.0821 | 83.1887 | 0 | 43.4516 | 560048.9503 | 17663.0189 | 702514.5007 | 619061.9465 | 0 | 149083.7463 | 0 | 798865.1435 | 2078483.2335 | 1418607.5154 | 6344328.0551 | 961560.8286 | 6004137.4768 | 6004137.4768 | 1478867.319 | 3283376.0606 | 0 | 13310026.3605 | 24076407.2168 | 31622.7766 | 0.31604 | 42115.5144 | 76182.4393 | 858.5817 | 1553.0821
1 | 2000 | 707 | 0.035 | 15 | 15 | 7 | 4.217e-11 | 5spot_SharedNeighbor | Water | Porous | Wet | R245fa | MinimizeLCOE_Brownfield | IgnoreSilica | 26.9003 | 3.0957 | 0.10461 | 4 | 35335.7028 | 61066.1295 | 720.3661 | 1244.9156 | 83.3513 | 0 | 64.4426 | 672774.3266 | 21245.3425 | 864683.1414 | 794549.843 | 0 | 171505.952 | 0 | 984655.8562 | 2561872.5572 | 1748530.6615 | 7819817.6807 | 961560.8286 | 6004137.4768 | 6004137.4768 | 1478867.319 | 3283376.0606 | 0 | 14785515.9861 | 25551896.8424 | 42169.6503 | 0.41843 | 35335.7028 | 61066.1295 | 720.3661 | 1244.9156
1 | 2000 | 707 | 0.035 | 15 | 15 | 7 | 5.6234e-11 | 5spot_SharedNeighbor | Water | Porous | Wet | R245fa | MinimizeLCOE_Brownfield | IgnoreSilica | 33.3756 | 3.8505 | 0.13493 | 4 | 30170.0453 | 50118.1115 | 615.0572 | 1021.7255 | 83.4607 | 0 | 64.2185 | 784731.6631 | 24797.7219 | 1029487.9735 | 981550.2561 | 0 | 187805.4966 | 0 | 1173265.5134 | 3052596.1959 | 2083459.6283 | 9317694.4488 | 961560.8286 | 6004137.4768 | 6004137.4768 | 1478867.319 | 3283376.0606 | 0 | 16283392.7542 | 27049773.6106 | 56234.1325 | 0.53972 | 30170.0453 | 50118.1115 | 615.0572 | 1021.7255
1 | 2000 | 707 | 0.035 | 15 | 15 | 7 | 7.4989e-11 | 5spot_SharedNeighbor | Water | Porous | Wet | R245fa | MinimizeLCOE_Brownfield | IgnoreSilica | 40.8346 | 4.72 | 0.1713 | 4 | 26194.595 | 41907.1874 | 534.0123 | 854.3347 | 83.5445 | 0 | 64.8732 | 905936.103 | 28637.7057 | 1211526.941 | 1196972.7378 | 0 | 202979.6545 | 0 | 1382960.7254 | 3598180.1232 | 2455831.8693 | 10983025.86 | 961560.8286 | 6004137.4768 | 6004137.4768 | 1478867.319 | 3283376.0606 | 0 | 17948724.1654 | 28715105.0218 | 74989.4209 | 0.68521 | 26194.595 | 41907.1874 | 534.0123 | 854.3347
1 | 2000 | 707 | 0.035 | 15 | 15 | 7 | 1e-10 | 5spot_SharedNeighbor | Water | Porous | Wet | R245fa | MinimizeLCOE_Brownfield | IgnoreSilica | 49.0487 | 5.6774 | 0.2132 | 4 | 23127.0752 | 35752.067 | 471.4767 | 728.8542 | 83.6057 | 0 | 67.748 | 1031964.3724 | 32624.0512 | 1404344.7097 | 1434170.4055 | 0 | 215604.3691 | 0 | 1606296.0841 | 4179252.9141 | 2852425.989 | 12756682.895 | 961560.8286 | 6004137.4768 | 6004137.4768 | 1478867.319 | 3283376.0606 | 0 | 19722381.2004 | 30488762.0568 | 100000 | 0.85278 | 23127.0752 | 35752.067 | 471.4767 | 728.8542
1 | 2000 | 707 | 0.035 | 15 | 15 | 7 | 1.3335e-10 | 5spot_SharedNeighbor | Water | Porous | Wet | R245fa | MinimizeLCOE_Brownfield | IgnoreSilica | 57.6332 | 6.6769 | 0.25908 | 4 | 20764.6281 | 31153.7281 | 423.315 | 635.1109 | 83.6443 | 0 | 71.3102 | 1156950.3221 | 36570.0152 | 1598825.9939 | 1681903.4245 | 0 | 224428.6293 | 0 | 1832484.5701 | 4767748.9572 | 3254086.6307 | 14552998.5431 | 961560.8286 | 6004137.4768 | 6004137.4768 | 1478867.319 | 3283376.0606 | 0 | 21518696.8485 | 32285077.7048 | 133352.1432 | 1.0363 | 20764.6281 | 31153.7281 | 423.315 | 635.1109
1 | 2000 | 707 | 0.035 | 15 | 15 | 7 | 1.7783e-10 | 5spot_SharedNeighbor | Water | Porous | Wet | R245fa | MinimizeLCOE_Brownfield | IgnoreSilica | 66.013 | 7.6505 | 0.30626 | 4 | 18954.3768 | 27742.9573 | 386.4106 | 565.5777 | 83.6604 | 0 | 70.9929 | 1273356.8028 | 40237.0008 | 1782736.8135 | 1923393.7984 | 0 | 228218.7776 | 0 | 2046697.8453 | 5325087.958 | 3634481.9509 | 16254210.9472 | 961560.8286 | 6004137.4768 | 6004137.4768 | 1478867.319 | 3283376.0606 | 0 | 23219909.2526 | 33986290.1089 | 177827.941 | 1.225 | 18954.3768 | 27742.9573 | 386.4106 | 565.5777
1 | 2000 | 707 | 0.035 | 15 | 15 | 7 | 2.3714e-10 | 5spot_SharedNeighbor | Water | Porous | Wet | R245fa | MinimizeLCOE_Brownfield | IgnoreSilica | 73.7887 | 8.5511 | 0.35213 | 4 | 17575.4092 | 25219.1063 | 358.2985 | 514.1256 | 83.6575 | 0 | 70.2813 | 1377025.1415 | 43494.6866 | 1948739.5093 | 2147025.6912 | 0 | 227449.4932 | 0 | 2240056.4635 | 5828167.4193 | 3977844.0206 | 17789802.4253 | 961560.8286 | 6004137.4768 | 6004137.4768 | 1478867.319 | 3283376.0606 | 0 | 24755500.7307 | 35521881.587 | 237137.3706 | 1.4085 | 17575.4092 | 25219.1063 | 358.2985 | 514.1256
1 | 2000 | 707 | 0.035 | 15 | 15 | 7 | 3.1623e-10 | 5spot_SharedNeighbor | Water | Porous | Wet | R245fa | MinimizeLCOE_Brownfield | IgnoreSilica | 80.6487 | 9.3427 | 0.39438 | 4 | 16530.2951 | 23355.2576 | 336.9924 | 476.1285 | 83.6414 | 0 | 77.8923 | 1465332.5916 | 46262.6551 | 2091793.4528 | 2343846.7885 | 0 | 223020.6264 | 0 | 2406399.8847 | 6260958.8794 | 4273233.085 | 19110847.9636 | 961560.8286 | 6004137.4768 | 6004137.4768 | 1478867.319 | 3283376.0606 | 0 | 26076546.269 | 36842927.1253 | 316227.766 | 1.5775 | 16530.2951 | 23355.2576 | 336.9924 | 476.1285
1 | 2000 | 707 | 0.035 | 15 | 15 | 7 | 4.217e-10 | 5spot_SharedNeighbor | Water | Porous | Wet | R245fa | MinimizeLCOE_Brownfield | IgnoreSilica | 86.454 | 10.01 | 0.43151 | 4 | 15741.1393 | 21978.7997 | 320.9044 | 448.0676 | 83.6184 | 0 | 76.11 | 1537919.7249 | 48532.4038 | 2210527.7927 | 2509993.9655 | 0 | 216211.6802 | 0 | 2544042.3712 | 6619076.395 | 4517655.648 | 20203959.9813 | 961560.8286 | 6004137.4768 | 6004137.4768 | 1478867.319 | 3283376.0606 | 0 | 27169658.2867 | 37936039.1431 | 421696.5034 | 1.726 | 15741.1393 | 21978.7997 | 320.9044 | 448.0676
1 | 2000 | 707 | 0.035 | 15 | 15 | 7 | 5.6234e-10 | 5spot_SharedNeighbor | Water | Porous | Wet | R245fa | MinimizeLCOE_Brownfield | IgnoreSilica | 91.2406 | 10.5582 | 0.46304 | 4 | 15146.7147 | 20959.6133 | 308.7863 | 427.2901 | 83.5934 | 0 | 84.5709 | 1596373.4718 | 50356.2717 | 2306905.262 | 2646668.1621 | 0 | 208420.3722 | 0 | 2655402.1806 | 6908811.7759 | 4715405.999 | 21088343.4953 | 961560.8286 | 6004137.4768 | 6004137.4768 | 1478867.319 | 3283376.0606 | 0 | 28054041.8007 | 38820422.6571 | 562341.3252 | 1.8522 | 15146.7147 | 20959.6133 | 308.7863 | 427.2901
1 | 2000 | 707 | 0.035 | 15 | 15 | 7 | 7.4989e-10 | 5spot_SharedNeighbor | Water | Porous | Wet | R245fa | MinimizeLCOE_Brownfield | IgnoreSilica | 95.0675 | 10.995 | 0.48895 | 4 | 14699.6523 | 20204.5473 | 299.6723 | 411.897 | 83.5695 | 0 | 85.5692 | 1642236.0575 | 51784.6319 | 2383004.8811 | 2755711.8538 | 0 | 200472.3098 | 0 | 2742951.7963 | 7136597.9171 | 4870874.7208 | 21783634.1682 | 961560.8286 | 6004137.4768 | 6004137.4768 | 1478867.319 | 3283376.0606 | 0 | 28749332.4736 | 39515713.33 | 749894.2093 | 1.9558 | 14699.6523 | 20204.5473 | 299.6723 | 411.897
1 | 2000 | 707 | 0.035 | 15 | 15 | 7 | 1e-09 | 5spot_SharedNeighbor | Water | Porous | Wet | R245fa | MinimizeLCOE_Brownfield | IgnoreSilica | 98.0734 | 11.3372 | 0.50975 | 4 | 14363.7302 | 19643.9216 | 292.8241 | 400.4679 | 83.5485 | 0 | 90.4595 | 1677734.6276 | 52888.5318 | 2442202.2508 | 2841214.0553 | 0 | 193035.633 | 0 | 2810759.2885 | 7313019.1026 | 4991285.805 | 22322139.2946 | 961560.8286 | 6004137.4768 | 6004137.4768 | 1478867.319 | 3283376.0606 | 0 | 29287837.6 | 40054218.4564 | 1000000 | 2.039 | 14363.7302 | 19643.9216 | 292.8241 | 400.4679
1 | 2000 | 707 | 0.035 | 15 | 15 | 7 | 1.3335e-09 | 5spot_SharedNeighbor | Water | Porous | Wet | R245fa | MinimizeLCOE_Brownfield | IgnoreSilica | 100.4272 | 11.6046 | 0.52626 | 4 | 14111.4603 | 19226.0434 | 287.6812 | 391.9489 | 83.5306 | 0 | 82.5469 | 1705216.6132 | 53742.0927 | 2488209.6653 | 2908070.9597 | 0 | 186565.637 | 0 | 2863303.9375 | 7449729.501 | 5084593.461 | 22739431.8674 | 961560.8286 | 6004137.4768 | 6004137.4768 | 1478867.319 | 3283376.0606 | 0 | 29705130.1728 | 40471511.0292 | 1333521.4322 | 2.105 | 14111.4603 | 19226.0434 | 287.6812 | 391.9489
1 | 2000 | 707 | 0.035 | 15 | 15 | 7 | 1.7783e-09 | 5spot_SharedNeighbor | Water | Porous | Wet | R245fa | MinimizeLCOE_Brownfield | IgnoreSilica | 102.2345 | 11.8096 | 0.53912 | 4 | 13922.0792 | 18914.6784 | 283.8204 | 385.6013 | 83.5161 | 0 | 81.9227 | 1726134.539 | 54391.1498 | 2523333.5733 | 2959349.4246 | 0 | 181070.6913 | 0 | 2903268.9574 | 7553710.2849 | 5155562.4827 | 23056821.103 | 961560.8286 | 6004137.4768 | 6004137.4768 | 1478867.319 | 3283376.0606 | 0 | 30022519.4084 | 40788900.2647 | 1778279.41 | 2.1565 | 13922.0792 | 18914.6784 | 283.8204 | 385.6013
1 | 2000 | 707 | 0.035 | 15 | 15 | 7 | 2.3714e-09 | 5spot_SharedNeighbor | Water | Porous | Wet | R245fa | MinimizeLCOE_Brownfield | IgnoreSilica | 103.6176 | 11.9662 | 0.54905 | 4 | 13779.9439 | 18682.197 | 280.9228 | 380.8619 | 83.5046 | 0 | 92.6361 | 1742035.6963 | 54884.1694 | 2550095.029 | 2998556.4569 | 0 | 176564.5674 | 0 | 2933633.0084 | 7632711.317 | 5209482.3104 | 23297962.5546 | 961560.8286 | 6004137.4768 | 6004137.4768 | 1478867.319 | 3283376.0606 | 0 | 30263660.86 | 41030041.7164 | 2371373.7057 | 2.1962 | 13779.9439 | 18682.197 | 280.9228 | 380.8619
1 | 2000 | 707 | 0.035 | 15 | 15 | 7 | 3.1623e-09 | 5spot_SharedNeighbor | Water | Porous | Wet | R245fa | MinimizeLCOE_Brownfield | IgnoreSilica | 104.6628 | 12.0844 | 0.55664 | 4 | 13673.287 | 18508.6763 | 278.7485 | 377.3244 | 83.4956 | 0 | 104.0217 | 1753990.826 | 55254.6253 | 2570250.4708 | 3028163.345 | 0 | 172917.4552 | 0 | 2956424.9217 | 7692011.2001 | 5249955.6991 | 23478968.5432 | 961560.8286 | 6004137.4768 | 6004137.4768 | 1478867.319 | 3283376.0606 | 0 | 30444666.8486 | 41211047.7049 | 3162277.6602 | 2.2266 | 13673.287 | 18508.6763 | 278.7485 | 377.3244
1 | 2000 | 707 | 0.035 | 15 | 15 | 7 | 4.217e-09 | 5spot_SharedNeighbor | Water | Porous | Wet | R245fa | MinimizeLCOE_Brownfield | IgnoreSilica | 105.4593 | 12.1744 | 0.56245 | 4 | 13593.2639 | 18378.755 | 277.1171 | 374.6758 | 83.4886 | 0 | 97.975 | 1763066.1035 | 55535.7173 | 2585570.8988 | 3050712.6726 | 0 | 170056.3499 | 0 | 2973727.2794 | 7737028.3857 | 5280680.8533 | 23616378.2604 | 961560.8286 | 6004137.4768 | 6004137.4768 | 1478867.319 | 3283376.0606 | 0 | 30582076.5658 | 41348457.4221 | 4216965.0343 | 2.2498 | 13593.2639 | 18378.755 | 277.1171 | 374.6758
1 | 2000 | 707 | 0.035 | 15 | 15 | 7 | 5.6234e-09 | 5spot_SharedNeighbor | Water | Porous | Wet | R245fa | MinimizeLCOE_Brownfield | IgnoreSilica | 106.0466 | 12.2407 | 0.5668 | 4 | 13533.2304 | 18281.9625 | 275.8932 | 372.7025 | 83.4833 | 0 | 91.1186 | 1769739.245 | 55742.3372 | 2596847.3372 | 3067334.5083 | 0 | 167765.6351 | 0 | 2986397.3345 | 7769993.2699 | 5303180.0641 | 23716999.7312 | 961560.8286 | 6004137.4768 | 6004137.4768 | 1478867.319 | 3283376.0606 | 0 | 30682698.0366 | 41449078.893 | 5623413.2519 | 2.2672 | 13533.2304 | 18281.9625 | 275.8932 | 372.7025
1 | 2000 | 707 | 0.035 | 15 | 15 | 7 | 7.4989e-09 | 5spot_SharedNeighbor | Water | Porous | Wet | R245fa | MinimizeLCOE_Brownfield | IgnoreSilica | 106.505 | 12.2925 | 0.57015 | 4 | 13488.1972 | 18209.0174 | 274.9751 | 371.2155 | 83.4792 | 0 | 96.1182 | 1774936.5196 | 55903.2189 | 2605636.3741 | 3080304.2872 | 0 | 166060.865 | 0 | 2996308.0933 | 7795779.0314 | 5320779.3762 | 23795707.7658 | 961560.8286 | 6004137.4768 | 6004137.4768 | 1478867.319 | 3283376.0606 | 0 | 30761406.0712 | 41527786.9275 | 7498942.0933 | 2.2806 | 13488.1972 | 18209.0174 | 274.9751 | 371.2155
1 | 2000 | 707 | 0.035 | 15 | 15 | 7 | 1e-08 | 5spot_SharedNeighbor | Water | Porous | Wet | R245fa | MinimizeLCOE_Brownfield | IgnoreSilica | 106.836 | 12.3299 | 0.57263 | 4 | 13454.4187 | 18154.8047 | 274.2865 | 370.1102 | 83.4762 | 0 | 97.5983 | 1778682.7072 | 56019.1596 | 2611975.0868 | 3089666.0439 | 0 | 164695.1526 | 0 | 3003404.8785 | 7814243.4108 | 5333381.6945 | 23852068.1339 | 961560.8286 | 6004137.4768 | 6004137.4768 | 1478867.319 | 3283376.0606 | 0 | 30817766.4393 | 41584147.2956 | 10000000 | 2.2905 | 13454.4187 | 18154.8047 | 274.2865 | 370.1102
1 | 2100 | 707 | 0.035 | 15 | 15 | 7 | 1e-13 | 5spot_SharedNeighbor | Water | Porous | Wet | R245fa | MinimizeLCOE_Brownfield | IgnoreSilica | 0 | 0 | 0 | 4 | [6 empty] | 7.8167 | [19 empty] | 100 | 0
1 | 2100 | 707 | 0.035 | 15 | 15 | 7 | 1.3335e-13 | 5spot_SharedNeighbor | Water | Porous | Wet | R245fa | MinimizeLCOE_Brownfield | IgnoreSilica | 0 | 0 | 0 | 4 | [6 empty] | 9.4118 | [19 empty] | 133.3521 | 0
1 | 2100 | 707 | 0.035 | 15 | 15 | 7 | 1.7783e-13 | 5spot_SharedNeighbor | Water | Porous | Wet | R245fa | MinimizeLCOE_Brownfield | IgnoreSilica | 0 | 0 | 0 | 4 | [6 empty] | 10.2202 | [19 empty] | 177.8279 | 0
1 | 2100 | 707 | 0.035 | 15 | 15 | 7 | 2.3714e-13 | 5spot_SharedNeighbor | Water | Porous | Wet | R245fa | MinimizeLCOE_Brownfield | IgnoreSilica | 0 | 0 | 0 | 4 | [6 empty] | 10.7191 | [19 empty] | 237.1374 | 0
1 | 2100 | 707 | 0.035 | 15 | 15 | 7 | 3.1623e-13 | 5spot_SharedNeighbor | Water | Porous | Wet | R245fa | MinimizeLCOE_Brownfield | IgnoreSilica | 0 | 0 | 0 | 4 | [6 empty] | 11.1099 | [19 empty] | 316.2278 | 0
1 | 2100 | 707 | 0.035 | 15 | 15 | 7 | 4.217e-13 | 5spot_SharedNeighbor | Water | Porous | Wet | R245fa | MinimizeLCOE_Brownfield | IgnoreSilica | 0 | 0 | 0 | 4 | [6 empty] | 10.7969 | [19 empty] | 421.6965 | 0
1 | 2100 | 707 | 0.035 | 15 | 15 | 7 | 5.6234e-13 | 5spot_SharedNeighbor | Water | Porous | Wet | R245fa | MinimizeLCOE_Brownfield | IgnoreSilica | 0 | 0 | 0 | 4 | [6 empty] | 12.273 | [19 empty] | 562.3413 | 0
1 | 2100 | 707 | 0.035 | 15 | 15 | 7 | 7.4989e-13 | 5spot_SharedNeighbor | Water | Porous | Wet | R245fa | MinimizeLCOE_Brownfield | IgnoreSilica | 0 | 0 | 0 | 4 | [6 empty] | 11.4181 | [19 empty] | 749.8942 | 0
1 | 2100 | 707 | 0.035 | 15 | 15 | 7 | 1e-12 | 5spot_SharedNeighbor | Water | Porous | Wet | R245fa | MinimizeLCOE_Brownfield | IgnoreSilica | 0.882 | 0.076168 | 0.00044177 | 4 | 4423446.7441 | 10772330.5059 | 90177.945 | 219608.528 | 71.4122 | 0 | 40.6811 | 45430.0648 | 1284.3248 | 45085.4346 | 46244.1297 | 0 | 32299.2195 | 0 | 66433.8376 | 172847.218 | 117971.7779 | 527596.0069 | 961560.8286 | 6327463.8043 | 6327463.8043 | 1478867.319 | 3412706.5916 | 0 | 7816620.6398 | 19035658.3548 | 1000 | 0.0017671 | 4423446.7441 | 10772330.5059 | 90177.945 | 219608.528
1 | 2100 | 707 | 0.035 | 15 | 15 | 7 | 1.3335e-12 | 5spot_SharedNeighbor | Water | Porous | Wet | R245fa | MinimizeLCOE_Brownfield | IgnoreSilica | 1.2625 | 0.12181 | 0.0014643 | 4 | 1366373.4916 | 3281747.9505 | 27855.3718 | 66902.8709 | 75.6504 | 0 | 103.7191 | 65961.6052 | 1936.0083 | 65396.3826 | 57810.2291 | 0 | 39524.8663 | 0 | 89945.3457 | 234019.3392 | 159723.0076 | 714316.784 | 961560.8286 | 6327463.8043 | 6327463.8043 | 1478867.319 | 3412706.5916 | 0 | 8003341.4169 | 19222379.1319 | 1333.5214 | 0.0058574 | 1366373.4916 | 3281747.9505 | 27855.3718 | 66902.8709
1 | 2100 | 707 | 0.035 | 15 | 15 | 7 | 1.7783e-12 | 5spot_SharedNeighbor | Water | Porous | Wet | R245fa | MinimizeLCOE_Brownfield | IgnoreSilica | 1.7292 | 0.17873 | 0.0029718 | 4 | 690870.2114 | 1634654.8377 | 14084.3237 | 33324.6499 | 78.529 | 0 | 149.0166 | 88557.337 | 2664.3488 | 88657.3878 | 71661.3428 | 0 | 46642.1786 | 0 | 116291.212 | 302565.8791 | 206507.4296 | 923547.1157 | 961560.8286 | 6327463.8043 | 6327463.8043 | 1478867.319 | 3412706.5916 | 0 | 8212571.7486 | 19431609.4636 | 1778.2794 | 0.011887 | 690870.2114 | 1634654.8377 | 14084.3237 | 33324.6499
1 | 2100 | 707 | 0.035 | 15 | 15 | 7 | 2.3714e-12 | 5spot_SharedNeighbor | Water | Porous | Wet | R245fa | MinimizeLCOE_Brownfield | IgnoreSilica | 2.3904 | 0.26022 | 0.0051155 | 4 | 414906.0708 | 963190.6955 | 8458.4215 | 19635.9451 | 80.8061 | 0 | 211.798 | 117393.9358 | 3601.6437 | 119511.0131 | 91190.1051 | 0 | 56005.4698 | 0 | 151203.8453 | 393401.3894 | 268504.5318 | 1200811.934 | 961560.8286 | 6327463.8043 | 6327463.8043 | 1478867.319 | 3412706.5916 | 0 | 8489836.567 | 19708874.2819 | 2371.3737 | 0.020462 | 414906.0708 | 963190.6955 | 8458.4215 | 19635.9451
1 | 2100 | 707 | 0.035 | 15 | 15 | 7 | 3.1623e-12 | 5spot_SharedNeighbor | Water | Porous | Wet | R245fa | MinimizeLCOE_Brownfield | IgnoreSilica | 3.1567 | 0.35506 | 0.0080221 | 4 | 273789.5288 | 623417.5317 | 5581.5699 | 12709.2096 | 82.3095 | 0 | 48.6595 | 147597.291 | 4586.6306 | 153059.8546 | 113585.3527 | 0 | 64331.2758 | 0 | 188432.5578 | 490262.8626 | 334614.4776 | 1496470.3028 | 961560.8286 | 6327463.8043 | 6327463.8043 | 1478867.319 | 3412706.5916 | 0 | 8785494.9358 | 20004532.6507 | 3162.2777 | 0.032088 | 273789.5288 | 623417.5317 | 5581.5699 | 12709.2096
1 | 2100 | 707 | 0.035 | 15 | 15 | 7 | 4.217e-12 | 5spot_SharedNeighbor | Water | Porous | Wet | R245fa | MinimizeLCOE_Brownfield | IgnoreSilica | 4.2091 | 0.48619 | 0.012024 | 4 | 190717.206 | 423989.561 | 3888.0282 | 8643.6007 | 83.5142 | 0 | 47.1465 | 185620.3227 | 5830.6414 | 196623.6666 | 144922.6522 | 0 | 75076.5862 | 0 | 237148.809 | 617012.555 | 421123.7472 | 1883358.9803 | 961560.8286 | 6327463.8043 | 6327463.8043 | 1478867.319 | 3412706.5916 | 0 | 9172383.6133 | 20391421.3282 | 4216.965 | 0.048094 | 190717.206 | 423989.561 | 3888.0282 | 8643.6007
1 | 2100 | 707 | 0.035 | 15 | 15 | 7 | 5.6234e-12 | 5spot_SharedNeighbor | Water | Porous | Wet | R245fa | MinimizeLCOE_Brownfield | IgnoreSilica | 5.4756 | 0.64437 | 0.017336 | 4 | 138573.8193 | 300365.4109 | 2825.0147 | 6123.3552 | 84.3636 | 0 | 52.9833 | 227495.42 | 7201.4141 | 246145.8389 | 182747.6966 | 0 | 85471.3467 | 0 | 292134.0693 | 760072.9235 | 518765.3882 | 2320034.0973 | 961560.8286 | 6327463.8043 | 6327463.8043 | 1478867.319 | 3412706.5916 | 0 | 9609058.7302 | 20828096.4451 | 5623.4133 | 0.069343 | 138573.8193 | 300365.4109 | 2825.0147 | 6123.3552
1 | 2100 | 707 | 0.035 | 15 | 15 | 7 | 7.4989e-12 | 5spot_SharedNeighbor | Water | Porous | Wet | R245fa | MinimizeLCOE_Brownfield | IgnoreSilica | 7.064 | 0.84205 | 0.024238 | 4 | 104416.3491 | 220132.0624 | 2128.6685 | 4487.6898 | 84.9826 | 0 | 57.8249 | 275474.8359 | 8768.265 | 304750.8614 | 229537.3758 | 0 | 96634.515 | 0 | 356914.6827 | 928618.7911 | 633801.4061 | 2834500.733 | 961560.8286 | 6327463.8043 | 6327463.8043 | 1478867.319 | 3412706.5916 | 0 | 10123525.366 | 21342563.0809 | 7498.9421 | 0.096953 | 104416.3491 | 220132.0624 | 2128.6685 | 4487.6898
1 | 2100 | 707 | 0.035 | 15 | 15 | 7 | 1e-11 | 5spot_SharedNeighbor | Water | Porous | Wet | R245fa | MinimizeLCOE_Brownfield | IgnoreSilica | 9.3829 | 1.1321 | 0.033754 | 4 | 80339.4569 | 163432.7333 | 1637.8285 | 3331.7973 | 85.569 | 0 | 62.0943 | 340253.5291 | 10885.9867 | 386005.2954 | 298079.4197 | 0 | 113599.8551 | 0 | 448041.3936 | 1165711.8001 | 795622.2566 | 3558199.5363 | 961560.8286 | 6327463.8043 | 6327463.8043 | 1478867.319 | 3412706.5916 | 0 | 10847224.1693 | 22066261.8842 | 10000 | 0.13502 | 80339.4569 | 163432.7333 | 1637.8285 | 3331.7973
1 | 2100 | 707 | 0.035 | 15 | 15 | 7 | 1.3335e-11 | 5spot_SharedNeighbor | Water | Porous | Wet | R245fa | MinimizeLCOE_Brownfield | IgnoreSilica | 11.9239 | 1.4497 | 0.045766 | 4 | 63313.6338 | 124599.0178 | 1290.7341 | 2540.1195 | 85.9374 | 0 | 59.891 | 405547.565 | 13016.8438 | 470292.2501 | 373160.5097 | 0 | 126732.1934 | 0 | 541612.2512 | 1409163.9777 | 961783.3702 | 4301308.9612 | 961560.8286 | 6327463.8043 | 6327463.8043 | 1478867.319 | 3412706.5916 | 0 | 11590333.5941 | 22809371.309 | 13335.2143 | 0.18306 | 63313.6338 | 124599.0178 | 1290.7341 | 2540.1195
1 | 2100 | 707 | 0.035 | 15 | 15 | 7 | 1.7783e-11 | 5spot_SharedNeighbor | Water | Porous | Wet | R245fa | MinimizeLCOE_Brownfield | IgnoreSilica | 15.2755 | 1.8688 | 0.061551 | 4 | 50901.0398 | 96468.8852 | 1037.6865 | 1966.6487 | 86.2355 | 0 | 65.5513 | 485471.3843 | 15622.2583 | 576089.5602 | 472453.1159 | 0 | 143177.2592 | 0 | 660197.2954 | 1717697.9375 | 1172364.1375 | 5243072.9482 | 961560.8286 | 6327463.8043 | 6327463.8043 | 1478867.319 | 3412706.5916 | 0 | 12532097.5811 | 23751135.296 | 17782.7941 | 0.24621 | 50901.0398 | 96468.8852 | 1037.6865 | 1966.6487
1 | 2100 | 707 | 0.035 | 15 | 15 | 7 | 2.3714e-11 | 5spot_SharedNeighbor | Water | Porous | Wet | R245fa | MinimizeLCOE_Brownfield | IgnoreSilica | 19.4218 | 2.3874 | 0.081844 | 4 | 41683.5446 | 75953.3244 | 849.7754 | 1548.4113 | 86.4635 | 0 | 67.6076 | 577273.0662 | 18610.7648 | 700652.7473 | 595363.1719 | 0 | 160592.0236 | 0 | 800471.7918 | 2082663.4029 | 1421460.5669 | 6357087.5353 | 961560.8286 | 6327463.8043 | 6327463.8043 | 1478867.319 | 3412706.5916 | 0 | 13646112.1683 | 24865149.8832 | 23713.7371 | 0.32737 | 41683.5446 | 75953.3244 | 849.7754 | 1548.4113
1 | 2100 | 707 | 0.035 | 15 | 15 | 7 | 3.1623e-11 | 5spot_SharedNeighbor | Water | Porous | Wet | R245fa | MinimizeLCOE_Brownfield | IgnoreSilica | 24.4667 | 3.0185 | 0.10755 | 4 | 34738.244 | 60816.0803 | 708.1861 | 1239.8181 | 86.638 | 0 | 57.2641 | 681297.3215 | 21992.0495 | 845153.8101 | 744919.0126 | 0 | 178452.691 | 0 | 964007.805 | 2508150.5635 | 1711864.2969 | 7655837.5501 | 961560.8286 | 6327463.8043 | 6327463.8043 | 1478867.319 | 3412706.5916 | 0 | 14944862.1831 | 26163899.898 | 31622.7766 | 0.43021 | 34738.244 | 60816.0803 | 708.1861 | 1239.8181
1 | 2100 | 707 | 0.035 | 15 | 15 | 7 | 4.217e-11 | 5spot_SharedNeighbor | Water | Porous | Wet | R245fa | MinimizeLCOE_Brownfield | IgnoreSilica | 30.5692 | 3.782 | 0.13972 | 4 | 29442.6976 | 49516.454 | 600.2292 | 1009.4599 | 86.7734 | 0 | 51.0988 | 798861.529 | 25807.4624 | 1012130.3786 | 925841.0011 | 0 | 196829.3221 | 0 | 1154193.1803 | 3002973.8977 | 2049591.3901 | 9166228.1613 | 961560.8286 | 6327463.8043 | 6327463.8043 | 1478867.319 | 3412706.5916 | 0 | 16455252.7943 | 27674290.5092 | 42169.6503 | 0.55889 | 29442.6976 | 49516.454 | 600.2292 | 1009.4599
1 | 2100 | 707 | 0.035 | 15 | 15 | 7 | 5.6234e-11 | 5spot_SharedNeighbor | Water | Porous | Wet | R245fa | MinimizeLCOE_Brownfield | IgnoreSilica | 36.287 | 4.4975 | 0.17563 | 4 | 25331.4005 | 41301.2611 | 516.4149 | 841.9821 | 86.8598 | 0 | 158.1968 | 902770.5442 | 29174.8299 | 1162530.3113 | 1095363.3668 | 0 | 202397.9611 | 0 | 1322972.4352 | 3442102.8974 | 2349305.9556 | 10506618.3016 | 961560.8286 | 6327463.8043 | 6327463.8043 | 1478867.319 | 3412706.5916 | 0 | 17795642.9345 | 29014680.6495 | 56234.1325 | 0.70251 | 25331.4005 | 41301.2611 | 516.4149 | 841.9821
1 | 2100 | 707 | 0.035 | 15 | 15 | 7 | 7.4989e-11 | 5spot_SharedNeighbor | Water | Porous | Wet | R245fa | MinimizeLCOE_Brownfield | IgnoreSilica | 46.0332 | 5.7171 | 0.22629 | 4 | 22176.5816 | 34571.1371 | 452.0996 | 704.7794 | 86.9574 | 0 | 61.0791 | 1069326.1121 | 34563.228 | 1408417.2905 | 1384320.9203 | 0 | 230996.1935 | 0 | 1609773.2603 | 4188299.8135 | 2858600.6837 | 12784297.5019 | 961560.8286 | 6327463.8043 | 6327463.8043 | 1478867.319 | 3412706.5916 | 0 | 20073322.1348 | 31292359.8498 | 74989.4209 | 0.90516 | 22176.5816 | 34571.1371 | 452.0996 | 704.7794
1 | 2100 | 707 | 0.035 | 15 | 15 | 7 | 1e-10 | 5spot_SharedNeighbor | Water | Porous | Wet | R245fa | MinimizeLCOE_Brownfield | IgnoreSilica | 54.7614 | 6.8085 | 0.27858 | 4 | 19756.0885 | 29824.1623 | 402.7546 | 608.0059 | 87.0098 | 0 | 62.5742 | 1209589.677 | 39091.5872 | 1619619.6427 | 1642996.8808 | 0 | 243089.8592 | 0 | 1854211.1823 | 4824277.1452 | 3292668.2806 | 14725544.2549 | 961560.8286 | 6327463.8043 | 6327463.8043 | 1478867.319 | 3412706.5916 | 0 | 22014568.8878 | 33233606.6027 | 100000 | 1.1143 | 19756.0885 | 29824.1623 | 402.7546 | 608.0059
1 | 2100 | 707 | 0.035 | 15 | 15 | 7 | 1.3335e-10 | 5spot_SharedNeighbor | Water | Porous | Wet | R245fa | MinimizeLCOE_Brownfield | IgnoreSilica | 63.5964 | 7.9112 | 0.33419 | 4 | 17892.4368 | 26285.0585 | 364.7615 | 535.8565 | 87.0363 | 0 | 80.7414 | 1344610.3782 | 43440.8203 | 1826247.9947 | 1904601.7091 | 0 | 250087.2539 | 0 | 2093905.3809 | 5447912.2821 | 3718312.0759 | 16629117.8952 | 961560.8286 | 6327463.8043 | 6327463.8043 | 1478867.319 | 3412706.5916 | 0 | 23918142.5281 | 35137180.243 | 133352.1432 | 1.3368 | 17892.4368 | 26285.0585 | 364.7615 | 535.8565
1 | 2100 | 707 | 0.035 | 15 | 15 | 7 | 1.7783e-10 | 5spot_SharedNeighbor | Water | Porous | Wet | R245fa | MinimizeLCOE_Brownfield | IgnoreSilica | 72.0519 | 8.9635 | 0.39 | 4 | 16465.918 | 23657.5415 | 335.68 | 482.291 | 87.0387 | 0 | 64.4165 | 1468180.4049 | 47410.9103 | 2018117.215 | 2154670.1371 | 0 | 251738.0791 | 0 | 2316645.5311 | 6027436.4626 | 4113849.2372 | 18398047.9774 | 961560.8286 | 6327463.8043 | 6327463.8043 | 1478867.319 | 3412706.5916 | 0 | 25687072.6104 | 36906110.3253 | 177827.941 | 1.56 | 16465.918 | 23657.5415 | 335.68 | 482.291
1 | 2100 | 707 | 0.035 | 15 | 15 | 7 | 2.3714e-10 | 5spot_SharedNeighbor | Water | Porous | Wet | R245fa | MinimizeLCOE_Brownfield | IgnoreSilica | 79.6935 | 9.9109 | 0.44282 | 4 | 15380.343 | 21714.264 | 313.5491 | 442.6746 | 87.0227 | 0 | 74.1752 | 1575609.1293 | 50852.8616 | 2187056.3826 | 2380323.2427 | 0 | 248511.9681 | 0 | 2512517.8979 | 6537056.182 | 4461675.1673 | 19953602.8313 | 961560.8286 | 6327463.8043 | 6327463.8043 | 1478867.319 | 3412706.5916 | 0 | 27242627.4643 | 38461665.1792 | 237137.3706 | 1.7713 | 15380.343 | 21714.264 | 313.5491 | 442.6746
1 | 2100 | 707 | 0.035 | 15 | 15 | 7 | 3.1623e-10 | 5spot_SharedNeighbor | Water | Porous | Wet | R245fa | MinimizeLCOE_Brownfield | IgnoreSilica | 86.2908 | 10.7254 | 0.49033 | 4 | 14558.0484 | 20278.2002 | 296.7855 | 413.3985 | 86.9959 | 0 | 66.2696 | 1665378.2778 | 53721.175 | 2329756.4348 | 2574804.0728 | 0 | 241757.959 | 0 | 2677512.9886 | 6966339.5629 | 4754669.8956 | 21263940.3666 | 961560.8286 | 6327463.8043 | 6327463.8043 | 1478867.319 | 3412706.5916 | 0 | 28552964.9996 | 39772002.7145 | 316227.766 | 1.9613 | 14558.0484 | 20278.2002 | 296.7855 | 413.3985
1 | 2100 | 707 | 0.035 | 15 | 15 | 7 | 4.217e-10 | 5spot_SharedNeighbor | Water | Porous | Wet | R245fa | MinimizeLCOE_Brownfield | IgnoreSilica | 90.1151 | 11.1959 | 0.52578 | 4 | 13912.2989 | 19246.786 | 283.621 | 392.3718 | 86.9751 | 0 | 71.8616 | 1716217.938 | 55342.0483 | 2411203.421 | 2687337.2064 | 0 | 223323.7341 | 0 | 2766435.4956 | 7197697.6856 | 4912576.5683 | 21970134.0973 | 961560.8286 | 6327463.8043 | 6327463.8043 | 1478867.319 | 3412706.5916 | 0 | 29259158.7302 | 40478196.4451 | 421696.5034 | 2.1031 | 13912.2989 | 19246.786 | 283.621 | 392.3718
1 | 2100 | 707 | 0.035 | 15 | 15 | 7 | 5.6234e-10 | 5spot_SharedNeighbor | Water | Porous | Wet | R245fa | MinimizeLCOE_Brownfield | IgnoreSilica | 96.3119 | 11.9555 | 0.56583 | 4 | 13469.5559 | 18426.4917 | 274.5951 | 375.649 | 86.9337 | 0 | 202.0047 | 1796836.4291 | 57906.7374 | 2541296.47 | 2869392.4944 | 0 | 223988.4679 | 0 | 2920874.0335 | 7599515.0815 | 5186825.1976 | 23196634.9113 | 961560.8286 | 6327463.8043 | 6327463.8043 | 1478867.319 | 3412706.5916 | 0 | 30485659.5442 | 41704697.2592 | 562341.3252 | 2.2633 | 13469.5559 | 18426.4917 | 274.5951 | 375.649
1 | 2100 | 707 | 0.035 | 15 | 15 | 7 | 7.4989e-10 | 5spot_SharedNeighbor | Water | Porous | Wet | R245fa | MinimizeLCOE_Brownfield | IgnoreSilica | 99.8936 | 12.3929 | 0.59384 | 4 | 13117.6905 | 17840.8062 | 267.4219 | 363.709 | 86.9055 | 0 | 79.8958 | 1842471.9378 | 59355.2669 | 2615457.2144 | 2974436.9748 | 0 | 215119.0699 | 0 | 3005667.7809 | 7820131.0186 | 5337400.1078 | 23870039.3711 | 961560.8286 | 6327463.8043 | 6327463.8043 | 1478867.319 | 3412706.5916 | 0 | 31159064.0041 | 42378101.719 | 749894.2093 | 2.3753 | 13117.6905 | 17840.8062 | 267.4219 | 363.709
1 | 2100 | 707 | 0.035 | 15 | 15 | 7 | 1e-09 | 5spot_SharedNeighbor | Water | Porous | Wet | R245fa | MinimizeLCOE_Brownfield | IgnoreSilica | 102.6897 | 12.7334 | 0.61615 | 4 | 12853.2002 | 17405.2938 | 262.0299 | 354.8305 | 86.8814 | 0 | 87.0866 | 1877626.4027 | 60469.425 | 2672844.8565 | 3056348.1092 | 0 | 207050.2978 | 0 | 3070992.2456 | 7990091.8758 | 5453401.8852 | 24388825.0978 | 961560.8286 | 6327463.8043 | 6327463.8043 | 1478867.319 | 3412706.5916 | 0 | 31677849.7308 | 42896887.4457 | 1000000 | 2.4646 | 12853.2002 | 17405.2938 | 262.0299 | 354.8305
1 | 2100 | 707 | 0.035 | 15 | 15 | 7 | 1.3335e-09 | 5spot_SharedNeighbor | Water | Porous | Wet | R245fa | MinimizeLCOE_Brownfield | IgnoreSilica | 104.848 | 12.9957 | 0.63365 | 4 | 12654.5028 | 17080.8782 | 257.9792 | 348.2168 | 86.8617 | 0 | 89.9437 | 1904484.8602 | 61319.6304 | 2716843.3692 | 3119516.4587 | 0 | 200062.6907 | 0 | 3120868.5336 | 8119859.7462 | 5541971.1232 | 24784926.4122 | 961560.8286 | 6327463.8043 | 6327463.8043 | 1478867.319 | 3412706.5916 | 0 | 32073951.0451 | 43292988.7601 | 1333521.4322 | 2.5346 | 12654.5028 | 17080.8782 | 257.9792 | 348.2168
1 | 2100 | 707 | 0.035 | 15 | 15 | 7 | 1.7783e-09 | 5spot_SharedNeighbor | Water | Porous | Wet | R245fa | MinimizeLCOE_Brownfield | IgnoreSilica | 106.507 | 13.197 | 0.64724 | 4 | 12505.2924 | 16838.6836 | 254.9373 | 343.2793 | 86.8458 | 0 | 87.2448 | 1924967.7121 | 61967.4029 | 2750487.7918 | 3168034.4897 | 0 | 194252.0579 | 0 | 3158886.6872 | 8218775.1834 | 5609482.9416 | 25086854.2665 | 961560.8286 | 6327463.8043 | 6327463.8043 | 1478867.319 | 3412706.5916 | 0 | 32375878.8994 | 43594916.6144 | 1778279.41 | 2.589 | 12505.2924 | 16838.6836 | 254.9373 | 343.2793
1 | 2100 | 707 | 0.035 | 15 | 15 | 7 | 2.3714e-09 | 5spot_SharedNeighbor | Water | Porous | Wet | R245fa | MinimizeLCOE_Brownfield | IgnoreSilica | 107.7787 | 13.351 | 0.65773 | 4 | 12393.2774 | 16657.5556 | 252.6537 | 339.5868 | 86.8332 | 0 | 78.1367 | 1940574.8531 | 62460.6176 | 2776176.2751 | 3205204.6447 | 0 | 189560.5214 | 0 | 3187850.9957 | 8294134.3725 | 5660917.1367 | 25316879.4168 | 961560.8286 | 6327463.8043 | 6327463.8043 | 1478867.319 | 3412706.5916 | 0 | 32605904.0498 | 43824941.7647 | 2371373.7057 | 2.6309 | 12393.2774 | 16657.5556 | 252.6537 | 339.5868
1 | 2100 | 707 | 0.035 | 15 | 15 | 7 | 3.1623e-09 | 5spot_SharedNeighbor | Water | Porous | Wet | R245fa | MinimizeLCOE_Brownfield | IgnoreSilica | 108.7339 | 13.4666 | 0.66571 | 4 | 12309.2051 | 16522.386 | 250.9398 | 336.8312 | 86.8235 | 0 | 76.2705 | 1952243.856 | 62829.1714 | 2795412.7754 | 3233110.0144 | 0 | 185776.1175 | 0 | 3209455.0545 | 8350343.7022 | 5699281.1591 | 25488451.8505 | 961560.8286 | 6327463.8043 | 6327463.8043 | 1478867.319 | 3412706.5916 | 0 | 32777476.4835 | 43996514.1984 | 3162277.6602 | 2.6628 | 12309.2051 | 16522.386 | 250.9398 | 336.8312
1 | 2100 | 707 | 0.035 | 15 | 15 | 7 | 4.217e-09 | 5spot_SharedNeighbor | Water | Porous | Wet | R245fa | MinimizeLCOE_Brownfield | IgnoreSilica | 109.465 | 13.5551 | 0.67181 | 4 | 12246.1169 | 16421.0216 | 249.6537 | 334.7647 | 86.816 | 0 | 90.7499 | 1961144.2468 | 63110.1604 | 2810102.4784 | 3254460.4658 | 0 | 182841.8804 | 0 | 3225947.1004 | 8393252.6225 | 5728567.379 | 25619426.3336 | 961560.8286 | 6327463.8043 | 6327463.8043 | 1478867.319 | 3412706.5916 | 0 | 32908450.9666 | 44127488.6815 | 4216965.0343 | 2.6873 | 12246.1169 | 16421.0216 | 249.6537 | 334.7647
1 | 2100 | 707 | 0.035 | 15 | 15 | 7 | 5.6234e-09 | 5spot_SharedNeighbor | Water | Porous | Wet | R245fa | MinimizeLCOE_Brownfield | IgnoreSilica | 110.0102 | 13.621 | 0.67641 | 4 | 12198.7822 | 16345.302 | 248.6887 | 333.2211 | 86.8103 | 0 | 77.2044 | 1967765.959 | 63319.1419 | 2821041.0762 | 3270381.9485 | 0 | 180534.6651 | 0 | 3238186.6884 | 8425097.5197 | 5750302.1756 | 25716629.1744 | 961560.8286 | 6327463.8043 | 6327463.8043 | 1478867.319 | 3412706.5916 | 0 | 33005653.8074 | 44224691.5223 | 5623413.2519 | 2.7057 | 12198.7822 | 16345.302 | 248.6887 | 333.2211
1 | 2100 | 707 | 0.035 | 15 | 15 | 7 | 7.4989e-09 | 5spot_SharedNeighbor | Water | Porous | Wet | R245fa | MinimizeLCOE_Brownfield | IgnoreSilica | 110.4124 | 13.6695 | 0.67985 | 4 | 12163.2714 | 16288.8137 | 247.9647 | 332.0695 | 86.8061 | 0 | 73.619 | 1972639.4104 | 63472.9105 | 2829097.007 | 3282120.1734 | 0 | 178720.3192 | 0 | 3247159.43 | 8448442.7528 | 5766235.7769 | 25787887.78 | 961560.8286 | 6327463.8043 | 6327463.8043 | 1478867.319 | 3412706.5916 | 0 | 33076912.413 | 44295950.1279 | 7498942.0933 | 2.7194 | 12163.2714 | 16288.8137 | 247.9647 | 332.0695
1 | 2100 | 707 | 0.035 | 15 | 15 | 7 | 1e-08 | 5spot_SharedNeighbor | Water | Porous | Wet | R245fa | MinimizeLCOE_Brownfield | IgnoreSilica | 110.7212 | 13.7068 | 0.68247 | 4 | 12136.6336 | 16246.3328 | 247.4217 | 331.2035 | 86.8028 | 0 | 93.8229 | 1976377.105 | 63590.8217 | 2835278.5621 | 3291134.4685 | 0 | 177360.2688 | 0 | 3254059.0782 | 8466394.2222 | 5778488.0236 | 25842682.5502 | 961560.8286 | 6327463.8043 | 6327463.8043 | 1478867.319 | 3412706.5916 | 0 | 33131707.1832 | 44350744.8981 | 10000000 | 2.7299 | 12136.6336 | 16246.3328 | 247.4217 | 331.2035
1 | 2200 | 707 | 0.035 | 15 | 15 | 7 | 1e-13 | 5spot_SharedNeighbor | Water | Porous | Wet | R245fa | MinimizeLCOE_Brownfield | IgnoreSilica | 0 | 0 | 0 | 4 | [6 empty] | 8.0338 | [19 empty] | 100 | 0
1 | 2200 | 707 | 0.035 | 15 | 15 | 7 | 1.3335e-13 | 5spot_SharedNeighbor | Water | Porous | Wet | R245fa | MinimizeLCOE_Brownfield | IgnoreSilica | 0 | 0 | 0 | 4 | [6 empty] | 10.423 | [19 empty] | 133.3521 | 0
1 | 2200 | 707 | 0.035 | 15 | 15 | 7 | 1.7783e-13 | 5spot_SharedNeighbor | Water | Porous | Wet | R245fa | MinimizeLCOE_Brownfield | IgnoreSilica | 0 | 0 | 0 | 4 | [6 empty] | 10.0058 | [19 empty] | 177.8279 | 0
1 | 2200 | 707 | 0.035 | 15 | 15 | 7 | 2.3714e-13 | 5spot_SharedNeighbor | Water | Porous | Wet | R245fa | MinimizeLCOE_Brownfield | IgnoreSilica | 0 | 0 | 0 | 4 | [6 empty] | 10.6984 | [19 empty] | 237.1374 | 0
1 | 2200 | 707 | 0.035 | 15 | 15 | 7 | 3.1623e-13 | 5spot_SharedNeighbor | Water | Porous | Wet | R245fa | MinimizeLCOE_Brownfield | IgnoreSilica | 0 | 0 | 0 | 4 | [6 empty] | 10.8978 | [19 empty] | 316.2278 | 0
1 | 2200 | 707 | 0.035 | 15 | 15 | 7 | 4.217e-13 | 5spot_SharedNeighbor | Water | Porous | Wet | R245fa | MinimizeLCOE_Brownfield | IgnoreSilica | 0 | 0 | 0 | 4 | [6 empty] | 10.7103 | [19 empty] | 421.6965 | 0
1 | 2200 | 707 | 0.035 | 15 | 15 | 7 | 5.6234e-13 | 5spot_SharedNeighbor | Water | Porous | Wet | R245fa | MinimizeLCOE_Brownfield | IgnoreSilica | 0 | 0 | 0 | 4 | [6 empty] | 12.0902 | [19 empty] | 562.3413 | 0
1 | 2200 | 707 | 0.035 | 15 | 15 | 7 | 7.4989e-13 | 5spot_SharedNeighbor | Water | Porous | Wet | R245fa | MinimizeLCOE_Brownfield | IgnoreSilica | 0 | 0 | 0 | 4 | [6 empty] | 11.8099 | [19 empty] | 749.8942 | 0
1 | 2200 | 707 | 0.035 | 15 | 15 | 7 | 1e-12 | 5spot_SharedNeighbor | Water | Porous | Wet | R245fa | MinimizeLCOE_Brownfield | IgnoreSilica | 1.068 | 0.10391 | 0.001029 | 4 | 2008554.0425 | 4846357.098 | 40947.0909 | 98799.5446 | 76.0003 | 0 | 81.9921 | 59367.8456 | 1742.9726 | 57571.4297 | 52698.7823 | 0 | 38044.647 | 0 | 81676.014 | 212504.2345 | 145038.5066 | 648644.4322 | 961560.8286 | 6656650.2227 | 6656650.2227 | 1478867.319 | 3544381.159 | 0 | 8266855.4835 | 19946754.1842 | 1000 | 0.0041158 | 2008554.0425 | 4846357.098 | 40947.0909 | 98799.5446
1 | 2200 | 707 | 0.035 | 15 | 15 | 7 | 1.3335e-12 | 5spot_SharedNeighbor | Water | Porous | Wet | R245fa | MinimizeLCOE_Brownfield | IgnoreSilica | 1.5153 | 0.16153 | 0.0024538 | 4 | 864730.967 | 2054731.4256 | 17628.7104 | 41888.4793 | 79.9029 | 0 | 124.8316 | 83731.1846 | 2539.4908 | 81673.8289 | 66161.1826 | 0 | 46515.6698 | 0 | 109442.3291 | 284746.4906 | 194345.3308 | 869155.5071 | 961560.8286 | 6656650.2227 | 6656650.2227 | 1478867.319 | 3544381.159 | 0 | 8487366.5584 | 20167265.2592 | 1333.5214 | 0.009815 | 864730.967 | 2054731.4256 | 17628.7104 | 41888.4793
1 | 2200 | 707 | 0.035 | 15 | 15 | 7 | 1.7783e-12 | 5spot_SharedNeighbor | Water | Porous | Wet | R245fa | MinimizeLCOE_Brownfield | IgnoreSilica | 2.0598 | 0.23286 | 0.004525 | 4 | 482590.1928 | 1127890.0695 | 9838.2538 | 22993.5647 | 82.5447 | 0 | 178.2363 | 110531.8005 | 3426.8442 | 109198.2225 | 82580.6217 | 0 | 54791.497 | 0 | 140606.3045 | 365828.762 | 249685.6471 | 1116649.6994 | 961560.8286 | 6656650.2227 | 6656650.2227 | 1478867.319 | 3544381.159 | 0 | 8734860.7508 | 20414759.4515 | 1778.2794 | 0.0181 | 482590.1928 | 1127890.0695 | 9838.2538 | 22993.5647
1 | 2200 | 707 | 0.035 | 15 | 15 | 7 | 2.3714e-12 | 5spot_SharedNeighbor | Water | Porous | Wet | R245fa | MinimizeLCOE_Brownfield | IgnoreSilica | 2.7741 | 0.32758 | 0.0074527 | 4 | 303255.1046 | 695054.2307 | 6182.2655 | 14169.6206 | 84.5282 | 0 | 40.0021 | 142583.6698 | 4496.2458 | 143244.827 | 104543.4191 | 0 | 64282.9675 | 0 | 179068.9403 | 465900.6507 | 317986.7674 | 1422107.4875 | 961560.8286 | 6656650.2227 | 6656650.2227 | 1478867.319 | 3544381.159 | 0 | 9040318.5388 | 20720217.2395 | 2371.3737 | 0.029811 | 303255.1046 | 695054.2307 | 6182.2655 | 14169.6206
1 | 2200 | 707 | 0.035 | 15 | 15 | 7 | 3.1623e-12 | 5spot_SharedNeighbor | Water | Porous | Wet | R245fa | MinimizeLCOE_Brownfield | IgnoreSilica | 3.7144 | 0.45242 | 0.011407 | 4 | 206325.587 | 462303.0075 | 4206.2262 | 9424.6721 | 86.0264 | 0 | 50.572 | 180669.8495 | 5768.9451 | 185248.1861 | 132893.2117 | 0 | 75334.4031 | 0 | 226166.6923 | 588439.3401 | 401621.9408 | 1796142.5688 | 961560.8286 | 6656650.2227 | 6656650.2227 | 1478867.319 | 3544381.159 | 0 | 9414353.6201 | 21094252.3208 | 3162.2777 | 0.045629 | 206325.587 | 462303.0075 | 4206.2262 | 9424.6721
1 | 2200 | 707 | 0.035 | 15 | 15 | 7 | 4.217e-12 | 5spot_SharedNeighbor | Water | Porous | Wet | R245fa | MinimizeLCOE_Brownfield | IgnoreSilica | 4.8734 | 0.60706 | 0.016737 | 4 | 147098.4621 | 321560.7421 | 2998.8011 | 6555.4507 | 87.1023 | 0 | 57.8889 | 223662.1547 | 7208.3558 | 234169.0191 | 168261.2581 | 0 | 86606.3862 | 0 | 280763.7978 | 730489.8093 | 498574.3049 | 2229735.0858 | 961560.8286 | 6656650.2227 | 6656650.2227 | 1478867.319 | 3544381.159 | 0 | 9847946.1371 | 21527844.8378 | 4216.965 | 0.066948 | 147098.4621 | 321560.7421 | 2998.8011 | 6555.4507
1 | 2200 | 707 | 0.035 | 15 | 15 | 7 | 5.6234e-12 | 5spot_SharedNeighbor | Water | Porous | Wet | R245fa | MinimizeLCOE_Brownfield | IgnoreSilica | 6.3498 | 0.80408 | 0.02379 | 4 | 108956.6345 | 231694.136 | 2221.2284 | 4723.3984 | 87.9057 | 0 | 44.5661 | 273781.9129 | 8885.1155 | 293023.4158 | 213191.6362 | 0 | 99091.0916 | 0 | 346309.5371 | 901026.3777 | 614969.017 | 2750278.1039 | 961560.8286 | 6656650.2227 | 6656650.2227 | 1478867.319 | 3544381.159 | 0 | 10368489.1553 | 22048387.856 | 5623.4133 | 0.095162 | 108956.6345 | 231694.136 | 2221.2284 | 4723.3984
1 | 2200 | 707 | 0.035 | 15 | 15 | 7 | 7.4989e-12 | 5spot_SharedNeighbor | Water | Porous | Wet | R245fa | MinimizeLCOE_Brownfield | IgnoreSilica | 8.0944 | 1.0359 | 0.03281 | 4 | 83402.4279 | 172397.9371 | 1700.2713 | 3514.5651 | 88.4247 | 0 | 52.6755 | 328016.8732 | 10694.5781 | 358708.7052 | 266270.3792 | 0 | 110694.7236 | 0 | 419010.2511 | 1090178.7226 | 744069.3791 | 3327643.6122 | 961560.8286 | 6656650.2227 | 6656650.2227 | 1478867.319 | 3544381.159 | 0 | 10945854.6635 | 22625753.3643 | 7498.9421 | 0.13124 | 83402.4279 | 172397.9371 | 1700.2713 | 3514.5651
1 | 2200 | 707 | 0.035 | 15 | 15 | 7 | 1e-11 | 5spot_SharedNeighbor | Water | Porous | Wet | R245fa | MinimizeLCOE_Brownfield | IgnoreSilica | 10.713 | 1.3882 | 0.045604 | 4 | 64635.3756 | 128664.8515 | 1317.6796 | 2623.007 | 89.039 | 0 | 50.9799 | 404369.3871 | 13251.7079 | 453153.7469 | 346410.7177 | 0 | 129882.8569 | 0 | 525356.6824 | 1366870.3222 | 932917.0813 | 4172212.5023 | 961560.8286 | 6656650.2227 | 6656650.2227 | 1478867.319 | 3544381.159 | 0 | 11790423.5536 | 23470322.2544 | 10000 | 0.18241 | 64635.3756 | 128664.8515 | 1317.6796 | 2623.007
1 | 2200 | 707 | 0.035 | 15 | 15 | 7 | 1.3335e-11 | 5spot_SharedNeighbor | Water | Porous | Wet | R245fa | MinimizeLCOE_Brownfield | IgnoreSilica | 13.7487 | 1.7947 | 0.061694 | 4 | 51500.6939 | 98830.7173 | 1049.9113 | 2014.7979 | 89.4035 | 0 | 46.0623 | 485247.0334 | 15950.6665 | 556345.4951 | 439101.9528 | 0 | 147039.3477 | 0 | 641036.9532 | 1667846.6576 | 1138339.6146 | 5090907.7209 | 961560.8286 | 6656650.2227 | 6656650.2227 | 1478867.319 | 3544381.159 | 0 | 12709118.7723 | 24389017.473 | 13335.2143 | 0.24678 | 51500.6939 | 98830.7173 | 1049.9113 | 2014.7979
1 | 2200 | 707 | 0.035 | 15 | 15 | 7 | 1.7783e-11 | 5spot_SharedNeighbor | Water | Porous | Wet | R245fa | MinimizeLCOE_Brownfield | IgnoreSilica | 17.5413 | 2.3027 | 0.082501 | 4 | 41832.2465 | 77225.2598 | 852.8069 | 1574.3414 | 89.6836 | 0 | 51.3069 | 578939.2335 | 19072.5036 | 678947.3826 | 554913.745 | 0 | 165597.3278 | 0 | 779013.375 | 2026833.0042 | 1383355.1726 | 6186671.7443 | 961560.8286 | 6656650.2227 | 6656650.2227 | 1478867.319 | 3544381.159 | 0 | 13804882.7957 | 25484781.4964 | 17782.7941 | 0.33001 | 41832.2465 | 77225.2598 | 852.8069 | 1574.3414
1 | 2200 | 707 | 0.035 | 15 | 15 | 7 | 2.3714e-11 | 5spot_SharedNeighbor | Water | Porous | Wet | R245fa | MinimizeLCOE_Brownfield | IgnoreSilica | 22.2017 | 2.927 | 0.10907 | 4 | 34593.2622 | 61363.8241 | 705.2304 | 1250.9846 | 89.8982 | 0 | 51.6474 | 686001.1398 | 22634.0602 | 822452.853 | 697235.3606 | 0 | 185009.2787 | 0 | 941199.75 | 2448808.6828 | 1671362.244 | 7474703.3691 | 961560.8286 | 6656650.2227 | 6656650.2227 | 1478867.319 | 3544381.159 | 0 | 15092914.4205 | 26772813.1212 | 23713.7371 | 0.4363 | 34593.2622 | 61363.8241 | 705.2304 | 1250.9846
1 | 2200 | 707 | 0.035 | 15 | 15 | 7 | 3.1623e-11 | 5spot_SharedNeighbor | Water | Porous | Wet | R245fa | MinimizeLCOE_Brownfield | IgnoreSilica | 27.8554 | 3.6844 | 0.14254 | 4 | 29099.3398 | 49584.4606 | 593.2294 | 1010.8463 | 90.0636 | 0 | 66.6393 | 807150.6661 | 26657.3331 | 988589.226 | 869855.7893 | 0 | 204898.743 | 0 | 1129889.1854 | 2939739.8882 | 2006432.8793 | 8973213.7103 | 961560.8286 | 6656650.2227 | 6656650.2227 | 1478867.319 | 3544381.159 | 0 | 16591424.7617 | 28271323.4624 | 31622.7766 | 0.57016 | 29099.3398 | 49584.4606 | 593.2294 | 1010.8463
1 | 2200 | 707 | 0.035 | 15 | 15 | 7 | 4.217e-11 | 5spot_SharedNeighbor | Water | Porous | Wet | R245fa | MinimizeLCOE_Brownfield | IgnoreSilica | 34.5982 | 4.5879 | 0.18394 | 4 | 24885.3442 | 40759.7661 | 507.3214 | 830.943 | 90.1915 | 0 | 59.1447 | 942376.7822 | 31140.1513 | 1178065.6972 | 1075675.2049 | 0 | 224716.4913 | 0 | 1346269.9875 | 3502718.3495 | 2390677.2472 | 10691639.9111 | 961560.8286 | 6656650.2227 | 6656650.2227 | 1478867.319 | 3544381.159 | 0 | 18309850.9624 | 29989749.6632 | 42169.6503 | 0.73577 | 24885.3442 | 40759.7661 | 507.3214 | 830.943
1 | 2200 | 707 | 0.035 | 15 | 15 | 7 | 5.6234e-11 | 5spot_SharedNeighbor | Water | Porous | Wet | R245fa | MinimizeLCOE_Brownfield | IgnoreSilica | 42.425 | 5.6368 | 0.23386 | 4 | 21629.3166 | 34115.4723 | 440.9429 | 695.49 | 90.2896 | 0 | 70.1601 | 1089844.1733 | 36020.2251 | 1388885.9539 | 1314591.2227 | 0 | 243445.8633 | 0 | 1588387.1009 | 4132657.4136 | 2820623.6024 | 12614455.5552 | 961560.8286 | 6656650.2227 | 6656650.2227 | 1478867.319 | 3544381.159 | 0 | 20232666.6066 | 31912565.3073 | 56234.1325 | 0.93543 | 21629.3166 | 34115.4723 | 440.9429 | 695.49
1 | 2200 | 707 | 0.035 | 15 | 15 | 7 | 7.4989e-11 | 5spot_SharedNeighbor | Water | Porous | Wet | R245fa | MinimizeLCOE_Brownfield | IgnoreSilica | 51.1144 | 6.8008 | 0.29171 | 4 | 19106.6036 | 29116.6062 | 389.514 | 593.5814 | 90.3601 | 0 | 77.5988 | 1244301.4894 | 41121.8589 | 1613855.3945 | 1579796.578 | 0 | 259254.272 | 0 | 1847948.5412 | 4807983.0379 | 3281547.2175 | 14675808.3894 | 961560.8286 | 6656650.2227 | 6656650.2227 | 1478867.319 | 3544381.159 | 0 | 22294019.4408 | 33973918.1415 | 74989.4209 | 1.1668 | 19106.6036 | 29116.6062 | 389.514 | 593.5814
1 | 2200 | 707 | 0.035 | 15 | 15 | 7 | 1e-10 | 5spot_SharedNeighbor | Water | Porous | Wet | R245fa | MinimizeLCOE_Brownfield | IgnoreSilica | 60.4908 | 8.0551 | 0.35686 | 4 | 17125.4426 | 25307.7488 | 349.1253 | 515.9327 | 90.4025 | 0 | 62.0903 | 1402158.4281 | 46323.8313 | 1847814.3456 | 1865806.3809 | 0 | 270981.1497 | 0 | 2118902.8129 | 5512950.4725 | 3762701.9773 | 16827639.3985 | 961560.8286 | 6656650.2227 | 6656650.2227 | 1478867.319 | 3544381.159 | 0 | 24445850.4499 | 36125749.1506 | 100000 | 1.4275 | 17125.4426 | 25307.7488 | 349.1253 | 515.9327
1 | 2200 | 707 | 0.035 | 15 | 15 | 7 | 1.3335e-10 | 5spot_SharedNeighbor | Water | Porous | Wet | R245fa | MinimizeLCOE_Brownfield | IgnoreSilica | 69.4897 | 9.2555 | 0.42286 | 4 | 15633.8948 | 22539.1279 | 318.7181 | 459.4906 | 90.4143 | 0 | 67.7757 | 1546393.7214 | 51063.8661 | 2065001.1306 | 2139992.0005 | 0 | 275784.4676 | 0 | 2370511.7226 | 6167585.2435 | 4209503.6599 | 18825835.8122 | 961560.8286 | 6656650.2227 | 6656650.2227 | 1478867.319 | 3544381.159 | 0 | 26444046.8636 | 38123945.5643 | 133352.1432 | 1.6915 | 15633.8948 | 22539.1279 | 318.7181 | 459.4906
1 | 2200 | 707 | 0.035 | 15 | 15 | 7 | 1.7783e-10 | 5spot_SharedNeighbor | Water | Porous | Wet | R245fa | MinimizeLCOE_Brownfield | IgnoreSilica | 77.865 | 10.3685 | 0.48726 | 4 | 14493.8358 | 20486.449 | 295.4764 | 417.644 | 90.4017 | 0 | 72.8118 | 1675013.2731 | 55277.889 | 2261389.1295 | 2394772.1663 | 0 | 274606.7005 | 0 | 2597813.0718 | 6758976.728 | 4613140.4999 | 20630989.4581 | 961560.8286 | 6656650.2227 | 6656650.2227 | 1478867.319 | 3544381.159 | 0 | 28249200.5094 | 39929099.2102 | 177827.941 | 1.949 | 14493.8358 | 20486.449 | 295.4764 | 417.644
1 | 2200 | 707 | 0.035 | 15 | 15 | 7 | 2.3714e-10 | 5spot_SharedNeighbor | Water | Porous | Wet | R245fa | MinimizeLCOE_Brownfield | IgnoreSilica | 85.3091 | 11.3532 | 0.54691 | 4 | 13627.1251 | 18966.1758 | 277.8074 | 386.6511 | 90.3726 | 0 | 71.9461 | 1785207.8271 | 58876.9673 | 2431688.865 | 2620809.6685 | 0 | 268789.2532 | 0 | 2794495.3066 | 7270703.558 | 4962404.5764 | 22192976.022 | 961560.8286 | 6656650.2227 | 6656650.2227 | 1478867.319 | 3544381.159 | 0 | 29811187.0734 | 41491085.7741 | 237137.3706 | 2.1876 | 13627.1251 | 18966.1758 | 277.8074 | 386.6511
1 | 2200 | 707 | 0.035 | 15 | 15 | 7 | 3.1623e-10 | 5spot_SharedNeighbor | Water | Porous | Wet | R245fa | MinimizeLCOE_Brownfield | IgnoreSilica | 91.6427 | 12.1871 | 0.59958 | 4 | 12970.9087 | 17840.9331 | 264.4295 | 363.7116 | 90.3354 | 0 | 78.9393 | 1876124.9431 | 61837.5728 | 2573635.0018 | 2812761.6146 | 0 | 259855.84 | 0 | 2957843.8392 | 7695702.9323 | 5252475.3822 | 23490237.1259 | 961560.8286 | 6656650.2227 | 6656650.2227 | 1478867.319 | 3544381.159 | 0 | 31108448.1773 | 42788346.878 | 316227.766 | 2.3983 | 12970.9087 | 17840.9331 | 264.4295 | 363.7116
1 | 2200 | 707 | 0.035 | 15 | 15 | 7 | 4.217e-10 | 5spot_SharedNeighbor | Water | Porous | Wet | R245fa | MinimizeLCOE_Brownfield | IgnoreSilica | 96.8897 | 12.875 | 0.64449 | 4 | 12475.4798 | 17006.1428 | 254.3295 | 346.6932 | 90.2965 | 0 | 81.9597 | 1949576.6503 | 64223.03 | 2689277.8219 | 2971498.1032 | 0 | 249593.544 | 0 | 3090425.9683 | 8040654.4359 | 5487911.8714 | 24543161.4249 | 961560.8286 | 6656650.2227 | 6656650.2227 | 1478867.319 | 3544381.159 | 0 | 32161372.4763 | 43841271.177 | 421696.5034 | 2.578 | 12475.4798 | 17006.1428 | 254.3295 | 346.6932
1 | 2200 | 707 | 0.035 | 15 | 15 | 7 | 5.6234e-10 | 5spot_SharedNeighbor | Water | Porous | Wet | R245fa | MinimizeLCOE_Brownfield | IgnoreSilica | 101.0897 | 13.4234 | 0.68146 | 4 | 12102.1547 | 16387.0052 | 246.7188 | 334.0713 | 90.2602 | 0 | 78.1751 | 2007204.7489 | 66090.2902 | 2780621.2624 | 3098362.9942 | 0 | 239028.6787 | 0 | 3194610.11 | 8311720.2016 | 5672919.8264 | 25370558.1124 | 961560.8286 | 6656650.2227 | 6656650.2227 | 1478867.319 | 3544381.159 | 0 | 32988769.1638 | 44668667.8645 | 562341.3252 | 2.7259 | 12102.1547 | 16387.0052 | 246.7188 | 334.0713
1 | 2200 | 707 | 0.035 | 15 | 15 | 7 | 7.4989e-10 | 5spot_SharedNeighbor | Water | Porous | Wet | R245fa | MinimizeLCOE_Brownfield | IgnoreSilica | 104.4265 | 13.8577 | 0.71137 | 4 | 11821.1951 | 15925.9399 | 240.9911 | 324.6718 | 90.2283 | 0 | 91.569 | 2052272.4736 | 67547.7911 | 2852437.2105 | 3199021.4297 | 0 | 229247.1183 | 0 | 3276205.149 | 8524013.7556 | 5817814.5392 | 26018559.4669 | 961560.8286 | 6656650.2227 | 6656650.2227 | 1478867.319 | 3544381.159 | 0 | 33636770.5183 | 45316669.219 | 749894.2093 | 2.8455 | 11821.1951 | 15925.9399 | 240.9911 | 324.6718
1 | 2200 | 707 | 0.035 | 15 | 15 | 7 | 1e-09 | 5spot_SharedNeighbor | Water | Porous | Wet | R245fa | MinimizeLCOE_Brownfield | IgnoreSilica | 107.0166 | 14.194 | 0.735 | 4 | 11609.929 | 15582.6698 | 236.6841 | 317.6738 | 90.2017 | 0 | 84.1848 | 2086828.1092 | 68663.6076 | 2907731.6308 | 3277070.4531 | 0 | 220548.2593 | 0 | 3338728.4034 | 8686686.4382 | 5928841.9876 | 26515098.8891 | 961560.8286 | 6656650.2227 | 6656650.2227 | 1478867.319 | 3544381.159 | 0 | 34133309.9404 | 45813208.6412 | 1000000 | 2.94 | 11609.929 | 15582.6698 | 236.6841 | 317.6738
1 | 2200 | 707 | 0.035 | 15 | 15 | 7 | 1.3335e-09 | 5spot_SharedNeighbor | Water | Porous | Wet | R245fa | MinimizeLCOE_Brownfield | IgnoreSilica | 109.0091 | 14.4521 | 0.75345 | 4 | 11451.1645 | 15326.6597 | 233.4475 | 312.4547 | 90.1802 | 0 | 82.4167 | 2113162.7241 | 69512.9294 | 2950006.3679 | 3337062.8254 | 0 | 213143.1935 | 0 | 3386326.3357 | 8810526.4945 | 6013365.3707 | 26893106.2411 | 961560.8286 | 6656650.2227 | 6656650.2227 | 1478867.319 | 3544381.159 | 0 | 34511317.2925 | 46191215.9932 | 1333521.4322 | 3.0138 | 11451.1645 | 15326.6597 | 233.4475 | 312.4547
1 | 2200 | 707 | 0.035 | 15 | 15 | 7 | 1.7783e-09 | 5spot_SharedNeighbor | Water | Porous | Wet | R245fa | MinimizeLCOE_Brownfield | IgnoreSilica | 110.536 | 14.6495 | 0.76771 | 4 | 11331.9083 | 15135.3757 | 231.0163 | 308.5551 | 90.1631 | 0 | 99.0134 | 2133197.2671 | 70158.4532 | 2982246.6653 | 3383002.0114 | 0 | 207054.4717 | 0 | 3422506.9588 | 8904661.054 | 6077614.1419 | 27180441.0233 | 961560.8286 | 6656650.2227 | 6656650.2227 | 1478867.319 | 3544381.159 | 0 | 34798652.0746 | 46478550.7754 | 1778279.41 | 3.0709 | 11331.9083 | 15135.3757 | 231.0163 | 308.5551
1 | 2200 | 707 | 0.035 | 15 | 15 | 7 | 2.3714e-09 | 5spot_SharedNeighbor | Water | Porous | Wet | R245fa | MinimizeLCOE_Brownfield | IgnoreSilica | 111.7003 | 14.7999 | 0.77867 | 4 | 11242.36 | 14992.3079 | 229.1907 | 305.6385 | 90.1497 | 0 | 99.8225 | 2148391.0008 | 70647.6438 | 3006742.7933 | 3418014.546 | 0 | 202162.1526 | 0 | 3449923.6733 | 8975993.7212 | 6126300.1529 | 27398175.6839 | 961560.8286 | 6656650.2227 | 6656650.2227 | 1478867.319 | 3544381.159 | 0 | 35016386.7352 | 46696285.436 | 2371373.7057 | 3.1147 | 11242.36 | 14992.3079 | 229.1907 | 305.6385
1 | 2200 | 707 | 0.035 | 15 | 15 | 7 | 3.1623e-09 | 5spot_SharedNeighbor | Water | Porous | Wet | R245fa | MinimizeLCOE_Brownfield | IgnoreSilica | 112.5823 | 14.9137 | 0.78703 | 4 | 11175.1381 | 14885.2792 | 227.8203 | 303.4566 | 90.1394 | 0 | 102.1821 | 2159853.1764 | 71016.4818 | 3025249.0132 | 3444527.4982 | 0 | 198286.5791 | 0 | 3470583.772 | 9029747.0601 | 6162987.9113 | 27562251.4921 | 961560.8286 | 6656650.2227 | 6656650.2227 | 1478867.319 | 3544381.159 | 0 | 35180462.5435 | 46860361.2442 | 3162277.6602 | 3.1481 | 11175.1381 | 14885.2792 | 227.8203 | 303.4566
1 | 2200 | 707 | 0.035 | 15 | 15 | 7 | 4.217e-09 | 5spot_SharedNeighbor | Water | Porous | Wet | R245fa | MinimizeLCOE_Brownfield | IgnoreSilica | 113.2427 | 14.9989 | 0.79334 | 4 | 11124.6873 | 14805.2945 | 226.7918 | 301.826 | 90.1315 | 0 | 92.7715 | 2168409.7975 | 71291.7049 | 3039078.8956 | 3464375.6568 | 0 | 195229.9052 | 0 | 3485970.5244 | 9069780.2335 | 6190311.3747 | 27684448.0925 | 961560.8286 | 6656650.2227 | 6656650.2227 | 1478867.319 | 3544381.159 | 0 | 35302659.1438 | 46982557.8446 | 4216965.0343 | 3.1734 | 11124.6873 | 14805.2945 | 226.7918 | 301.826
1 | 2200 | 707 | 0.035 | 15 | 15 | 7 | 5.6234e-09 | 5spot_SharedNeighbor | Water | Porous | Wet | R245fa | MinimizeLCOE_Brownfield | IgnoreSilica | 113.7445 | 15.0635 | 0.79814 | 4 | 11086.8304 | 14745.3117 | 226.02 | 300.6031 | 90.1255 | 0 | 77.648 | 2174894.9961 | 71500.2332 | 3049569.2361 | 3479450.8455 | 0 | 192882.6499 | 0 | 3497636.2047 | 9100131.9409 | 6211027.0387 | 27777093.1451 | 961560.8286 | 6656650.2227 | 6656650.2227 | 1478867.319 | 3544381.159 | 0 | 35395304.1965 | 47075202.8972 | 5623413.2519 | 3.1926 | 11086.8304 | 14745.3117 | 226.02 | 300.6031
1 | 2200 | 707 | 0.035 | 15 | 15 | 7 | 7.4989e-09 | 5spot_SharedNeighbor | Water | Porous | Wet | R245fa | MinimizeLCOE_Brownfield | IgnoreSilica | 114.1124 | 15.1109 | 0.80171 | 4 | 11058.4277 | 14700.5949 | 225.441 | 299.6915 | 90.1211 | 0 | 82.9238 | 2179640.7734 | 71652.7939 | 3057250.5684 | 3490500.2036 | 0 | 191034.1778 | 0 | 3506130.6217 | 9122232.6714 | 6226111.2414 | 27844553.0517 | 961560.8286 | 6656650.2227 | 6656650.2227 | 1478867.319 | 3544381.159 | 0 | 35462764.103 | 47142662.8038 | 7498942.0933 | 3.2069 | 11058.4277 | 14700.5949 | 225.441 | 299.6915
1 | 2200 | 707 | 0.035 | 15 | 15 | 7 | 1e-08 | 5spot_SharedNeighbor | Water | Porous | Wet | R245fa | MinimizeLCOE_Brownfield | IgnoreSilica | 114.3876 | 15.1463 | 0.8044 | 4 | 11037.1206 | 14667.1176 | 225.0066 | 299.009 | 90.1177 | 0 | 89.4787 | 2183187.0963 | 71766.7756 | 3062993.073 | 3498766.6132 | 0 | 189616.9742 | 0 | 3512468.9076 | 9138723.5911 | 6237366.6329 | 27894889.6639 | 961560.8286 | 6656650.2227 | 6656650.2227 | 1478867.319 | 3544381.159 | 0 | 35513100.7152 | 47192999.4159 | 10000000 | 3.2176 | 11037.1206 | 14667.1176 | 225.0066 | 299.009
1 | 2300 | 707 | 0.035 | 15 | 15 | 7 | 1e-13 | 5spot_SharedNeighbor | Water | Porous | Wet | R245fa | MinimizeLCOE_Brownfield | IgnoreSilica | 0 | 0 | 0 | 4 | [6 empty] | 8.9824 | [19 empty] | 100 | 0
1 | 2300 | 707 | 0.035 | 15 | 15 | 7 | 1.3335e-13 | 5spot_SharedNeighbor | Water | Porous | Wet | R245fa | MinimizeLCOE_Brownfield | IgnoreSilica | 0 | 0 | 0 | 4 | [6 empty] | 10.214 | [19 empty] | 133.3521 | 0
1 | 2300 | 707 | 0.035 | 15 | 15 | 7 | 1.7783e-13 | 5spot_SharedNeighbor | Water | Porous | Wet | R245fa | MinimizeLCOE_Brownfield | IgnoreSilica | 0 | 0 | 0 | 4 | [6 empty] | 10.0695 | [19 empty] | 177.8279 | 0
1 | 2300 | 707 | 0.035 | 15 | 15 | 7 | 2.3714e-13 | 5spot_SharedNeighbor | Water | Porous | Wet | R245fa | MinimizeLCOE_Brownfield | IgnoreSilica | 0 | 0 | 0 | 4 | [6 empty] | 10.628 | [19 empty] | 237.1374 | 0
1 | 2300 | 707 | 0.035 | 15 | 15 | 7 | 3.1623e-13 | 5spot_SharedNeighbor | Water | Porous | Wet | R245fa | MinimizeLCOE_Brownfield | IgnoreSilica | 0 | 0 | 0 | 4 | [6 empty] | 10.584 | [19 empty] | 316.2278 | 0
1 | 2300 | 707 | 0.035 | 15 | 15 | 7 | 4.217e-13 | 5spot_SharedNeighbor | Water | Porous | Wet | R245fa | MinimizeLCOE_Brownfield | IgnoreSilica | 0 | 0 | 0 | 4 | [6 empty] | 10.3455 | [19 empty] | 421.6965 | 0
1 | 2300 | 707 | 0.035 | 15 | 15 | 7 | 5.6234e-13 | 5spot_SharedNeighbor | Water | Porous | Wet | R245fa | MinimizeLCOE_Brownfield | IgnoreSilica | 0 | 0 | 0 | 4 | [6 empty] | 11.8128 | [19 empty] | 562.3413 | 0
1 | 2300 | 707 | 0.035 | 15 | 15 | 7 | 7.4989e-13 | 5spot_SharedNeighbor | Water | Porous | Wet | R245fa | MinimizeLCOE_Brownfield | IgnoreSilica | 0.86458 | 0.082217 | 0.00055317 | 4 | 3848329.675 | 9338961.7692 | 78453.4057 | 190387.3675 | 75.0452 | 0 | 35.8274 | 50034.4037 | 1454.411 | 47773.2447 | 47059.4122 | 0 | 35075.0069 | 0 | 70744.6266 | 184063.0067 | 125626.7842 | 561830.8961 | 961560.8286 | 6991696.732 | 6991696.732 | 1478867.319 | 3678399.7627 | 0 | 8515088.4567 | 20664052.2704 | 749.8942 | 0.0022127 | 3848329.675 | 9338961.7692 | 78453.4057 | 190387.3675
1 | 2300 | 707 | 0.035 | 15 | 15 | 7 | 1e-12 | 5spot_SharedNeighbor | Water | Porous | Wet | R245fa | MinimizeLCOE_Brownfield | IgnoreSilica | 1.3013 | 0.14119 | 0.001847 | 4 | 1184924.7839 | 2829369.3355 | 24156.2945 | 57680.5209 | 80.6607 | 0 | 106.3752 | 76918.0824 | 2341.653 | 73286.6827 | 60546.9015 | 0 | 45467.3649 | 0 | 100838.667 | 262361.5265 | 179067.1329 | 800828.0108 | 961560.8286 | 6991696.732 | 6991696.732 | 1478867.319 | 3678399.7627 | 0 | 8754085.5715 | 20903049.3852 | 1000 | 0.0073879 | 1184924.7839 | 2829369.3355 | 24156.2945 | 57680.5209
1 | 2300 | 707 | 0.035 | 15 | 15 | 7 | 1.3335e-12 | 5spot_SharedNeighbor | Water | Porous | Wet | R245fa | MinimizeLCOE_Brownfield | IgnoreSilica | 1.7875 | 0.20872 | 0.0038239 | 4 | 588199.9576 | 1382468.7994 | 11991.2517 | 28183.4964 | 83.9887 | 0 | 154.9317 | 103945.95 | 3252.1763 | 99920.9823 | 75755.3162 | 0 | 54108.419 | 0 | 131423.3091 | 341936.4916 | 233378.6816 | 1043721.3261 | 961560.8286 | 6991696.732 | 6991696.732 | 1478867.319 | 3678399.7627 | 0 | 8996978.8867 | 21145942.7004 | 1333.5214 | 0.015296 | 588199.9576 | 1382468.7994 | 11991.2517 | 28183.4964
1 | 2300 | 707 | 0.035 | 15 | 15 | 7 | 1.7783e-12 | 5spot_SharedNeighbor | Water | Porous | Wet | R245fa | MinimizeLCOE_Brownfield | IgnoreSilica | 2.4488 | 0.30149 | 0.0066249 | 4 | 351096.7998 | 809557.3347 | 7157.5832 | 16503.9213 | 86.539 | 0 | 216.9257 | 137058.3409 | 4377.4729 | 133829.8997 | 96157.5944 | 0 | 64648.0424 | 0 | 170067.8266 | 442481.5991 | 302002.7835 | 1350623.5594 | 961560.8286 | 6991696.732 | 6991696.732 | 1478867.319 | 3678399.7627 | 0 | 9303881.12 | 21452844.9337 | 1778.2794 | 0.026499 | 351096.7998 | 809557.3347 | 7157.5832 | 16503.9213
1 | 2300 | 707 | 0.035 | 15 | 15 | 7 | 2.3714e-12 | 5spot_SharedNeighbor | Water | Porous | Wet | R245fa | MinimizeLCOE_Brownfield | IgnoreSilica | 3.254 | 0.41553 | 0.010505 | 4 | 229717.9399 | 518853.7385 | 4683.1109 | 10577.5353 | 88.3169 | 0 | 45.4481 | 173793.3722 | 5632.9251 | 172743.0532 | 121344.6752 | 0 | 75060.748 | 0 | 213944.1618 | 556638.823 | 379917.4345 | 1699075.1931 | 961560.8286 | 6991696.732 | 6991696.732 | 1478867.319 | 3678399.7627 | 0 | 9652332.7538 | 21801296.5675 | 2371.3737 | 0.042018 | 229717.9399 | 518853.7385 | 4683.1109 | 10577.5353
1 | 2300 | 707 | 0.035 | 15 | 15 | 7 | 3.1623e-12 | 5spot_SharedNeighbor | Water | Porous | Wet | R245fa | MinimizeLCOE_Brownfield | IgnoreSilica | 4.3166 | 0.56668 | 0.015783 | 4 | 159750.295 | 352184.6025 | 3256.7258 | 7179.7595 | 89.6868 | 0 | 43.2266 | 218032.5896 | 7148.284 | 221165.9148 | 154709.0266 | 0 | 87381.5207 | 0 | 268490.5609 | 698557.3646 | 476779.7552 | 2132265.0165 | 961560.8286 | 6991696.732 | 6991696.732 | 1478867.319 | 3678399.7627 | 0 | 10085522.5772 | 22234486.3909 | 3162.2777 | 0.063133 | 159750.295 | 352184.6025 | 3256.7258 | 7179.7595
1 | 2300 | 707 | 0.035 | 15 | 15 | 7 | 4.217e-12 | 5spot_SharedNeighbor | Water | Porous | Wet | R245fa | MinimizeLCOE_Brownfield | IgnoreSilica | 5.6387 | 0.75509 | 0.022803 | 4 | 116116.5258 | 249313.1073 | 2367.1924 | 5082.5849 | 90.6867 | 0 | 57.9989 | 268344.4759 | 8871.4522 | 278039.4386 | 196150.3308 | 0 | 100258.8488 | 0 | 332149.1731 | 864184.0152 | 589823.3476 | 2637821.0822 | 961560.8286 | 6991696.732 | 6991696.732 | 1478867.319 | 3678399.7627 | 0 | 10591078.6429 | 22740042.4566 | 4216.965 | 0.091211 | 116116.5258 | 249313.1073 | 2367.1924 | 5082.5849
1 | 2300 | 707 | 0.035 | 15 | 15 | 7 | 5.6234e-12 | 5spot_SharedNeighbor | Water | Porous | Wet | R245fa | MinimizeLCOE_Brownfield | IgnoreSilica | 7.2707 | 0.98733 | 0.031968 | 4 | 87419.275 | 182428.1166 | 1782.1602 | 3719.0439 | 91.3968 | 0 | 51.6491 | 325258.2778 | 10817.5532 | 344376.0841 | 247292.7349 | 0 | 113569.415 | 0 | 406112.4854 | 1056621.3818 | 721165.8045 | 3225213.7367 | 961560.8286 | 6991696.732 | 6991696.732 | 1478867.319 | 3678399.7627 | 0 | 11178471.2973 | 23327435.111 | 5623.4133 | 0.12787 | 87419.275 | 182428.1166 | 1782.1602 | 3719.0439
1 | 2300 | 707 | 0.035 | 15 | 15 | 7 | 7.4989e-12 | 5spot_SharedNeighbor | Water | Porous | Wet | R245fa | MinimizeLCOE_Brownfield | IgnoreSilica | 9.5487 | 1.3137 | 0.044527 | 4 | 67188.9371 | 135400.8776 | 1369.7374 | 2760.33 | 92.0644 | 0 | 49.4244 | 399027.2023 | 13343.8585 | 432542.5101 | 318938.4997 | 0 | 131974.3641 | 0 | 505372.3096 | 1314875.0833 | 897429.2624 | 4013503.09 | 961560.8286 | 6991696.732 | 6991696.732 | 1478867.319 | 3678399.7627 | 0 | 11966760.6507 | 24115724.4644 | 7498.9421 | 0.17811 | 67188.9371 | 135400.8776 | 1369.7374 | 2760.33
1 | 2300 | 707 | 0.035 | 15 | 15 | 7 | 1e-11 | 5spot_SharedNeighbor | Water | Porous | Wet | R245fa | MinimizeLCOE_Brownfield | IgnoreSilica | 12.2749 | 1.7034 | 0.060746 | 4 | 52901.1748 | 102900.5605 | 1078.462 | 2097.7671 | 92.5119 | 0 | 31.812 | 480037.6794 | 16110.6214 | 532267.2708 | 404463.5765 | 0 | 149422.52 | 0 | 617097.6505 | 1605561.5026 | 1095828.7165 | 4900789.5376 | 961560.8286 | 6991696.732 | 6991696.732 | 1478867.319 | 3678399.7627 | 0 | 12854047.0983 | 25003010.912 | 10000 | 0.24298 | 52901.1748 | 102900.5605 | 1078.462 | 2097.7671
1 | 2300 | 707 | 0.035 | 15 | 15 | 7 | 1.3335e-11 | 5spot_SharedNeighbor | Water | Porous | Wet | R245fa | MinimizeLCOE_Brownfield | IgnoreSilica | 15.6971 | 2.1926 | 0.081641 | 4 | 42615.9704 | 79818.4864 | 868.7842 | 1627.2078 | 92.8557 | 0 | 33.2563 | 574234.3634 | 19322.5802 | 651245.0964 | 511831.2467 | 0 | 168795.0796 | 0 | 750917.0628 | 1953732.1632 | 1333462.3465 | 5963539.9387 | 961560.8286 | 6991696.732 | 6991696.732 | 1478867.319 | 3678399.7627 | 0 | 13916797.4993 | 26065761.313 | 13335.2143 | 0.32656 | 42615.9704 | 79818.4864 | 868.7842 | 1627.2078
1 | 2300 | 707 | 0.035 | 15 | 15 | 7 | 1.7783e-11 | 5spot_SharedNeighbor | Water | Porous | Wet | R245fa | MinimizeLCOE_Brownfield | IgnoreSilica | 19.9554 | 2.8018 | 0.10856 | 4 | 34959.9324 | 62937.5081 | 712.7055 | 1283.0662 | 93.1208 | 0 | 35.5399 | 683131.3734 | 23029.903 | 792188.7949 | 645613.6921 | 0 | 189626.2929 | 0 | 910100.122 | 2367893.8302 | 1616136.1944 | 7227720.203 | 961560.8286 | 6991696.732 | 6991696.732 | 1478867.319 | 3678399.7627 | 0 | 15180977.7636 | 27329941.5773 | 17782.7941 | 0.43424 | 34959.9324 | 62937.5081 | 712.7055 | 1283.0662
1 | 2300 | 707 | 0.035 | 15 | 15 | 7 | 2.3714e-11 | 5spot_SharedNeighbor | Water | Porous | Wet | R245fa | MinimizeLCOE_Brownfield | IgnoreSilica | 25.1707 | 3.5482 | 0.14279 | 4 | 29175.8796 | 50446.6619 | 594.7898 | 1028.4234 | 93.3247 | 0 | 33.042 | 807377.9821 | 27252.739 | 956780.4489 | 809668.8538 | 0 | 211334.4076 | 0 | 1096841.6283 | 2853756.9236 | 1947747.7392 | 8710760.7224 | 961560.8286 | 6991696.732 | 6991696.732 | 1478867.319 | 3678399.7627 | 0 | 16664018.283 | 28812982.0967 | 23713.7371 | 0.57116 | 29175.8796 | 50446.6619 | 594.7898 | 1028.4234
1 | 2300 | 707 | 0.035 | 15 | 15 | 7 | 3.1623e-11 | 5spot_SharedNeighbor | Water | Porous | Wet | R245fa | MinimizeLCOE_Brownfield | IgnoreSilica | 31.4512 | 4.4471 | 0.18559 | 4 | 24755.5755 | 41120.6011 | 504.6759 | 838.2991 | 93.4821 | 0 | 28.5092 | 947159.1601 | 31994.9264 | 1146092.7491 | 1007249.6346 | 0 | 233269.0277 | 0 | 1312648.5442 | 3415242.2508 | 2330973.0124 | 10424629.3054 | 961560.8286 | 6991696.732 | 6991696.732 | 1478867.319 | 3678399.7627 | 0 | 18377886.866 | 30526850.6797 | 31622.7766 | 0.74237 | 24755.5755 | 41120.6011 | 504.6759 | 838.2991
1 | 2300 | 707 | 0.035 | 15 | 15 | 7 | 4.217e-11 | 5spot_SharedNeighbor | Water | Porous | Wet | R245fa | MinimizeLCOE_Brownfield | IgnoreSilica | 38.8714 | 5.5094 | 0.23805 | 4 | 21346.3011 | 34104.9753 | 435.1732 | 695.2761 | 93.6037 | 0 | 28.662 | 1101975.9691 | 37237.5292 | 1360175.9486 | 1240695.2428 | 0 | 254728.1014 | 0 | 1557976.9886 | 4053536.5393 | 2766621.9799 | 12372948.299 | 961560.8286 | 6991696.732 | 6991696.732 | 1478867.319 | 3678399.7627 | 0 | 20326205.8596 | 32475169.6733 | 42169.6503 | 0.95221 | 21346.3011 | 34104.9753 | 435.1732 | 695.2761
1 | 2300 | 707 | 0.035 | 15 | 15 | 7 | 5.6234e-11 | 5spot_SharedNeighbor | Water | Porous | Wet | R245fa | MinimizeLCOE_Brownfield | IgnoreSilica | 47.3165 | 6.7182 | 0.30027 | 4 | 18702.8339 | 28817.7819 | 381.2826 | 587.4895 | 93.6944 | 0 | 42.6509 | 1267806.3924 | 42842.1783 | 1593986.3667 | 1506372.7411 | 0 | 273959.3622 | 0 | 1827137.1459 | 4753836.0562 | 3244590.7899 | 14510531.0326 | 961560.8286 | 6991696.732 | 6991696.732 | 1478867.319 | 3678399.7627 | 0 | 22463788.5932 | 34612752.4069 | 56234.1325 | 1.2011 | 18702.8339 | 28817.7819 | 381.2826 | 587.4895
1 | 2300 | 707 | 0.035 | 15 | 15 | 7 | 7.4989e-11 | 5spot_SharedNeighbor | Water | Porous | Wet | R245fa | MinimizeLCOE_Brownfield | IgnoreSilica | 56.4734 | 8.0277 | 0.37085 | 4 | 16652.1716 | 24842.1998 | 339.477 | 506.4418 | 93.7543 | 0 | 43.4741 | 1437745.0034 | 48572.775 | 1837949.9465 | 1794299.9879 | 0 | 288907.3848 | 0 | 2108915.288 | 5486964.9815 | 3744966.3457 | 16748321.7128 | 961560.8286 | 6991696.732 | 6991696.732 | 1478867.319 | 3678399.7627 | 0 | 24701579.2735 | 36850543.0872 | 74989.4209 | 1.4834 | 16652.1716 | 24842.1998 | 339.477 | 506.4418
1 | 2300 | 707 | 0.035 | 15 | 15 | 7 | 1e-10 | 5spot_SharedNeighbor | Water | Porous | Wet | R245fa | MinimizeLCOE_Brownfield | IgnoreSilica | 65.8498 | 9.3654 | 0.44661 | 4 | 15067.5128 | 21868.2247 | 307.1716 | 445.8133 | 93.7813 | 0 | 37.4565 | 1602945.8871 | 54128.287 | 2079100.6214 | 2088775.6912 | 0 | 297805.6935 | 0 | 2387874.9103 | 6212760.6962 | 4240336.8346 | 18963728.6214 | 961560.8286 | 6991696.732 | 6991696.732 | 1478867.319 | 3678399.7627 | 0 | 26916986.182 | 39065949.9957 | 100000 | 1.7864 | 15067.5128 | 21868.2247 | 307.1716 | 445.8133
1 | 2300 | 707 | 0.035 | 15 | 15 | 7 | 1.3335e-10 | 5spot_SharedNeighbor | Water | Porous | Wet | R245fa | MinimizeLCOE_Brownfield | IgnoreSilica | 75.1971 | 10.6939 | 0.52525 | 4 | 13830.2342 | 19612.7159 | 281.948 | 399.8317 | 93.777 | 0 | 40.143 | 1759967.3718 | 59391.2775 | 2311876.1634 | 2381752.2383 | 0 | 300788.8222 | 0 | 2657372.5905 | 6913938.3784 | 4718905.0105 | 21103991.8526 | 961560.8286 | 6991696.732 | 6991696.732 | 1478867.319 | 3678399.7627 | 0 | 29057249.4132 | 41206213.2269 | 133352.1432 | 2.101 | 13830.2342 | 19612.7159 | 281.948 | 399.8317
1 | 2300 | 707 | 0.035 | 15 | 15 | 7 | 1.7783e-10 | 5spot_SharedNeighbor | Water | Porous | Wet | R245fa | MinimizeLCOE_Brownfield | IgnoreSilica | 83.4332 | 11.8588 | 0.5982 | 4 | 12907.1457 | 17984.4427 | 263.1296 | 366.6372 | 93.7489 | 0 | 41.1485 | 1892648.0938 | 63822.4224 | 2511281.3171 | 2639245.0952 | 0 | 296652.5637 | 0 | 2887423.302 | 7512483.1397 | 5127424.109 | 22930980.0429 | 961560.8286 | 6991696.732 | 6991696.732 | 1478867.319 | 3678399.7627 | 0 | 30884237.6035 | 43033201.4172 | 177827.941 | 2.3928 | 12907.1457 | 17984.4427 | 263.1296 | 366.6372
1 | 2300 | 707 | 0.035 | 15 | 15 | 7 | 2.3714e-10 | 5spot_SharedNeighbor | Water | Porous | Wet | R245fa | MinimizeLCOE_Brownfield | IgnoreSilica | 90.6339 | 12.8718 | 0.66441 | 4 | 12206.003 | 16777.3312 | 248.8359 | 342.0286 | 93.7072 | 0 | 44.7475 | 2004649.3674 | 67549.7695 | 2681567.8284 | 2863750.8975 | 0 | 288181.3776 | 0 | 3083222.7037 | 8021913.0192 | 5475120.4694 | 24485955.4327 | 961560.8286 | 6991696.732 | 6991696.732 | 1478867.319 | 3678399.7627 | 0 | 32439212.9933 | 44588176.807 | 237137.3706 | 2.6576 | 12206.003 | 16777.3312 | 248.8359 | 342.0286
1 | 2300 | 707 | 0.035 | 15 | 15 | 7 | 3.1623e-10 | 5spot_SharedNeighbor | Water | Porous | Wet | R245fa | MinimizeLCOE_Brownfield | IgnoreSilica | 96.6728 | 13.717 | 0.72186 | 4 | 11675.3792 | 15882.8731 | 238.0184 | 323.7939 | 93.6607 | 0 | 41.5748 | 2095887.6244 | 70576.218 | 2821636.7763 | 3051538.4826 | 0 | 277056.5729 | 0 | 3243511.313 | 8438951.1007 | 5759757.5293 | 25758915.6172 | 961560.8286 | 6991696.732 | 6991696.732 | 1478867.319 | 3678399.7627 | 0 | 33712173.1778 | 45861136.9915 | 316227.766 | 2.8875 | 11675.3792 | 15882.8731 | 238.0184 | 323.7939
1 | 2300 | 707 | 0.035 | 15 | 15 | 7 | 4.217e-10 | 5spot_SharedNeighbor | Water | Porous | Wet | R245fa | MinimizeLCOE_Brownfield | IgnoreSilica | 101.6233 | 14.4066 | 0.77018 | 4 | 11274.8209 | 15218.3471 | 229.8525 | 310.2466 | 93.6152 | 0 | 40.7078 | 2168937.8221 | 72992.395 | 2934673.9206 | 3205110.7385 | 0 | 265136.2501 | 0 | 3372271.9392 | 8773959.8377 | 5988407.8761 | 26781490.7792 | 961560.8286 | 6991696.732 | 6991696.732 | 1478867.319 | 3678399.7627 | 0 | 34734748.3398 | 46883712.1535 | 421696.5034 | 3.0807 | 11274.8209 | 15218.3471 | 229.8525 | 310.2466
1 | 2300 | 707 | 0.035 | 15 | 15 | 7 | 5.6234e-10 | 5spot_SharedNeighbor | Water | Porous | Wet | R245fa | MinimizeLCOE_Brownfield | IgnoreSilica | 105.5667 | 14.9538 | 0.8096 | 4 | 10972.9668 | 14724.505 | 223.6988 | 300.179 | 93.5744 | 0 | 40.6325 | 2226044.8076 | 74876.6577 | 3023601.9728 | 3327188.6242 | 0 | 253450.6266 | 0 | 3473013.4487 | 9036068.5805 | 6167302.4788 | 27581547.1969 | 961560.8286 | 6991696.732 | 6991696.732 | 1478867.319 | 3678399.7627 | 0 | 35534804.7575 | 47683768.5712 | 562341.3252 | 3.2384 | 10972.9668 | 14724.505 | 223.6988 | 300.179
1 | 2300 | 707 | 0.035 | 15 | 15 | 7 | 7.4989e-10 | 5spot_SharedNeighbor | Water | Porous | Wet | R245fa | MinimizeLCOE_Brownfield | IgnoreSilica | 108.642 | 15.3791 | 0.84101 | 4 | 10745.762 | 14357.1966 | 219.0669 | 292.6909 | 93.5399 | 0 | 71.1254 | 2269933.3381 | 76321.909 | 3092285.9095 | 3422231.1763 | 0 | 242704.9125 | 0 | 3550356.1257 | 9237298.3609 | 6304645.9388 | 28195777.6708 | 961560.8286 | 6991696.732 | 6991696.732 | 1478867.319 | 3678399.7627 | 0 | 36149035.2314 | 48297999.0451 | 749894.2093 | 3.364 | 10745.762 | 14357.1966 | 219.0669 | 292.6909
1 | 2300 | 707 | 0.035 | 15 | 15 | 7 | 1e-09 | 5spot_SharedNeighbor | Water | Porous | Wet | R245fa | MinimizeLCOE_Brownfield | IgnoreSilica | 111.0501 | 15.7112 | 0.86584 | 4 | 10574.8872 | 14082.7275 | 215.5834 | 287.0954 | 93.5113 | 0 | 48.9895 | 2303912.6307 | 77439.0781 | 3145667.7229 | 3496551.9826 | 0 | 233511.7926 | 0 | 3610262.4507 | 9393162.33 | 6411026.3004 | 28671534.288 | 961560.8286 | 6991696.732 | 6991696.732 | 1478867.319 | 3678399.7627 | 0 | 36624791.8486 | 48773755.6623 | 1000000 | 3.4634 | 10574.8872 | 14082.7275 | 215.5834 | 287.0954
1 | 2300 | 707 | 0.035 | 15 | 15 | 7 | 1.3335e-09 | 5spot_SharedNeighbor | Water | Porous | Wet | R245fa | MinimizeLCOE_Brownfield | IgnoreSilica | 112.8749 | 15.9623 | 0.88501 | 4 | 10446.4553 | 13878.315 | 212.9651 | 282.9282 | 93.4888 | 0 | 44.8534 | 2329437.4308 | 78277.2358 | 3185886.6958 | 3552807.868 | 0 | 225682.1011 | 0 | 3655115.6193 | 9509861.0741 | 6490675.5912 | 29027743.616 | 961560.8286 | 6991696.732 | 6991696.732 | 1478867.319 | 3678399.7627 | 0 | 36981001.1766 | 49129964.9903 | 1333521.4322 | 3.5401 | 10446.4553 | 13878.315 | 212.9651 | 282.9282
1 | 2300 | 707 | 0.035 | 15 | 15 | 7 | 1.7783e-09 | 5spot_SharedNeighbor | Water | Porous | Wet | R245fa | MinimizeLCOE_Brownfield | IgnoreSilica | 114.2755 | 16.1548 | 0.89982 | 4 | 10349.9699 | 13725.3566 | 210.9981 | 279.81 | 93.4709 | 0 | 46.3033 | 2348900.2532 | 78915.722 | 3216623.2047 | 3595951.2071 | 0 | 219341.3471 | 0 | 3689295.3763 | 9598789.7906 | 6551371.2675 | 29299188.1684 | 961560.8286 | 6991696.732 | 6991696.732 | 1478867.319 | 3678399.7627 | 0 | 37252445.7291 | 49401409.5428 | 1778279.41 | 3.5993 | 10349.9699 | 13725.3566 | 210.9981 | 279.81
1 | 2300 | 707 | 0.035 | 15 | 15 | 7 | 2.3714e-09 | 5spot_SharedNeighbor | Water | Porous | Wet | R245fa | MinimizeLCOE_Brownfield | IgnoreSilica | 115.3427 | 16.3012 | 0.91117 | 4 | 10277.5117 | 13610.8702 | 209.521 | 277.476 | 93.457 | 0 | 45.999 | 2363655.7055 | 79399.4213 | 3239965.8543 | 3628803.4326 | 0 | 214290.8759 | 0 | 3715184.963 | 9666149.1844 | 6597345.4379 | 29504794.8749 | 961560.8286 | 6991696.732 | 6991696.732 | 1478867.319 | 3678399.7627 | 0 | 37458052.4356 | 49607016.2493 | 2371373.7057 | 3.6447 | 10277.5117 | 13610.8702 | 209.521 | 277.476
1 | 2300 | 707 | 0.035 | 15 | 15 | 7 | 3.1623e-09 | 5spot_SharedNeighbor | Water | Porous | Wet | R245fa | MinimizeLCOE_Brownfield | IgnoreSilica | 116.1392 | 16.4104 | 0.91974 | 4 | 10223.1141 | 13525.4009 | 208.412 | 275.7336 | 93.4465 | 0 | 43.1923 | 2374625.6959 | 79758.8253 | 3257342.6434 | 3653308.2767 | 0 | 210259.4823 | 0 | 3734365.0202 | 9716051.759 | 6631404.9704 | 29657116.6734 | 961560.8286 | 6991696.732 | 6991696.732 | 1478867.319 | 3678399.7627 | 0 | 37610374.234 | 49759338.0477 | 3162277.6602 | 3.679 | 10223.1141 | 13525.4009 | 208.412 | 275.7336
1 | 2300 | 707 | 0.035 | 15 | 15 | 7 | 4.217e-09 | 5spot_SharedNeighbor | Water | Porous | Wet | R245fa | MinimizeLCOE_Brownfield | IgnoreSilica | 116.7434 | 16.4932 | 0.92625 | 4 | 10182.2854 | 13461.3417 | 207.5797 | 274.4277 | 93.4384 | 0 | 47.9606 | 2382923.6575 | 80030.5709 | 3270499.7067 | 3671890.1835 | 0 | 207138.451 | 0 | 3748868.2022 | 9753786.0634 | 6657159.4085 | 29772296.2437 | 961560.8286 | 6991696.732 | 6991696.732 | 1478867.319 | 3678399.7627 | 0 | 37725553.8043 | 49874517.618 | 4216965.0343 | 3.705 | 10182.2854 | 13461.3417 | 207.5797 | 274.4277
1 | 2300 | 707 | 0.035 | 15 | 15 | 7 | 5.6234e-09 | 5spot_SharedNeighbor | Water | Porous | Wet | R245fa | MinimizeLCOE_Brownfield | IgnoreSilica | 117.2038 | 16.5562 | 0.93121 | 4 | 10151.647 | 13413.2569 | 206.9551 | 273.4474 | 93.4322 | 0 | 49.8008 | 2389234.0286 | 80237.1586 | 3280512.7132 | 3686047.7045 | 0 | 204757.5249 | 0 | 3759907.7606 | 9782508.73 | 6676763.2187 | 29859968.8392 | 961560.8286 | 6991696.732 | 6991696.732 | 1478867.319 | 3678399.7627 | 0 | 37813226.3998 | 49962190.2135 | 5623413.2519 | 3.7248 | 10151.647 | 13413.2569 | 206.9551 | 273.4474
1 | 2300 | 707 | 0.035 | 15 | 15 | 7 | 7.4989e-09 | 5spot_SharedNeighbor | Water | Porous | Wet | R245fa | MinimizeLCOE_Brownfield | IgnoreSilica | 117.5398 | 16.6022 | 0.93489 | 4 | 10128.6592 | 13377.4282 | 206.4864 | 272.717 | 93.4276 | 0 | 45.4639 | 2393831.3901 | 80387.6289 | 3287811.6673 | 3696376.533 | 0 | 202882.2047 | 0 | 3767902.8753 | 9803310.3784 | 6690960.7711 | 29923463.4487 | 961560.8286 | 6991696.732 | 6991696.732 | 1478867.319 | 3678399.7627 | 0 | 37876721.0093 | 50025684.823 | 7498942.0933 | 3.7396 | 10128.6592 | 13377.4282 | 206.4864 | 272.717
1 | 2300 | 707 | 0.035 | 15 | 15 | 7 | 1e-08 | 5spot_SharedNeighbor | Water | Porous | Wet | R245fa | MinimizeLCOE_Brownfield | IgnoreSilica | 117.7929 | 16.6368 | 0.93767 | 4 | 10111.4138 | 13350.5673 | 206.1348 | 272.1694 | 93.4242 | 0 | 46.7437 | 2397290.2696 | 80500.8164 | 3293305.3769 | 3704155.5907 | 0 | 201456.0928 | 0 | 3773916.1772 | 9818955.7563 | 6701639.063 | 29971219.1431 | 961560.8286 | 6991696.732 | 6991696.732 | 1478867.319 | 3678399.7627 | 0 | 37924476.7037 | 50073440.5174 | 10000000 | 3.7507 | 10111.4138 | 13350.5673 | 206.1348 | 272.1694
1 | 2400 | 707 | 0.035 | 15 | 15 | 7 | 1e-13 | 5spot_SharedNeighbor | Water | Porous | Wet | R245fa | MinimizeLCOE_Brownfield | IgnoreSilica | 0 | 0 | 0 | 4 | [6 empty] | 9.1369 | [19 empty] | 100 | 0
1 | 2400 | 707 | 0.035 | 15 | 15 | 7 | 1.3335e-13 | 5spot_SharedNeighbor | Water | Porous | Wet | R245fa | MinimizeLCOE_Brownfield | IgnoreSilica | 0 | 0 | 0 | 4 | [6 empty] | 10.1753 | [19 empty] | 133.3521 | 0
1 | 2400 | 707 | 0.035 | 15 | 15 | 7 | 1.7783e-13 | 5spot_SharedNeighbor | Water | Porous | Wet | R245fa | MinimizeLCOE_Brownfield | IgnoreSilica | 0 | 0 | 0 | 4 | [6 empty] | 10.2773 | [19 empty] | 177.8279 | 0
1 | 2400 | 707 | 0.035 | 15 | 15 | 7 | 2.3714e-13 | 5spot_SharedNeighbor | Water | Porous | Wet | R245fa | MinimizeLCOE_Brownfield | IgnoreSilica | 0 | 0 | 0 | 4 | [6 empty] | 10.7904 | [19 empty] | 237.1374 | 0
1 | 2400 | 707 | 0.035 | 15 | 15 | 7 | 3.1623e-13 | 5spot_SharedNeighbor | Water | Porous | Wet | R245fa | MinimizeLCOE_Brownfield | IgnoreSilica | 0 | 0 | 0 | 4 | [6 empty] | 10.62 | [19 empty] | 316.2278 | 0
1 | 2400 | 707 | 0.035 | 15 | 15 | 7 | 4.217e-13 | 5spot_SharedNeighbor | Water | Porous | Wet | R245fa | MinimizeLCOE_Brownfield | IgnoreSilica | 0 | 0 | 0 | 4 | [6 empty] | 10.1735 | [19 empty] | 421.6965 | 0
1 | 2400 | 707 | 0.035 | 15 | 15 | 7 | 5.6234e-13 | 5spot_SharedNeighbor | Water | Porous | Wet | R245fa | MinimizeLCOE_Brownfield | IgnoreSilica | 0 | 0 | 0 | 4 | [6 empty] | 11.5501 | [19 empty] | 562.3413 | 0
1 | 2400 | 707 | 0.035 | 15 | 15 | 7 | 7.4989e-13 | 5spot_SharedNeighbor | Water | Porous | Wet | R245fa | MinimizeLCOE_Brownfield | IgnoreSilica | 1.0874 | 0.11756 | 0.0011732 | 4 | 1919798.6833 | 4610423.051 | 39137.6929 | 93989.71 | 80.5085 | 0 | 85.5347 | 67714.3115 | 2054.4789 | 63307.8711 | 54493.6301 | 0 | 43225.2651 | 0 | 90010.2671 | 234188.2515 | 159838.2937 | 714832.3691 | 961560.8286 | 7332603.3321 | 7332603.3321 | 1478867.319 | 3814762.4027 | 0 | 9008996.5298 | 21635229.5837 | 749.8942 | 0.0046927 | 1919798.6833 | 4610423.051 | 39137.6929 | 93989.71
1 | 2400 | 707 | 0.035 | 15 | 15 | 7 | 1e-12 | 5spot_SharedNeighbor | Water | Porous | Wet | R245fa | MinimizeLCOE_Brownfield | IgnoreSilica | 1.5153 | 0.17987 | 0.0029643 | 4 | 779515.787 | 1844361.5896 | 15891.4837 | 37599.8057 | 84.7799 | 0 | 124.8589 | 94479.6041 | 2966.8058 | 88655.9619 | 68096.2633 | 0 | 52142.2491 | 0 | 119472.9449 | 310844.0953 | 212157.4822 | 948815.4066 | 961560.8286 | 7332603.3321 | 7332603.3321 | 1478867.319 | 3814762.4027 | 0 | 9242979.5674 | 21869212.6212 | 1000 | 0.011857 | 779515.787 | 1844361.5896 | 15891.4837 | 37599.8057
1 | 2400 | 707 | 0.035 | 15 | 15 | 7 | 1.3335e-12 | 5spot_SharedNeighbor | Water | Porous | Wet | R245fa | MinimizeLCOE_Brownfield | IgnoreSilica | 2.0987 | 0.26644 | 0.0056079 | 4 | 425304.9713 | 988186.7058 | 8670.4171 | 20145.5226 | 88.0317 | 0 | 178.5289 | 127491.3273 | 4108.8649 | 121089.4834 | 86649.2917 | 0 | 62961.8332 | 0 | 156897.3122 | 408214.6222 | 278614.8676 | 1246027.6025 | 961560.8286 | 7332603.3321 | 7332603.3321 | 1478867.319 | 3814762.4027 | 0 | 9540191.7633 | 22166424.8172 | 1333.5214 | 0.022431 | 425304.9713 | 988186.7058 | 8670.4171 | 20145.5226
1 | 2400 | 707 | 0.035 | 15 | 15 | 7 | 1.7783e-12 | 5spot_SharedNeighbor | Water | Porous | Wet | R245fa | MinimizeLCOE_Brownfield | IgnoreSilica | 2.8324 | 0.37668 | 0.0093406 | 4 | 264656.6709 | 602598.0033 | 5395.3842 | 12284.7754 | 90.3366 | 0 | 43.0003 | 165177.8915 | 5423.8578 | 159441.7037 | 110268.2147 | 0 | 74335.3752 | 0 | 200712.3467 | 522212.3545 | 356420.6623 | 1593992.4065 | 961560.8286 | 7332603.3321 | 7332603.3321 | 1478867.319 | 3814762.4027 | 0 | 9888156.5672 | 22514389.6211 | 1778.2794 | 0.037362 | 264656.6709 | 602598.0033 | 5395.3842 | 12284.7754
1 | 2400 | 707 | 0.035 | 15 | 15 | 7 | 2.3714e-12 | 5spot_SharedNeighbor | Water | Porous | Wet | R245fa | MinimizeLCOE_Brownfield | IgnoreSilica | 3.7681 | 0.5181 | 0.014443 | 4 | 178329.7741 | 396877.6283 | 3635.4937 | 8090.8873 | 92.0338 | 0 | 39.1113 | 208882.9951 | 6953.9848 | 205485.0076 | 140408.1136 | 0 | 86759.6643 | 0 | 252911.0085 | 658022.565 | 449113.9216 | 2008537.2606 | 961560.8286 | 7332603.3321 | 7332603.3321 | 1478867.319 | 3814762.4027 | 0 | 10302701.4214 | 22928934.4753 | 2371.3737 | 0.057773 | 178329.7741 | 396877.6283 | 3635.4937 | 8090.8873
1 | 2400 | 707 | 0.035 | 15 | 15 | 7 | 3.1623e-12 | 5spot_SharedNeighbor | Water | Porous | Wet | R245fa | MinimizeLCOE_Brownfield | IgnoreSilica | 4.9466 | 0.69679 | 0.021323 | 4 | 126529.8516 | 274563.685 | 2579.4822 | 5597.3521 | 93.2883 | 0 | 31.3857 | 259169.8581 | 8716.5502 | 260198.7445 | 178405.7861 | 0 | 100008.1486 | 0 | 314534.6441 | 818354.624 | 558543.8464 | 2497932.2019 | 961560.8286 | 7332603.3321 | 7332603.3321 | 1478867.319 | 3814762.4027 | 0 | 10792096.3626 | 23418329.4165 | 3162.2777 | 0.085293 | 126529.8516 | 274563.685 | 2579.4822 | 5597.3521
1 | 2400 | 707 | 0.035 | 15 | 15 | 7 | 4.217e-12 | 5spot_SharedNeighbor | Water | Porous | Wet | R245fa | MinimizeLCOE_Brownfield | IgnoreSilica | 6.4157 | 0.92 | 0.03036 | 4 | 93610.3149 | 197581.7069 | 1908.3729 | 4027.9703 | 94.209 | 0 | 32.7427 | 316727.5991 | 10733.5072 | 324740.2447 | 226046.0358 | 0 | 114188.2852 | 0 | 387049.9121 | 1007024.4764 | 687314.8974 | 3073824.958 | 961560.8286 | 7332603.3321 | 7332603.3321 | 1478867.319 | 3814762.4027 | 0 | 11367989.1188 | 23994222.1727 | 4216.965 | 0.12144 | 93610.3149 | 197581.7069 | 1908.3729 | 4027.9703
1 | 2400 | 707 | 0.035 | 15 | 15 | 7 | 5.6234e-12 | 5spot_SharedNeighbor | Water | Porous | Wet | R245fa | MinimizeLCOE_Brownfield | IgnoreSilica | 8.1525 | 1.1824 | 0.041869 | 4 | 71681.3125 | 147073.3848 | 1461.3205 | 2998.2899 | 94.8086 | 0 | 32.5243 | 378970.7925 | 12906.7547 | 396738.6801 | 282044.5236 | 0 | 127372.2607 | 0 | 467232.8745 | 1215644.0968 | 829702.075 | 3710612.0578 | 961560.8286 | 7332603.3321 | 7332603.3321 | 1478867.319 | 3814762.4027 | 0 | 12004776.2186 | 24631009.2725 | 5623.4133 | 0.16747 | 71681.3125 | 147073.3848 | 1461.3205 | 2998.2899
1 | 2400 | 707 | 0.035 | 15 | 15 | 7 | 7.4989e-12 | 5spot_SharedNeighbor | Water | Porous | Wet | R245fa | MinimizeLCOE_Brownfield | IgnoreSilica | 10.8593 | 1.5967 | 0.05853 | 4 | 55413.7567 | 109344.2224 | 1129.6844 | 2229.1299 | 95.5435 | 0 | 45.0271 | 469951.265 | 16096.4159 | 504231.3872 | 369705.6568 | 0 | 150817.5829 | 0 | 589212.9 | 1533011.1017 | 1046311.5771 | 4679337.8866 | 961560.8286 | 7332603.3321 | 7332603.3321 | 1478867.319 | 3814762.4027 | 0 | 12973502.0473 | 25599735.1012 | 7498.9421 | 0.23412 | 55413.7567 | 109344.2224 | 1129.6844 | 2229.1299
1 | 2400 | 707 | 0.035 | 15 | 15 | 7 | 1e-11 | 5spot_SharedNeighbor | Water | Porous | Wet | R245fa | MinimizeLCOE_Brownfield | IgnoreSilica | 13.9339 | 2.065 | 0.079262 | 4 | 44163.3549 | 83987.4949 | 900.3297 | 1712.1987 | 95.9692 | 0 | 44.6759 | 564265.7992 | 19388.7682 | 619219.2176 | 469022.7145 | 0 | 170967.0786 | 0 | 718716.7955 | 1869953.6727 | 1276281.8053 | 5707815.8516 | 961560.8286 | 7332603.3321 | 7332603.3321 | 1478867.319 | 3814762.4027 | 0 | 14001980.0124 | 26628213.0663 | 10000 | 0.31705 | 44163.3549 | 83987.4949 | 900.3297 | 1712.1987
1 | 2400 | 707 | 0.035 | 15 | 15 | 7 | 1.3335e-11 | 5spot_SharedNeighbor | Water | Porous | Wet | R245fa | MinimizeLCOE_Brownfield | IgnoreSilica | 17.7823 | 2.6514 | 0.10611 | 4 | 35883.2381 | 65631.4792 | 731.5283 | 1337.9865 | 96.2971 | 0 | 71.8498 | 673765.9926 | 23204.6763 | 756109.2824 | 593459.9661 | 0 | 192858.314 | 0 | 873365.3103 | 2272317.3854 | 1550903.307 | 6935984.2341 | 961560.8286 | 7332603.3321 | 7332603.3321 | 1478867.319 | 3814762.4027 | 0 | 15230148.3949 | 27856381.4488 | 13335.2143 | 0.42444 | 35883.2381 | 65631.4792 | 731.5283 | 1337.9865
1 | 2400 | 707 | 0.035 | 15 | 15 | 7 | 1.7783e-11 | 5spot_SharedNeighbor | Water | Porous | Wet | R245fa | MinimizeLCOE_Brownfield | IgnoreSilica | 22.5159 | 3.3729 | 0.14043 | 4 | 29683.2532 | 52161.4194 | 605.1333 | 1063.3811 | 96.5484 | 0 | 69.1283 | 799014.6985 | 27561.2633 | 916480.2042 | 746546.0342 | 0 | 215776.9839 | 0 | 1055097.8818 | 2745148.2581 | 1873620.0933 | 8379245.4173 | 961560.8286 | 7332603.3321 | 7332603.3321 | 1478867.319 | 3814762.4027 | 0 | 16673409.5781 | 29299642.6319 | 17782.7941 | 0.56171 | 29683.2532 | 52161.4194 | 605.1333 | 1063.3811
1 | 2400 | 707 | 0.035 | 15 | 15 | 7 | 2.3714e-11 | 5spot_SharedNeighbor | Water | Porous | Wet | R245fa | MinimizeLCOE_Brownfield | IgnoreSilica | 28.277 | 4.2511 | 0.18376 | 4 | 24973.6288 | 42151.6894 | 509.1212 | 859.3192 | 96.7424 | 0 | 69.1519 | 941197.562 | 32497.4254 | 1102712.1228 | 932874.9633 | 0 | 239394.1603 | 0 | 1266983.7312 | 3296431.7744 | 2249882.4209 | 10061974.1602 | 961560.8286 | 7332603.3321 | 7332603.3321 | 1478867.319 | 3814762.4027 | 0 | 18356138.321 | 30982371.3749 | 23713.7371 | 0.73502 | 24973.6288 | 42151.6894 | 509.1212 | 859.3192
1 | 2400 | 707 | 0.035 | 15 | 15 | 7 | 3.1623e-11 | 5spot_SharedNeighbor | Water | Porous | Wet | R245fa | MinimizeLCOE_Brownfield | IgnoreSilica | 35.1977 | 5.3064 | 0.23762 | 4 | 21355.3748 | 34639.3479 | 435.3582 | 706.17 | 96.893 | 0 | 70.4852 | 1101005.8122 | 38034.7457 | 1316573.7224 | 1156725.8573 | 0 | 263294.9457 | 0 | 1511497.6825 | 3932606.9189 | 2684085.0292 | 12003824.7137 | 961560.8286 | 7332603.3321 | 7332603.3321 | 1478867.319 | 3814762.4027 | 0 | 20297988.8745 | 32924221.9284 | 31622.7766 | 0.95049 | 21355.3748 | 34639.3479 | 435.3582 | 706.17
1 | 2400 | 707 | 0.035 | 15 | 15 | 7 | 4.217e-11 | 5spot_SharedNeighbor | Water | Porous | Wet | R245fa | MinimizeLCOE_Brownfield | IgnoreSilica | 43.2487 | 6.5339 | 0.30279 | 4 | 18553.6976 | 28978.4909 | 378.2422 | 590.7657 | 97.008 | 0 | 67.1311 | 1275557.8048 | 44070.8954 | 1554927.5292 | 1417122.815 | 0 | 285789.8789 | 0 | 1785212.8801 | 4644757.7165 | 3170142.5817 | 14177582.1016 | 961560.8286 | 7332603.3321 | 7332603.3321 | 1478867.319 | 3814762.4027 | 0 | 22471746.2624 | 35097979.3163 | 42169.6503 | 1.2112 | 18553.6976 | 28978.4909 | 378.2422 | 590.7657
1 | 2400 | 707 | 0.035 | 15 | 15 | 7 | 5.6234e-11 | 5spot_SharedNeighbor | Water | Porous | Wet | R245fa | MinimizeLCOE_Brownfield | IgnoreSilica | 52.2935 | 7.9122 | 0.37897 | 4 | 16377.274 | 24706.5131 | 333.8729 | 503.6757 | 97.0901 | 0 | 69.9204 | 1460357.1552 | 50447.0415 | 1812094.9899 | 1709428.6349 | 0 | 305312.7675 | 0 | 2081679.8297 | 5416103.9057 | 3696602.2054 | 16532026.5299 | 961560.8286 | 7332603.3321 | 7332603.3321 | 1478867.319 | 3814762.4027 | 0 | 24826190.6907 | 37452423.7446 | 56234.1325 | 1.5159 | 16377.274 | 24706.5131 | 333.8729 | 503.6757
1 | 2400 | 707 | 0.035 | 15 | 15 | 7 | 7.4989e-11 | 5spot_SharedNeighbor | Water | Porous | Wet | R245fa | MinimizeLCOE_Brownfield | IgnoreSilica | 61.8527 | 9.3664 | 0.46341 | 4 | 14688.8529 | 21500.4941 | 299.4521 | 438.3167 | 97.1364 | 0 | 83.3683 | 1645206.7895 | 56807.9621 | 2073891.7547 | 2018155.5766 | 0 | 318924.9311 | 0 | 2384064.9354 | 6202847.923 | 4233571.1632 | 18933471.0355 | 961560.8286 | 7332603.3321 | 7332603.3321 | 1478867.319 | 3814762.4027 | 0 | 27227635.1962 | 39853868.2501 | 74989.4209 | 1.8536 | 14688.8529 | 21500.4941 | 299.4521 | 438.3167
1 | 2400 | 707 | 0.035 | 15 | 15 | 7 | 1e-10 | 5spot_SharedNeighbor | Water | Porous | Wet | R245fa | MinimizeLCOE_Brownfield | IgnoreSilica | 71.3844 | 10.8117 | 0.55175 | 4 | 13385.7277 | 19106.7698 | 272.8862 | 389.5173 | 97.1462 | 0 | 100.534 | 1820470.8063 | 62819.4393 | 2326163.9206 | 2325606.9399 | 0 | 325173.6101 | 0 | 2675491.5393 | 6961080.1666 | 4751080.2496 | 21247886.6717 | 961560.8286 | 7332603.3321 | 7332603.3321 | 1478867.319 | 3814762.4027 | 0 | 29542050.8325 | 42168283.8863 | 100000 | 2.207 | 13385.7277 | 19106.7698 | 272.8862 | 389.5173
1 | 2400 | 707 | 0.035 | 15 | 15 | 7 | 1.3335e-10 | 5spot_SharedNeighbor | Water | Porous | Wet | R245fa | MinimizeLCOE_Brownfield | IgnoreSilica | 80.3735 | 12.1685 | 0.63894 | 4 | 12386.2083 | 17326.5476 | 252.5096 | 353.2251 | 97.1248 | 0 | 81.5519 | 1978468.9959 | 68218.6029 | 2556937.1621 | 2615038.5264 | 0 | 324080.2192 | 0 | 2941669.9675 | 7653621.836 | 5223754.1693 | 23361789.4792 | 961560.8286 | 7332603.3321 | 7332603.3321 | 1478867.319 | 3814762.4027 | 0 | 31655953.6399 | 44282186.6938 | 133352.1432 | 2.5557 | 12386.2083 | 17326.5476 | 252.5096 | 353.2251
1 | 2400 | 707 | 0.035 | 15 | 15 | 7 | 1.7783e-10 | 5spot_SharedNeighbor | Water | Porous | Wet | R245fa | MinimizeLCOE_Brownfield | IgnoreSilica | 88.7728 | 13.4292 | 0.72298 | 4 | 11610.6996 | 15976.7518 | 236.6998 | 325.7077 | 97.0799 | 0 | 83.4836 | 2120312.2575 | 73046.5284 | 2766848.7715 | 2884902.512 | 0 | 317909.5882 | 0 | 3183577.6664 | 8283016.0465 | 5653328.6507 | 25282942.0211 | 961560.8286 | 7332603.3321 | 7332603.3321 | 1478867.319 | 3814762.4027 | 0 | 33577106.1819 | 46203339.2358 | 177827.941 | 2.8919 | 11610.6996 | 15976.7518 | 236.6998 | 325.7077
1 | 2400 | 707 | 0.035 | 15 | 15 | 7 | 2.3714e-10 | 5spot_SharedNeighbor | Water | Porous | Wet | R245fa | MinimizeLCOE_Brownfield | IgnoreSilica | 95.7176 | 14.4655 | 0.7956 | 4 | 11036.0458 | 15003.5851 | 224.9847 | 305.8684 | 97.0258 | 0 | 85.041 | 2233677.5095 | 76890.2728 | 2936512.0132 | 3107539.4442 | 0 | 306851.0237 | 0 | 3377973.4028 | 8788793.8763 | 5998532.4123 | 26826769.9548 | 961560.8286 | 7332603.3321 | 7332603.3321 | 1478867.319 | 3814762.4027 | 0 | 35120934.1156 | 47747167.1695 | 237137.3706 | 3.1824 | 11036.0458 | 15003.5851 | 224.9847 | 305.8684
1 | 2400 | 707 | 0.035 | 15 | 15 | 7 | 3.1623e-10 | 5spot_SharedNeighbor | Water | Porous | Wet | R245fa | MinimizeLCOE_Brownfield | IgnoreSilica | 101.4723 | 15.3196 | 0.85769 | 4 | 10601.1819 | 14281.4978 | 216.1194 | 291.1476 | 96.9701 | 0 | 84.3945 | 2325062.034 | 79977.9274 | 3074541.9621 | 3291516.2371 | 0 | 293645.271 | 0 | 3535249.9384 | 9197995.1601 | 6277820.6967 | 28075809.2269 | 961560.8286 | 7332603.3321 | 7332603.3321 | 1478867.319 | 3814762.4027 | 0 | 36369973.3876 | 48996206.4415 | 316227.766 | 3.4307 | 10601.1819 | 14281.4978 | 216.1194 | 291.1476
1 | 2400 | 707 | 0.035 | 15 | 15 | 7 | 4.217e-10 | 5spot_SharedNeighbor | Water | Porous | Wet | R245fa | MinimizeLCOE_Brownfield | IgnoreSilica | 106.1346 | 16.0081 | 0.90923 | 4 | 10272.8424 | 13744.5323 | 209.4258 | 280.2009 | 96.9182 | 0 | 82.6337 | 2397465.3913 | 82416.797 | 3184724.3171 | 3440160.7856 | 0 | 280085.0269 | 0 | 3660092.404 | 9522809.6469 | 6499513.2582 | 29067267.6269 | 961560.8286 | 7332603.3321 | 7332603.3321 | 1478867.319 | 3814762.4027 | 0 | 37361431.7877 | 49987664.8416 | 421696.5034 | 3.6369 | 10272.8424 | 13744.5323 | 209.4258 | 280.2009
1 | 2400 | 707 | 0.035 | 15 | 15 | 7 | 5.6234e-10 | 5spot_SharedNeighbor | Water | Porous | Wet | R245fa | MinimizeLCOE_Brownfield | IgnoreSilica | 109.825 | 16.5509 | 0.95091 | 4 | 10025.3141 | 13344.8276 | 204.3796 | 272.0524 | 96.8729 | 0 | 80.9011 | 2453783.4198 | 84309.0985 | 3270936.28 | 3557609.1637 | 0 | 267225.4097 | 0 | 3757206.715 | 9775481.1633 | 6671966.76 | 29838518.0101 | 961560.8286 | 7332603.3321 | 7332603.3321 | 1478867.319 | 3814762.4027 | 0 | 38132682.1709 | 50758915.2248 | 562341.3252 | 3.8036 | 10025.3141 | 13344.8276 | 204.3796 | 272.0524
1 | 2400 | 707 | 0.035 | 15 | 15 | 7 | 7.4989e-10 | 5spot_SharedNeighbor | Water | Porous | Wet | R245fa | MinimizeLCOE_Brownfield | IgnoreSilica | 113.0935 | 17.0299 | 0.98744 | 4 | 9826.1647 | 13022.8812 | 200.3197 | 265.489 | 96.83 | 0 | 89.1515 | 2502948.1761 | 85957.5268 | 3346566.2062 | 3661463.8994 | 0 | 255901.7356 | 0 | 3842606.6422 | 9997674.256 | 6823618.1114 | 30516736.5536 | 961560.8286 | 7332603.3321 | 7332603.3321 | 1478867.319 | 3814762.4027 | 0 | 38810900.7144 | 51437133.7683 | 749894.2093 | 3.9498 | 9826.1647 | 13022.8812 | 200.3197 | 265.489
1 | 2400 | 707 | 0.035 | 15 | 15 | 7 | 1e-09 | 5spot_SharedNeighbor | Water | Porous | Wet | R245fa | MinimizeLCOE_Brownfield | IgnoreSilica | 114.9406 | 17.2999 | 1.01 | 4 | 9698.686 | 12824.1086 | 197.7208 | 261.4368 | 96.8044 | 0 | 93.7065 | 2530437.8868 | 86877.6811 | 3389008.4227 | 3720085.3464 | 0 | 245991.5988 | 0 | 3889236.365 | 10118995.2296 | 6906422.1687 | 30887054.6991 | 961560.8286 | 7332603.3321 | 7332603.3321 | 1478867.319 | 3814762.4027 | 0 | 39181218.8599 | 51807451.9138 | 1000000 | 4.0398 | 9698.686 | 12824.1086 | 197.7208 | 261.4368
1 | 2400 | 707 | 0.035 | 15 | 15 | 7 | 1.3335e-09 | 5spot_SharedNeighbor | Water | Porous | Wet | R245fa | MinimizeLCOE_Brownfield | IgnoreSilica | 116.6534 | 17.5498 | 1.0301 | 4 | 9593.2472 | 12657.6723 | 195.5713 | 258.0438 | 96.78 | 0 | 82.2573 | 2555743.0902 | 87723.7704 | 3428174.1648 | 3774394.9307 | 0 | 237905.2643 | 0 | 3932737.076 | 10232175.1564 | 6983669.7944 | 31232523.2472 | 961560.8286 | 7332603.3321 | 7332603.3321 | 1478867.319 | 3814762.4027 | 0 | 39526687.4079 | 52152920.4618 | 1333521.4322 | 4.1203 | 9593.2472 | 12657.6723 | 195.5713 | 258.0438
1 | 2400 | 707 | 0.035 | 15 | 15 | 7 | 1.7783e-09 | 5spot_SharedNeighbor | Water | Porous | Wet | R245fa | MinimizeLCOE_Brownfield | IgnoreSilica | 117.9561 | 17.7395 | 1.0455 | 4 | 9514.0134 | 12533.2175 | 193.956 | 255.5066 | 96.761 | 0 | 97.2145 | 2574872.0272 | 88362.7244 | 3457843.3996 | 3815673.6415 | 0 | 231350.9945 | 0 | 3965560.087 | 10317573.8982 | 7041956.1904 | 31493192.9628 | 961560.8286 | 7332603.3321 | 7332603.3321 | 1478867.319 | 3814762.4027 | 0 | 39787357.1236 | 52413590.1775 | 1778279.41 | 4.182 | 9514.0134 | 12533.2175 | 193.956 | 255.5066
1 | 2400 | 707 | 0.035 | 15 | 15 | 7 | 2.3714e-09 | 5spot_SharedNeighbor | Water | Porous | Wet | R245fa | MinimizeLCOE_Brownfield | IgnoreSilica | 118.9307 | 17.8813 | 1.0572 | 4 | 9454.4977 | 12440.3032 | 192.7427 | 253.6124 | 96.7465 | 0 | 100.6304 | 2589116.4252 | 88838.1648 | 3479972.0035 | 3846538.3663 | 0 | 226072.4491 | 0 | 3989909.5895 | 10380926.3088 | 7085195.5125 | 31686568.8197 | 961560.8286 | 7332603.3321 | 7332603.3321 | 1478867.319 | 3814762.4027 | 0 | 39980732.9805 | 52606966.0344 | 2371373.7057 | 4.2288 | 9454.4977 | 12440.3032 | 192.7427 | 253.6124
1 | 2400 | 707 | 0.035 | 15 | 15 | 7 | 3.1623e-09 | 5spot_SharedNeighbor | Water | Porous | Wet | R245fa | MinimizeLCOE_Brownfield | IgnoreSilica | 119.6734 | 17.9892 | 1.0661 | 4 | 9409.8089 | 12370.6268 | 191.8317 | 252.192 | 96.7353 | 0 | 100.469 | 2599933.8289 | 89199.0154 | 3496797.0292 | 3870049.8901 | 0 | 221967.7959 | 0 | 4008399.5482 | 10429033.3887 | 7118029.583 | 31833410.0794 | 961560.8286 | 7332603.3321 | 7332603.3321 | 1478867.319 | 3814762.4027 | 0 | 40127574.2402 | 52753807.2941 | 3162277.6602 | 4.2644 | 9409.8089 | 12370.6268 | 191.8317 | 252.192
1 | 2400 | 707 | 0.035 | 15 | 15 | 7 | 4.217e-09 | 5spot_SharedNeighbor | Water | Porous | Wet | R245fa | MinimizeLCOE_Brownfield | IgnoreSilica | 120.2218 | 18.0689 | 1.0728 | 4 | 9376.2628 | 12318.6345 | 191.1478 | 251.132 | 96.7269 | 0 | 89.3899 | 2607900.2154 | 89464.6456 | 3509198.9335 | 3887404.9581 | 0 | 218723.6621 | 0 | 4021950.0418 | 10464288.9933 | 7142092.2576 | 31941023.7074 | 961560.8286 | 7332603.3321 | 7332603.3321 | 1478867.319 | 3814762.4027 | 0 | 40235187.8682 | 52861420.9221 | 4216965.0343 | 4.2912 | 9376.2628 | 12318.6345 | 191.1478 | 251.132
1 | 2400 | 707 | 0.035 | 15 | 15 | 7 | 5.6234e-09 | 5spot_SharedNeighbor | Water | Porous | Wet | R245fa | MinimizeLCOE_Brownfield | IgnoreSilica | 120.648 | 18.1307 | 1.0779 | 4 | 9351.0868 | 12279.4566 | 190.6346 | 250.3333 | 96.7204 | 0 | 100.156 | 2614078.6339 | 89670.5912 | 3518823.9122 | 3900888.3006 | 0 | 216297.4386 | 0 | 4032505.9619 | 10491753.3321 | 7160837.2331 | 32024855.4036 | 961560.8286 | 7332603.3321 | 7332603.3321 | 1478867.319 | 3814762.4027 | 0 | 40319019.5644 | 52945252.6182 | 5623413.2519 | 4.3117 | 9351.0868 | 12279.4566 | 190.6346 | 250.3333
1 | 2400 | 707 | 0.035 | 15 | 15 | 7 | 7.4989e-09 | 5spot_SharedNeighbor | Water | Porous | Wet | R245fa | MinimizeLCOE_Brownfield | IgnoreSilica | 120.9723 | 18.1778 | 1.0818 | 4 | 9332.196 | 12250.0348 | 190.2494 | 249.7335 | 96.7153 | 0 | 100.2275 | 2618773.0388 | 89827.0307 | 3526140.8791 | 3911146.7746 | 0 | 214461.6298 | 0 | 4040536.2477 | 10512646.4885 | 7175097.2417 | 32088629.3308 | 961560.8286 | 7332603.3321 | 7332603.3321 | 1478867.319 | 3814762.4027 | 0 | 40382793.4915 | 53009026.5454 | 7498942.0933 | 4.3273 | 9332.196 | 12250.0348 | 190.2494 | 249.7335
1 | 2400 | 707 | 0.035 | 15 | 15 | 7 | 1e-08 | 5spot_SharedNeighbor | Water | Porous | Wet | R245fa | MinimizeLCOE_Brownfield | IgnoreSilica | 121.2009 | 18.2109 | 1.0846 | 4 | 9318.0233 | 12228.2342 | 189.9605 | 249.2891 | 96.7118 | 0 | 94.2548 | 2622077.8392 | 89937.1408 | 3531293.9632 | 3918375.8348 | 0 | 212986.0443 | 0 | 4046121.6207 | 10527178.4834 | 7185015.6268 | 32132986.5532 | 961560.8286 | 7332603.3321 | 7332603.3321 | 1478867.319 | 3814762.4027 | 0 | 40427150.7139 | 53053383.7678 | 10000000 | 4.3386 | 9318.0233 | 12228.2342 | 189.9605 | 249.2891
1 | 2500 | 707 | 0.035 | 15 | 15 | 7 | 1e-13 | 5spot_SharedNeighbor | Water | Porous | Wet | R245fa | MinimizeLCOE_Brownfield | IgnoreSilica | 0 | 0 | 0 | 4 | [6 empty] | 9.2692 | [19 empty] | 100 | 0
1 | 2500 | 707 | 0.035 | 15 | 15 | 7 | 1.3335e-13 | 5spot_SharedNeighbor | Water | Porous | Wet | R245fa | MinimizeLCOE_Brownfield | IgnoreSilica | 0 | 0 | 0 | 4 | [6 empty] | 10.1778 | [19 empty] | 133.3521 | 0
1 | 2500 | 707 | 0.035 | 15 | 15 | 7 | 1.7783e-13 | 5spot_SharedNeighbor | Water | Porous | Wet | R245fa | MinimizeLCOE_Brownfield | IgnoreSilica | 0 | 0 | 0 | 4 | [6 empty] | 10.1379 | [19 empty] | 177.8279 | 0
1 | 2500 | 707 | 0.035 | 15 | 15 | 7 | 2.3714e-13 | 5spot_SharedNeighbor | Water | Porous | Wet | R245fa | MinimizeLCOE_Brownfield | IgnoreSilica | 0 | 0 | 0 | 4 | [6 empty] | 10.589 | [19 empty] | 237.1374 | 0
1 | 2500 | 707 | 0.035 | 15 | 15 | 7 | 3.1623e-13 | 5spot_SharedNeighbor | Water | Porous | Wet | R245fa | MinimizeLCOE_Brownfield | IgnoreSilica | 0 | 0 | 0 | 4 | [6 empty] | 10.6313 | [19 empty] | 316.2278 | 0
1 | 2500 | 707 | 0.035 | 15 | 15 | 7 | 4.217e-13 | 5spot_SharedNeighbor | Water | Porous | Wet | R245fa | MinimizeLCOE_Brownfield | IgnoreSilica | 0 | 0 | 0 | 4 | [6 empty] | 10.2489 | [19 empty] | 421.6965 | 0
1 | 2500 | 707 | 0.035 | 15 | 15 | 7 | 5.6234e-13 | 5spot_SharedNeighbor | Water | Porous | Wet | R245fa | MinimizeLCOE_Brownfield | IgnoreSilica | 0.84513 | 0.086982 | 0.00051209 | 4 | 4506984.7967 | 10908076.8749 | 91880.9812 | 222375.9014 | 78.338 | 0 | 32.5912 | 53885.3261 | 1604.2368 | 49837.9112 | 47309.5834 | 0 | 38168.1775 | 0 | 74414.0417 | 193610.072 | 132142.8524 | 590972.2011 | 961560.8286 | 7679370.0231 | 7679370.0231 | 1478867.319 | 3953469.0791 | 0 | 9231903.0529 | 22343609.4742 | 562.3413 | 0.0020484 | 4506984.7967 | 10908076.8749 | 91880.9812 | 222375.9014
1 | 2500 | 707 | 0.035 | 15 | 15 | 7 | 7.4989e-13 | 5spot_SharedNeighbor | Water | Porous | Wet | R245fa | MinimizeLCOE_Brownfield | IgnoreSilica | 1.2625 | 0.14986 | 0.0020469 | 4 | 1158509.3245 | 2759909.2687 | 23617.7796 | 56264.4835 | 84.7803 | 0 | 101.9076 | 83320.0296 | 2610.9645 | 76610.6678 | 60751.7143 | 0 | 49380.7872 | 0 | 106342.9237 | 276682.4736 | 188841.4735 | 844541.0342 | 961560.8286 | 7679370.0231 | 7679370.0231 | 1478867.319 | 3953469.0791 | 0 | 9485471.886 | 22597178.3072 | 749.8942 | 0.0081877 | 1158509.3245 | 2759909.2687 | 23617.7796 | 56264.4835
1 | 2500 | 707 | 0.035 | 15 | 15 | 7 | 1e-12 | 5spot_SharedNeighbor | Water | Porous | Wet | R245fa | MinimizeLCOE_Brownfield | IgnoreSilica | 1.7875 | 0.2317 | 0.00446 | 4 | 548175.3395 | 1283132.7592 | 11175.2958 | 26158.3969 | 89.0511 | 0 | 153.023 | 116781.6507 | 3785.0435 | 108194.3703 | 77866.9807 | 0 | 60977.1365 | 0 | 143366.0209 | 373008.9779 | 254586.292 | 1138566.4724 | 961560.8286 | 7679370.0231 | 7679370.0231 | 1478867.319 | 3953469.0791 | 0 | 9779497.3241 | 22891203.7454 | 1000 | 0.01784 | 548175.3395 | 1283132.7592 | 11175.2958 | 26158.3969
1 | 2500 | 707 | 0.035 | 15 | 15 | 7 | 1.3335e-12 | 5spot_SharedNeighbor | Water | Porous | Wet | R245fa | MinimizeLCOE_Brownfield | IgnoreSilica | 2.4293 | 0.33349 | 0.0079512 | 4 | 317931.2428 | 730184.8429 | 6481.4584 | 14885.8057 | 91.9515 | 0 | 219.1689 | 153842.8493 | 5102.3544 | 144458.2613 | 99024.4321 | 0 | 72462.9609 | 0 | 185207.4346 | 481871.7536 | 328887.3733 | 1470857.4196 | 961560.8286 | 7679370.0231 | 7679370.0231 | 1478867.319 | 3953469.0791 | 0 | 10111788.2714 | 23223494.6927 | 1333.5214 | 0.031805 | 317931.2428 | 730184.8429 | 6481.4584 | 14885.8057
1 | 2500 | 707 | 0.035 | 15 | 15 | 7 | 1.7783e-12 | 5spot_SharedNeighbor | Water | Porous | Wet | R245fa | MinimizeLCOE_Brownfield | IgnoreSilica | 3.2345 | 0.46246 | 0.012791 | 4 | 205239.258 | 461509.7096 | 4184.0799 | 9408.4997 | 94.0537 | 0 | 27.3376 | 196189.3956 | 6616.8697 | 187334.1054 | 125764.8105 | 0 | 84574.7011 | 0 | 234187.1541 | 609306.9366 | 415864.5042 | 1859838.4773 | 961560.8286 | 7679370.0231 | 7679370.0231 | 1478867.319 | 3953469.0791 | 0 | 10500769.329 | 23612475.7503 | 1778.2794 | 0.051164 | 205239.258 | 461509.7096 | 4184.0799 | 9408.4997
1 | 2500 | 707 | 0.035 | 15 | 15 | 7 | 2.3714e-12 | 5spot_SharedNeighbor | Water | Porous | Wet | R245fa | MinimizeLCOE_Brownfield | IgnoreSilica | 4.3017 | 0.63407 | 0.019397 | 4 | 141572.3026 | 310559.5143 | 2886.1429 | 6331.1758 | 95.6778 | 0 | 43.6005 | 247295.3613 | 8449.0667 | 240837.8787 | 161134.4922 | 0 | 98971.1961 | 0 | 295108.318 | 767811.3085 | 524046.995 | 2343654.6165 | 961560.8286 | 7679370.0231 | 7679370.0231 | 1478867.319 | 3953469.0791 | 0 | 10984585.4683 | 24096291.8896 | 2371.3737 | 0.07759 | 141572.3026 | 310559.5143 | 2886.1429 | 6331.1758
1 | 2500 | 707 | 0.035 | 15 | 15 | 7 | 3.1623e-12 | 5spot_SharedNeighbor | Water | Porous | Wet | R245fa | MinimizeLCOE_Brownfield | IgnoreSilica | 5.6434 | 0.85042 | 0.028216 | 4 | 102381.1953 | 218553.5604 | 2087.1791 | 4455.5099 | 96.8702 | 0 | 60.4661 | 306005.9875 | 10554.2578 | 304315.8464 | 205643.4847 | 0 | 114393.2322 | 0 | 366955.9954 | 954744.227 | 651632.5529 | 2914245.5839 | 961560.8286 | 7679370.0231 | 7679370.0231 | 1478867.319 | 3953469.0791 | 0 | 11555176.4357 | 24666882.857 | 3162.2777 | 0.11286 | 102381.1953 | 218553.5604 | 2087.1791 | 4455.5099
1 | 2500 | 707 | 0.035 | 15 | 15 | 7 | 4.217e-12 | 5spot_SharedNeighbor | Water | Porous | Wet | R245fa | MinimizeLCOE_Brownfield | IgnoreSilica | 7.2512 | 1.1092 | 0.039659 | 4 | 76872.0038 | 159524.0681 | 1567.1398 | 3252.1139 | 97.6953 | 0 | 52.3142 | 370413.1436 | 12858.6877 | 376146.6059 | 258768.4642 | 0 | 129230.2639 | 0 | 447492.6945 | 1164284.1977 | 794647.8886 | 3553841.9461 | 961560.8286 | 7679370.0231 | 7679370.0231 | 1478867.319 | 3953469.0791 | 0 | 12194772.7979 | 25306479.2192 | 4216.965 | 0.15864 | 76872.0038 | 159524.0681 | 1567.1398 | 3252.1139
1 | 2500 | 707 | 0.035 | 15 | 15 | 7 | 5.6234e-12 | 5spot_SharedNeighbor | Water | Porous | Wet | R245fa | MinimizeLCOE_Brownfield | IgnoreSilica | 9.5681 | 1.4848 | 0.055463 | 4 | 58972.6623 | 118073.7061 | 1202.2375 | 2407.0922 | 98.4889 | 0 | 55.4158 | 456585.8305 | 15946.7732 | 474693.8168 | 335669.1109 | 0 | 151373.1539 | 0 | 559364.7873 | 1455352.435 | 993307.9414 | 4442293.8491 | 961560.8286 | 7679370.0231 | 7679370.0231 | 1478867.319 | 3953469.0791 | 0 | 13083224.7009 | 26194931.1222 | 5623.4133 | 0.22185 | 58972.6623 | 118073.7061 | 1202.2375 | 2407.0922
1 | 2500 | 707 | 0.035 | 15 | 15 | 7 | 7.4989e-12 | 5spot_SharedNeighbor | Water | Porous | Wet | R245fa | MinimizeLCOE_Brownfield | IgnoreSilica | 12.2749 | 1.9228 | 0.075649 | 4 | 46455.9997 | 89786.7122 | 947.0684 | 1830.4236 | 99.0099 | 0 | 49.1302 | 549018.2789 | 19250.1164 | 583526.6651 | 425528.3398 | 0 | 171476.067 | 0 | 682031.7922 | 1774506.8194 | 1211137.3667 | 5416475.4456 | 961560.8286 | 7679370.0231 | 7679370.0231 | 1478867.319 | 3953469.0791 | 0 | 14057406.2974 | 27169112.7187 | 7498.9421 | 0.3026 | 46455.9997 | 89786.7122 | 947.0684 | 1830.4236
1 | 2500 | 707 | 0.035 | 15 | 15 | 7 | 1e-11 | 5spot_SharedNeighbor | Water | Porous | Wet | R245fa | MinimizeLCOE_Brownfield | IgnoreSilica | 15.6971 | 2.4766 | 0.10189 | 4 | 37367.5585 | 69537.4776 | 761.7882 | 1417.6155 | 99.4142 | 0 | 64.4154 | 657244.762 | 23110.1014 | 714280.583 | 538964.3745 | 0 | 193837.1335 | 0 | 829700.4122 | 2158710.2776 | 1473364.1215 | 6589211.7656 | 961560.8286 | 7679370.0231 | 7679370.0231 | 1478867.319 | 3953469.0791 | 0 | 15230142.6174 | 28341849.0387 | 10000 | 0.40758 | 37367.5585 | 69537.4776 | 761.7882 | 1417.6155
1 | 2500 | 707 | 0.035 | 15 | 15 | 7 | 1.3335e-11 | 5spot_SharedNeighbor | Water | Porous | Wet | R245fa | MinimizeLCOE_Brownfield | IgnoreSilica | 19.9749 | 3.1691 | 0.13575 | 4 | 30624.1958 | 54770.4216 | 624.3157 | 1116.5691 | 99.727 | 0 | 69.1738 | 782864.8618 | 27581.71 | 869815.5401 | 680775.976 | 0 | 218148.6254 | 0 | 1005882.8182 | 2617100.7579 | 1786225.0433 | 7988395.3326 | 961560.8286 | 7679370.0231 | 7679370.0231 | 1478867.319 | 3953469.0791 | 0 | 16629326.1844 | 29741032.6057 | 13335.2143 | 0.54301 | 30624.1958 | 54770.4216 | 624.3157 | 1116.5691
1 | 2500 | 707 | 0.035 | 15 | 15 | 7 | 1.7783e-11 | 5spot_SharedNeighbor | Water | Porous | Wet | R245fa | MinimizeLCOE_Brownfield | IgnoreSilica | 25.2024 | 4.0155 | 0.17879 | 4 | 25537.8087 | 43871.9939 | 520.6228 | 894.3899 | 99.967 | 0 | 69.9497 | 925801.7103 | 32659.5071 | 1050969.3742 | 854084.0176 | 0 | 243254.6634 | 0 | 1211640.0163 | 3152438.7809 | 2151604.2441 | 9622452.3139 | 961560.8286 | 7679370.0231 | 7679370.0231 | 1478867.319 | 3953469.0791 | 0 | 18263383.1656 | 31375089.5869 | 17782.7941 | 0.71515 | 25537.8087 | 43871.9939 | 520.6228 | 894.3899
1 | 2500 | 707 | 0.035 | 15 | 15 | 7 | 2.3714e-11 | 5spot_SharedNeighbor | Water | Porous | Wet | R245fa | MinimizeLCOE_Brownfield | IgnoreSilica | 31.5561 | 5.0445 | 0.2329 | 4 | 21649.1083 | 35723.5178 | 441.3464 | 728.2722 | 100.1532 | 0 | 57.6365 | 1088088.4053 | 38413.6051 | 1261219.5713 | 1064881.8923 | 0 | 269196.2443 | 0 | 1451501.8901 | 3776510.1741 | 2577545.7933 | 11527357.5758 | 961560.8286 | 7679370.0231 | 7679370.0231 | 1478867.319 | 3953469.0791 | 0 | 20168288.4276 | 33279994.8489 | 23713.7371 | 0.9316 | 21649.1083 | 35723.5178 | 441.3464 | 728.2722
1 | 2500 | 707 | 0.035 | 15 | 15 | 7 | 3.1623e-11 | 5spot_SharedNeighbor | Water | Porous | Wet | R245fa | MinimizeLCOE_Brownfield | IgnoreSilica | 39.1077 | 6.2677 | 0.29956 | 4 | 18646.8757 | 29589.1924 | 380.1418 | 603.2157 | 100.2972 | 0 | 57.4903 | 1268800.8769 | 44807.921 | 1500285.7516 | 1315465.768 | 0 | 294822.5893 | 0 | 1725431.3336 | 4489218.3954 | 3063983.7991 | 13702816.4348 | 961560.8286 | 7679370.0231 | 7679370.0231 | 1478867.319 | 3953469.0791 | 0 | 22343747.2865 | 35455453.7078 | 31622.7766 | 1.1983 | 18646.8757 | 29589.1924 | 380.1418 | 603.2157
1 | 2500 | 707 | 0.035 | 15 | 15 | 7 | 4.217e-11 | 5spot_SharedNeighbor | Water | Porous | Wet | R245fa | MinimizeLCOE_Brownfield | IgnoreSilica | 47.7964 | 7.6748 | 0.37931 | 4 | 16314.7124 | 24956.5369 | 332.5975 | 508.7728 | 100.4049 | 0 | 90.371 | 1464293.6738 | 51710.1302 | 1764037.0665 | 1603761.007 | 0 | 318347.0669 | 0 | 2028838.0883 | 5278620.534 | 3602766.9792 | 16112374.546 | 961560.8286 | 7679370.0231 | 7679370.0231 | 1478867.319 | 3953469.0791 | 0 | 24753305.3978 | 37865011.8191 | 42169.6503 | 1.5172 | 16314.7124 | 24956.5369 | 332.5975 | 508.7728
1 | 2500 | 707 | 0.035 | 15 | 15 | 7 | 5.6234e-11 | 5spot_SharedNeighbor | Water | Porous | Wet | R245fa | MinimizeLCOE_Brownfield | IgnoreSilica | 57.3165 | 9.2149 | 0.47062 | 4 | 14500.8406 | 21465.8941 | 295.6192 | 437.6113 | 100.4751 | 0 | 84.879 | 1666453.678 | 58829.4444 | 2041850.7299 | 1919483.8932 | 0 | 337069.5582 | 0 | 2349238.0485 | 6112235.5071 | 4171726.3275 | 18656887.1869 | 961560.8286 | 7679370.0231 | 7679370.0231 | 1478867.319 | 3953469.0791 | 0 | 27297818.0386 | 40409524.4599 | 56234.1325 | 1.8825 | 14500.8406 | 21465.8941 | 295.6192 | 437.6113
1 | 2500 | 707 | 0.035 | 15 | 15 | 7 | 7.4989e-11 | 5spot_SharedNeighbor | Water | Porous | Wet | R245fa | MinimizeLCOE_Brownfield | IgnoreSilica | 67.1682 | 10.8044 | 0.56966 | 4 | 13094.8666 | 18849.0911 | 266.9566 | 384.2642 | 100.5047 | 0 | 79.7762 | 1864701.2636 | 65788.5757 | 2319013.0473 | 2245803.4862 | 0 | 348604.8224 | 0 | 2669125.3661 | 6944516.6898 | 4739775.3363 | 21197328.5874 | 961560.8286 | 7679370.0231 | 7679370.0231 | 1478867.319 | 3953469.0791 | 0 | 29838259.4392 | 42949965.8605 | 74989.4209 | 2.2786 | 13094.8666 | 18849.0911 | 266.9566 | 384.2642
1 | 2500 | 707 | 0.035 | 15 | 15 | 7 | 1e-10 | 5spot_SharedNeighbor | Water | Porous | Wet | R245fa | MinimizeLCOE_Brownfield | IgnoreSilica | 76.7707 | 12.347 | 0.67083 | 4 | 12011.4075 | 16897.7926 | 244.8688 | 344.4844 | 100.4954 | 0 | 82.8629 | 2048673.335 | 72221.5958 | 2580326.8478 | 2563235.337 | 0 | 351790.3152 | 0 | 2970336.498 | 7728206.2679 | 5274659.5766 | 23589449.7732 | 961560.8286 | 7679370.0231 | 7679370.0231 | 1478867.319 | 3953469.0791 | 0 | 32230380.625 | 45342087.0463 | 100000 | 2.6833 | 12011.4075 | 16897.7926 | 244.8688 | 344.4844
1 | 2500 | 707 | 0.035 | 15 | 15 | 7 | 1.3335e-10 | 5spot_SharedNeighbor | Water | Porous | Wet | R245fa | MinimizeLCOE_Brownfield | IgnoreSilica | 85.6575 | 13.7667 | 0.76854 | 4 | 11181.5193 | 15446.6337 | 227.9504 | 314.9005 | 100.4558 | 0 | 99.4834 | 2211649.5264 | 77896.0375 | 2815143.0197 | 2856252.6306 | 0 | 347391.1718 | 0 | 3240249.6305 | 8430464.872 | 5753965.5039 | 25733012.3924 | 961560.8286 | 7679370.0231 | 7679370.0231 | 1478867.319 | 3953469.0791 | 0 | 34373943.2442 | 47485649.6655 | 133352.1432 | 3.0742 | 11181.5193 | 15446.6337 | 227.9504 | 314.9005
1 | 2500 | 707 | 0.035 | 15 | 15 | 7 | 1.7783e-10 | 5spot_SharedNeighbor | Water | Porous | Wet | R245fa | MinimizeLCOE_Brownfield | IgnoreSilica | 93.8502 | 15.0671 | 0.86118 | 4 | 10536.7509 | 14343.0871 | 214.8059 | 292.4032 | 100.3951 | 0 | 85.7481 | 2356212.8544 | 82907.0518 | 3026093.044 | 3125601.8025 | 0 | 338086.1926 | 0 | 3482271.3687 | 9060155.7892 | 6183742.4937 | 27655070.5968 | 961560.8286 | 7679370.0231 | 7679370.0231 | 1478867.319 | 3953469.0791 | 0 | 36296001.4486 | 49407707.8699 | 177827.941 | 3.4447 | 10536.7509 | 14343.0871 | 214.8059 | 292.4032
1 | 2500 | 707 | 0.035 | 15 | 15 | 7 | 2.3714e-10 | 5spot_SharedNeighbor | Water | Porous | Wet | R245fa | MinimizeLCOE_Brownfield | IgnoreSilica | 100.5024 | 16.1165 | 0.93962 | 4 | 10060.4808 | 13549.0386 | 205.0965 | 276.2155 | 100.3298 | 0 | 90.1146 | 2469841.37 | 86829.1554 | 3193704.8276 | 3343678.2799 | 0 | 324379.8276 | 0 | 3673189.0496 | 9556884.4324 | 6522769.9995 | 29171276.942 | 961560.8286 | 7679370.0231 | 7679370.0231 | 1478867.319 | 3953469.0791 | 0 | 37812207.7938 | 50923914.215 | 237137.3706 | 3.7585 | 10060.4808 | 13549.0386 | 205.0965 | 276.2155
1 | 2500 | 707 | 0.035 | 15 | 15 | 7 | 3.1623e-10 | 5spot_SharedNeighbor | Water | Porous | Wet | R245fa | MinimizeLCOE_Brownfield | IgnoreSilica | 105.9734 | 16.9746 | 1.0059 | 4 | 9700.0795 | 12958.6551 | 197.7492 | 264.1797 | 100.266 | 0 | 91.5842 | 2560901.0773 | 89960.7139 | 3329199.7205 | 3522574.8089 | 0 | 309218.2037 | 0 | 3826623.2645 | 9956088.7858 | 6795235.1735 | 30389801.7482 | 961560.8286 | 7679370.0231 | 7679370.0231 | 1478867.319 | 3953469.0791 | 0 | 39030732.6 | 52142439.0213 | 316227.766 | 4.0238 | 9700.0795 | 12958.6551 | 197.7492 | 264.1797
1 | 2500 | 707 | 0.035 | 15 | 15 | 7 | 4.217e-10 | 5spot_SharedNeighbor | Water | Porous | Wet | R245fa | MinimizeLCOE_Brownfield | IgnoreSilica | 110.3728 | 17.6613 | 1.0605 | 4 | 9427.9233 | 12518.9872 | 192.201 | 255.2165 | 100.2086 | 0 | 91.6911 | 2632615.2479 | 92419.2352 | 3436661.6939 | 3666109.2782 | 0 | 294236.5616 | 0 | 3947596.3866 | 10270836.0345 | 7010056.6381 | 31350531.0761 | 961560.8286 | 7679370.0231 | 7679370.0231 | 1478867.319 | 3953469.0791 | 0 | 39991461.9278 | 53103168.3491 | 421696.5034 | 4.2418 | 9427.9233 | 12518.9872 | 192.201 | 255.2165
1 | 2500 | 707 | 0.035 | 15 | 15 | 7 | 5.6234e-10 | 5spot_SharedNeighbor | Water | Porous | Wet | R245fa | MinimizeLCOE_Brownfield | IgnoreSilica | 113.8493 | 18.2017 | 1.1043 | 4 | 9222.7142 | 12191.0711 | 188.0175 | 248.5315 | 100.1594 | 0 | 91.5182 | 2688361.5054 | 94325.3719 | 3520664.0532 | 3779324.3846 | 0 | 280464.2332 | 0 | 4041624.4238 | 10515477.6997 | 7177029.6015 | 32097271.2733 | 961560.8286 | 7679370.0231 | 7679370.0231 | 1478867.319 | 3953469.0791 | 0 | 40738202.1251 | 53849908.5464 | 562341.3252 | 4.4172 | 9222.7142 | 12191.0711 | 188.0175 | 248.5315
1 | 2500 | 707 | 0.035 | 15 | 15 | 7 | 7.4989e-10 | 5spot_SharedNeighbor | Water | Porous | Wet | R245fa | MinimizeLCOE_Brownfield | IgnoreSilica | 116.5413 | 18.6187 | 1.1388 | 4 | 9068.1573 | 11946.5132 | 184.8667 | 243.5458 | 100.1191 | 0 | 83.0296 | 2730977.7973 | 95779.4992 | 3585162.2972 | 3866857.1041 | 0 | 268318.8969 | 0 | 4113367.2819 | 10702137.8999 | 7304429.0236 | 32667029.8002 | 961560.8286 | 7679370.0231 | 7679370.0231 | 1478867.319 | 3953469.0791 | 0 | 41307960.6519 | 54419667.0732 | 749894.2093 | 4.5553 | 9068.1573 | 11946.5132 | 184.8667 | 243.5458
1 | 2500 | 707 | 0.035 | 15 | 15 | 7 | 1e-09 | 5spot_SharedNeighbor | Water | Porous | Wet | R245fa | MinimizeLCOE_Brownfield | IgnoreSilica | 120 | 19.1528 | 1.175 | 4 | 8952.3783 | 11742.139 | 182.5063 | 239.3794 | 100.0647 | 0 | 76.9378 | 2785047.8053 | 97620.5681 | 3667347.9878 | 3979151.5264 | 0 | 265784.0964 | 0 | 4210031.2738 | 10953637.7782 | 7476082.8584 | 33434703.8944 | 961560.8286 | 7679370.0231 | 7679370.0231 | 1478867.319 | 3953469.0791 | 0 | 42075634.7461 | 55187341.1674 | 1000000 | 4.6999 | 8952.3783 | 11742.139 | 182.5063 | 239.3794
1 | 2500 | 707 | 0.035 | 15 | 15 | 7 | 1.3335e-09 | 5spot_SharedNeighbor | Water | Porous | Wet | R245fa | MinimizeLCOE_Brownfield | IgnoreSilica | 120.1876 | 19.1817 | 1.1864 | 4 | 8864.3887 | 11627.2757 | 180.7126 | 237.0377 | 100.0615 | 0 | 97.079 | 2787951.8045 | 97719.2387 | 3671777.5297 | 3985232.2596 | 0 | 249588.044 | 0 | 4208984.8619 | 10950915.229 | 7474224.6626 | 33426393.6301 | 961560.8286 | 7679370.0231 | 7679370.0231 | 1478867.319 | 3953469.0791 | 0 | 42067324.4819 | 55179030.9031 | 1333521.4322 | 4.7457 | 8864.3887 | 11627.2757 | 180.7126 | 237.0377
1 | 2500 | 707 | 0.035 | 15 | 15 | 7 | 1.7783e-09 | 5spot_SharedNeighbor | Water | Porous | Wet | R245fa | MinimizeLCOE_Brownfield | IgnoreSilica | 121.3861 | 19.3662 | 1.2023 | 4 | 8798.6549 | 11525.0908 | 179.3725 | 234.9546 | 100.0418 | 0 | 87.8892 | 2806493.459 | 98349.4186 | 3700062.5137 | 4024094.2477 | 0 | 242790.5815 | 0 | 4239998.186 | 11031605.5368 | 7529297.4557 | 33672691.399 | 961560.8286 | 7679370.0231 | 7679370.0231 | 1478867.319 | 3953469.0791 | 0 | 42313622.2508 | 55425328.6721 | 1778279.41 | 4.8091 | 8798.6549 | 11525.0908 | 179.3725 | 234.9546
1 | 2500 | 707 | 0.035 | 15 | 15 | 7 | 2.3714e-09 | 5spot_SharedNeighbor | Water | Porous | Wet | R245fa | MinimizeLCOE_Brownfield | IgnoreSilica | 122.2876 | 19.5048 | 1.2143 | 4 | 8749.2737 | 11448.676 | 178.3658 | 233.3967 | 100.0268 | 0 | 95.0314 | 2820378.7961 | 98820.9838 | 3721275.9113 | 4053306.8025 | 0 | 237383.1839 | 0 | 4263154.6143 | 11091853.8131 | 7570418.1423 | 33856592.2473 | 961560.8286 | 7679370.0231 | 7679370.0231 | 1478867.319 | 3953469.0791 | 0 | 42497523.0991 | 55609229.5204 | 2371373.7057 | 4.8573 | 8749.2737 | 11448.676 | 178.3658 | 233.3967
1 | 2500 | 707 | 0.035 | 15 | 15 | 7 | 3.1623e-09 | 5spot_SharedNeighbor | Water | Porous | Wet | R245fa | MinimizeLCOE_Brownfield | IgnoreSilica | 122.9797 | 19.6111 | 1.2235 | 4 | 8712.1915 | 11391.2682 | 177.6098 | 232.2264 | 100.0151 | 0 | 97.6983 | 2831005.4641 | 99181.6714 | 3737529.1533 | 4075727.375 | 0 | 233224.7772 | 0 | 4280900.692 | 11138025.4671 | 7601931.2449 | 33997525.8451 | 961560.8286 | 7679370.0231 | 7679370.0231 | 1478867.319 | 3953469.0791 | 0 | 42638456.6969 | 55750163.1181 | 3162277.6602 | 4.8941 | 8712.1915 | 11391.2682 | 177.6098 | 232.2264
1 | 2500 | 707 | 0.035 | 15 | 15 | 7 | 4.217e-09 | 5spot_SharedNeighbor | Water | Porous | Wet | R245fa | MinimizeLCOE_Brownfield | IgnoreSilica | 123.4861 | 19.6888 | 1.2304 | 4 | 8684.3536 | 11348.4855 | 177.0423 | 231.3542 | 100.0065 | 0 | 84.338 | 2838761.1711 | 99444.7971 | 3749401.4423 | 4092125.8454 | 0 | 229925.5408 | 0 | 4293766.9307 | 11171500.781 | 7624778.8344 | 34099705.3427 | 961560.8286 | 7679370.0231 | 7679370.0231 | 1478867.319 | 3953469.0791 | 0 | 42740636.1945 | 55852342.6158 | 4216965.0343 | 4.9216 | 8684.3536 | 11348.4855 | 177.0423 | 231.3542
1 | 2500 | 707 | 0.035 | 15 | 15 | 7 | 5.6234e-09 | 5spot_SharedNeighbor | Water | Porous | Wet | R245fa | MinimizeLCOE_Brownfield | IgnoreSilica | 123.8929 | 19.7513 | 1.2357 | 4 | 8663.4605 | 11316.0448 | 176.6164 | 230.6929 | 99.9996 | 0 | 93.244 | 2844979.1394 | 99655.6881 | 3758925.6186 | 4105295.2722 | 0 | 227533.4486 | 0 | 4304191.7751 | 11198624.0877 | 7643291.0486 | 34182496.0784 | 961560.8286 | 7679370.0231 | 7679370.0231 | 1478867.319 | 3953469.0791 | 0 | 42823426.9302 | 55935133.3514 | 5623413.2519 | 4.943 | 8663.4605 | 11316.0448 | 176.6164 | 230.6929
1 | 2500 | 707 | 0.035 | 15 | 15 | 7 | 7.4989e-09 | 5spot_SharedNeighbor | Water | Porous | Wet | R245fa | MinimizeLCOE_Brownfield | IgnoreSilica | 124.1855 | 19.7961 | 1.2397 | 4 | 8647.7813 | 11291.9198 | 176.2967 | 230.2011 | 99.9945 | 0 | 80.9952 | 2849449.0441 | 99807.3043 | 3765773.0203 | 4114785.5773 | 0 | 225634.991 | 0 | 4311625.4754 | 11217965.0511 | 7656491.6535 | 34241532.117 | 961560.8286 | 7679370.0231 | 7679370.0231 | 1478867.319 | 3953469.0791 | 0 | 42882462.9687 | 55994169.39 | 7498942.0933 | 4.9588 | 8647.7813 | 11291.9198 | 176.2967 | 230.2011
1 | 2500 | 707 | 0.035 | 15 | 15 | 7 | 1e-08 | 5spot_SharedNeighbor | Water | Porous | Wet | R245fa | MinimizeLCOE_Brownfield | IgnoreSilica | 124.3876 | 19.8271 | 1.2425 | 4 | 8636.0178 | 11274.0968 | 176.0569 | 229.8377 | 99.991 | 0 | 95.395 | 2852532.2098 | 99911.8633 | 3770497.7847 | 4121337.5872 | 0 | 224095.4805 | 0 | 4316666.2209 | 11231080.0369 | 7665442.9008 | 34281564.084 | 961560.8286 | 7679370.0231 | 7679370.0231 | 1478867.319 | 3953469.0791 | 0 | 42922494.9358 | 56034201.3571 | 10000000 | 4.9702 | 8636.0178 | 11274.0968 | 176.0569 | 229.8377
1 | 2600 | 707 | 0.035 | 15 | 15 | 7 | 1e-13 | 5spot_SharedNeighbor | Water | Porous | Wet | R245fa | MinimizeLCOE_Brownfield | IgnoreSilica | 0 | 0 | 0 | 4 | [6 empty] | 9.1333 | [19 empty] | 100 | 0
1 | 2600 | 707 | 0.035 | 15 | 15 | 7 | 1.3335e-13 | 5spot_SharedNeighbor | Water | Porous | Wet | R245fa | MinimizeLCOE_Brownfield | IgnoreSilica | 0 | 0 | 0 | 4 | [6 empty] | 10.9418 | [19 empty] | 133.3521 | 0
1 | 2600 | 707 | 0.035 | 15 | 15 | 7 | 1.7783e-13 | 5spot_SharedNeighbor | Water | Porous | Wet | R245fa | MinimizeLCOE_Brownfield | IgnoreSilica | 0 | 0 | 0 | 4 | [6 empty] | 11.5769 | [19 empty] | 177.8279 | 0
1 | 2600 | 707 | 0.035 | 15 | 15 | 7 | 2.3714e-13 | 5spot_SharedNeighbor | Water | Porous | Wet | R245fa | MinimizeLCOE_Brownfield | IgnoreSilica | 0 | 0 | 0 | 4 | [6 empty] | 11.1742 | [19 empty] | 237.1374 | 0
1 | 2600 | 707 | 0.035 | 15 | 15 | 7 | 3.1623e-13 | 5spot_SharedNeighbor | Water | Porous | Wet | R245fa | MinimizeLCOE_Brownfield | IgnoreSilica | 0 | 0 | 0 | 4 | [6 empty] | 11.2288 | [19 empty] | 316.2278 | 0
1 | 2600 | 707 | 0.035 | 15 | 15 | 7 | 4.217e-13 | 5spot_SharedNeighbor | Water | Porous | Wet | R245fa | MinimizeLCOE_Brownfield | IgnoreSilica | 0 | 0 | 0 | 4 | [6 empty] | 11.3478 | [19 empty] | 421.6965 | 0
1 | 2600 | 707 | 0.035 | 15 | 15 | 7 | 5.6234e-13 | 5spot_SharedNeighbor | Water | Porous | Wet | R245fa | MinimizeLCOE_Brownfield | IgnoreSilica | 1.0452 | 0.12193 | 0.0011356 | 4 | 2143381.1572 | 5138540.5513 | 43695.724 | 104756.0995 | 83.9518 | 0 | 31.8843 | 71768.8161 | 2230.9808 | 65001.4422 | 54276.7827 | 0 | 46502.1298 | 0 | 93514.2591 | 243304.9199 | 166060.6072 | 742659.9379 | 961560.8286 | 8031996.805 | 8031996.805 | 1478867.319 | 4094519.7919 | 0 | 9736217.5715 | 23341601.4874 | 562.3413 | 0.0045425 | 2143381.1572 | 5138540.5513 | 43695.724 | 104756.0995
1 | 2600 | 707 | 0.035 | 15 | 15 | 7 | 7.4989e-13 | 5spot_SharedNeighbor | Water | Porous | Wet | R245fa | MinimizeLCOE_Brownfield | IgnoreSilica | 1.4958 | 0.19502 | 0.0032326 | 4 | 774279.664 | 1826481.8908 | 15784.7382 | 37235.3038 | 89.3414 | 0 | 128.1362 | 103947.1528 | 3369.9283 | 94238.8223 | 69205.822 | 0 | 57974.5079 | 0 | 128207.131 | 333568.656 | 227667.4619 | 1018179.4822 | 961560.8286 | 8031996.805 | 8031996.805 | 1478867.319 | 4094519.7919 | 0 | 10011737.1158 | 23617121.0317 | 749.8942 | 0.01293 | 774279.664 | 1826481.8908 | 15784.7382 | 37235.3038
1 | 2600 | 707 | 0.035 | 15 | 15 | 7 | 1e-12 | 5spot_SharedNeighbor | Water | Porous | Wet | R245fa | MinimizeLCOE_Brownfield | IgnoreSilica | 2.0598 | 0.28891 | 0.0064255 | 4 | 401961.8104 | 931315.4745 | 8194.5352 | 18986.1256 | 93.0696 | 0 | 171.1865 | 140552.7766 | 4691.2995 | 128680.5569 | 88199.5641 | 0 | 69747.526 | 0 | 168429.972 | 438220.2374 | 299094.3166 | 1337616.249 | 961560.8286 | 8031996.805 | 8031996.805 | 1478867.319 | 4094519.7919 | 0 | 10331173.8827 | 23936557.7986 | 1000 | 0.025702 | 401961.8104 | 931315.4745 | 8194.5352 | 18986.1256
1 | 2600 | 707 | 0.035 | 15 | 15 | 7 | 1.3335e-12 | 5spot_SharedNeighbor | Water | Porous | Wet | R245fa | MinimizeLCOE_Brownfield | IgnoreSilica | 2.7935 | 0.41284 | 0.010942 | 4 | 244922.5891 | 555785.4078 | 4993.0783 | 11330.4373 | 95.8185 | 0 | 38.6374 | 183822.2829 | 6269.4146 | 170839.9771 | 113177.8642 | 0 | 83110.5334 | 0 | 217315.8281 | 565411.2071 | 385904.7669 | 1725851.8742 | 961560.8286 | 8031996.805 | 8031996.805 | 1478867.319 | 4094519.7919 | 0 | 10719409.5078 | 24324793.4237 | 1333.5214 | 0.043767 | 244922.5891 | 555785.4078 | 4993.0783 | 11330.4373
1 | 2600 | 707 | 0.035 | 15 | 15 | 7 | 1.7783e-12 | 5spot_SharedNeighbor | Water | Porous | Wet | R245fa | MinimizeLCOE_Brownfield | IgnoreSilica | 3.7 | 0.56691 | 0.017131 | 4 | 162926.0022 | 361473.5399 | 3321.4669 | 7369.127 | 97.7857 | 0 | 48.4938 | 232398.1728 | 8048.0315 | 219849.4268 | 143905.8774 | 0 | 96702.0312 | 0 | 273352.3805 | 711206.8217 | 485413.2696 | 2170876.0115 | 961560.8286 | 8031996.805 | 8031996.805 | 1478867.319 | 4094519.7919 | 0 | 11164433.6451 | 24769817.561 | 1778.2794 | 0.068525 | 162926.0022 | 361473.5399 | 3321.4669 | 7369.127
1 | 2600 | 707 | 0.035 | 15 | 15 | 7 | 2.3714e-12 | 5spot_SharedNeighbor | Water | Porous | Wet | R245fa | MinimizeLCOE_Brownfield | IgnoreSilica | 4.8935 | 0.77059 | 0.025523 | 4 | 114758.3184 | 248023.1719 | 2339.5035 | 5056.2878 | 99.3054 | 0 | 41.7495 | 290827.6818 | 10191.1989 | 280720.8762 | 184464.7122 | 0 | 112781.3627 | 0 | 342804.4744 | 891906.9236 | 608744.8022 | 2722442.0322 | 961560.8286 | 8031996.805 | 8031996.805 | 1478867.319 | 4094519.7919 | 0 | 11715999.6658 | 25321383.5817 | 2371.3737 | 0.10209 | 114758.3184 | 248023.1719 | 2339.5035 | 5056.2878
1 | 2600 | 707 | 0.035 | 15 | 15 | 7 | 3.1623e-12 | 5spot_SharedNeighbor | Water | Porous | Wet | R245fa | MinimizeLCOE_Brownfield | IgnoreSilica | 6.3692 | 1.0227 | 0.036627 | 4 | 84329.9509 | 177194.7753 | 1719.1801 | 3612.3552 | 100.4041 | 0 | 44.3563 | 356923.4018 | 12613.9655 | 351768.8608 | 234581.0068 | 0 | 129398.1845 | 0 | 423261.3136 | 1101239.1151 | 751618.3242 | 3361404.1722 | 961560.8286 | 8031996.805 | 8031996.805 | 1478867.319 | 4094519.7919 | 0 | 12354961.8059 | 25960345.7218 | 3162.2777 | 0.14651 | 84329.9509 | 177194.7753 | 1719.1801 | 3612.3552
1 | 2600 | 707 | 0.035 | 15 | 15 | 7 | 4.217e-12 | 5spot_SharedNeighbor | Water | Porous | Wet | R245fa | MinimizeLCOE_Brownfield | IgnoreSilica | 8.0944 | 1.3162 | 0.050796 | 4 | 64241.5184 | 131201.7807 | 1309.6502 | 2674.7258 | 101.1183 | 0 | 49.8344 | 427695.2382 | 15199.1123 | 430205.6213 | 293124.6302 | 0 | 144425.4992 | 0 | 511153.5395 | 1329916.6577 | 907695.446 | 4059415.7445 | 961560.8286 | 8031996.805 | 8031996.805 | 1478867.319 | 4094519.7919 | 0 | 13052973.3781 | 26658357.294 | 4216.965 | 0.20319 | 64241.5184 | 131201.7807 | 1309.6502 | 2674.7258
1 | 2600 | 707 | 0.035 | 15 | 15 | 7 | 5.6234e-12 | 5spot_SharedNeighbor | Water | Porous | Wet | R245fa | MinimizeLCOE_Brownfield | IgnoreSilica | 10.7324 | 1.7709 | 0.070991 | 4 | 49633.4709 | 97545.8416 | 1011.8454 | 1988.6039 | 101.9589 | 0 | 53.2978 | 529202.7695 | 18921.6911 | 545146.8757 | 382994.3172 | 0 | 170534.1506 | 0 | 642251.9236 | 1671007.7612 | 1140497.1328 | 5100556.6217 | 961560.8286 | 8031996.805 | 8031996.805 | 1478867.319 | 4094519.7919 | 0 | 14094114.2554 | 27699498.1712 | 5623.4133 | 0.28396 | 49633.4709 | 97545.8416 | 1011.8454 | 1988.6039
1 | 2600 | 707 | 0.035 | 15 | 15 | 7 | 7.4989e-12 | 5spot_SharedNeighbor | Water | Porous | Wet | R245fa | MinimizeLCOE_Brownfield | IgnoreSilica | 13.7876 | 2.2952 | 0.096435 | 4 | 39462.0826 | 74732.8661 | 804.4879 | 1523.5306 | 102.4639 | 0 | 51.1231 | 636640.5933 | 22845.6943 | 670558.8529 | 487121.044 | 0 | 193835.3803 | 0 | 784290.6103 | 2040563.2878 | 1392726.3733 | 6228581.8361 | 961560.8286 | 8031996.805 | 8031996.805 | 1478867.319 | 4094519.7919 | 0 | 15222139.4697 | 28827523.3856 | 7498.9421 | 0.38574 | 39462.0826 | 74732.8661 | 804.4879 | 1523.5306
1 | 2600 | 707 | 0.035 | 15 | 15 | 7 | 1e-11 | 5spot_SharedNeighbor | Water | Porous | Wet | R245fa | MinimizeLCOE_Brownfield | IgnoreSilica | 17.5996 | 2.9495 | 0.12937 | 4 | 32005.2818 | 58296.9098 | 652.471 | 1188.4614 | 102.8511 | 0 | 60.0098 | 760924.1676 | 27375.9046 | 819330.2892 | 617087.3906 | 0 | 218907.1839 | 0 | 953013.725 | 2479546.2224 | 1692341.2464 | 7568526.1296 | 961560.8286 | 8031996.805 | 8031996.805 | 1478867.319 | 4094519.7919 | 0 | 16562083.7632 | 30167467.6791 | 10000 | 0.51748 | 32005.2818 | 58296.9098 | 652.471 | 1188.4614
1 | 2600 | 707 | 0.035 | 15 | 15 | 7 | 1.3335e-11 | 5spot_SharedNeighbor | Water | Porous | Wet | R245fa | MinimizeLCOE_Brownfield | IgnoreSilica | 22.3092 | 3.7581 | 0.17157 | 4 | 26434.991 | 46260.117 | 538.913 | 943.0751 | 103.1489 | 0 | 50.9605 | 903652.8278 | 32566.9145 | 994346.5002 | 777597.9901 | 0 | 245412.6259 | 0 | 1151894.9748 | 2996994.4383 | 2045510.2862 | 9147976.5578 | 961560.8286 | 8031996.805 | 8031996.805 | 1478867.319 | 4094519.7919 | 0 | 18141534.1914 | 31746918.1073 | 13335.2143 | 0.68627 | 26434.991 | 46260.117 | 538.913 | 943.0751
1 | 2600 | 707 | 0.035 | 15 | 15 | 7 | 1.7783e-11 | 5spot_SharedNeighbor | Water | Porous | Wet | R245fa | MinimizeLCOE_Brownfield | IgnoreSilica | 28.0749 | 4.7483 | 0.22504 | 4 | 22208.3249 | 37322.4115 | 452.7467 | 760.8678 | 103.3794 | 0 | 55.5097 | 1066546.0747 | 38478.1042 | 1198711.1696 | 974053.942 | 0 | 273069.7235 | 0 | 1384835.0155 | 3603056.6416 | 2459160.1933 | 10997910.8644 | 961560.8286 | 8031996.805 | 8031996.805 | 1478867.319 | 4094519.7919 | 0 | 19991468.498 | 33596852.4139 | 17782.7941 | 0.90018 | 22208.3249 | 37322.4115 | 452.7467 | 760.8678
1 | 2600 | 707 | 0.035 | 15 | 15 | 7 | 2.3714e-11 | 5spot_SharedNeighbor | Water | Porous | Wet | R245fa | MinimizeLCOE_Brownfield | IgnoreSilica | 35.0197 | 5.9411 | 0.29177 | 4 | 18960.721 | 30618.4597 | 386.5399 | 624.1987 | 103.5579 | 0 | 59.5869 | 1250014.2487 | 45121.6045 | 1433913.3515 | 1210703.9832 | 0 | 301071.5182 | 0 | 1653921.6353 | 4303164.8292 | 2936998.4171 | 13134909.5877 | 961560.8286 | 8031996.805 | 8031996.805 | 1478867.319 | 4094519.7919 | 0 | 22128467.2213 | 35733851.1372 | 23713.7371 | 1.1671 | 18960.721 | 30618.4597 | 386.5399 | 624.1987
1 | 2600 | 707 | 0.035 | 15 | 15 | 7 | 3.1623e-11 | 5spot_SharedNeighbor | Water | Porous | Wet | R245fa | MinimizeLCOE_Brownfield | IgnoreSilica | 43.1903 | 7.3446 | 0.37318 | 4 | 16443.1701 | 25557.6709 | 335.2163 | 521.0277 | 103.6948 | 0 | 72.0523 | 1452517.5849 | 52438.2567 | 1698859.1813 | 1489128.5067 | 0 | 328106.8835 | 0 | 1958209.6611 | 5094859.8542 | 3477346.5394 | 15551466.4679 | 961560.8286 | 8031996.805 | 8031996.805 | 1478867.319 | 4094519.7919 | 0 | 24545024.1015 | 38150408.0174 | 31622.7766 | 1.4927 | 16443.1701 | 25557.6709 | 335.2163 | 521.0277
1 | 2600 | 707 | 0.035 | 15 | 15 | 7 | 4.217e-11 | 5spot_SharedNeighbor | Water | Porous | Wet | R245fa | MinimizeLCOE_Brownfield | IgnoreSilica | 52.4445 | 8.9333 | 0.46917 | 4 | 14483.0465 | 21732.8044 | 295.2565 | 443.0526 | 103.7927 | 0 | 82.0392 | 1668445.958 | 60220.8964 | 1986834.5949 | 1804398.1989 | 0 | 351851.6448 | 0 | 2289983.0043 | 5958066.037 | 4066502.4963 | 18186302.8306 | 961560.8286 | 8031996.805 | 8031996.805 | 1478867.319 | 4094519.7919 | 0 | 27179860.4643 | 40785244.3802 | 42169.6503 | 1.8767 | 14483.0465 | 21732.8044 | 295.2565 | 443.0526
1 | 2600 | 707 | 0.035 | 15 | 15 | 7 | 5.6234e-11 | 5spot_SharedNeighbor | Water | Porous | Wet | R245fa | MinimizeLCOE_Brownfield | IgnoreSilica | 62.3667 | 10.6335 | 0.57688 | 4 | 12958.2099 | 18854.2986 | 264.1706 | 384.3704 | 103.8477 | 0 | 63.0814 | 1887205.582 | 68081.7514 | 2283889.6237 | 2142135.8939 | 0 | 369139.1875 | 0 | 2632676.295 | 6849683.6835 | 4675049.8609 | 20907861.8778 | 961560.8286 | 8031996.805 | 8031996.805 | 1478867.319 | 4094519.7919 | 0 | 29901419.5115 | 43506803.4274 | 56234.1325 | 2.3075 | 12958.2099 | 18854.2986 | 264.1706 | 384.3704
1 | 2600 | 707 | 0.035 | 15 | 15 | 7 | 7.4989e-11 | 5spot_SharedNeighbor | Water | Porous | Wet | R245fa | MinimizeLCOE_Brownfield | IgnoreSilica | 72.4003 | 12.3464 | 0.69104 | 4 | 11777.5705 | 16699.6072 | 240.1017 | 340.4441 | 103.8577 | 0 | 75.9693 | 2097084.3524 | 75594.8698 | 2573722.9414 | 2483083.4142 | 0 | 377815.0005 | 0 | 2966847.2255 | 7719127.8968 | 5268463.4018 | 23561739.1024 | 961560.8286 | 8031996.805 | 8031996.805 | 1478867.319 | 4094519.7919 | 0 | 32555296.736 | 46160680.6519 | 74989.4209 | 2.7642 | 11777.5705 | 16699.6072 | 240.1017 | 340.4441
1 | 2600 | 707 | 0.035 | 15 | 15 | 7 | 1e-10 | 5spot_SharedNeighbor | Water | Porous | Wet | R245fa | MinimizeLCOE_Brownfield | IgnoreSilica | 82.0176 | 13.9792 | 0.80534 | 4 | 10869.0031 | 15092.5147 | 221.5793 | 307.6813 | 103.8279 | 0 | 80.5441 | 2288851.5492 | 82429.0886 | 2842671.9734 | 2809077.9861 | 0 | 377715.2484 | 0 | 3276290.8799 | 8524236.8097 | 5817966.7782 | 26019240.3136 | 961560.8286 | 8031996.805 | 8031996.805 | 1478867.319 | 4094519.7919 | 0 | 35012797.9472 | 48618181.8631 | 100000 | 3.2213 | 10869.0031 | 15092.5147 | 221.5793 | 307.6813
1 | 2600 | 707 | 0.035 | 15 | 15 | 7 | 1.3335e-10 | 5spot_SharedNeighbor | Water | Porous | Wet | R245fa | MinimizeLCOE_Brownfield | IgnoreSilica | 90.7607 | 15.454 | 0.91352 | 4 | 10173.8153 | 13897.1757 | 207.407 | 283.3127 | 103.77 | 0 | 83.8866 | 2455954.9247 | 88355.9431 | 3080292.6801 | 3104565.5415 | 0 | 369917.1995 | 0 | 3548643.6527 | 9232842.8574 | 6301604.9661 | 28182177.7652 | 961560.8286 | 8031996.805 | 8031996.805 | 1478867.319 | 4094519.7919 | 0 | 37175735.3988 | 50781119.3147 | 133352.1432 | 3.6541 | 10173.8153 | 13897.1757 | 207.407 | 283.3127
1 | 2600 | 707 | 0.035 | 15 | 15 | 7 | 1.7783e-10 | 5spot_SharedNeighbor | Water | Porous | Wet | R245fa | MinimizeLCOE_Brownfield | IgnoreSilica | 98.3707 | 16.7289 | 1.011 | 4 | 9644.3885 | 13008.5677 | 196.6139 | 265.1972 | 103.6977 | 0 | 88.7373 | 2596209.9193 | 93307.1354 | 3282136.9313 | 3360964.8994 | 0 | 356672.8122 | 0 | 3778823.762 | 9831724.2855 | 6710353.8466 | 30010193.5916 | 961560.8286 | 8031996.805 | 8031996.805 | 1478867.319 | 4094519.7919 | 0 | 39003751.2252 | 52609135.1411 | 177827.941 | 4.0442 | 9644.3885 | 13008.5677 | 196.6139 | 265.1972
1 | 2600 | 707 | 0.035 | 15 | 15 | 7 | 2.3714e-10 | 5spot_SharedNeighbor | Water | Porous | Wet | R245fa | MinimizeLCOE_Brownfield | IgnoreSilica | 105.0844 | 17.8462 | 1.0986 | 4 | 9234.386 | 12330.4841 | 188.2554 | 251.3736 | 103.6181 | 0 | 101.9289 | 2716170.1475 | 97523.0748 | 3456560.8117 | 3586486.6776 | 0 | 341229.7659 | 0 | 3977208.4863 | 10347880.6437 | 7062641.167 | 31585700.7747 | 961560.8286 | 8031996.805 | 8031996.805 | 1478867.319 | 4094519.7919 | 0 | 40579258.4083 | 54184642.3242 | 237137.3706 | 4.3944 | 9234.386 | 12330.4841 | 188.2554 | 251.3736
1 | 2600 | 707 | 0.035 | 15 | 15 | 7 | 3.1623e-10 | 5spot_SharedNeighbor | Water | Porous | Wet | R245fa | MinimizeLCOE_Brownfield | IgnoreSilica | 110.2802 | 18.7057 | 1.1689 | 4 | 8932.8991 | 11842.7497 | 182.1092 | 241.4305 | 103.547 | 0 | 96.1846 | 2806683.9477 | 100691.6027 | 3589291.8461 | 3760549.0863 | 0 | 324212.994 | 0 | 4126757.4959 | 10736976.4901 | 7328207.0773 | 32773370.5401 | 961560.8286 | 8031996.805 | 8031996.805 | 1478867.319 | 4094519.7919 | 0 | 41766928.1737 | 55372312.0896 | 316227.766 | 4.6756 | 8932.8991 | 11842.7497 | 182.1092 | 241.4305
1 | 2600 | 707 | 0.035 | 15 | 15 | 7 | 4.217e-10 | 5spot_SharedNeighbor | Water | Porous | Wet | R245fa | MinimizeLCOE_Brownfield | IgnoreSilica | 114.4265 | 19.3881 | 1.2262 | 4 | 8705.2063 | 11479.1559 | 177.4674 | 234.0181 | 103.4846 | 0 | 89.0272 | 2877508.5041 | 103162.8861 | 3693840.0478 | 3899139.6392 | 0 | 307875.1154 | 0 | 4243795.2151 | 11041484.6276 | 7536040.1381 | 33702846.1733 | 961560.8286 | 8031996.805 | 8031996.805 | 1478867.319 | 4094519.7919 | 0 | 42696403.8069 | 56301787.7228 | 421696.5034 | 4.9047 | 8705.2063 | 11479.1559 | 177.4674 | 234.0181
1 | 2600 | 707 | 0.035 | 15 | 15 | 7 | 5.6234e-10 | 5spot_SharedNeighbor | Water | Porous | Wet | R245fa | MinimizeLCOE_Brownfield | IgnoreSilica | 117.666 | 19.919 | 1.2718 | 4 | 8533.4933 | 11208.0082 | 173.9668 | 228.4904 | 103.4324 | 0 | 92.6609 | 2931997.5822 | 105059.1509 | 3774695.7117 | 4007222.2905 | 0 | 293039.8751 | 0 | 4333685.6981 | 11275361.2252 | 7695665.7217 | 34416727.2554 | 961560.8286 | 8031996.805 | 8031996.805 | 1478867.319 | 4094519.7919 | 0 | 43410284.889 | 57015668.8049 | 562341.3252 | 5.087 | 8533.4933 | 11208.0082 | 173.9668 | 228.4904
1 | 2600 | 707 | 0.035 | 15 | 15 | 7 | 7.4989e-10 | 5spot_SharedNeighbor | Water | Porous | Wet | R245fa | MinimizeLCOE_Brownfield | IgnoreSilica | 120.183 | 20.3302 | 1.3076 | 4 | 8404.1406 | 11005.3225 | 171.3298 | 224.3584 | 103.3899 | 0 | 92.2464 | 2973828.466 | 106511.8214 | 3837021.0388 | 4091070.8853 | 0 | 280273.5236 | 0 | 4402595.2367 | 11454649.7095 | 7818033.7962 | 34963984.4775 | 961560.8286 | 8031996.805 | 8031996.805 | 1478867.319 | 4094519.7919 | 0 | 43957542.1112 | 57562926.0271 | 749894.2093 | 5.2305 | 8404.1406 | 11005.3225 | 171.3298 | 224.3584
1 | 2600 | 707 | 0.035 | 15 | 15 | 7 | 1e-09 | 5spot_SharedNeighbor | Water | Porous | Wet | R245fa | MinimizeLCOE_Brownfield | IgnoreSilica | 119.0592 | 20.1467 | 1.3133 | 4 | 8300.2784 | 10890.2521 | 169.2124 | 222.0125 | 103.4089 | 0 | 97.758 | 2955192.9261 | 105864.8167 | 3809236.1317 | 4053641.6767 | 0 | 250032.5862 | 0 | 4357847.5736 | 11338225.469 | 7738571.8598 | 34608613.0398 | 961560.8286 | 8031996.805 | 8031996.805 | 1478867.319 | 4094519.7919 | 0 | 43602170.6735 | 57207554.5894 | 1000000 | 5.2531 | 8300.2784 | 10890.2521 | 169.2124 | 222.0125
1 | 2600 | 707 | 0.035 | 15 | 15 | 7 | 1.3335e-09 | 5spot_SharedNeighbor | Water | Porous | Wet | R245fa | MinimizeLCOE_Brownfield | IgnoreSilica | 126.4 | 21.3406 | 1.379 | 4 | 8226.9701 | 10693.5738 | 167.7179 | 218.003 | 103.278 | 0 | 92.8434 | 3075324.4529 | 110025.1063 | 3989167.1048 | 4297713.4043 | 0 | 275295.7781 | 0 | 4581535.0801 | 11920214.4763 | 8135791.316 | 36385066.7188 | 961560.8286 | 8031996.805 | 8031996.805 | 1478867.319 | 4094519.7919 | 0 | 45378624.3524 | 58984008.2683 | 1333521.4322 | 5.5158 | 8226.9701 | 10693.5738 | 167.7179 | 218.003
1 | 2600 | 707 | 0.035 | 15 | 15 | 7 | 1.7783e-09 | 5spot_SharedNeighbor | Water | Porous | Wet | R245fa | MinimizeLCOE_Brownfield | IgnoreSilica | 124.677 | 21.0613 | 1.373 | 4 | 8178.5245 | 10655.8774 | 166.7303 | 217.2345 | 103.3098 | 0 | 107.0252 | 3047442.4781 | 109061.4774 | 3947245.5371 | 4240505.7143 | 0 | 253798.1825 | 0 | 4523240.8219 | 11768544.7743 | 8032273.6278 | 35922112.6134 | 961560.8286 | 8031996.805 | 8031996.805 | 1478867.319 | 4094519.7919 | 0 | 44915670.247 | 58521054.1629 | 1778279.41 | 5.4919 | 8178.5245 | 10655.8774 | 166.7303 | 217.2345
1 | 2600 | 707 | 0.035 | 15 | 15 | 7 | 2.3714e-09 | 5spot_SharedNeighbor | Water | Porous | Wet | R245fa | MinimizeLCOE_Brownfield | IgnoreSilica | 125.5271 | 21.1991 | 1.3854 | 4 | 8137.1752 | 10592.2286 | 165.8873 | 215.9369 | 103.2941 | 0 | 94.2237 | 3061215.4332 | 109537.5258 | 3967946.4694 | 4268734.2482 | 0 | 248356.0391 | 0 | 4545757.9892 | 11827129.8246 | 8072259.1285 | 36100936.6581 | 961560.8286 | 8031996.805 | 8031996.805 | 1478867.319 | 4094519.7919 | 0 | 45094494.2917 | 58699878.2076 | 2371373.7057 | 5.5418 | 8137.1752 | 10592.2286 | 165.8873 | 215.9369
1 | 2600 | 707 | 0.035 | 15 | 15 | 7 | 3.1623e-09 | 5spot_SharedNeighbor | Water | Porous | Wet | R245fa | MinimizeLCOE_Brownfield | IgnoreSilica | 126.1534 | 21.3005 | 1.3948 | 4 | 8106.1223 | 10544.7482 | 165.2543 | 214.969 | 103.2823 | 0 | 92.9627 | 3071329.4931 | 109886.9048 | 3983164.0002 | 4289518.5556 | 0 | 244032.9746 | 0 | 4562193.452 | 11869891.5276 | 8101444.8695 | 36231461.7773 | 961560.8286 | 8031996.805 | 8031996.805 | 1478867.319 | 4094519.7919 | 0 | 45225019.411 | 58830403.3269 | 3162277.6602 | 5.5791 | 8106.1223 | 10544.7482 | 165.2543 | 214.969
1 | 2600 | 707 | 0.035 | 15 | 15 | 7 | 4.217e-09 | 5spot_SharedNeighbor | Water | Porous | Wet | R245fa | MinimizeLCOE_Brownfield | IgnoreSilica | 126.6332 | 21.3782 | 1.4019 | 4 | 8082.8095 | 10509.0581 | 164.779 | 214.2414 | 103.2733 | 0 | 100.2642 | 3079062.6636 | 110153.9229 | 3994808.3633 | 4305441.4983 | 0 | 240746.7138 | 0 | 4574783.1332 | 11902647.2954 | 8123801.3541 | 36331444.9446 | 961560.8286 | 8031996.805 | 8031996.805 | 1478867.319 | 4094519.7919 | 0 | 45325002.5782 | 58930386.4941 | 4216965.0343 | 5.6076 | 8082.8095 | 10509.0581 | 164.779 | 214.2414
1 | 2600 | 707 | 0.035 | 15 | 15 | 7 | 5.6234e-09 | 5spot_SharedNeighbor | Water | Porous | Wet | R245fa | MinimizeLCOE_Brownfield | IgnoreSilica | 126.9887 | 21.4357 | 1.4072 | 4 | 8065.312 | 10482.382 | 164.4223 | 213.6975 | 103.2666 | 0 | 91.574 | 3084780.5534 | 110351.2898 | 4003423.3035 | 4317232.493 | 0 | 238197.2909 | 0 | 4584054.123 | 11926768.5091 | 8140264.5781 | 36405072.1408 | 961560.8286 | 8031996.805 | 8031996.805 | 1478867.319 | 4094519.7919 | 0 | 45398629.7744 | 59004013.6903 | 5623413.2519 | 5.6289 | 8065.312 | 10482.382 | 164.4223 | 213.6975
1 | 2600 | 707 | 0.035 | 15 | 15 | 7 | 7.4989e-09 | 5spot_SharedNeighbor | Water | Porous | Wet | R245fa | MinimizeLCOE_Brownfield | IgnoreSilica | 127.2593 | 21.4795 | 1.4113 | 4 | 8052.182 | 10462.3405 | 164.1546 | 213.289 | 103.2614 | 0 | 88.2294 | 3089127.9061 | 110501.3123 | 4009976.2021 | 4326207.2512 | 0 | 236274.245 | 0 | 4591113.8975 | 11945136.5944 | 8152801.1737 | 36461138.5822 | 961560.8286 | 8031996.805 | 8031996.805 | 1478867.319 | 4094519.7919 | 0 | 45454696.2158 | 59060080.1317 | 7498942.0933 | 5.645 | 8052.182 | 10462.3405 | 164.1546 | 213.289
1 | 2600 | 707 | 0.035 | 15 | 15 | 7 | 1e-08 | 5spot_SharedNeighbor | Water | Porous | Wet | R245fa | MinimizeLCOE_Brownfield | IgnoreSilica | 127.4567 | 21.5114 | 1.4142 | 4 | 8042.3307 | 10447.3921 | 163.9538 | 212.9842 | 103.2576 | 0 | 98.188 | 3092296.7644 | 110610.6455 | 4014754.3276 | 4332754.6118 | 0 | 234781.2136 | 0 | 4596227.0495 | 11958439.967 | 8161880.9988 | 36501745.5782 | 961560.8286 | 8031996.805 | 8031996.805 | 1478867.319 | 4094519.7919 | 0 | 45495303.2118 | 59100687.1277 | 10000000 | 5.657 | 8042.3307 | 10447.3921 | 163.9538 | 212.9842
1 | 2700 | 707 | 0.035 | 15 | 15 | 7 | 1e-13 | 5spot_SharedNeighbor | Water | Porous | Wet | R245fa | MinimizeLCOE_Brownfield | IgnoreSilica | 0 | 0 | 0 | 4 | [6 empty] | 9.2396 | [19 empty] | 100 | 0
1 | 2700 | 707 | 0.035 | 15 | 15 | 7 | 1.3335e-13 | 5spot_SharedNeighbor | Water | Porous | Wet | R245fa | MinimizeLCOE_Brownfield | IgnoreSilica | 0 | 0 | 0 | 4 | [6 empty] | 10.3244 | [19 empty] | 133.3521 | 0
1 | 2700 | 707 | 0.035 | 15 | 15 | 7 | 1.7783e-13 | 5spot_SharedNeighbor | Water | Porous | Wet | R245fa | MinimizeLCOE_Brownfield | IgnoreSilica | 0 | 0 | 0 | 4 | [6 empty] | 10.9362 | [19 empty] | 177.8279 | 0
1 | 2700 | 707 | 0.035 | 15 | 15 | 7 | 2.3714e-13 | 5spot_SharedNeighbor | Water | Porous | Wet | R245fa | MinimizeLCOE_Brownfield | IgnoreSilica | 0 | 0 | 0 | 4 | [6 empty] | 10.5467 | [19 empty] | 237.1374 | 0
1 | 2700 | 707 | 0.035 | 15 | 15 | 7 | 3.1623e-13 | 5spot_SharedNeighbor | Water | Porous | Wet | R245fa | MinimizeLCOE_Brownfield | IgnoreSilica | 0 | 0 | 0 | 4 | [6 empty] | 10.3787 | [19 empty] | 316.2278 | 0
1 | 2700 | 707 | 0.035 | 15 | 15 | 7 | 4.217e-13 | 5spot_SharedNeighbor | Water | Porous | Wet | R245fa | MinimizeLCOE_Brownfield | IgnoreSilica | 0 | 0 | 0 | 4 | [6 empty] | 11.0902 | [19 empty] | 421.6965 | 0
1 | 2700 | 707 | 0.035 | 15 | 15 | 7 | 5.6234e-13 | 5spot_SharedNeighbor | Water | Porous | Wet | R245fa | MinimizeLCOE_Brownfield | IgnoreSilica | 1.2041 | 0.15383 | 0.0020005 | 4 | 1277603.1746 | 3040582.4148 | 26045.6688 | 61986.3852 | 88.34 | 0 | 95.9692 | 87521.7643 | 2810.6581 | 78011.2519 | 60077.726 | 0 | 52881.9224 | 0 | 109708.2959 | 285438.4816 | 194817.6289 | 871267.7291 | 961560.8286 | 8390483.6777 | 8390483.6777 | 1478867.319 | 4237914.541 | 0 | 10223312.2355 | 24330577.7732 | 562.3413 | 0.0080019 | 1277603.1746 | 3040582.4148 | 26045.6688 | 61986.3852
1 | 2700 | 707 | 0.035 | 15 | 15 | 7 | 7.4989e-13 | 5spot_SharedNeighbor | Water | Porous | Wet | R245fa | MinimizeLCOE_Brownfield | IgnoreSilica | 1.7098 | 0.2415 | 0.0047996 | 4 | 548969.4397 | 1283782.0554 | 11191.4846 | 26171.6336 | 93.4288 | 0 | 136.4957 | 124537.2897 | 4160.3306 | 111458.6436 | 77495.6425 | 0 | 65694.0148 | 0 | 149504.9093 | 388981.1062 | 265487.5978 | 1187319.5345 | 961560.8286 | 8390483.6777 | 8390483.6777 | 1478867.319 | 4237914.541 | 0 | 10539364.0408 | 24646629.5785 | 749.8942 | 0.019198 | 548969.4397 | 1283782.0554 | 11191.4846 | 26171.6336
1 | 2700 | 707 | 0.035 | 15 | 15 | 7 | 1e-12 | 5spot_SharedNeighbor | Water | Porous | Wet | R245fa | MinimizeLCOE_Brownfield | IgnoreSilica | 2.3515 | 0.35521 | 0.0089057 | 4 | 306294.6319 | 702310.8972 | 6244.2304 | 14317.5576 | 96.999 | 0 | 186.5394 | 167110.5237 | 5738.7049 | 151342.3976 | 99815.7262 | 0 | 79365.133 | 0 | 196315.2693 | 510772.061 | 348612.4269 | 1559072.2427 | 961560.8286 | 8390483.6777 | 8390483.6777 | 1478867.319 | 4237914.541 | 0 | 10911116.749 | 25018382.2868 | 1000 | 0.035623 | 306294.6319 | 702310.8972 | 6244.2304 | 14317.5576
1 | 2700 | 707 | 0.035 | 15 | 15 | 7 | 1.3335e-12 | 5spot_SharedNeighbor | Water | Porous | Wet | R245fa | MinimizeLCOE_Brownfield | IgnoreSilica | 3.1614 | 0.50011 | 0.014642 | 4 | 193718.3682 | 434588.4139 | 3949.211 | 8859.6726 | 99.5632 | 0 | 44.6553 | 215778.9927 | 7556.7357 | 198601.9008 | 127886.8866 | 0 | 93856.6455 | 0 | 251035.6529 | 653143.2743 | 445783.7055 | 1993643.794 | 961560.8286 | 8390483.6777 | 8390483.6777 | 1478867.319 | 4237914.541 | 0 | 11345688.3003 | 25452953.838 | 1333.5214 | 0.058568 | 193718.3682 | 434588.4139 | 3949.211 | 8859.6726
1 | 2700 | 707 | 0.035 | 15 | 15 | 7 | 1.7783e-12 | 5spot_SharedNeighbor | Water | Porous | Wet | R245fa | MinimizeLCOE_Brownfield | IgnoreSilica | 4.1897 | 0.68531 | 0.022476 | 4 | 131935.2518 | 288848.8468 | 2689.6786 | 5888.5744 | 101.4568 | 0 | 42.1715 | 272134.4111 | 9669.5046 | 255166.0163 | 163680.3365 | 0 | 109600.2166 | 0 | 315997.6892 | 822161.1673 | 561141.8904 | 2509551.2321 | 961560.8286 | 8390483.6777 | 8390483.6777 | 1478867.319 | 4237914.541 | 0 | 11861595.7384 | 25968861.2761 | 1778.2794 | 0.089905 | 131935.2518 | 288848.8468 | 2689.6786 | 5888.5744
1 | 2700 | 707 | 0.035 | 15 | 15 | 7 | 2.3714e-12 | 5spot_SharedNeighbor | Water | Porous | Wet | R245fa | MinimizeLCOE_Brownfield | IgnoreSilica | 5.5197 | 0.9257 | 0.033031 | 4 | 94525.8497 | 201299.644 | 1927.0373 | 4103.7655 | 102.8913 | 0 | 40.9268 | 338779.1714 | 12170.5495 | 324205.2897 | 210125.1095 | 0 | 127548.4176 | 0 | 395003.1297 | 1027717.1171 | 701438.0499 | 3136986.8343 | 961560.8286 | 8390483.6777 | 8390483.6777 | 1478867.319 | 4237914.541 | 0 | 12489031.3406 | 26596296.8783 | 2371.3737 | 0.13212 | 94525.8497 | 201299.644 | 1927.0373 | 4103.7655
1 | 2700 | 707 | 0.035 | 15 | 15 | 7 | 3.1623e-12 | 5spot_SharedNeighbor | Water | Porous | Wet | R245fa | MinimizeLCOE_Brownfield | IgnoreSilica | 7.1197 | 1.2148 | 0.046808 | 4 | 70472.2329 | 145818.3727 | 1436.6718 | 2972.7048 | 103.8895 | 0 | 46.3534 | 412172.1039 | 14919.3496 | 402643.6886 | 265952.435 | 0 | 144981.2535 | 0 | 483860.844 | 1258906.6625 | 859229.6651 | 3842666.0022 | 961560.8286 | 8390483.6777 | 8390483.6777 | 1478867.319 | 4237914.541 | 0 | 13194710.5085 | 27301976.0462 | 3162.2777 | 0.18723 | 70472.2329 | 145818.3727 | 1436.6718 | 2972.7048
1 | 2700 | 707 | 0.035 | 15 | 15 | 7 | 4.217e-12 | 5spot_SharedNeighbor | Water | Porous | Wet | R245fa | MinimizeLCOE_Brownfield | IgnoreSilica | 9.4218 | 1.6331 | 0.065782 | 4 | 53850.0881 | 107463.4803 | 1097.8069 | 2190.7884 | 104.8213 | 0 | 59.0365 | 509882.0296 | 18583.1529 | 509834.8385 | 346376.43 | 0 | 170734.671 | 0 | 606610.3376 | 1578275.6655 | 1077205.572 | 4817502.6971 | 961560.8286 | 8390483.6777 | 8390483.6777 | 1478867.319 | 4237914.541 | 0 | 14169547.2035 | 28276812.7412 | 4216.965 | 0.26313 | 53850.0881 | 107463.4803 | 1097.8069 | 2190.7884
1 | 2700 | 707 | 0.035 | 15 | 15 | 7 | 5.6234e-12 | 5spot_SharedNeighbor | Water | Porous | Wet | R245fa | MinimizeLCOE_Brownfield | IgnoreSilica | 12.0165 | 2.104 | 0.089858 | 4 | 42275.5494 | 81524.1802 | 861.8443 | 1661.9807 | 105.4241 | 0 | 55.4031 | 611084.5734 | 22366.5134 | 624118.478 | 436895.6802 | 0 | 192108.2179 | 0 | 735763.6506 | 1914306.0929 | 1306553.2434 | 5843196.4498 | 961560.8286 | 8390483.6777 | 8390483.6777 | 1478867.319 | 4237914.541 | 0 | 15195240.9562 | 29302506.4939 | 5623.4133 | 0.35943 | 42275.5494 | 81524.1802 | 861.8443 | 1661.9807
1 | 2700 | 707 | 0.035 | 15 | 15 | 7 | 7.4989e-12 | 5spot_SharedNeighbor | Water | Porous | Wet | R245fa | MinimizeLCOE_Brownfield | IgnoreSilica | 15.3876 | 2.716 | 0.1214 | 4 | 33911.5882 | 62962.6354 | 691.3336 | 1283.5785 | 105.9055 | 0 | 63.2467 | 732950.4755 | 26912.4774 | 765284.8982 | 554484.9796 | 0 | 217729.1498 | 0 | 895971.1724 | 2331133.2016 | 1591046.3101 | 7115512.6646 | 961560.8286 | 8390483.6777 | 8390483.6777 | 1478867.319 | 4237914.541 | 0 | 16467557.171 | 30574822.7087 | 7498.9421 | 0.4856 | 33911.5882 | 62962.6354 | 691.3336 | 1283.5785
1 | 2700 | 707 | 0.035 | 15 | 15 | 7 | 1e-11 | 5spot_SharedNeighbor | Water | Porous | Wet | R245fa | MinimizeLCOE_Brownfield | IgnoreSilica | 19.5876 | 3.479 | 0.16213 | 4 | 27723.4606 | 49477.0639 | 565.1802 | 1008.6569 | 106.2763 | 0 | 58.0708 | 873953.2609 | 32161.9925 | 932643.4843 | 701225.5 | 0 | 245286.0152 | 0 | 1086255.3987 | 2826213.7257 | 1928948.9407 | 8626688.3179 | 961560.8286 | 8390483.6777 | 8390483.6777 | 1478867.319 | 4237914.541 | 0 | 17978732.8243 | 32085998.362 | 10000 | 0.6485 | 27723.4606 | 49477.0639 | 565.1802 | 1008.6569
1 | 2700 | 707 | 0.035 | 15 | 15 | 7 | 1.3335e-11 | 5spot_SharedNeighbor | Water | Porous | Wet | R245fa | MinimizeLCOE_Brownfield | IgnoreSilica | 24.7614 | 4.4191 | 0.21412 | 4 | 23066.8261 | 39537.8005 | 470.2484 | 806.0315 | 106.5622 | 0 | 67.5333 | 1035639.2157 | 38168.4235 | 1129087.0792 | 882079.5436 | 0 | 274298.0481 | 0 | 1310116.2009 | 3408653.613 | 2326476.1317 | 10404518.2557 | 961560.8286 | 8390483.6777 | 8390483.6777 | 1478867.319 | 4237914.541 | 0 | 19756562.762 | 33863828.2997 | 13335.2143 | 0.85649 | 23066.8261 | 39537.8005 | 470.2484 | 806.0315
1 | 2700 | 707 | 0.035 | 15 | 15 | 7 | 1.7783e-11 | 5spot_SharedNeighbor | Water | Porous | Wet | R245fa | MinimizeLCOE_Brownfield | IgnoreSilica | 31.0808 | 5.5675 | 0.27977 | 4 | 19512.4934 | 32118.8134 | 397.7886 | 654.7855 | 106.7843 | 0 | 65.2428 | 1219956.6817 | 45000.1104 | 1358075.6894 | 1103002.2801 | 0 | 304524.3825 | 0 | 1571918.0662 | 4089808.3635 | 2791378.2453 | 12483663.8191 | 961560.8286 | 8390483.6777 | 8390483.6777 | 1478867.319 | 4237914.541 | 0 | 21835708.3254 | 35942973.8631 | 17782.7941 | 1.1191 | 19512.4934 | 32118.8134 | 397.7886 | 654.7855
1 | 2700 | 707 | 0.035 | 15 | 15 | 7 | 2.3714e-11 | 5spot_SharedNeighbor | Water | Porous | Wet | R245fa | MinimizeLCOE_Brownfield | IgnoreSilica | 38.613 | 6.9367 | 0.36098 | 4 | 16768.764 | 26538.9462 | 341.8539 | 541.0323 | 106.9555 | 0 | 57.9459 | 1425628.8573 | 52606.0047 | 1619041.289 | 1366339.7995 | 0 | 334358.8226 | 0 | 1871210.1615 | 4868505.0023 | 3322854.7019 | 14860544.6389 | 961560.8286 | 8390483.6777 | 8390483.6777 | 1478867.319 | 4237914.541 | 0 | 24212589.1452 | 38319854.6829 | 23713.7371 | 1.4439 | 16768.764 | 26538.9462 | 341.8539 | 541.0323
1 | 2700 | 707 | 0.035 | 15 | 15 | 7 | 3.1623e-11 | 5spot_SharedNeighbor | Water | Porous | Wet | R245fa | MinimizeLCOE_Brownfield | IgnoreSilica | 47.3897 | 8.5317 | 0.4591 | 4 | 14635.0004 | 22317.0611 | 298.3543 | 454.9635 | 107.0846 | 0 | 71.2143 | 1650741.4248 | 60911.0404 | 1910406.362 | 1673162.8455 | 0 | 362544.2387 | 0 | 2206528.7054 | 5740935.0702 | 3918306.1499 | 17523535.8368 | 961560.8286 | 8390483.6777 | 8390483.6777 | 1478867.319 | 4237914.541 | 0 | 26875580.3432 | 40982845.8809 | 31622.7766 | 1.8364 | 14635.0004 | 22317.0611 | 298.3543 | 454.9635
1 | 2700 | 707 | 0.035 | 15 | 15 | 7 | 4.217e-11 | 5spot_SharedNeighbor | Water | Porous | Wet | R245fa | MinimizeLCOE_Brownfield | IgnoreSilica | 57.1534 | 10.3041 | 0.57291 | 4 | 12971.7002 | 19127.6736 | 264.4457 | 389.9435 | 107.1698 | 0 | 72.8978 | 1886747.7598 | 69593.3948 | 2221666.0236 | 2014299.2195 | 0 | 385909.3133 | 0 | 2565504.1273 | 6674915.482 | 4555766.9723 | 20374402.2926 | 961560.8286 | 8390483.6777 | 8390483.6777 | 1478867.319 | 4237914.541 | 0 | 29726446.799 | 43833712.3367 | 42169.6503 | 2.2916 | 12971.7002 | 19127.6736 | 264.4457 | 389.9435
1 | 2700 | 707 | 0.035 | 15 | 15 | 7 | 5.6234e-11 | 5spot_SharedNeighbor | Water | Porous | Wet | R245fa | MinimizeLCOE_Brownfield | IgnoreSilica | 67.3897 | 12.157 | 0.69794 | 4 | 11678.5376 | 16731.6915 | 238.0828 | 341.0982 | 107.2063 | 0 | 77.7305 | 2120763.9888 | 78171.3748 | 2535826.0888 | 2371447.474 | 0 | 401021.7987 | 0 | 2927819.9828 | 7617587.0168 | 5199159.6647 | 23251797.3895 | 961560.8286 | 8390483.6777 | 8390483.6777 | 1478867.319 | 4237914.541 | 0 | 32603841.8959 | 46711107.4336 | 56234.1325 | 2.7918 | 11678.5376 | 16731.6915 | 238.0828 | 341.0982
1 | 2700 | 707 | 0.035 | 15 | 15 | 7 | 7.4989e-11 | 5spot_SharedNeighbor | Water | Porous | Wet | R245fa | MinimizeLCOE_Brownfield | IgnoreSilica | 77.5406 | 13.9855 | 0.82768 | 4 | 10678.665 | 14939.7348 | 217.699 | 304.5667 | 107.1945 | 0 | 87.1733 | 2341151.4769 | 86213.5248 | 2836636.1936 | 2724774.8141 | 0 | 406457.5323 | 0 | 3274141.0813 | 8518643.4747 | 5814149.2121 | 26002167.3098 | 961560.8286 | 8390483.6777 | 8390483.6777 | 1478867.319 | 4237914.541 | 0 | 35354211.8162 | 49461477.3539 | 74989.4209 | 3.3107 | 10678.665 | 14939.7348 | 217.699 | 304.5667
1 | 2700 | 707 | 0.035 | 15 | 15 | 7 | 1e-10 | 5spot_SharedNeighbor | Water | Porous | Wet | R245fa | MinimizeLCOE_Brownfield | IgnoreSilica | 87.0749 | 15.6918 | 0.95479 | 4 | 9910.2257 | 13604.048 | 202.0334 | 277.3369 | 107.1436 | 0 | 101.6472 | 2538705.6738 | 93385.6733 | 3110399.2109 | 3055596.4588 | 0 | 402517.2141 | 0 | 3588235.6501 | 9335853.1132 | 6371911.5823 | 28496604.5765 | 961560.8286 | 8390483.6777 | 8390483.6777 | 1478867.319 | 4237914.541 | 0 | 37848649.0829 | 51955914.6206 | 100000 | 3.8192 | 9910.2257 | 13604.048 | 202.0334 | 277.3369
1 | 2700 | 707 | 0.035 | 15 | 15 | 7 | 1.3335e-10 | 5spot_SharedNeighbor | Water | Porous | Wet | R245fa | MinimizeLCOE_Brownfield | IgnoreSilica | 95.623 | 17.2105 | 1.073 | 4 | 9322.7968 | 12609.625 | 190.0578 | 257.0643 | 107.0679 | 0 | 99.8385 | 2708707.8929 | 99524.8072 | 3349173.2088 | 3351157.1226 | 0 | 391163.2848 | 0 | 3860893.2634 | 10045252.2932 | 6856091.0994 | 30661962.9723 | 961560.8286 | 8390483.6777 | 8390483.6777 | 1478867.319 | 4237914.541 | 0 | 40014007.4787 | 54121273.0164 | 133352.1432 | 4.2921 | 9322.7968 | 12609.625 | 190.0578 | 257.0643
1 | 2700 | 707 | 0.035 | 15 | 15 | 7 | 1.7783e-10 | 5spot_SharedNeighbor | Water | Porous | Wet | R245fa | MinimizeLCOE_Brownfield | IgnoreSilica | 102.9797 | 18.508 | 1.178 | 4 | 8875.6578 | 11869.4328 | 180.9423 | 241.9744 | 106.9819 | 0 | 113.0451 | 2849984.8077 | 104600.5188 | 3549913.7241 | 3604624.3262 | 0 | 374948.2287 | 0 | 4088787.9261 | 10638187.458 | 7260781.533 | 32471828.5226 | 961560.8286 | 8390483.6777 | 8390483.6777 | 1478867.319 | 4237914.541 | 0 | 41823873.0289 | 55931138.5667 | 177827.941 | 4.7122 | 8875.6578 | 11869.4328 | 180.9423 | 241.9744
1 | 2700 | 707 | 0.035 | 15 | 15 | 7 | 2.3714e-10 | 5spot_SharedNeighbor | Water | Porous | Wet | R245fa | MinimizeLCOE_Brownfield | IgnoreSilica | 109.4307 | 19.6378 | 1.2715 | 4 | 8528.5345 | 11302.3572 | 173.8657 | 230.4138 | 106.8917 | 0 | 94.4318 | 2970236.5114 | 108900.419 | 3722478.6624 | 3826128.6318 | 0 | 357104.0908 | 0 | 4284090.843 | 11146325.5857 | 7607596.2464 | 34022860.9907 | 961560.8286 | 8390483.6777 | 8390483.6777 | 1478867.319 | 4237914.541 | 0 | 43374905.497 | 57482171.0347 | 237137.3706 | 5.0859 | 8528.5345 | 11302.3572 | 173.8657 | 230.4138
1 | 2700 | 707 | 0.035 | 15 | 15 | 7 | 3.1623e-10 | 5spot_SharedNeighbor | Water | Porous | Wet | R245fa | MinimizeLCOE_Brownfield | IgnoreSilica | 114.3487 | 20.4937 | 1.3453 | 4 | 8274.0607 | 10895.5481 | 168.6779 | 222.1205 | 106.8141 | 0 | 92.0141 | 3059718.8308 | 112086.7662 | 3851938.9505 | 3994491.4753 | 0 | 338264.7175 | 0 | 4429035.2887 | 11523441.3011 | 7864985.4711 | 35173962.8012 | 961560.8286 | 8390483.6777 | 8390483.6777 | 1478867.319 | 4237914.541 | 0 | 44526007.3075 | 58633272.8452 | 316227.766 | 5.3814 | 8274.0607 | 10895.5481 | 168.6779 | 222.1205
1 | 2700 | 707 | 0.035 | 15 | 15 | 7 | 4.217e-10 | 5spot_SharedNeighbor | Water | Porous | Wet | R245fa | MinimizeLCOE_Brownfield | IgnoreSilica | 118.2534 | 21.1698 | 1.4051 | 4 | 8081.8504 | 10591.8978 | 164.7595 | 215.9302 | 106.7474 | 0 | 103.2235 | 3129453.7571 | 114561.5885 | 3953466.6019 | 4127839.0215 | 0 | 320651.0839 | 0 | 4541929.1006 | 11817167.8421 | 8065459.8708 | 36070528.8665 | 961560.8286 | 8390483.6777 | 8390483.6777 | 1478867.319 | 4237914.541 | 0 | 45422573.3728 | 59529838.9105 | 421696.5034 | 5.6203 | 8081.8504 | 10591.8978 | 164.7595 | 215.9302
1 | 2700 | 707 | 0.035 | 15 | 15 | 7 | 5.6234e-10 | 5spot_SharedNeighbor | Water | Porous | Wet | R245fa | MinimizeLCOE_Brownfield | IgnoreSilica | 121.2935 | 21.694 | 1.4524 | 4 | 7936.8726 | 10365.1967 | 161.8039 | 211.3086 | 106.6924 | 0 | 92.6934 | 3182963.5035 | 116455.4029 | 4031759.0238 | 4231457.3119 | 0 | 304957.3638 | 0 | 4628361.1163 | 12042046.2173 | 8218943.9826 | 36756943.9222 | 961560.8286 | 8390483.6777 | 8390483.6777 | 1478867.319 | 4237914.541 | 0 | 46108988.4285 | 60216253.9663 | 562341.3252 | 5.8095 | 7936.8726 | 10365.1967 | 161.8039 | 211.3086
1 | 2700 | 707 | 0.035 | 15 | 15 | 7 | 7.4989e-10 | 5spot_SharedNeighbor | Water | Porous | Wet | R245fa | MinimizeLCOE_Brownfield | IgnoreSilica | 123.6325 | 22.096 | 1.4893 | 4 | 7827.6414 | 10195.8071 | 159.5771 | 207.8553 | 106.6482 | 0 | 79.2671 | 3223669.9825 | 117892.9548 | 4091547.7899 | 4311049.4959 | 0 | 291520.1842 | 0 | 4693915.3589 | 12212604.9093 | 8335353.7945 | 37277554.4701 | 961560.8286 | 8390483.6777 | 8390483.6777 | 1478867.319 | 4237914.541 | 0 | 46629598.9764 | 60736864.5141 | 749894.2093 | 5.957 | 7827.6414 | 10195.8071 | 159.5771 | 207.8553
1 | 2700 | 707 | 0.035 | 15 | 15 | 7 | 1e-09 | 5spot_SharedNeighbor | Water | Porous | Wet | R245fa | MinimizeLCOE_Brownfield | IgnoreSilica | 125.4345 | 22.4049 | 1.5179 | 4 | 7745.417 | 10068.9232 | 157.9008 | 205.2686 | 106.6132 | 0 | 99.4905 | 3254762.8283 | 118989.1297 | 4137351.7132 | 4372296.5029 | 0 | 280466.7997 | 0 | 4743908.1198 | 12342675.8183 | 8424129.8626 | 37674580.7743 | 961560.8286 | 8390483.6777 | 8390483.6777 | 1478867.319 | 4237914.541 | 0 | 47026625.2807 | 61133890.8184 | 1000000 | 6.0715 | 7745.417 | 10068.9232 | 157.9008 | 205.2686
1 | 2700 | 707 | 0.035 | 15 | 15 | 7 | 1.3335e-09 | 5spot_SharedNeighbor | Water | Porous | Wet | R245fa | MinimizeLCOE_Brownfield | IgnoreSilica | 126.8035 | 22.6391 | 1.5398 | 4 | 7683.5681 | 9973.9704 | 156.6399 | 203.3329 | 106.586 | 0 | 98.9904 | 3278226.9585 | 119815.2585 | 4171996.14 | 4418778.4458 | 0 | 271505.045 | 0 | 4781525.5206 | 12440548.579 | 8490930.0329 | 37973325.9803 | 961560.8286 | 8390483.6777 | 8390483.6777 | 1478867.319 | 4237914.541 | 0 | 47325370.4867 | 61432636.0244 | 1333521.4322 | 6.1593 | 7683.5681 | 9973.9704 | 156.6399 | 203.3329
1 | 2700 | 707 | 0.035 | 15 | 15 | 7 | 1.7783e-09 | 5spot_SharedNeighbor | Water | Porous | Wet | R245fa | MinimizeLCOE_Brownfield | IgnoreSilica | 130 | 23.1844 | 1.5754 | 4 | 7632.3962 | 9871.0167 | 155.5967 | 201.234 | 106.5208 | 0 | 98.5083 | 3332514.7665 | 121723.1802 | 4252403.464 | 4527171.616 | 0 | 275830.7277 | 0 | 4878761.0642 | 12693535.5176 | 8663598.8168 | 38745539.153 | 961560.8286 | 8390483.6777 | 8390483.6777 | 1478867.319 | 4237914.541 | 0 | 48097583.6594 | 62204849.1971 | 1778279.41 | 6.3018 | 7632.3962 | 9871.0167 | 155.5967 | 201.234
1 | 2700 | 707 | 0.035 | 15 | 15 | 7 | 2.3714e-09 | 5spot_SharedNeighbor | Water | Porous | Wet | R245fa | MinimizeLCOE_Brownfield | IgnoreSilica | 134.3 | 23.9162 | 1.6168 | 4 | 7601.5393 | 9782.8495 | 154.9677 | 199.4366 | 106.4335 | 0 | 161.3215 | 3404705.5932 | 124256.2451 | 4359726.9235 | 4672814.5785 | 0 | 291710.504 | 0 | 5012753.3993 | 13042156.0878 | 8901539.5194 | 39809662.8507 | 961560.8286 | 8390483.6777 | 8390483.6777 | 1478867.319 | 4237914.541 | 0 | 49161707.357 | 63268972.8947 | 2371373.7057 | 6.4673 | 7601.5393 | 9782.8495 | 154.9677 | 199.4366
1 | 2700 | 707 | 0.035 | 15 | 15 | 7 | 3.1623e-09 | 5spot_SharedNeighbor | Water | Porous | Wet | R245fa | MinimizeLCOE_Brownfield | IgnoreSilica | 129.1935 | 23.047 | 1.5787 | 4 | 7575.9057 | 9809.9257 | 154.4451 | 199.9886 | 106.5373 | 0 | 94.8549 | 3318872.911 | 121244.0462 | 4232171.3481 | 4499836.7047 | 0 | 254324.0906 | 0 | 4846315.1492 | 12609117.9023 | 8605982.0598 | 38487864.2118 | 961560.8286 | 8390483.6777 | 8390483.6777 | 1478867.319 | 4237914.541 | 0 | 47839908.7182 | 61947174.2559 | 3162277.6602 | 6.3147 | 7575.9057 | 9809.9257 | 154.4451 | 199.9886
1 | 2700 | 707 | 0.035 | 15 | 15 | 7 | 4.217e-09 | 5spot_SharedNeighbor | Water | Porous | Wet | R245fa | MinimizeLCOE_Brownfield | IgnoreSilica | 129.6151 | 23.1188 | 1.5857 | 4 | 7556.2084 | 9780.2791 | 154.0435 | 199.3842 | 106.5286 | 0 | 97.1165 | 3325999.9096 | 121494.27 | 4242744.1236 | 4514120.9907 | 0 | 250847.9506 | 0 | 4857530.8253 | 12638298.791 | 8625898.6159 | 38576935.4767 | 961560.8286 | 8390483.6777 | 8390483.6777 | 1478867.319 | 4237914.541 | 0 | 47928979.983 | 62036245.5207 | 4216965.0343 | 6.343 | 7556.2084 | 9780.2791 | 154.0435 | 199.3842
1 | 2700 | 707 | 0.035 | 15 | 15 | 7 | 5.6234e-09 | 5spot_SharedNeighbor | Water | Porous | Wet | R245fa | MinimizeLCOE_Brownfield | IgnoreSilica | 129.9512 | 23.176 | 1.5912 | 4 | 7541.4241 | 9757.8285 | 153.7421 | 198.9265 | 106.5216 | 0 | 101.2359 | 3331674.6416 | 121693.4426 | 4251166.9913 | 4525509.6276 | 0 | 248305.917 | 0 | 4866556.7418 | 12661782.3741 | 8641926.6439 | 38648616.3799 | 961560.8286 | 8390483.6777 | 8390483.6777 | 1478867.319 | 4237914.541 | 0 | 48000660.8862 | 62107926.4239 | 5623413.2519 | 6.3649 | 7541.4241 | 9757.8285 | 153.7421 | 198.9265
1 | 2700 | 707 | 0.035 | 15 | 15 | 7 | 7.4989e-09 | 5spot_SharedNeighbor | Water | Porous | Wet | R245fa | MinimizeLCOE_Brownfield | IgnoreSilica | 130.205 | 23.2192 | 1.5954 | 4 | 7530.3298 | 9740.9847 | 153.516 | 198.5831 | 106.5162 | 0 | 105.6786 | 3335952.7935 | 121843.5594 | 4257519.6413 | 4534104.4147 | 0 | 246377.7554 | 0 | 4873361.2841 | 12679486.3974 | 8654010.0036 | 38702655.8494 | 961560.8286 | 8390483.6777 | 8390483.6777 | 1478867.319 | 4237914.541 | 0 | 48054700.3557 | 62161965.8934 | 7498942.0933 | 6.3815 | 7530.3298 | 9740.9847 | 153.516 | 198.5831
1 | 2700 | 707 | 0.035 | 15 | 15 | 7 | 1e-08 | 5spot_SharedNeighbor | Water | Porous | Wet | R245fa | MinimizeLCOE_Brownfield | IgnoreSilica | 130.3922 | 23.2511 | 1.5985 | 4 | 7522.0057 | 9728.3955 | 153.3463 | 198.3265 | 106.5123 | 0 | 104.8047 | 3339106.8096 | 121954.2097 | 4262204.5585 | 4540445.7942 | 0 | 244895.503 | 0 | 4878356.6812 | 12692483.396 | 8662880.7222 | 38742327.6745 | 961560.8286 | 8390483.6777 | 8390483.6777 | 1478867.319 | 4237914.541 | 0 | 48094372.1808 | 62201637.7186 | 10000000 | 6.3938 | 7522.0057 | 9728.3955 | 153.3463 | 198.3265
1 | 2800 | 707 | 0.035 | 15 | 15 | 7 | 1e-13 | 5spot_SharedNeighbor | Water | Porous | Wet | R245fa | MinimizeLCOE_Brownfield | IgnoreSilica | 0 | 0 | 0 | 4 | [6 empty] | 9.8186 | [19 empty] | 100 | 0
1 | 2800 | 707 | 0.035 | 15 | 15 | 7 | 1.3335e-13 | 5spot_SharedNeighbor | Water | Porous | Wet | R245fa | MinimizeLCOE_Brownfield | IgnoreSilica | 0 | 0 | 0 | 4 | [6 empty] | 10.292 | [19 empty] | 133.3521 | 0
1 | 2800 | 707 | 0.035 | 15 | 15 | 7 | 1.7783e-13 | 5spot_SharedNeighbor | Water | Porous | Wet | R245fa | MinimizeLCOE_Brownfield | IgnoreSilica | 0 | 0 | 0 | 4 | [6 empty] | 11.0569 | [19 empty] | 177.8279 | 0
1 | 2800 | 707 | 0.035 | 15 | 15 | 7 | 2.3714e-13 | 5spot_SharedNeighbor | Water | Porous | Wet | R245fa | MinimizeLCOE_Brownfield | IgnoreSilica | 0 | 0 | 0 | 4 | [6 empty] | 10.3807 | [19 empty] | 237.1374 | 0
1 | 2800 | 707 | 0.035 | 15 | 15 | 7 | 3.1623e-13 | 5spot_SharedNeighbor | Water | Porous | Wet | R245fa | MinimizeLCOE_Brownfield | IgnoreSilica | 0 | 0 | 0 | 4 | [6 empty] | 10.5999 | [19 empty] | 316.2278 | 0
1 | 2800 | 707 | 0.035 | 15 | 15 | 7 | 4.217e-13 | 5spot_SharedNeighbor | Water | Porous | Wet | R245fa | MinimizeLCOE_Brownfield | IgnoreSilica | 0.93774 | 0.11336 | 0.00087051 | 4 | 2995748.5915 | 7193693.3012 | 61072.3871 | 146653.1681 | 85.661 | 0 | 28.8843 | 69304.2787 | 2177.1365 | 61237.5303 | 51478.4956 | 0 | 46614.1592 | 0 | 90016.5241 | 234204.5308 | 159849.4047 | 714882.0599 | 961560.8286 | 8754830.6413 | 8754830.6413 | 1478867.319 | 4383653.3264 | 0 | 10431273.5299 | 25048624.8166 | 421.6965 | 0.003482 | 2995748.5915 | 7193693.3012 | 61072.3871 | 146653.1681
1 | 2800 | 707 | 0.035 | 15 | 15 | 7 | 5.6234e-13 | 5spot_SharedNeighbor | Water | Porous | Wet | R245fa | MinimizeLCOE_Brownfield | IgnoreSilica | 1.3791 | 0.19191 | 0.0031905 | 4 | 841141.7434 | 1986537.5913 | 17147.8122 | 40498.2558 | 92.6572 | 0 | 107.2951 | 105621.197 | 3501.8593 | 92794.3377 | 66864.0648 | 0 | 59935.4225 | 0 | 128199.5837 | 333549.0195 | 227654.0595 | 1018119.544 | 961560.8286 | 8754830.6413 | 8754830.6413 | 1478867.319 | 4383653.3264 | 0 | 10734511.0139 | 25351862.3006 | 562.3413 | 0.012762 | 841141.7434 | 1986537.5913 | 17147.8122 | 40498.2558
1 | 2800 | 707 | 0.035 | 15 | 15 | 7 | 7.4989e-13 | 5spot_SharedNeighbor | Water | Porous | Wet | R245fa | MinimizeLCOE_Brownfield | IgnoreSilica | 1.9626 | 0.29958 | 0.0068026 | 4 | 408189.2459 | 945385.0814 | 8321.4899 | 19272.9536 | 97.5788 | 0 | 154.7271 | 149158.5088 | 5135.072 | 132007.1439 | 87545.5283 | 0 | 75141.7967 | 0 | 175105.3394 | 455588.174 | 310948.2901 | 1390629.8531 | 961560.8286 | 8754830.6413 | 8754830.6413 | 1478867.319 | 4383653.3264 | 0 | 11107021.323 | 25724372.6098 | 749.8942 | 0.02721 | 408189.2459 | 945385.0814 | 8321.4899 | 19272.9536
1 | 2800 | 707 | 0.035 | 15 | 15 | 7 | 1e-12 | 5spot_SharedNeighbor | Water | Porous | Wet | R245fa | MinimizeLCOE_Brownfield | IgnoreSilica | 2.6887 | 0.43588 | 0.012019 | 4 | 239911.7446 | 543957.9498 | 4890.9254 | 11089.3186 | 100.946 | 0 | 37.988 | 198078.0021 | 6995.7153 | 177733.4887 | 113330.6042 | 0 | 90713.0751 | 0 | 228871.8453 | 595477.5934 | 406425.6933 | 1817626.0174 | 961560.8286 | 8754830.6413 | 8754830.6413 | 1478867.319 | 4383653.3264 | 0 | 11534017.4874 | 26151368.7741 | 1000 | 0.048076 | 239911.7446 | 543957.9498 | 4890.9254 | 11089.3186
1 | 2800 | 707 | 0.035 | 15 | 15 | 7 | 1.3335e-12 | 5spot_SharedNeighbor | Water | Porous | Wet | R245fa | MinimizeLCOE_Brownfield | IgnoreSilica | 3.5855 | 0.60588 | 0.019245 | 4 | 156193.8608 | 346079.4623 | 3184.2231 | 7055.2979 | 103.3284 | 0 | 31.6478 | 253030.4956 | 9099.4005 | 230893.5611 | 145352.554 | 0 | 106599.1906 | 0 | 290540.3287 | 755926.3372 | 515935.2579 | 2307377.1255 | 961560.8286 | 8754830.6413 | 8754830.6413 | 1478867.319 | 4383653.3264 | 0 | 12023768.5955 | 26641119.8822 | 1333.5214 | 0.07698 | 156193.8608 | 346079.4623 | 3184.2231 | 7055.2979
1 | 2800 | 707 | 0.035 | 15 | 15 | 7 | 1.7783e-12 | 5spot_SharedNeighbor | Water | Porous | Wet | R245fa | MinimizeLCOE_Brownfield | IgnoreSilica | 4.7233 | 0.82258 | 0.029029 | 4 | 108555.5648 | 234443.3218 | 2213.052 | 4779.4442 | 105.1033 | 0 | 42.6085 | 316675.4978 | 11541.4395 | 294491.8591 | 185979.5386 | 0 | 123894.9234 | 0 | 363707.4708 | 946292.2324 | 645863.8929 | 2888446.8546 | 961560.8286 | 8754830.6413 | 8754830.6413 | 1478867.319 | 4383653.3264 | 0 | 12604838.3245 | 27222189.6112 | 1778.2794 | 0.11611 | 108555.5648 | 234443.3218 | 2213.052 | 4779.4442
1 | 2800 | 707 | 0.035 | 15 | 15 | 7 | 2.3714e-12 | 5spot_SharedNeighbor | Water | Porous | Wet | R245fa | MinimizeLCOE_Brownfield | IgnoreSilica | 6.1628 | 1.0974 | 0.042061 | 4 | 79022.2275 | 165904.2399 | 1610.975 | 3382.1823 | 106.4268 | 0 | 51.5942 | 390401.4617 | 14369.3531 | 370496.7656 | 237388.3991 | 0 | 142754.9112 | 0 | 450610.2474 | 1172395.4308 | 800183.9719 | 3578600.5408 | 961560.8286 | 8754830.6413 | 8754830.6413 | 1478867.319 | 4383653.3264 | 0 | 13294992.0107 | 27912343.2975 | 2371.3737 | 0.16824 | 79022.2275 | 165904.2399 | 1610.975 | 3382.1823
1 | 2800 | 707 | 0.035 | 15 | 15 | 7 | 3.1623e-12 | 5spot_SharedNeighbor | Water | Porous | Wet | R245fa | MinimizeLCOE_Brownfield | IgnoreSilica | 7.8897 | 1.426 | 0.058878 | 4 | 59742.1406 | 121808.7731 | 1217.9243 | 2483.2366 | 107.3219 | 0 | 48.1595 | 471406.8585 | 17467.1463 | 456588.0249 | 299154.5569 | 0 | 160989.1083 | 0 | 548186.221 | 1426268.0986 | 973457.2842 | 4353517.2987 | 961560.8286 | 8754830.6413 | 8754830.6413 | 1478867.319 | 4383653.3264 | 0 | 14069908.7686 | 28687260.0554 | 3162.2777 | 0.23551 | 59742.1406 | 121808.7731 | 1217.9243 | 2483.2366
1 | 2800 | 707 | 0.035 | 15 | 15 | 7 | 4.217e-12 | 5spot_SharedNeighbor | Water | Porous | Wet | R245fa | MinimizeLCOE_Brownfield | IgnoreSilica | 10.4159 | 1.9125 | 0.08251 | 4 | 45958.471 | 90247.9215 | 936.9256 | 1839.8259 | 108.277 | 0 | 60.3815 | 582241.5087 | 21721.4387 | 577038.004 | 389928.2856 | 0 | 189277.1773 | 0 | 686480.5015 | 1786081.4485 | 1219037.2889 | 5451805.6532 | 961560.8286 | 8754830.6413 | 8754830.6413 | 1478867.319 | 4383653.3264 | 0 | 15168197.1231 | 29785548.4099 | 4216.965 | 0.33004 | 45958.471 | 90247.9215 | 936.9256 | 1839.8259
1 | 2800 | 707 | 0.035 | 15 | 15 | 7 | 5.6234e-12 | 5spot_SharedNeighbor | Water | Porous | Wet | R245fa | MinimizeLCOE_Brownfield | IgnoreSilica | 13.3855 | 2.4818 | 0.11244 | 4 | 36407.7603 | 68908.9014 | 742.2214 | 1404.8012 | 108.8774 | 0 | 50.3675 | 701320.1334 | 26270.4793 | 710464.801 | 496177.7145 | 0 | 215399.4786 | 0 | 838356.7167 | 2181232.2061 | 1488735.8005 | 6657957.3301 | 961560.8286 | 8754830.6413 | 8754830.6413 | 1478867.319 | 4383653.3264 | 0 | 16374348.8001 | 30991700.0868 | 5623.4133 | 0.44975 | 36407.7603 | 68908.9014 | 742.2214 | 1404.8012
1 | 2800 | 707 | 0.035 | 15 | 15 | 7 | 7.4989e-12 | 5spot_SharedNeighbor | Water | Porous | Wet | R245fa | MinimizeLCOE_Brownfield | IgnoreSilica | 17.0855 | 3.1915 | 0.15119 | 4 | 29438.1225 | 53609.0273 | 600.1359 | 1092.8925 | 109.3373 | 0 | 57.5567 | 838846.2822 | 31512.1288 | 868507.2434 | 628560.8021 | 0 | 243373.3322 | 0 | 1018211.9176 | 2649178.5456 | 1808118.7926 | 8086309.0445 | 961560.8286 | 8754830.6413 | 8754830.6413 | 1478867.319 | 4383653.3264 | 0 | 17802700.5145 | 32420051.8012 | 7498.9421 | 0.60475 | 29438.1225 | 53609.0273 | 600.1359 | 1092.8925
1 | 2800 | 707 | 0.035 | 15 | 15 | 7 | 1e-11 | 5spot_SharedNeighbor | Water | Porous | Wet | R245fa | MinimizeLCOE_Brownfield | IgnoreSilica | 21.6876 | 4.0744 | 0.20102 | 4 | 24246.7529 | 42425.4704 | 494.3029 | 864.9006 | 109.6929 | 0 | 52.278 | 997830.1681 | 37557.4653 | 1055652.1788 | 793233.0706 | 0 | 273432.7913 | 0 | 1231505.2129 | 3204123.9476 | 2186880.4324 | 9780215.2672 | 961560.8286 | 8754830.6413 | 8754830.6413 | 1478867.319 | 4383653.3264 | 0 | 19496606.7371 | 34113958.0239 | 10000 | 0.80409 | 24246.7529 | 42425.4704 | 494.3029 | 864.9006
1 | 2800 | 707 | 0.035 | 15 | 15 | 7 | 1.3335e-11 | 5spot_SharedNeighbor | Water | Porous | Wet | R245fa | MinimizeLCOE_Brownfield | IgnoreSilica | 27.3366 | 5.1584 | 0.26437 | 4 | 20315.1137 | 34137.7264 | 414.1511 | 695.9437 | 109.9679 | 0 | 53.7016 | 1179682.4432 | 44456.13 | 1274672.9346 | 995386.916 | 0 | 304893.3371 | 0 | 1481645.7867 | 3854938.4097 | 2631074.6757 | 11766750.6331 | 961560.8286 | 8754830.6413 | 8754830.6413 | 1478867.319 | 4383653.3264 | 0 | 21483142.103 | 36100493.3897 | 13335.2143 | 1.0575 | 20315.1137 | 34137.7264 | 414.1511 | 695.9437
1 | 2800 | 707 | 0.035 | 15 | 15 | 7 | 1.7783e-11 | 5spot_SharedNeighbor | Water | Porous | Wet | R245fa | MinimizeLCOE_Brownfield | IgnoreSilica | 34.2233 | 6.4803 | 0.34407 | 4 | 17296.306 | 27917.1531 | 352.6086 | 569.1289 | 110.1823 | 0 | 61.6294 | 1386881.421 | 52299.4284 | 1529667.5648 | 1242125.1286 | 0 | 337675.0657 | 0 | 1773972.9573 | 4615513.7431 | 3150182.969 | 14088318.2779 | 961560.8286 | 8754830.6413 | 8754830.6413 | 1478867.319 | 4383653.3264 | 0 | 23804709.7479 | 38422061.0346 | 17782.7941 | 1.3763 | 17296.306 | 27917.1531 | 352.6086 | 569.1289
1 | 2800 | 707 | 0.035 | 15 | 15 | 7 | 2.3714e-11 | 5spot_SharedNeighbor | Water | Porous | Wet | R245fa | MinimizeLCOE_Brownfield | IgnoreSilica | 42.3667 | 8.0437 | 0.44193 | 4 | 14956.1969 | 23225.1736 | 304.9023 | 473.4766 | 110.3466 | 0 | 58.2234 | 1616506.6905 | 60971.0086 | 1818151.1096 | 1533946.6936 | 0 | 369461.4437 | 0 | 2105624.409 | 5478402.7892 | 3739122.4735 | 16722186.6177 | 961560.8286 | 8754830.6413 | 8754830.6413 | 1478867.319 | 4383653.3264 | 0 | 26438578.0877 | 41055929.3744 | 23713.7371 | 1.7677 | 14956.1969 | 23225.1736 | 304.9023 | 473.4766
1 | 2800 | 707 | 0.035 | 15 | 15 | 7 | 3.1623e-11 | 5spot_SharedNeighbor | Water | Porous | Wet | R245fa | MinimizeLCOE_Brownfield | IgnoreSilica | 51.7017 | 9.8349 | 0.55857 | 4 | 13131.9563 | 19674.208 | 267.7127 | 401.0853 | 110.4655 | 0 | 68.2257 | 1864021.2573 | 70293.3478 | 2135228.4909 | 1868389.7457 | 0 | 398111.2163 | 0 | 2471057.1826 | 6429183.9056 | 4388050.1221 | 19624335.2683 | 961560.8286 | 8754830.6413 | 8754830.6413 | 1478867.319 | 4383653.3264 | 0 | 29340726.7382 | 43958078.0249 | 31622.7766 | 2.2343 | 13131.9563 | 19674.208 | 267.7127 | 401.0853
1 | 2800 | 707 | 0.035 | 15 | 15 | 7 | 4.217e-11 | 5spot_SharedNeighbor | Water | Porous | Wet | R245fa | MinimizeLCOE_Brownfield | IgnoreSilica | 61.8844 | 11.785 | 0.69145 | 4 | 11709.3807 | 16994.4532 | 238.7116 | 346.4549 | 110.5346 | 0 | 78.8552 | 2118704.6122 | 79853.8054 | 2467576.9396 | 2232850.1777 | 0 | 420139.7414 | 0 | 2854458.8578 | 7426716.4178 | 5068886.5589 | 22669187.1108 | 961560.8286 | 8754830.6413 | 8754830.6413 | 1478867.319 | 4383653.3264 | 0 | 32385578.5808 | 47002929.8675 | 42169.6503 | 2.7658 | 11709.3807 | 16994.4532 | 238.7116 | 346.4549
1 | 2800 | 707 | 0.035 | 15 | 15 | 7 | 5.6234e-11 | 5spot_SharedNeighbor | Water | Porous | Wet | R245fa | MinimizeLCOE_Brownfield | IgnoreSilica | 72.366 | 13.7844 | 0.83459 | 4 | 10604.474 | 14983.0614 | 216.1865 | 305.45 | 110.5494 | 0 | 82.142 | 2366858.8906 | 89129.1062 | 2797127.3296 | 2607268.6675 | 0 | 432538.1088 | 0 | 3234239.62 | 8414828.0576 | 5743293.0567 | 25685282.837 | 961560.8286 | 8754830.6413 | 8754830.6413 | 1478867.319 | 4383653.3264 | 0 | 35401674.307 | 50019025.5937 | 56234.1325 | 3.3384 | 10604.474 | 14983.0614 | 216.1865 | 305.45
1 | 2800 | 707 | 0.035 | 15 | 15 | 7 | 7.4989e-11 | 5spot_SharedNeighbor | Water | Porous | Wet | R245fa | MinimizeLCOE_Brownfield | IgnoreSilica | 82.5512 | 15.7156 | 0.97999 | 4 | 9751.3299 | 13480.2678 | 198.7941 | 274.8135 | 110.5143 | 0 | 78.8159 | 2596075.4603 | 97651.9819 | 3106541.7234 | 2970010.4398 | 0 | 434197.3451 | 0 | 3589746.0107 | 9339782.7616 | 6374593.6481 | 28508599.3709 | 961560.8286 | 8754830.6413 | 8754830.6413 | 1478867.319 | 4383653.3264 | 0 | 38224990.8408 | 52842342.1276 | 74989.4209 | 3.92 | 9751.3299 | 13480.2678 | 198.7941 | 274.8135
1 | 2800 | 707 | 0.035 | 15 | 15 | 7 | 1e-10 | 5spot_SharedNeighbor | Water | Porous | Wet | R245fa | MinimizeLCOE_Brownfield | IgnoreSilica | 91.9787 | 17.4899 | 1.1199 | 4 | 9096.3981 | 12359.4815 | 185.4424 | 251.9647 | 110.442 | 0 | 75.2819 | 2798789.9061 | 105146.2149 | 3384274.3594 | 3304537.5904 | 0 | 426435.7261 | 0 | 3907481.6808 | 10166465.7988 | 6938821.8076 | 31031953.0842 | 961560.8286 | 8754830.6413 | 8754830.6413 | 1478867.319 | 4383653.3264 | 0 | 40748344.5541 | 55365695.8408 | 100000 | 4.4796 | 9096.3981 | 12359.4815 | 185.4424 | 251.9647
1 | 2800 | 707 | 0.035 | 15 | 15 | 7 | 1.3335e-10 | 5spot_SharedNeighbor | Water | Porous | Wet | R245fa | MinimizeLCOE_Brownfield | IgnoreSilica | 100.3003 | 19.0437 | 1.2478 | 4 | 8596.1058 | 11524.7576 | 175.2432 | 234.9478 | 110.3492 | 0 | 79.3574 | 2970752.8559 | 111466.6746 | 3622979.2222 | 3598666.6242 | 0 | 411464.4614 | 0 | 4178978.637 | 10872845.187 | 7420940.2547 | 33188093.9171 | 961560.8286 | 8754830.6413 | 8754830.6413 | 1478867.319 | 4383653.3264 | 0 | 42904485.387 | 57521836.6737 | 133352.1432 | 4.9912 | 8596.1058 | 11524.7576 | 175.2432 | 234.9478
1 | 2800 | 707 | 0.035 | 15 | 15 | 7 | 1.7783e-10 | 5spot_SharedNeighbor | Water | Porous | Wet | R245fa | MinimizeLCOE_Brownfield | IgnoreSilica | 107.3696 | 20.3534 | 1.3597 | 4 | 8215.4393 | 10902.9746 | 167.4828 | 222.2719 | 110.2507 | 0 | 97.3187 | 3112008.4757 | 116630.0375 | 3821263.4436 | 3847584.7796 | 0 | 392165.1219 | 0 | 4402964.2247 | 11455609.7406 | 7818689.0372 | 34966914.8608 | 961560.8286 | 8754830.6413 | 8754830.6413 | 1478867.319 | 4383653.3264 | 0 | 44683306.3308 | 59300657.6175 | 177827.941 | 5.4389 | 8215.4393 | 10902.9746 | 167.4828 | 222.2719
1 | 2800 | 707 | 0.035 | 15 | 15 | 7 | 2.3714e-10 | 5spot_SharedNeighbor | Water | Porous | Wet | R245fa | MinimizeLCOE_Brownfield | IgnoreSilica | 113.2085 | 21.4276 | 1.4544 | 4 | 7926.6693 | 10439.2063 | 161.5959 | 212.8173 | 110.1566 | 0 | 107.1322 | 3225485.8771 | 120757.6554 | 3982044.4178 | 4052469.7455 | 0 | 371302.934 | 0 | 4583303.6456 | 11924815.9211 | 8138931.8966 | 36399112.0932 | 961560.8286 | 8754830.6413 | 8754830.6413 | 1478867.319 | 4383653.3264 | 0 | 46115503.5632 | 60732854.8499 | 237137.3706 | 5.8178 | 7926.6693 | 10439.2063 | 161.5959 | 212.8173
1 | 2800 | 707 | 0.035 | 15 | 15 | 7 | 3.1623e-10 | 5spot_SharedNeighbor | Water | Porous | Wet | R245fa | MinimizeLCOE_Brownfield | IgnoreSilica | 118.2191 | 22.3437 | 1.5359 | 4 | 7702.6479 | 10081.8606 | 157.0289 | 205.5324 | 110.0672 | 0 | 96.2629 | 3320646.9146 | 124204.0545 | 4117927.7812 | 4227751.2389 | 0 | 351502.6796 | 0 | 4735392.7408 | 12320520.549 | 8409008.4361 | 37606954.3947 | 961560.8286 | 8754830.6413 | 8754830.6413 | 1478867.319 | 4383653.3264 | 0 | 47323345.8646 | 61940697.1513 | 316227.766 | 6.1438 | 7702.6479 | 10081.8606 | 157.0289 | 205.5324
1 | 2800 | 707 | 0.035 | 15 | 15 | 7 | 4.217e-10 | 5spot_SharedNeighbor | Water | Porous | Wet | R245fa | MinimizeLCOE_Brownfield | IgnoreSilica | 121.9197 | 23.0166 | 1.5981 | 4 | 7539.0837 | 9825.7032 | 153.6944 | 200.3103 | 109.9961 | 0 | 83.3727 | 3389645.2547 | 126693.8757 | 4217071.1604 | 4356891.7235 | 0 | 332848.7466 | 0 | 4845028.7968 | 12605771.0771 | 8603697.7828 | 38477648.4176 | 961560.8286 | 8754830.6413 | 8754830.6413 | 1478867.319 | 4383653.3264 | 0 | 48194039.8875 | 62811391.1743 | 421696.5034 | 6.3926 | 7539.0837 | 9825.7032 | 153.6944 | 200.3103
1 | 2800 | 707 | 0.035 | 15 | 15 | 7 | 5.6234e-10 | 5spot_SharedNeighbor | Water | Porous | Wet | R245fa | MinimizeLCOE_Brownfield | IgnoreSilica | 124.765 | 23.532 | 1.6469 | 4 | 7415.678 | 9634.5454 | 151.1786 | 196.4132 | 109.9388 | 0 | 99.6633 | 3442014.6911 | 128579.567 | 4292627.814 | 4456279.9321 | 0 | 316294.01 | 0 | 4927960.4455 | 12821542.2156 | 8750966.0185 | 39136264.6938 | 961560.8286 | 8754830.6413 | 8754830.6413 | 1478867.319 | 4383653.3264 | 0 | 48852656.1637 | 63470007.4505 | 562341.3252 | 6.5878 | 7415.678 | 9634.5454 | 151.1786 | 196.4132
1 | 2800 | 707 | 0.035 | 15 | 15 | 7 | 7.4989e-10 | 5spot_SharedNeighbor | Water | Porous | Wet | R245fa | MinimizeLCOE_Brownfield | IgnoreSilica | 126.9498 | 23.9266 | 1.6849 | 4 | 7322.691 | 9491.5886 | 149.283 | 193.4989 | 109.8931 | 0 | 84.7513 | 3481808.6152 | 130009.3396 | 4350247.1446 | 4532499.0206 | 0 | 302291.0046 | 0 | 4990773.4986 | 12984968.8949 | 8862508.0852 | 39635105.6034 | 961560.8286 | 8754830.6413 | 8754830.6413 | 1478867.319 | 4383653.3264 | 0 | 49351497.0733 | 63968848.3601 | 749894.2093 | 6.7395 | 7322.691 | 9491.5886 | 149.283 | 193.4989
1 | 2800 | 707 | 0.035 | 15 | 15 | 7 | 1e-09 | 5spot_SharedNeighbor | Water | Porous | Wet | R245fa | MinimizeLCOE_Brownfield | IgnoreSilica | 128.6212 | 24.2276 | 1.7142 | 4 | 7252.6882 | 9384.5442 | 147.8559 | 191.3166 | 109.8572 | 0 | 92.4243 | 3512006.3362 | 131092.4903 | 4394092.244 | 4590745.3198 | 0 | 290805.9954 | 0 | 5038309.5304 | 13108647.8988 | 8946921.5467 | 40012621.3616 | 961560.8286 | 8754830.6413 | 8754830.6413 | 1478867.319 | 4383653.3264 | 0 | 49729012.8315 | 64346364.1182 | 1000000 | 6.8566 | 7252.6882 | 9384.5442 | 147.8559 | 191.3166
1 | 2800 | 707 | 0.035 | 15 | 15 | 7 | 1.3335e-09 | 5spot_SharedNeighbor | Water | Porous | Wet | R245fa | MinimizeLCOE_Brownfield | IgnoreSilica | 129.8929 | 24.4562 | 1.7366 | 4 | 7200.0285 | 9304.3563 | 146.7823 | 189.6819 | 109.8294 | 0 | 82.029 | 3534842.1705 | 131910.5077 | 4427318.221 | 4635027.6836 | 0 | 281579.1093 | 0 | 5074164.2999 | 13201934.6541 | 9010591.6741 | 40297368.3202 | 961560.8286 | 8754830.6413 | 8754830.6413 | 1478867.319 | 4383653.3264 | 0 | 50013759.7901 | 64631111.0769 | 1333521.4322 | 6.9463 | 7200.0285 | 9304.3563 | 146.7823 | 189.6819
1 | 2800 | 707 | 0.035 | 15 | 15 | 7 | 1.7783e-09 | 5spot_SharedNeighbor | Water | Porous | Wet | R245fa | MinimizeLCOE_Brownfield | IgnoreSilica | 127.6077 | 24.045 | 1.7243 | 4 | 7156.1587 | 9275.4409 | 145.888 | 189.0924 | 109.8787 | 0 | 86.3767 | 3493696.6869 | 130435.587 | 4367509.0463 | 4555420.2293 | 0 | 251977.3009 | 0 | 4991625.1516 | 12987184.7215 | 8864020.4324 | 39641869.1558 | 961560.8286 | 8754830.6413 | 8754830.6413 | 1478867.319 | 4383653.3264 | 0 | 49358260.6258 | 63975611.9125 | 1778279.41 | 6.8973 | 7156.1587 | 9275.4409 | 145.888 | 189.0924
1 | 2800 | 707 | 0.035 | 15 | 15 | 7 | 2.3714e-09 | 5spot_SharedNeighbor | Water | Porous | Wet | R245fa | MinimizeLCOE_Brownfield | IgnoreSilica | 131.783 | 24.7953 | 1.7697 | 4 | 7124.9567 | 9189.9387 | 145.2519 | 187.3493 | 109.7873 | 0 | 92.3452 | 3568562.1493 | 133116.7552 | 4476489.3251 | 4700785.5673 | 0 | 267826.5864 | 0 | 5127244.3495 | 13340038.0549 | 9104850.0828 | 40718912.8705 | 961560.8286 | 8754830.6413 | 8754830.6413 | 1478867.319 | 4383653.3264 | 0 | 50435304.3404 | 65052655.6272 | 2371373.7057 | 7.0787 | 7124.9567 | 9189.9387 | 145.2519 | 187.3493
1 | 2800 | 707 | 0.035 | 15 | 15 | 7 | 3.1623e-09 | 5spot_SharedNeighbor | Water | Porous | Wet | R245fa | MinimizeLCOE_Brownfield | IgnoreSilica | 132.1041 | 24.8528 | 1.7762 | 4 | 7108.3535 | 9165.7994 | 144.9134 | 186.8572 | 109.78 | 0 | 91.498 | 3574260.8335 | 133320.3291 | 4484815.4657 | 4711950.5883 | 0 | 263993.226 | 0 | 5135652.7726 | 13361915.047 | 9119781.5795 | 40785689.8417 | 961560.8286 | 8754830.6413 | 8754830.6413 | 1478867.319 | 4383653.3264 | 0 | 50502081.3116 | 65119432.5984 | 3162277.6602 | 7.1046 | 7108.3535 | 9165.7994 | 144.9134 | 186.8572
1 | 2800 | 707 | 0.035 | 15 | 15 | 7 | 4.217e-09 | 5spot_SharedNeighbor | Water | Porous | Wet | R245fa | MinimizeLCOE_Brownfield | IgnoreSilica | 134.1117 | 25.2135 | 1.7985 | 4 | 7091.3722 | 9123.2564 | 144.5672 | 185.9899 | 109.7383 | 0 | 99.879 | 3610011.8692 | 134600.7074 | 4536956.9104 | 4781846.6171 | 0 | 270608.9031 | 0 | 5200269.7528 | 13530035.1749 | 9234527.0213 | 41298856.9562 | 961560.8286 | 8754830.6413 | 8754830.6413 | 1478867.319 | 4383653.3264 | 0 | 51015248.4262 | 65632599.7129 | 4216965.0343 | 7.194 | 7091.3722 | 9123.2564 | 144.5672 | 185.9899
1 | 2800 | 707 | 0.035 | 15 | 15 | 7 | 5.6234e-09 | 5spot_SharedNeighbor | Water | Porous | Wet | R245fa | MinimizeLCOE_Brownfield | IgnoreSilica | 134.4406 | 25.2727 | 1.8043 | 4 | 7078.6183 | 9103.9473 | 144.3072 | 185.5963 | 109.7318 | 0 | 101.7734 | 3615870.3896 | 134810.7368 | 4545498.4572 | 4793306.4394 | 0 | 268130.5754 | 0 | 5209470.4733 | 13553973.5623 | 9250865.4626 | 41371926.0966 | 961560.8286 | 8754830.6413 | 8754830.6413 | 1478867.319 | 4383653.3264 | 0 | 51088317.5665 | 65705668.8533 | 5623413.2519 | 7.2173 | 7078.6183 | 9103.9473 | 144.3072 | 185.5963
1 | 2800 | 707 | 0.035 | 15 | 15 | 7 | 7.4989e-09 | 5spot_SharedNeighbor | Water | Porous | Wet | R245fa | MinimizeLCOE_Brownfield | IgnoreSilica | 134.677 | 25.3152 | 1.8086 | 4 | 7069.0473 | 9089.5839 | 144.1121 | 185.3035 | 109.7271 | 0 | 102.8822 | 3620075.0838 | 134961.4448 | 4551630.9541 | 4801538.8256 | 0 | 266177.8332 | 0 | 5216009.8152 | 13570987.5884 | 9262477.885 | 41423859.4301 | 961560.8286 | 8754830.6413 | 8754830.6413 | 1478867.319 | 4383653.3264 | 0 | 51140250.9001 | 65757602.1868 | 7498942.0933 | 7.2344 | 7069.0473 | 9089.5839 | 144.1121 | 185.3035
1 | 2800 | 707 | 0.035 | 15 | 15 | 7 | 1e-08 | 5spot_SharedNeighbor | Water | Porous | Wet | R245fa | MinimizeLCOE_Brownfield | IgnoreSilica | 134.8692 | 25.3498 | 1.812 | 4 | 7061.8661 | 9078.6598 | 143.9657 | 185.0808 | 109.7233 | 0 | 94.4956 | 3623493.4228 | 135083.9506 | 4556617.8148 | 4808236.0715 | 0 | 264791.6235 | 0 | 5221406.9244 | 13585029.7595 | 9272061.9553 | 41466721.5223 | 961560.8286 | 8754830.6413 | 8754830.6413 | 1478867.319 | 4383653.3264 | 0 | 51183112.9923 | 65800464.279 | 10000000 | 7.2478 | 7061.8661 | 9078.6598 | 143.9657 | 185.0808
1 | 2900 | 707 | 0.035 | 15 | 15 | 7 | 1e-13 | 5spot_SharedNeighbor | Water | Porous | Wet | R245fa | MinimizeLCOE_Brownfield | IgnoreSilica | 0 | 0 | 0 | 4 | [6 empty] | 9.2249 | [19 empty] | 100 | 0
1 | 2900 | 707 | 0.035 | 15 | 15 | 7 | 1.3335e-13 | 5spot_SharedNeighbor | Water | Porous | Wet | R245fa | MinimizeLCOE_Brownfield | IgnoreSilica | 0 | 0 | 0 | 4 | [6 empty] | 10.1309 | [19 empty] | 133.3521 | 0
1 | 2900 | 707 | 0.035 | 15 | 15 | 7 | 1.7783e-13 | 5spot_SharedNeighbor | Water | Porous | Wet | R245fa | MinimizeLCOE_Brownfield | IgnoreSilica | 0 | 0 | 0 | 4 | [6 empty] | 10.7964 | [19 empty] | 177.8279 | 0
1 | 2900 | 707 | 0.035 | 15 | 15 | 7 | 2.3714e-13 | 5spot_SharedNeighbor | Water | Porous | Wet | R245fa | MinimizeLCOE_Brownfield | IgnoreSilica | 0 | 0 | 0 | 4 | [6 empty] | 10.5142 | [19 empty] | 237.1374 | 0
1 | 2900 | 707 | 0.035 | 15 | 15 | 7 | 3.1623e-13 | 5spot_SharedNeighbor | Water | Porous | Wet | R245fa | MinimizeLCOE_Brownfield | IgnoreSilica | 0 | 0 | 0 | 4 | [6 empty] | 10.4395 | [19 empty] | 316.2278 | 0
1 | 2900 | 707 | 0.035 | 15 | 15 | 7 | 4.217e-13 | 5spot_SharedNeighbor | Water | Porous | Wet | R245fa | MinimizeLCOE_Brownfield | IgnoreSilica | 1.1069 | 0.1486 | 0.0016813 | 4 | 1627987.4014 | 3878585.2846 | 33188.7252 | 79070.2072 | 90.8158 | 0 | 86.2726 | 87249.043 | 2848.6608 | 75731.6634 | 57889.6558 | 0 | 54554.8261 | 0 | 108526.8012 | 282364.4747 | 192719.556 | 861884.681 | 961560.8286 | 9125037.6958 | 9125037.6958 | 1478867.319 | 4531736.1482 | 0 | 10948483.2054 | 26084124.3684 | 421.6965 | 0.0067252 | 1627987.4014 | 3878585.2846 | 33188.7252 | 79070.2072
1 | 2900 | 707 | 0.035 | 15 | 15 | 7 | 5.6234e-13 | 5spot_SharedNeighbor | Water | Porous | Wet | R245fa | MinimizeLCOE_Brownfield | IgnoreSilica | 1.6125 | 0.24491 | 0.0047307 | 4 | 597266.4873 | 1397125.1767 | 12176.0852 | 28482.2865 | 97.301 | 0 | 122.906 | 129505.2692 | 4442.3593 | 112378.7352 | 76123.2097 | 0 | 69966.4306 | 0 | 153042.2416 | 398184.5193 | 271769.1163 | 1215411.8811 | 961560.8286 | 9125037.6958 | 9125037.6958 | 1478867.319 | 4531736.1482 | 0 | 11302010.4055 | 26437651.5685 | 562.3413 | 0.018923 | 597266.4873 | 1397125.1767 | 12176.0852 | 28482.2865
1 | 2900 | 707 | 0.035 | 15 | 15 | 7 | 7.4989e-13 | 5spot_SharedNeighbor | Water | Porous | Wet | R245fa | MinimizeLCOE_Brownfield | IgnoreSilica | 2.2349 | 0.36669 | 0.0093215 | 4 | 313846.0965 | 719780.8713 | 6398.1772 | 14673.7066 | 101.6341 | 0 | 183.2201 | 176549.282 | 6256.4805 | 154701.6126 | 98639.918 | 0 | 85422.4946 | 0 | 203412.2172 | 529236.8635 | 361215.0341 | 1615433.9024 | 961560.8286 | 9125037.6958 | 9125037.6958 | 1478867.319 | 4531736.1482 | 0 | 11702032.4268 | 26837673.5898 | 749.8942 | 0.037286 | 313846.0965 | 719780.8713 | 6398.1772 | 14673.7066
1 | 2900 | 707 | 0.035 | 15 | 15 | 7 | 1e-12 | 5spot_SharedNeighbor | Water | Porous | Wet | R245fa | MinimizeLCOE_Brownfield | IgnoreSilica | 3.0176 | 0.52218 | 0.015852 | 4 | 191923.9215 | 430631.126 | 3912.6287 | 8778.998 | 104.7226 | 0 | 38.7527 | 230335.826 | 8354.3996 | 204790.7365 | 127228.8803 | 0 | 101714.287 | 0 | 262245.4104 | 682308.7641 | 465689.7515 | 2082668.0554 | 961560.8286 | 9125037.6958 | 9125037.6958 | 1478867.319 | 4531736.1482 | 0 | 12169266.5798 | 27304907.7427 | 1000 | 0.063407 | 191923.9215 | 430631.126 | 3912.6287 | 8778.998
1 | 2900 | 707 | 0.035 | 15 | 15 | 7 | 1.3335e-12 | 5spot_SharedNeighbor | Water | Porous | Wet | R245fa | MinimizeLCOE_Brownfield | IgnoreSilica | 4.0265 | 0.72417 | 0.024838 | 4 | 128141.0854 | 280481.7877 | 2612.3293 | 5718.0006 | 107.0234 | 0 | 32.6347 | 293425.4796 | 10826.9644 | 265575.0616 | 164123.8735 | 0 | 119939.4979 | 0 | 333017.442 | 866443.0728 | 591365.2008 | 2644716.5926 | 961560.8286 | 9125037.6958 | 9125037.6958 | 1478867.319 | 4531736.1482 | 0 | 12731315.117 | 27866956.28 | 1333.5214 | 0.099354 | 128141.0854 | 280481.7877 | 2612.3293 | 5718.0006
1 | 2900 | 707 | 0.035 | 15 | 15 | 7 | 1.7783e-12 | 5spot_SharedNeighbor | Water | Porous | Wet | R245fa | MinimizeLCOE_Brownfield | IgnoreSilica | 5.2808 | 0.97636 | 0.036929 | 4 | 90607.9956 | 193072.6262 | 1847.1665 | 3936.0466 | 108.7026 | 0 | 43.9969 | 365126.1733 | 13641.9448 | 336875.06 | 210105.3779 | 0 | 138946.5498 | 0 | 415231.0913 | 1080346.1238 | 737358.4284 | 3297630.7493 | 961560.8286 | 9125037.6958 | 9125037.6958 | 1478867.319 | 4531736.1482 | 0 | 13384229.2737 | 28519870.4366 | 1778.2794 | 0.14772 | 90607.9956 | 193072.6262 | 1847.1665 | 3936.0466
1 | 2900 | 707 | 0.035 | 15 | 15 | 7 | 2.3714e-12 | 5spot_SharedNeighbor | Water | Porous | Wet | R245fa | MinimizeLCOE_Brownfield | IgnoreSilica | 6.8452 | 1.2909 | 0.05285 | 4 | 66920.2022 | 138517.4018 | 1364.2588 | 2823.8646 | 109.93 | 0 | 30.2304 | 446965.8168 | 16849.4158 | 420833.4718 | 267233.291 | 0 | 159061.944 | 0 | 511268.1364 | 1330214.8153 | 907898.9446 | 4060325.8357 | 961560.8286 | 9125037.6958 | 9125037.6958 | 1478867.319 | 4531736.1482 | 0 | 14146924.3601 | 29282565.523 | 2371.3737 | 0.2114 | 66920.2022 | 138517.4018 | 1364.2588 | 2823.8646
1 | 2900 | 707 | 0.035 | 15 | 15 | 7 | 3.1623e-12 | 5spot_SharedNeighbor | Water | Porous | Wet | R245fa | MinimizeLCOE_Brownfield | IgnoreSilica | 9.2781 | 1.7828 | 0.075147 | 4 | 50868.5963 | 101222.1763 | 1037.0251 | 2063.551 | 111.0902 | 0 | 46.3872 | 564035.7169 | 21441.27 | 544387.1106 | 356706.0998 | 0 | 193579.5789 | 0 | 655258.4127 | 1704847.9779 | 1163593.776 | 5203849.9428 | 961560.8286 | 9125037.6958 | 9125037.6958 | 1478867.319 | 4531736.1482 | 0 | 15290448.4672 | 30426089.6301 | 3162.2777 | 0.30059 | 50868.5963 | 101222.1763 | 1037.0251 | 2063.551
1 | 2900 | 707 | 0.035 | 15 | 15 | 7 | 4.217e-12 | 5spot_SharedNeighbor | Water | Porous | Wet | R245fa | MinimizeLCOE_Brownfield | IgnoreSilica | 11.5755 | 2.2477 | 0.10264 | 4 | 39650.8553 | 76517.3041 | 808.3363 | 1559.9087 | 111.7445 | 0 | 46.3945 | 665940.9467 | 25429.8864 | 654964.8349 | 441221.5538 | 0 | 211694.5742 | 0 | 779708.2005 | 2028640.7975 | 1384589.0287 | 6192189.8227 | 961560.8286 | 9125037.6958 | 9125037.6958 | 1478867.319 | 4531736.1482 | 0 | 16278788.347 | 31414429.51 | 4216.965 | 0.41055 | 39650.8553 | 76517.3041 | 808.3363 | 1559.9087
1 | 2900 | 707 | 0.035 | 15 | 15 | 7 | 5.6234e-12 | 5spot_SharedNeighbor | Water | Porous | Wet | R245fa | MinimizeLCOE_Brownfield | IgnoreSilica | 14.8151 | 2.903 | 0.13915 | 4 | 31662.9534 | 58855.594 | 645.4921 | 1199.8509 | 112.3163 | 0 | 48.468 | 799373.283 | 30638.7869 | 803387.3516 | 560235.8126 | 0 | 239893.1311 | 0 | 949076.0625 | 2469301.2323 | 1685348.8301 | 7537254.4901 | 961560.8286 | 9125037.6958 | 9125037.6958 | 1478867.319 | 4531736.1482 | 0 | 17623853.0145 | 32759494.1774 | 5623.4133 | 0.55661 | 31662.9534 | 58855.594 | 645.4921 | 1199.8509
1 | 2900 | 707 | 0.035 | 15 | 15 | 7 | 7.4989e-12 | 5spot_SharedNeighbor | Water | Porous | Wet | R245fa | MinimizeLCOE_Brownfield | IgnoreSilica | 18.8862 | 3.7267 | 0.18643 | 4 | 25790.6687 | 46087.1571 | 525.7777 | 939.549 | 112.7602 | 0 | 43.9816 | 954945.4372 | 36697.1482 | 980769.9529 | 709711.0296 | 0 | 270880.2387 | 0 | 1151671.4846 | 2996412.9626 | 2045113.4171 | 9146201.6709 | 961560.8286 | 9125037.6958 | 9125037.6958 | 1478867.319 | 4531736.1482 | 0 | 19232800.1953 | 34368441.3582 | 7498.9421 | 0.74573 | 25790.6687 | 46087.1571 | 525.7777 | 939.549
1 | 2900 | 707 | 0.035 | 15 | 15 | 7 | 1e-11 | 5spot_SharedNeighbor | Water | Porous | Wet | R245fa | MinimizeLCOE_Brownfield | IgnoreSilica | 23.9138 | 4.7442 | 0.24696 | 4 | 21387.5639 | 36709.5002 | 436.0144 | 748.3728 | 113.1024 | 0 | 56.9104 | 1133683.6281 | 43641.0531 | 1189415.6253 | 894386.3423 | 0 | 303618.5834 | 0 | 1390250.6406 | 3617146.9871 | 2468777.1436 | 11040920.0035 | 961560.8286 | 9125037.6958 | 9125037.6958 | 1478867.319 | 4531736.1482 | 0 | 21127518.5278 | 36263159.6908 | 10000 | 0.98784 | 21387.5639 | 36709.5002 | 436.0144 | 748.3728
1 | 2900 | 707 | 0.035 | 15 | 15 | 7 | 1.3335e-11 | 5spot_SharedNeighbor | Water | Porous | Wet | R245fa | MinimizeLCOE_Brownfield | IgnoreSilica | 30.0823 | 5.993 | 0.32371 | 4 | 18033.8997 | 29723.248 | 367.6454 | 605.9486 | 113.3682 | 0 | 50.6312 | 1338257.4334 | 51570.0067 | 1433616.3155 | 1121118.6274 | 0 | 337978.7572 | 0 | 1670191.0447 | 4345494.4951 | 2965889.2839 | 13264115.964 | 961560.8286 | 9125037.6958 | 9125037.6958 | 1478867.319 | 4531736.1482 | 0 | 23350714.4883 | 38486355.6513 | 13335.2143 | 1.2948 | 18033.8997 | 29723.248 | 367.6454 | 605.9486
1 | 2900 | 707 | 0.035 | 15 | 15 | 7 | 1.7783e-11 | 5spot_SharedNeighbor | Water | Porous | Wet | R245fa | MinimizeLCOE_Brownfield | IgnoreSilica | 37.505 | 7.4959 | 0.41936 | 4 | 15448.2036 | 24471.2504 | 314.9325 | 498.8795 | 113.5739 | 0 | 59.5672 | 1568518.9191 | 60472.5313 | 1714407.9046 | 1393975.7143 | 0 | 372594.9419 | 0 | 1992888.3044 | 5185086.5705 | 3538928.1272 | 15826873.0134 | 961560.8286 | 9125037.6958 | 9125037.6958 | 1478867.319 | 4531736.1482 | 0 | 25913471.5378 | 41049112.7007 | 17782.7941 | 1.6774 | 15448.2036 | 24471.2504 | 314.9325 | 498.8795
1 | 2900 | 707 | 0.035 | 15 | 15 | 7 | 2.3714e-11 | 5spot_SharedNeighbor | Water | Porous | Wet | R245fa | MinimizeLCOE_Brownfield | IgnoreSilica | 46.2307 | 9.2625 | 0.53594 | 4 | 13436.9592 | 20497.3096 | 273.9306 | 417.8654 | 113.73 | 0 | 61.721 | 1822498.6078 | 70266.8423 | 2030436.6597 | 1714717.1549 | 0 | 405793.4139 | 0 | 2357047.9446 | 6132555.2549 | 4185594.9729 | 18718910.8511 | 961560.8286 | 9125037.6958 | 9125037.6958 | 1478867.319 | 4531736.1482 | 0 | 28805509.3755 | 43941150.5384 | 23713.7371 | 2.1438 | 13436.9592 | 20497.3096 | 273.9306 | 417.8654
1 | 2900 | 707 | 0.035 | 15 | 15 | 7 | 3.1623e-11 | 5spot_SharedNeighbor | Water | Porous | Wet | R245fa | MinimizeLCOE_Brownfield | IgnoreSilica | 56.101 | 11.2588 | 0.6731 | 4 | 11866.5465 | 17488.1487 | 241.9156 | 356.5196 | 113.8362 | 0 | 66.4437 | 2092874.2513 | 80661.9372 | 2373378.6362 | 2077347.4976 | 0 | 434563.7533 | 0 | 2752942.1695 | 7162590.8189 | 4888615.4104 | 21862974.4744 | 961560.8286 | 9125037.6958 | 9125037.6958 | 1478867.319 | 4531736.1482 | 0 | 31949572.9988 | 47085214.1617 | 31622.7766 | 2.6924 | 11866.5465 | 17488.1487 | 241.9156 | 356.5196
1 | 2900 | 707 | 0.035 | 15 | 15 | 7 | 4.217e-11 | 5spot_SharedNeighbor | Water | Porous | Wet | R245fa | MinimizeLCOE_Brownfield | IgnoreSilica | 66.6346 | 13.3831 | 0.82629 | 4 | 10642.1791 | 15221.5768 | 216.9552 | 310.3124 | 113.8855 | 0 | 71.2681 | 2365253.5757 | 91092.8849 | 2725231.4846 | 2463798.0634 | 0 | 454543.2166 | 0 | 3158968.4978 | 8218988.0377 | 5609628.2191 | 25087503.9797 | 961560.8286 | 9125037.6958 | 9125037.6958 | 1478867.319 | 4531736.1482 | 0 | 35174102.5041 | 50309743.6671 | 42169.6503 | 3.3052 | 10642.1791 | 15221.5768 | 216.9552 | 310.3124
1 | 2900 | 707 | 0.035 | 15 | 15 | 7 | 5.6234e-11 | 5spot_SharedNeighbor | Water | Porous | Wet | R245fa | MinimizeLCOE_Brownfield | IgnoreSilica | 77.2628 | 15.5155 | 0.98797 | 4 | 9692.329 | 13522.3037 | 197.5912 | 275.6705 | 113.876 | 0 | 84.6397 | 2625601.9106 | 101012.9566 | 3067408.2986 | 2852728.8335 | 0 | 463391.8049 | 0 | 3552956.0837 | 9244062.9182 | 6309262.8882 | 28216425.6943 | 961560.8286 | 9125037.6958 | 9125037.6958 | 1478867.319 | 4531736.1482 | 0 | 38303024.2187 | 53438665.3816 | 56234.1325 | 3.9519 | 9692.329 | 13522.3037 | 197.5912 | 275.6705
1 | 2900 | 707 | 0.035 | 15 | 15 | 7 | 7.4989e-11 | 5spot_SharedNeighbor | Water | Porous | Wet | R245fa | MinimizeLCOE_Brownfield | IgnoreSilica | 87.4427 | 17.5433 | 1.1493 | 4 | 8959.818 | 12252.1907 | 182.658 | 249.7775 | 113.8164 | 0 | 89.6056 | 2862863.3599 | 109999.94 | 3384292.7518 | 3223954.4838 | 0 | 461117.9542 | 0 | 3916469.111 | 10189849.2485 | 6954781.4926 | 31103328.3418 | 961560.8286 | 9125037.6958 | 9125037.6958 | 1478867.319 | 4531736.1482 | 0 | 41189926.8662 | 56325568.0292 | 74989.4209 | 4.5972 | 8959.818 | 12252.1907 | 182.658 | 249.7775
1 | 2900 | 707 | 0.035 | 15 | 15 | 7 | 1e-10 | 5spot_SharedNeighbor | Water | Porous | Wet | R245fa | MinimizeLCOE_Brownfield | IgnoreSilica | 96.6922 | 19.3707 | 1.3015 | 4 | 8398.0126 | 11305.2593 | 171.2048 | 230.473 | 113.7232 | 0 | 86.952 | 3069075.7157 | 117761.5079 | 3663730.1432 | 3559893.5211 | 0 | 449141.3233 | 0 | 4235244.8624 | 11019238.3637 | 7520856.6059 | 33634942.0432 | 961560.8286 | 9125037.6958 | 9125037.6958 | 1478867.319 | 4531736.1482 | 0 | 43721540.5676 | 58857181.7306 | 100000 | 5.2062 | 8398.0126 | 11305.2593 | 171.2048 | 230.473
1 | 2900 | 707 | 0.035 | 15 | 15 | 7 | 1.3335e-10 | 5spot_SharedNeighbor | Water | Porous | Wet | R245fa | MinimizeLCOE_Brownfield | IgnoreSilica | 104.7702 | 20.9531 | 1.4388 | 4 | 7969.1002 | 10599.0777 | 162.4609 | 216.0765 | 113.614 | 0 | 87.8823 | 3242381.8742 | 124243.8357 | 3901571.7125 | 3852071.6886 | 0 | 430589.5105 | 0 | 4504834.8624 | 11720656.2433 | 7999588.7215 | 35775938.4487 | 961560.8286 | 9125037.6958 | 9125037.6958 | 1478867.319 | 4531736.1482 | 0 | 45862536.9731 | 60998178.1361 | 133352.1432 | 5.755 | 7969.1002 | 10599.0777 | 162.4609 | 216.0765
1 | 2900 | 707 | 0.035 | 15 | 15 | 7 | 1.7783e-10 | 5spot_SharedNeighbor | Water | Porous | Wet | R245fa | MinimizeLCOE_Brownfield | IgnoreSilica | 111.5862 | 22.2774 | 1.5576 | 4 | 7642.8346 | 10072.1531 | 155.8095 | 205.3345 | 113.5034 | 0 | 88.2479 | 3383952.6188 | 129508.4236 | 4097966.5842 | 4097636.7853 | 0 | 408563.1322 | 0 | 4725874.7422 | 12295756.6691 | 8392106.5792 | 37531365.5346 | 961560.8286 | 9125037.6958 | 9125037.6958 | 1478867.319 | 4531736.1482 | 0 | 47617964.059 | 62753605.2219 | 177827.941 | 6.2304 | 7642.8346 | 10072.1531 | 155.8095 | 205.3345
1 | 2900 | 707 | 0.035 | 15 | 15 | 7 | 2.3714e-10 | 5spot_SharedNeighbor | Water | Porous | Wet | R245fa | MinimizeLCOE_Brownfield | IgnoreSilica | 117.1324 | 23.3473 | 1.6568 | 4 | 7395.3501 | 9679.2646 | 150.7642 | 197.3249 | 113.4016 | 0 | 101.3395 | 3496132.3311 | 133658.6896 | 4254982.501 | 4296760.8269 | 0 | 385353.507 | 0 | 4901086.2637 | 12751621.1072 | 8703243.4253 | 38922838.6518 | 961560.8286 | 9125037.6958 | 9125037.6958 | 1478867.319 | 4531736.1482 | 0 | 49009437.1762 | 64145078.3392 | 237137.3706 | 6.6271 | 7395.3501 | 9679.2646 | 150.7642 | 197.3249
1 | 2900 | 707 | 0.035 | 15 | 15 | 7 | 3.1623e-10 | 5spot_SharedNeighbor | Water | Porous | Wet | R245fa | MinimizeLCOE_Brownfield | IgnoreSilica | 121.9197 | 24.2649 | 1.7421 | 4 | 7202.7317 | 9374.7546 | 146.8374 | 191.1171 | 113.3057 | 0 | 83.6284 | 3590856.9061 | 137147.5148 | 4388555.4747 | 4468112.615 | 0 | 363993.5993 | 0 | 5049979.7828 | 13139011.5017 | 8967645.3296 | 40105302.724 | 961560.8286 | 9125037.6958 | 9125037.6958 | 1478867.319 | 4531736.1482 | 0 | 50191901.2484 | 65327542.4113 | 316227.766 | 6.9685 | 7202.7317 | 9374.7546 | 146.8374 | 191.1171
1 | 2900 | 707 | 0.035 | 15 | 15 | 7 | 4.217e-10 | 5spot_SharedNeighbor | Water | Porous | Wet | R245fa | MinimizeLCOE_Brownfield | IgnoreSilica | 125.3808 | 24.9248 | 1.8062 | 4 | 7062.5936 | 9157.6033 | 143.9805 | 186.6901 | 113.2318 | 0 | 98.8163 | 3658144.9865 | 139616.4996 | 4484009.9652 | 4591675.3468 | 0 | 344046.8291 | 0 | 5154822.5146 | 13411790.7834 | 9153822.7944 | 40937929.7196 | 961560.8286 | 9125037.6958 | 9125037.6958 | 1478867.319 | 4531736.1482 | 0 | 51024528.244 | 66160169.4069 | 421696.5034 | 7.2246 | 7062.5936 | 9157.6033 | 143.9805 | 186.6901
1 | 2900 | 707 | 0.035 | 15 | 15 | 7 | 5.6234e-10 | 5spot_SharedNeighbor | Water | Porous | Wet | R245fa | MinimizeLCOE_Brownfield | IgnoreSilica | 128.0487 | 25.4313 | 1.8563 | 4 | 6956.8652 | 8995.3013 | 141.8251 | 183.3814 | 113.1723 | 0 | 89.7557 | 3709342.2248 | 141489.695 | 4556961.7557 | 4686734.4396 | 0 | 326713.2754 | 0 | 5234284.1423 | 13618533.6389 | 9294929.0414 | 41568988.2131 | 961560.8286 | 9125037.6958 | 9125037.6958 | 1478867.319 | 4531736.1482 | 0 | 51655586.7375 | 66791227.9004 | 562341.3252 | 7.4251 | 6956.8652 | 8995.3013 | 141.8251 | 183.3814
1 | 2900 | 707 | 0.035 | 15 | 15 | 7 | 7.4989e-10 | 5spot_SharedNeighbor | Water | Porous | Wet | R245fa | MinimizeLCOE_Brownfield | IgnoreSilica | 130.1 | 25.8196 | 1.8952 | 4 | 6877.1858 | 8873.7641 | 140.2007 | 180.9037 | 113.1252 | 0 | 90.5744 | 3748315.642 | 142912.4361 | 4612686.6576 | 4759712.533 | 0 | 312239.8228 | 0 | 5294588.1656 | 13775432.3376 | 9402015.6272 | 42047903.2218 | 961560.8286 | 9125037.6958 | 9125037.6958 | 1478867.319 | 4531736.1482 | 0 | 52134501.7461 | 67270142.9091 | 749894.2093 | 7.5808 | 6877.1858 | 8873.7641 | 140.2007 | 180.9037
1 | 2900 | 707 | 0.035 | 15 | 15 | 7 | 1e-09 | 5spot_SharedNeighbor | Water | Porous | Wet | R245fa | MinimizeLCOE_Brownfield | IgnoreSilica | 131.6561 | 26.1133 | 1.925 | 4 | 6817.1931 | 8782.8202 | 138.9777 | 179.0497 | 113.0885 | 0 | 98.2533 | 3777654.4472 | 143981.582 | 4654746.5068 | 4815005.5852 | 0 | 300378.2763 | 0 | 5339788.895 | 13893035.3636 | 9482282.109 | 42406872.7651 | 961560.8286 | 9125037.6958 | 9125037.6958 | 1478867.319 | 4531736.1482 | 0 | 52493471.2895 | 67629112.4524 | 1000000 | 7.7002 | 6817.1931 | 8782.8202 | 138.9777 | 179.0497
1 | 2900 | 707 | 0.035 | 15 | 15 | 7 | 1.3335e-09 | 5spot_SharedNeighbor | Water | Porous | Wet | R245fa | MinimizeLCOE_Brownfield | IgnoreSilica | 134.4944 | 26.6499 | 1.9648 | 4 | 6771.6979 | 8697.5864 | 138.0502 | 177.3121 | 113.0258 | 0 | 96.3442 | 3831059.4665 | 145929.8035 | 4731327.3908 | 4915931.7475 | 0 | 301788.1196 | 0 | 5431154.2459 | 14130749.265 | 9644526.7312 | 43132466.7701 | 961560.8286 | 9125037.6958 | 9125037.6958 | 1478867.319 | 4531736.1482 | 0 | 53219065.2945 | 68354706.4575 | 1333521.4322 | 7.859 | 6771.6979 | 8697.5864 | 138.0502 | 177.3121
1 | 2900 | 707 | 0.035 | 15 | 15 | 7 | 1.7783e-09 | 5spot_SharedNeighbor | Water | Porous | Wet | R245fa | MinimizeLCOE_Brownfield | IgnoreSilica | 135.4493 | 26.8307 | 1.983 | 4 | 6737.2975 | 8645.4969 | 137.3489 | 176.2501 | 113.0058 | 0 | 98.0171 | 3848996.5273 | 146584.7234 | 4757054.7615 | 4949910.3351 | 0 | 294676.9988 | 0 | 5458917.105 | 14202982.5292 | 9693827.4183 | 43352950.3986 | 961560.8286 | 9125037.6958 | 9125037.6958 | 1478867.319 | 4531736.1482 | 0 | 53439548.923 | 68575190.0859 | 1778279.41 | 7.9319 | 6737.2975 | 8645.4969 | 137.3489 | 176.2501
1 | 2900 | 707 | 0.035 | 15 | 15 | 7 | 2.3714e-09 | 5spot_SharedNeighbor | Water | Porous | Wet | R245fa | MinimizeLCOE_Brownfield | IgnoreSilica | 136.1682 | 26.9667 | 1.9968 | 4 | 6711.4454 | 8606.4667 | 136.8219 | 175.4545 | 112.9907 | 0 | 93.0605 | 3862460.7227 | 147076.1543 | 4776381.7843 | 4975503.8624 | 0 | 289119.6053 | 0 | 5479711.4303 | 14257085.0983 | 9730753.5334 | 43518092.1911 | 961560.8286 | 9125037.6958 | 9125037.6958 | 1478867.319 | 4531736.1482 | 0 | 53604690.7155 | 68740331.8785 | 2371373.7057 | 7.9871 | 6711.4454 | 8606.4667 | 136.8219 | 175.4545
1 | 2900 | 707 | 0.035 | 15 | 15 | 7 | 3.1623e-09 | 5spot_SharedNeighbor | Water | Porous | Wet | R245fa | MinimizeLCOE_Brownfield | IgnoreSilica | 136.7038 | 27.0679 | 2.0071 | 4 | 6692.027 | 8577.2623 | 136.426 | 174.8591 | 112.9793 | 0 | 105.2752 | 3872472.495 | 147441.4647 | 4790761.9374 | 4994582.3778 | 0 | 284787.9162 | 0 | 5495118.0145 | 14297169.87 | 9758112.2137 | 43640446.2892 | 961560.8286 | 9125037.6958 | 9125037.6958 | 1478867.319 | 4531736.1482 | 0 | 53727044.8136 | 68862685.9766 | 3162277.6602 | 8.0285 | 6692.027 | 8577.2623 | 136.426 | 174.8591
1 | 2900 | 707 | 0.035 | 15 | 15 | 7 | 4.217e-09 | 5spot_SharedNeighbor | Water | Porous | Wet | R245fa | MinimizeLCOE_Brownfield | IgnoreSilica | 134.8981 | 26.7263 | 1.9934 | 4 | 6672.883 | 8571.0946 | 136.0357 | 174.7334 | 113.0171 | 0 | 95.3666 | 3838636.1381 | 146206.2585 | 4742199.7615 | 4930291.8555 | 0 | 264843.5846 | 0 | 5429649.2633 | 14126833.6089 | 9641854.2155 | 43120514.686 | 961560.8286 | 9125037.6958 | 9125037.6958 | 1478867.319 | 4531736.1482 | 0 | 53207113.2104 | 68342754.3734 | 4216965.0343 | 7.9736 | 6672.883 | 8571.0946 | 136.0357 | 174.7334
1 | 2900 | 707 | 0.035 | 15 | 15 | 7 | 5.6234e-09 | 5spot_SharedNeighbor | Water | Porous | Wet | R245fa | MinimizeLCOE_Brownfield | IgnoreSilica | 138.3263 | 27.3743 | 2.0302 | 4 | 6666.6193 | 8530.4366 | 135.9081 | 173.9045 | 112.9447 | 0 | 79.7513 | 3902687.4061 | 148543.1652 | 4834213.9216 | 5052348.0913 | 0 | 284974.8227 | 0 | 5546879.2887 | 14431842.0878 | 9850028.7696 | 44051517.553 | 961560.8286 | 9125037.6958 | 9125037.6958 | 1478867.319 | 4531736.1482 | 0 | 54138116.0774 | 69273757.2403 | 5623413.2519 | 8.1208 | 6666.6193 | 8530.4366 | 135.9081 | 173.9045
1 | 2900 | 707 | 0.035 | 15 | 15 | 7 | 7.4989e-09 | 5spot_SharedNeighbor | Water | Porous | Wet | R245fa | MinimizeLCOE_Brownfield | IgnoreSilica | 138.083 | 27.3284 | 2.0311 | 4 | 6653.519 | 8516.5399 | 135.641 | 173.6212 | 112.9499 | 0 | 85.9159 | 3898166.1389 | 148378.3923 | 4827706.5151 | 5043685.6027 | 0 | 277939.8291 | 0 | 5536391.8265 | 14404555.8623 | 9831405.3601 | 43968229.527 | 961560.8286 | 9125037.6958 | 9125037.6958 | 1478867.319 | 4531736.1482 | 0 | 54054828.0514 | 69190469.2143 | 7498942.0933 | 8.1242 | 6653.519 | 8516.5399 | 135.641 | 173.6212
1 | 2900 | 707 | 0.035 | 15 | 15 | 7 | 1e-08 | 5spot_SharedNeighbor | Water | Porous | Wet | R245fa | MinimizeLCOE_Brownfield | IgnoreSilica | 137.8124 | 27.2773 | 2.0286 | 4 | 6652.1278 | 8517.3733 | 135.6126 | 173.6382 | 112.9556 | 0 | 87.8286 | 3893130.0571 | 148194.7468 | 4820463.1502 | 5034051.0897 | 0 | 275578.6383 | 0 | 5526852.8961 | 14379737.5221 | 9814466.3329 | 43892474.4333 | 961560.8286 | 9125037.6958 | 9125037.6958 | 1478867.319 | 4531736.1482 | 0 | 53979072.9577 | 69114714.1206 | 10000000 | 8.1146 | 6652.1278 | 8517.3733 | 135.6126 | 173.6382
1 | 3000 | 707 | 0.035 | 15 | 15 | 7 | 1e-13 | 5spot_SharedNeighbor | Water | Porous | Wet | R245fa | MinimizeLCOE_Brownfield | IgnoreSilica | 0 | 0 | 0 | 4 | [6 empty] | 10.0209 | [19 empty] | 100 | 0
1 | 3000 | 707 | 0.035 | 15 | 15 | 7 | 1.3335e-13 | 5spot_SharedNeighbor | Water | Porous | Wet | R245fa | MinimizeLCOE_Brownfield | IgnoreSilica | 0 | 0 | 0 | 4 | [6 empty] | 10.2162 | [19 empty] | 133.3521 | 0
1 | 3000 | 707 | 0.035 | 15 | 15 | 7 | 1.7783e-13 | 5spot_SharedNeighbor | Water | Porous | Wet | R245fa | MinimizeLCOE_Brownfield | IgnoreSilica | 0 | 0 | 0 | 4 | [6 empty] | 11.1183 | [19 empty] | 177.8279 | 0
1 | 3000 | 707 | 0.035 | 15 | 15 | 7 | 2.3714e-13 | 5spot_SharedNeighbor | Water | Porous | Wet | R245fa | MinimizeLCOE_Brownfield | IgnoreSilica | 0 | 0 | 0 | 4 | [6 empty] | 10.7454 | [19 empty] | 237.1374 | 0
1 | 3000 | 707 | 0.035 | 15 | 15 | 7 | 3.1623e-13 | 5spot_SharedNeighbor | Water | Porous | Wet | R245fa | MinimizeLCOE_Brownfield | IgnoreSilica | 0 | 0 | 0 | 4 | [6 empty] | 10.1909 | [19 empty] | 316.2278 | 0
1 | 3000 | 707 | 0.035 | 15 | 15 | 7 | 4.217e-13 | 5spot_SharedNeighbor | Water | Porous | Wet | R245fa | MinimizeLCOE_Brownfield | IgnoreSilica | 1.2819 | 0.18866 | 0.0027848 | 4 | 1030889.6179 | 2436951.8458 | 21016.0792 | 49680.5596 | 95.5961 | 0 | 96.8174 | 106800.4024 | 3612.3376 | 91325.7079 | 64893.7665 | 0 | 62827.2965 | 0 | 128489.2093 | 334302.5657 | 228168.3703 | 1020419.6562 | 961560.8286 | 9501104.8411 | 9501104.8411 | 1478867.319 | 4682163.0063 | 0 | 11483085.3259 | 27145220.4923 | 421.6965 | 0.011139 | 1030889.6179 | 2436951.8458 | 21016.0792 | 49680.5596
1 | 3000 | 707 | 0.035 | 15 | 15 | 7 | 5.6234e-13 | 5spot_SharedNeighbor | Water | Porous | Wet | R245fa | MinimizeLCOE_Brownfield | IgnoreSilica | 1.8459 | 0.30277 | 0.0066893 | 4 | 444086.4394 | 1029430.4751 | 9053.3027 | 20986.3326 | 101.6147 | 0 | 150.9873 | 154604.0956 | 5469.9521 | 132723.9143 | 85654.0564 | 0 | 79960.4051 | 0 | 178780.8452 | 465151.0862 | 317475.1742 | 1419819.529 | 961560.8286 | 9501104.8411 | 9501104.8411 | 1478867.319 | 4682163.0063 | 0 | 11882485.1987 | 27544620.3651 | 562.3413 | 0.026757 | 444086.4394 | 1029430.4751 | 9053.3027 | 20986.3326
1 | 3000 | 707 | 0.035 | 15 | 15 | 7 | 7.4989e-13 | 5spot_SharedNeighbor | Water | Porous | Wet | R245fa | MinimizeLCOE_Brownfield | IgnoreSilica | 2.5266 | 0.44375 | 0.012451 | 4 | 247501.0332 | 561982.48 | 5045.6433 | 11456.773 | 105.6078 | 0 | 216.1339 | 206924.7137 | 7542.3194 | 179671.5792 | 110987.0153 | 0 | 96581.8397 | 0 | 234665.9122 | 610552.5671 | 416714.6726 | 1863640.6192 | 961560.8286 | 9501104.8411 | 9501104.8411 | 1478867.319 | 4682163.0063 | 0 | 12326306.2889 | 27988441.4553 | 749.8942 | 0.049803 | 247501.0332 | 561982.48 | 5045.6433 | 11456.773
1 | 3000 | 707 | 0.035 | 15 | 15 | 7 | 1e-12 | 5spot_SharedNeighbor | Water | Porous | Wet | R245fa | MinimizeLCOE_Brownfield | IgnoreSilica | 3.3855 | 0.6239 | 0.020539 | 4 | 156376.6382 | 347016.0667 | 3187.9493 | 7074.3919 | 108.501 | 0 | 43.3731 | 267029.8039 | 9944.8341 | 235469.3649 | 143172.9761 | 0 | 114285.2595 | 0 | 300261.873 | 781219.8014 | 533198.5669 | 2384582.4799 | 961560.8286 | 9501104.8411 | 9501104.8411 | 1478867.319 | 4682163.0063 | 0 | 12847248.1496 | 28509383.316 | 1000 | 0.082156 | 156376.6382 | 347016.0667 | 3187.9493 | 7074.3919
1 | 3000 | 707 | 0.035 | 15 | 15 | 7 | 1.3335e-12 | 5spot_SharedNeighbor | Water | Porous | Wet | R245fa | MinimizeLCOE_Brownfield | IgnoreSilica | 4.4844 | 0.85576 | 0.031569 | 4 | 106665.4343 | 230695.4578 | 2174.5192 | 4703.0389 | 110.6633 | 0 | 49.4984 | 337123.24 | 12756.6077 | 302724.335 | 184298.0288 | 0 | 133868.1014 | 0 | 378600.422 | 985040.6365 | 672310.4749 | 3006721.8463 | 961560.8286 | 9501104.8411 | 9501104.8411 | 1478867.319 | 4682163.0063 | 0 | 13469387.516 | 29131522.6824 | 1333.5214 | 0.12628 | 106665.4343 | 230695.4578 | 2174.5192 | 4703.0389
1 | 3000 | 707 | 0.035 | 15 | 15 | 7 | 1.7783e-12 | 5spot_SharedNeighbor | Water | Porous | Wet | R245fa | MinimizeLCOE_Brownfield | IgnoreSilica | 5.8681 | 1.149 | 0.046368 | 4 | 76583.9471 | 161027.948 | 1561.2673 | 3282.7725 | 112.2665 | 0 | 38.236 | 417982.2332 | 16003.578 | 382740.5873 | 236370.7703 | 0 | 154952.6966 | 0 | 471139.4475 | 1225808.1984 | 836639.2833 | 3741636.7947 | 961560.8286 | 9501104.8411 | 9501104.8411 | 1478867.319 | 4682163.0063 | 0 | 14204302.4644 | 29866437.6308 | 1778.2794 | 0.18547 | 76583.9471 | 161027.948 | 1561.2673 | 3282.7725
1 | 3000 | 707 | 0.035 | 15 | 15 | 7 | 2.3714e-12 | 5spot_SharedNeighbor | Water | Porous | Wet | R245fa | MinimizeLCOE_Brownfield | IgnoreSilica | 7.542 | 1.5028 | 0.065578 | 4 | 57314.5179 | 117022.7996 | 1168.434 | 2385.6681 | 113.382 | 0 | 37.6104 | 507467.113 | 19586.6524 | 474069.6886 | 299146.2014 | 0 | 175734.4662 | 0 | 575641.6074 | 1497701.3822 | 1022211.968 | 4571559.0792 | 961560.8286 | 9501104.8411 | 9501104.8411 | 1478867.319 | 4682163.0063 | 0 | 15034224.7489 | 30696359.9153 | 2371.3737 | 0.26231 | 57314.5179 | 117022.7996 | 1168.434 | 2385.6681
1 | 3000 | 707 | 0.035 | 15 | 15 | 7 | 3.1623e-12 | 5spot_SharedNeighbor | Water | Porous | Wet | R245fa | MinimizeLCOE_Brownfield | IgnoreSilica | 9.9313 | 2.013 | 0.092247 | 4 | 43839.231 | 86285.509 | 893.722 | 1759.0468 | 114.4733 | 0 | 50.3635 | 626486.7595 | 24365.4265 | 598476.9359 | 389235.9195 | 0 | 206118.064 | 0 | 719426.4111 | 1871799.947 | 1277541.9255 | 5713451.389 | 961560.8286 | 9501104.8411 | 9501104.8411 | 1478867.319 | 4682163.0063 | 0 | 16176117.0587 | 31838252.2251 | 3162.2777 | 0.36899 | 43839.231 | 86285.509 | 893.722 | 1759.0468
1 | 3000 | 707 | 0.035 | 15 | 15 | 7 | 4.217e-12 | 5spot_SharedNeighbor | Water | Porous | Wet | R245fa | MinimizeLCOE_Brownfield | IgnoreSilica | 12.7741 | 2.6182 | 0.12633 | 4 | 34526.6777 | 65520.6946 | 703.873 | 1335.728 | 115.1931 | 0 | 39.8003 | 756213.7983 | 29552.1882 | 738163.9065 | 496205.2858 | 0 | 234966.2014 | 0 | 879489.5382 | 2288251.3704 | 1561778.5791 | 6984620.8678 | 961560.8286 | 9501104.8411 | 9501104.8411 | 1478867.319 | 4682163.0063 | 0 | 17447286.5375 | 33109421.7039 | 4216.965 | 0.50533 | 34526.6777 | 65520.6946 | 703.873 | 1335.728
1 | 3000 | 707 | 0.035 | 15 | 15 | 7 | 5.6234e-12 | 5spot_SharedNeighbor | Water | Porous | Wet | R245fa | MinimizeLCOE_Brownfield | IgnoreSilica | 16.3452 | 3.3788 | 0.17067 | 4 | 27778.6754 | 50720.4289 | 566.3059 | 1034.0045 | 115.7475 | 0 | 41.1338 | 907204.5226 | 35576.6732 | 904880.337 | 630752.4927 | 0 | 266467.4004 | 0 | 1070503.7561 | 2785231.1829 | 1900977.5131 | 8501593.8779 | 961560.8286 | 9501104.8411 | 9501104.8411 | 1478867.319 | 4682163.0063 | 0 | 18964259.5476 | 34626394.714 | 5623.4133 | 0.68269 | 27778.6754 | 50720.4289 | 566.3059 | 1034.0045
1 | 3000 | 707 | 0.035 | 15 | 15 | 7 | 7.4989e-12 | 5spot_SharedNeighbor | Water | Porous | Wet | R245fa | MinimizeLCOE_Brownfield | IgnoreSilica | 20.7861 | 4.3252 | 0.22782 | 4 | 22781.4432 | 39968.7117 | 464.4305 | 814.8163 | 116.1745 | 0 | 45.4009 | 1081598.9514 | 42517.2638 | 1102173.8764 | 798154.4463 | 0 | 300190.5964 | 0 | 1296607.7024 | 3373507.2708 | 2302488.031 | 10297238.1385 | 961560.8286 | 9501104.8411 | 9501104.8411 | 1478867.319 | 4682163.0063 | 0 | 20759903.8082 | 36422038.9746 | 7498.9421 | 0.91126 | 22781.4432 | 39968.7117 | 464.4305 | 814.8163
1 | 3000 | 707 | 0.035 | 15 | 15 | 7 | 1e-11 | 5spot_SharedNeighbor | Water | Porous | Wet | R245fa | MinimizeLCOE_Brownfield | IgnoreSilica | 26.2501 | 5.49 | 0.30069 | 4 | 19012.83 | 32034.7228 | 387.6023 | 653.0712 | 116.5041 | 0 | 59.5611 | 1281427.6529 | 50449.6009 | 1333530.0564 | 1004216.8941 | 0 | 335567.2716 | 0 | 1562024.6756 | 4064067.7906 | 2773809.7754 | 12405093.7176 | 961560.8286 | 9501104.8411 | 9501104.8411 | 1478867.319 | 4682163.0063 | 0 | 22867759.3873 | 38529894.5537 | 10000 | 1.2028 | 19012.83 | 32034.7228 | 387.6023 | 653.0712
1 | 3000 | 707 | 0.035 | 15 | 15 | 7 | 1.3335e-11 | 5spot_SharedNeighbor | Water | Porous | Wet | R245fa | MinimizeLCOE_Brownfield | IgnoreSilica | 32.9197 | 6.9122 | 0.39261 | 4 | 16128.6261 | 26101.7494 | 328.8039 | 532.1195 | 116.7604 | 0 | 57.6558 | 1509184.671 | 59467.3701 | 1603085.2612 | 1255776.5396 | 0 | 372313.5463 | 0 | 1871932.6814 | 4870384.8508 | 3324137.737 | 14866282.6573 | 961560.8286 | 9501104.8411 | 9501104.8411 | 1478867.319 | 4682163.0063 | 0 | 25328948.327 | 40991083.4934 | 13335.2143 | 1.5704 | 16128.6261 | 26101.7494 | 328.8039 | 532.1195
1 | 3000 | 707 | 0.035 | 15 | 15 | 7 | 1.7783e-11 | 5spot_SharedNeighbor | Water | Porous | Wet | R245fa | MinimizeLCOE_Brownfield | IgnoreSilica | 40.9272 | 8.6198 | 0.50666 | 4 | 13895.6351 | 21623.7065 | 283.2813 | 440.8285 | 116.959 | 0 | 58.8267 | 1765211.9793 | 69578.2478 | 1912502.4508 | 1557815.7132 | 0 | 409307.118 | 0 | 2228622.0485 | 5798417.4171 | 3957539.0327 | 17698994.0074 | 961560.8286 | 9501104.8411 | 9501104.8411 | 1478867.319 | 4682163.0063 | 0 | 28161659.6771 | 43823794.8435 | 17782.7941 | 2.0267 | 13895.6351 | 21623.7065 | 283.2813 | 440.8285
1 | 3000 | 707 | 0.035 | 15 | 15 | 7 | 2.3714e-11 | 5spot_SharedNeighbor | Water | Porous | Wet | R245fa | MinimizeLCOE_Brownfield | IgnoreSilica | 50.213 | 10.5991 | 0.64408 | 4 | 12154.3334 | 18233.6422 | 247.7825 | 371.7175 | 117.1051 | 0 | 66.4603 | 2043982.4197 | 80555.5334 | 2256177.5839 | 1907783.2346 | 0 | 443454.7967 | 0 | 2625461.8916 | 6830913.2857 | 4662238.6787 | 20850567.4242 | 961560.8286 | 9501104.8411 | 9501104.8411 | 1478867.319 | 4682163.0063 | 0 | 31313233.0939 | 46975368.2603 | 23713.7371 | 2.5763 | 12154.3334 | 18233.6422 | 247.7825 | 371.7175
1 | 3000 | 707 | 0.035 | 15 | 15 | 7 | 3.1623e-11 | 5spot_SharedNeighbor | Water | Porous | Wet | R245fa | MinimizeLCOE_Brownfield | IgnoreSilica | 60.5297 | 12.7941 | 0.80317 | 4 | 10793.5893 | 15668.7006 | 220.0419 | 319.4277 | 117.1948 | 0 | 65.7919 | 2335674.8562 | 92001.2635 | 2622649.1161 | 2296214.6788 | 0 | 471224.7685 | 0 | 3048928.2264 | 7932685.8239 | 5414221.0752 | 24213599.8086 | 961560.8286 | 9501104.8411 | 9501104.8411 | 1478867.319 | 4682163.0063 | 0 | 34676265.4783 | 50338400.6447 | 31622.7766 | 3.2127 | 10793.5893 | 15668.7006 | 220.0419 | 319.4277
1 | 3000 | 707 | 0.035 | 15 | 15 | 7 | 4.217e-11 | 5spot_SharedNeighbor | Water | Porous | Wet | R245fa | MinimizeLCOE_Brownfield | IgnoreSilica | 71.3527 | 15.0877 | 0.9777 | 4 | 9733.3741 | 13738.2134 | 198.428 | 280.0721 | 117.2209 | 0 | 84.5173 | 2624725.7404 | 103290.9365 | 2992423.0228 | 2702966.0641 | 0 | 488566.0297 | 0 | 3475668.9995 | 9042977.7789 | 6172018.1487 | 27602636.7207 | 961560.8286 | 9501104.8411 | 9501104.8411 | 1478867.319 | 4682163.0063 | 0 | 38065302.3904 | 53727437.5568 | 42169.6503 | 3.9108 | 9733.3741 | 13738.2134 | 198.428 | 280.0721
1 | 3000 | 707 | 0.035 | 15 | 15 | 7 | 5.6234e-11 | 5spot_SharedNeighbor | Water | Porous | Wet | R245fa | MinimizeLCOE_Brownfield | IgnoreSilica | 82.0862 | 17.3479 | 1.1585 | 4 | 8911.863 | 12291.792 | 181.6804 | 250.5848 | 117.1851 | 0 | 74.2663 | 2896476.8743 | 113843.5471 | 3346056.5555 | 3105185.8697 | 0 | 493613.5094 | 0 | 3882518.7789 | 10101517.4485 | 6894493.224 | 30833705.8074 | 961560.8286 | 9501104.8411 | 9501104.8411 | 1478867.319 | 4682163.0063 | 0 | 41296371.4771 | 56958506.6435 | 56234.1325 | 4.6339 | 8911.863 | 12291.792 | 181.6804 | 250.5848
1 | 3000 | 707 | 0.035 | 15 | 15 | 7 | 7.4989e-11 | 5spot_SharedNeighbor | Water | Porous | Wet | R245fa | MinimizeLCOE_Brownfield | IgnoreSilica | 92.1808 | 19.4564 | 1.3354 | 4 | 8279.0218 | 11211.1766 | 168.7791 | 228.555 | 117.1007 | 0 | 89.1642 | 3139890.2457 | 123233.5876 | 3667847.3724 | 3482074.358 | 0 | 486873.8645 | 0 | 4250968.577 | 11060148.2438 | 7548778.4397 | 33759814.6887 | 961560.8286 | 9501104.8411 | 9501104.8411 | 1478867.319 | 4682163.0063 | 0 | 44222480.3584 | 59884615.5248 | 74989.4209 | 5.3415 | 8279.0218 | 11211.1766 | 168.7791 | 228.555
1 | 3000 | 707 | 0.035 | 15 | 15 | 7 | 1e-10 | 5spot_SharedNeighbor | Water | Porous | Wet | R245fa | MinimizeLCOE_Brownfield | IgnoreSilica | 101.2406 | 21.3318 | 1.4998 | 4 | 7794.0392 | 10404.7681 | 158.892 | 212.1153 | 116.987 | 0 | 93.9696 | 3349109.954 | 131249.1987 | 3948369.3328 | 3818905.4985 | 0 | 470775.6895 | 0 | 4570179.7727 | 11890670.2957 | 8115626.8056 | 36294886.5474 | 961560.8286 | 9501104.8411 | 9501104.8411 | 1478867.319 | 4682163.0063 | 0 | 46757552.2171 | 62419687.3835 | 100000 | 5.9991 | 7794.0392 | 10404.7681 | 158.892 | 212.1153
1 | 3000 | 707 | 0.035 | 15 | 15 | 7 | 1.3335e-10 | 5spot_SharedNeighbor | Water | Porous | Wet | R245fa | MinimizeLCOE_Brownfield | IgnoreSilica | 109.0692 | 22.9373 | 1.6459 | 4 | 7423.9815 | 9802.9044 | 151.3479 | 199.8455 | 116.8624 | 0 | 96.3136 | 3523208.5049 | 137873.5251 | 4184729.0334 | 4108262.448 | 0 | 448742.0056 | 0 | 4837098.0516 | 12585136.9051 | 8589614.5364 | 38414665.0101 | 961560.8286 | 9501104.8411 | 9501104.8411 | 1478867.319 | 4682163.0063 | 0 | 48877330.6798 | 64539465.8462 | 133352.1432 | 6.5837 | 7423.9815 | 9802.9044 | 151.3479 | 199.8455
1 | 3000 | 707 | 0.035 | 15 | 15 | 7 | 1.7783e-10 | 5spot_SharedNeighbor | Water | Porous | Wet | R245fa | MinimizeLCOE_Brownfield | IgnoreSilica | 115.601 | 24.2654 | 1.7709 | 4 | 7142.5332 | 9353.5481 | 145.6102 | 190.6847 | 116.741 | 0 | 92.0071 | 3663993.4456 | 143197.4218 | 4377864.2923 | 4348636.9315 | 0 | 423850.9009 | 0 | 5053441.7669 | 13148018.8742 | 8973793.0464 | 40132796.6797 | 961560.8286 | 9501104.8411 | 9501104.8411 | 1478867.319 | 4682163.0063 | 0 | 50595462.3494 | 66257597.5158 | 177827.941 | 7.0837 | 7142.5332 | 9353.5481 | 145.6102 | 190.6847
1 | 3000 | 707 | 0.035 | 15 | 15 | 7 | 2.3714e-10 | 5spot_SharedNeighbor | Water | Porous | Wet | R245fa | MinimizeLCOE_Brownfield | IgnoreSilica | 120.8844 | 25.3318 | 1.8743 | 4 | 6929.0447 | 9018.0653 | 141.2579 | 183.8455 | 116.6319 | 0 | 108.6926 | 3775004.0182 | 147372.9097 | 4531465.0412 | 4542334.1895 | 0 | 398550.1835 | 0 | 5223943.2734 | 13591628.8193 | 9276565.9492 | 41486864.3839 | 961560.8286 | 9501104.8411 | 9501104.8411 | 1478867.319 | 4682163.0063 | 0 | 51949530.0536 | 67611665.22 | 237137.3706 | 7.4974 | 6929.0447 | 9018.0653 | 141.2579 | 183.8455
1 | 3000 | 707 | 0.035 | 15 | 15 | 7 | 3.1623e-10 | 5spot_SharedNeighbor | Water | Porous | Wet | R245fa | MinimizeLCOE_Brownfield | IgnoreSilica | 125.101 | 26.1775 | 1.9582 | 4 | 6767.4437 | 8767.0333 | 137.9635 | 178.7278 | 116.5381 | 0 | 102.7317 | 3861808.5828 | 150623.2189 | 4652405.7832 | 4696425.7422 | 0 | 374944.6339 | 0 | 5357121.1048 | 13938130.218 | 9513060.2737 | 42544519.5575 | 961560.8286 | 9501104.8411 | 9501104.8411 | 1478867.319 | 4682163.0063 | 0 | 53007185.2272 | 68669320.3936 | 316227.766 | 7.8327 | 6767.4437 | 8767.0333 | 137.9635 | 178.7278
1 | 3000 | 707 | 0.035 | 15 | 15 | 7 | 4.217e-10 | 5spot_SharedNeighbor | Water | Porous | Wet | R245fa | MinimizeLCOE_Brownfield | IgnoreSilica | 128.7092 | 26.8974 | 2.029 | 4 | 6641.4586 | 8571.1999 | 135.3951 | 174.7355 | 116.4534 | 0 | 96.0387 | 3934858.336 | 153348.0632 | 4754762.4519 | 4827928.3121 | 0 | 354636.6386 | 0 | 5469958.1827 | 14231709.1486 | 9713433.9263 | 43440635.0593 | 961560.8286 | 9501104.8411 | 9501104.8411 | 1478867.319 | 4682163.0063 | 0 | 53903300.729 | 69565435.8954 | 421696.5034 | 8.1162 | 6641.4586 | 8571.1999 | 135.3951 | 174.7355
1 | 3000 | 707 | 0.035 | 15 | 15 | 7 | 5.6234e-10 | 5spot_SharedNeighbor | Water | Porous | Wet | R245fa | MinimizeLCOE_Brownfield | IgnoreSilica | 131.2204 | 27.3962 | 2.0805 | 4 | 6550.26 | 8432.3106 | 133.5359 | 171.9041 | 116.392 | 0 | 91.8803 | 3985030.2625 | 155213.645 | 4825382.1134 | 4919245.513 | 0 | 336628.4066 | 0 | 5546384.9768 | 14430555.9897 | 9849150.9812 | 44047591.8883 | 961560.8286 | 9501104.8411 | 9501104.8411 | 1478867.319 | 4682163.0063 | 0 | 54510257.558 | 70172392.7244 | 562341.3252 | 8.3218 | 6550.26 | 8432.3106 | 133.5359 | 171.9041
1 | 3000 | 707 | 0.035 | 15 | 15 | 7 | 7.4989e-10 | 5spot_SharedNeighbor | Water | Porous | Wet | R245fa | MinimizeLCOE_Brownfield | IgnoreSilica | 134.8498 | 28.1171 | 2.1391 | 4 | 6481.0348 | 8311.4565 | 132.1247 | 169.4403 | 116.3071 | 0 | 94.4253 | 4057098.7327 | 157893.5086 | 4926995.263 | 5051226.9582 | 0 | 333453.2682 | 0 | 5665400.415 | 14740209.7464 | 10060496.0329 | 44992773.925 | 961560.8286 | 9501104.8411 | 9501104.8411 | 1478867.319 | 4682163.0063 | 0 | 55455439.5947 | 71117574.7611 | 749894.2093 | 8.5566 | 6481.0348 | 8311.4565 | 132.1247 | 169.4403
1 | 3000 | 707 | 0.035 | 15 | 15 | 7 | 1e-09 | 5spot_SharedNeighbor | Water | Porous | Wet | R245fa | MinimizeLCOE_Brownfield | IgnoreSilica | 136.4091 | 28.427 | 2.1712 | 4 | 6428.5282 | 8231.9642 | 131.0542 | 167.8197 | 116.2726 | 0 | 101.1108 | 4087940.5578 | 159041.0073 | 4970521.6196 | 5107952.5566 | 0 | 321902.7595 | 0 | 5712469.8153 | 14862674.6708 | 10144080.8602 | 45366583.8472 | 961560.8286 | 9501104.8411 | 9501104.8411 | 1478867.319 | 4682163.0063 | 0 | 55829249.5169 | 71491384.6833 | 1000000 | 8.6846 | 6428.5282 | 8231.9642 | 131.0542 | 167.8197
1 | 3000 | 707 | 0.035 | 15 | 15 | 7 | 1.3335e-09 | 5spot_SharedNeighbor | Water | Porous | Wet | R245fa | MinimizeLCOE_Brownfield | IgnoreSilica | 137.5929 | 28.6619 | 2.1956 | 4 | 6389.017 | 8172.3744 | 130.2488 | 166.6049 | 116.246 | 0 | 101.016 | 4111233.8299 | 159906.6846 | 5003451.7123 | 5150980.5301 | 0 | 312695.7211 | 0 | 5747924.7064 | 14954921.0246 | 10207040.8922 | 45648155.1012 | 961560.8286 | 9501104.8411 | 9501104.8411 | 1478867.319 | 4682163.0063 | 0 | 56110820.7709 | 71772955.9372 | 1333521.4322 | 8.7824 | 6389.017 | 8172.3744 | 130.2488 | 166.6049
1 | 3000 | 707 | 0.035 | 15 | 15 | 7 | 1.7783e-09 | 5spot_SharedNeighbor | Water | Porous | Wet | R245fa | MinimizeLCOE_Brownfield | IgnoreSilica | 138.4749 | 28.8368 | 2.214 | 4 | 6359.3068 | 8127.8193 | 129.6431 | 165.6966 | 116.2261 | 0 | 103.6604 | 4128522.7848 | 160548.6682 | 5027925.2763 | 5183021.3457 | 0 | 305367.4283 | 0 | 5774100.3463 | 15023024.6701 | 10253523.0297 | 45856033.5493 | 961560.8286 | 9501104.8411 | 9501104.8411 | 1478867.319 | 4682163.0063 | 0 | 56318699.219 | 71980834.3854 | 1778279.41 | 8.8561 | 6359.3068 | 8127.8193 | 129.6431 | 165.6966
1 | 3000 | 707 | 0.035 | 15 | 15 | 7 | 2.3714e-09 | 5spot_SharedNeighbor | Water | Porous | Wet | R245fa | MinimizeLCOE_Brownfield | IgnoreSilica | 139.1398 | 28.9685 | 2.228 | 4 | 6336.9799 | 8094.4178 | 129.1879 | 165.0157 | 116.2109 | 0 | 99.1055 | 4141519.4669 | 161030.96 | 5046340.7897 | 5207166.0832 | 0 | 299669.2802 | 0 | 5793733.3662 | 15074105.7606 | 10288386.9235 | 46011952.6303 | 961560.8286 | 9501104.8411 | 9501104.8411 | 1478867.319 | 4682163.0063 | 0 | 56474618.3 | 72136753.4664 | 2371373.7057 | 8.9119 | 6336.9799 | 8094.4178 | 129.1879 | 165.0157
1 | 3000 | 707 | 0.035 | 15 | 15 | 7 | 3.1623e-09 | 5spot_SharedNeighbor | Water | Porous | Wet | R245fa | MinimizeLCOE_Brownfield | IgnoreSilica | 139.6493 | 29.0693 | 2.2386 | 4 | 6320.2094 | 8069.2973 | 128.846 | 164.5035 | 116.1993 | 0 | 94.5036 | 4151456.9057 | 161399.5487 | 5060431.8999 | 5225661.3886 | 0 | 295338.4115 | 0 | 5808772.3802 | 15113234.1901 | 10315092.8807 | 46131387.6053 | 961560.8286 | 9501104.8411 | 9501104.8411 | 1478867.319 | 4682163.0063 | 0 | 56594053.275 | 72256188.4414 | 3162277.6602 | 8.9545 | 6320.2094 | 8069.2973 | 128.846 | 164.5035
1 | 3000 | 707 | 0.035 | 15 | 15 | 7 | 4.217e-09 | 5spot_SharedNeighbor | Water | Porous | Wet | R245fa | MinimizeLCOE_Brownfield | IgnoreSilica | 140.0218 | 29.143 | 2.2465 | 4 | 6307.6173 | 8050.5556 | 128.5893 | 164.1215 | 116.1907 | 0 | 100.1477 | 4158709.1261 | 161668.4386 | 5070721.2214 | 5239177.8964 | 0 | 291947.805 | 0 | 5819667.5501 | 15141581.1875 | 10334440.2888 | 46217913.5139 | 961560.8286 | 9501104.8411 | 9501104.8411 | 1478867.319 | 4682163.0063 | 0 | 56680579.1836 | 72342714.35 | 4216965.0343 | 8.9861 | 6307.6173 | 8050.5556 | 128.5893 | 164.1215
1 | 3000 | 707 | 0.035 | 15 | 15 | 7 | 5.6234e-09 | 5spot_SharedNeighbor | Water | Porous | Wet | R245fa | MinimizeLCOE_Brownfield | IgnoreSilica | 140.2996 | 29.1979 | 2.2524 | 4 | 6298.1652 | 8036.5202 | 128.3966 | 163.8353 | 116.1843 | 0 | 96.4597 | 4164112.0654 | 161868.7074 | 5078389.9915 | 5249258.0945 | 0 | 289350.8082 | 0 | 5827762.0701 | 15162641.4681 | 10348814.3631 | 46282197.5682 | 961560.8286 | 9501104.8411 | 9501104.8411 | 1478867.319 | 4682163.0063 | 0 | 56744863.2379 | 72406998.4043 | 5623413.2519 | 9.0097 | 6298.1652 | 8036.5202 | 128.3966 | 163.8353
1 | 3000 | 707 | 0.035 | 15 | 15 | 7 | 7.4989e-09 | 5spot_SharedNeighbor | Water | Porous | Wet | R245fa | MinimizeLCOE_Brownfield | IgnoreSilica | 140.5307 | 29.2436 | 2.2571 | 4 | 6291.072 | 8025.8033 | 128.252 | 163.6169 | 116.179 | 0 | 112.1923 | 4168601.1804 | 162035.0725 | 5084763.6137 | 5257639.7512 | 0 | 287533.6152 | 0 | 5834623.5609 | 15180493.6595 | 10360998.8506 | 46336689.304 | 961560.8286 | 9501104.8411 | 9501104.8411 | 1478867.319 | 4682163.0063 | 0 | 56799354.9737 | 72461490.1401 | 7498942.0933 | 9.0286 | 6291.072 | 8025.8033 | 128.252 | 163.6169
1 | 3000 | 707 | 0.035 | 15 | 15 | 7 | 1e-08 | 5spot_SharedNeighbor | Water | Porous | Wet | R245fa | MinimizeLCOE_Brownfield | IgnoreSilica | 140.6887 | 29.2748 | 2.2605 | 4 | 6285.7498 | 8017.9001 | 128.1435 | 163.4557 | 116.1753 | 0 | 103.3102 | 4171668.9267 | 162148.7411 | 5089120.3341 | 5263371.2291 | 0 | 286052.012 | 0 | 5839220.8848 | 15192454.9532 | 10369162.6793 | 46373199.7603 | 961560.8286 | 9501104.8411 | 9501104.8411 | 1478867.319 | 4682163.0063 | 0 | 56835865.43 | 72498000.5964 | 10000000 | 9.042 | 6285.7498 | 8017.9001 | 128.1435 | 163.4557
1 | 3100 | 707 | 0.035 | 15 | 15 | 7 | 1e-13 | 5spot_SharedNeighbor | Water | Porous | Wet | R245fa | MinimizeLCOE_Brownfield | IgnoreSilica | 0 | 0 | 0 | 4 | [6 empty] | 10.1958 | [19 empty] | 100 | 0
1 | 3100 | 707 | 0.035 | 15 | 15 | 7 | 1.3335e-13 | 5spot_SharedNeighbor | Water | Porous | Wet | R245fa | MinimizeLCOE_Brownfield | IgnoreSilica | 0 | 0 | 0 | 4 | [6 empty] | 10.9872 | [19 empty] | 133.3521 | 0
1 | 3100 | 707 | 0.035 | 15 | 15 | 7 | 1.7783e-13 | 5spot_SharedNeighbor | Water | Porous | Wet | R245fa | MinimizeLCOE_Brownfield | IgnoreSilica | 0 | 0 | 0 | 4 | [6 empty] | 11.9053 | [19 empty] | 177.8279 | 0
1 | 3100 | 707 | 0.035 | 15 | 15 | 7 | 2.3714e-13 | 5spot_SharedNeighbor | Water | Porous | Wet | R245fa | MinimizeLCOE_Brownfield | IgnoreSilica | 0 | 0 | 0 | 4 | [6 empty] | 10.543 | [19 empty] | 237.1374 | 0
1 | 3100 | 707 | 0.035 | 15 | 15 | 7 | 3.1623e-13 | 5spot_SharedNeighbor | Water | Porous | Wet | R245fa | MinimizeLCOE_Brownfield | IgnoreSilica | 0.97664 | 0.13351 | 0.0010953 | 4 | 2660445.1482 | 6357470.4191 | 54236.7729 | 129605.6336 | 91.7362 | 0 | 31.0781 | 81656.8269 | 2679.5914 | 69462.8227 | 54150.3247 | 0 | 53874.7958 | 0 | 102111.501 | 265673.1796 | 181327.4041 | 810936.4463 | 961560.8286 | 9883032.0773 | 9883032.0773 | 1478867.319 | 4834933.9008 | 0 | 11655529.3521 | 27852362.6492 | 316.2278 | 0.004381 | 2660445.1482 | 6357470.4191 | 54236.7729 | 129605.6336
1 | 3100 | 707 | 0.035 | 15 | 15 | 7 | 4.217e-13 | 5spot_SharedNeighbor | Water | Porous | Wet | R245fa | MinimizeLCOE_Brownfield | IgnoreSilica | 1.4764 | 0.2365 | 0.0042135 | 4 | 714682.5692 | 1675682.6675 | 14569.7709 | 34161.0577 | 100.2707 | 0 | 117.2019 | 129126.4584 | 4517.5861 | 109035.4472 | 72818.566 | 0 | 72190.402 | 0 | 151198.4992 | 393387.4799 | 268495.0384 | 1200769.4771 | 961560.8286 | 9883032.0773 | 9883032.0773 | 1478867.319 | 4834933.9008 | 0 | 12045362.383 | 28242195.68 | 421.6965 | 0.016854 | 714682.5692 | 1675682.6675 | 14569.7709 | 34161.0577
1 | 3100 | 707 | 0.035 | 15 | 15 | 7 | 5.6234e-13 | 5spot_SharedNeighbor | Water | Porous | Wet | R245fa | MinimizeLCOE_Brownfield | IgnoreSilica | 2.0793 | 0.36575 | 0.009138 | 4 | 341359.7505 | 784475.1075 | 6959.0802 | 15992.5861 | 105.6996 | 0 | 176.8312 | 181081.8077 | 6595.6625 | 153916.9398 | 95646.2965 | 0 | 89952.4547 | 0 | 205605.3328 | 534942.9006 | 365109.5216 | 1632850.9161 | 961560.8286 | 9883032.0773 | 9883032.0773 | 1478867.319 | 4834933.9008 | 0 | 12477443.822 | 28674277.119 | 562.3413 | 0.036552 | 341359.7505 | 784475.1075 | 6959.0802 | 15992.5861
1 | 3100 | 707 | 0.035 | 15 | 15 | 7 | 7.4989e-13 | 5spot_SharedNeighbor | Water | Porous | Wet | R245fa | MinimizeLCOE_Brownfield | IgnoreSilica | 2.8183 | 0.52729 | 0.016262 | 4 | 199341.7491 | 448341.9352 | 4063.8512 | 9140.0568 | 109.4371 | 0 | 241.7151 | 238948.5637 | 8946.8769 | 205678.6979 | 123855.7434 | 0 | 107720.4964 | 0 | 267208.6476 | 695222.0889 | 474503.3611 | 2122084.476 | 961560.8286 | 9883032.0773 | 9883032.0773 | 1478867.319 | 4834933.9008 | 0 | 12966677.3819 | 29163510.6789 | 749.8942 | 0.065047 | 199341.7491 | 448341.9352 | 4063.8512 | 9140.0568
1 | 3100 | 707 | 0.035 | 15 | 15 | 7 | 1e-12 | 5spot_SharedNeighbor | Water | Porous | Wet | R245fa | MinimizeLCOE_Brownfield | IgnoreSilica | 3.7681 | 0.73718 | 0.026183 | 4 | 129409.9693 | 284058.2487 | 2638.1973 | 5790.9116 | 112.2145 | 0 | 37.9945 | 306738.4165 | 11722.5178 | 268371.7031 | 160348.3364 | 0 | 127447.918 | 0 | 341105.2678 | 887485.9366 | 605727.3877 | 2708947.4839 | 961560.8286 | 9883032.0773 | 9883032.0773 | 1478867.319 | 4834933.9008 | 0 | 13553540.3898 | 29750373.6868 | 1000 | 0.10473 | 129409.9693 | 284058.2487 | 2638.1973 | 5790.9116
1 | 3100 | 707 | 0.035 | 15 | 15 | 7 | 1.3335e-12 | 5spot_SharedNeighbor | Water | Porous | Wet | R245fa | MinimizeLCOE_Brownfield | IgnoreSilica | 4.9791 | 1.0063 | 0.03965 | 4 | 89866.3348 | 191991.1555 | 1832.0468 | 3913.9994 | 114.2849 | 0 | 43.9655 | 385612.0774 | 14961.1028 | 343717.3587 | 206905.942 | 0 | 149153.8812 | 0 | 429136.6412 | 1116525.5124 | 762051.6045 | 3408064.1201 | 961560.8286 | 9883032.0773 | 9883032.0773 | 1478867.319 | 4834933.9008 | 0 | 14252657.026 | 30449490.3231 | 1333.5214 | 0.1586 | 89866.3348 | 191991.1555 | 1832.0468 | 3913.9994
1 | 3100 | 707 | 0.035 | 15 | 15 | 7 | 1.7783e-12 | 5spot_SharedNeighbor | Water | Porous | Wet | R245fa | MinimizeLCOE_Brownfield | IgnoreSilica | 6.4944 | 1.3436 | 0.057557 | 4 | 65463.265 | 135814.0621 | 1334.5572 | 2768.7534 | 115.8022 | 0 | 37.2198 | 475927.8216 | 18669.0382 | 432695.9939 | 265225.2463 | 0 | 172234.8581 | 0 | 532253.6537 | 1384814.8266 | 945164.5742 | 4226986.0125 | 961560.8286 | 9883032.0773 | 9883032.0773 | 1478867.319 | 4834933.9008 | 0 | 15071578.9184 | 31268412.2154 | 1778.2794 | 0.23023 | 65463.265 | 135814.0621 | 1334.5572 | 2768.7534
1 | 3100 | 707 | 0.035 | 15 | 15 | 7 | 2.3714e-12 | 5spot_SharedNeighbor | Water | Porous | Wet | R245fa | MinimizeLCOE_Brownfield | IgnoreSilica | 8.446 | 1.776 | 0.080867 | 4 | 49654.9391 | 99727.6635 | 1012.2831 | 2033.0833 | 116.8541 | 0 | 25.253 | 581846.2945 | 22996.4757 | 540486.1413 | 340323.2727 | 0 | 198775.9164 | 0 | 656926.9592 | 1709189.1936 | 1166556.7449 | 5217100.9981 | 961560.8286 | 9883032.0773 | 9883032.0773 | 1478867.319 | 4834933.9008 | 0 | 16061693.904 | 32258527.201 | 2371.3737 | 0.32347 | 49654.9391 | 99727.6635 | 1012.2831 | 2033.0833
1 | 3100 | 707 | 0.035 | 15 | 15 | 7 | 3.1623e-12 | 5spot_SharedNeighbor | Water | Porous | Wet | R245fa | MinimizeLCOE_Brownfield | IgnoreSilica | 10.9519 | 2.3412 | 0.11315 | 4 | 38180.7572 | 73965.593 | 778.3664 | 1507.8887 | 117.9414 | 0 | 35.7342 | 710245.7038 | 28278.6826 | 673677.3628 | 437314.0199 | 0 | 228672.3659 | 0 | 810493.3726 | 2108737.5005 | 1439256.6743 | 6436675.6824 | 961560.8286 | 9883032.0773 | 9883032.0773 | 1478867.319 | 4834933.9008 | 0 | 17281268.5883 | 33478101.8854 | 3162.2777 | 0.45262 | 38180.7572 | 73965.593 | 778.3664 | 1507.8887
1 | 3100 | 707 | 0.035 | 15 | 15 | 7 | 4.217e-12 | 5spot_SharedNeighbor | Water | Porous | Wet | R245fa | MinimizeLCOE_Brownfield | IgnoreSilica | 14.0628 | 3.038 | 0.1543 | 4 | 30303.7443 | 56546.102 | 617.7828 | 1152.7688 | 118.6349 | 0 | 55.1053 | 855830.1533 | 34229.0848 | 829391.4465 | 557561.7613 | 0 | 260376.1471 | 0 | 989581.5513 | 2574688.2054 | 1757277.6047 | 7858935.9544 | 961560.8286 | 9883032.0773 | 9883032.0773 | 1478867.319 | 4834933.9008 | 0 | 18703528.8602 | 34900362.1573 | 4216.965 | 0.6172 | 30303.7443 | 56546.102 | 617.7828 | 1152.7688
1 | 3100 | 707 | 0.035 | 15 | 15 | 7 | 5.6234e-12 | 5spot_SharedNeighbor | Water | Porous | Wet | R245fa | MinimizeLCOE_Brownfield | IgnoreSilica | 17.9286 | 3.9041 | 0.20749 | 4 | 24556.3606 | 44071.3764 | 500.6146 | 898.4546 | 119.1658 | 0 | 55.8179 | 1023564.6576 | 41067.1646 | 1013325.9907 | 706925.8988 | 0 | 294100.1668 | 0 | 1200803.7126 | 3124244.9415 | 2132361.3694 | 9536393.9018 | 961560.8286 | 9883032.0773 | 9883032.0773 | 1478867.319 | 4834933.9008 | 0 | 20380986.8077 | 36577820.1048 | 5623.4133 | 0.82997 | 24556.3606 | 44071.3764 | 500.6146 | 898.4546
1 | 3100 | 707 | 0.035 | 15 | 15 | 7 | 7.4989e-12 | 5spot_SharedNeighbor | Water | Porous | Wet | R245fa | MinimizeLCOE_Brownfield | IgnoreSilica | 22.7593 | 4.9864 | 0.27594 | 4 | 20273.4991 | 34947.6373 | 413.3027 | 712.4549 | 119.5789 | 0 | 55.2477 | 1218338.7127 | 48985.9563 | 1232066.1805 | 893316.3793 | 0 | 330795.2753 | 0 | 1452165.9766 | 3778237.9909 | 2578725.0638 | 11532631.5354 | 961560.8286 | 9883032.0773 | 9883032.0773 | 1478867.319 | 4834933.9008 | 0 | 22377224.4413 | 38574057.7384 | 7498.9421 | 1.1038 | 20273.4991 | 34947.6373 | 413.3027 | 712.4549
1 | 3100 | 707 | 0.035 | 15 | 15 | 7 | 1e-11 | 5spot_SharedNeighbor | Water | Porous | Wet | R245fa | MinimizeLCOE_Brownfield | IgnoreSilica | 28.6861 | 6.3146 | 0.36293 | 4 | 17024.3676 | 28181.3953 | 347.0648 | 574.5159 | 119.8982 | 0 | 51.0535 | 1441060.3625 | 58016.7852 | 1487938.6555 | 1122034.2396 | 0 | 369094.8869 | 0 | 1746476.5226 | 4543973.6601 | 3101355.3924 | 13869950.5048 | 961560.8286 | 9883032.0773 | 9883032.0773 | 1478867.319 | 4834933.9008 | 0 | 24714543.4106 | 40911376.7077 | 10000 | 1.4517 | 17024.3676 | 28181.3953 | 347.0648 | 574.5159
1 | 3100 | 707 | 0.035 | 15 | 15 | 7 | 1.3335e-11 | 5spot_SharedNeighbor | Water | Porous | Wet | R245fa | MinimizeLCOE_Brownfield | IgnoreSilica | 35.8823 | 7.9279 | 0.47214 | 4 | 14524.6346 | 23100.8655 | 296.1043 | 470.9424 | 120.1462 | 0 | 59.1467 | 1693845.392 | 68239.9494 | 1784670.9894 | 1399960.6612 | 0 | 408424.628 | 0 | 2088505.2318 | 5433862.2018 | 3708722.6074 | 16586231.661 | 961560.8286 | 9883032.0773 | 9883032.0773 | 1478867.319 | 4834933.9008 | 0 | 27430824.5668 | 43627657.8639 | 13335.2143 | 1.8886 | 14524.6346 | 23100.8655 | 296.1043 | 470.9424
1 | 3100 | 707 | 0.035 | 15 | 15 | 7 | 1.7783e-11 | 5spot_SharedNeighbor | Water | Porous | Wet | R245fa | MinimizeLCOE_Brownfield | IgnoreSilica | 44.4472 | 9.8482 | 0.60665 | 4 | 12581.8247 | 19256.5216 | 256.4975 | 392.5702 | 120.3364 | 0 | 53.8359 | 1975856.7909 | 79614.3258 | 2122561.8112 | 1730884.7432 | 0 | 447193.6768 | 0 | 2478883.4257 | 6449546.1848 | 4401947.796 | 19686488.7544 | 961560.8286 | 9883032.0773 | 9883032.0773 | 1478867.319 | 4834933.9008 | 0 | 30531081.6603 | 46727914.9573 | 17782.7941 | 2.4266 | 12581.8247 | 19256.5216 | 256.4975 | 392.5702
1 | 3100 | 707 | 0.035 | 15 | 15 | 7 | 2.3714e-11 | 5spot_SharedNeighbor | Water | Porous | Wet | R245fa | MinimizeLCOE_Brownfield | IgnoreSilica | 54.2887 | 12.0529 | 0.76716 | 4 | 11063.5839 | 16341.7864 | 225.5461 | 333.1494 | 120.4704 | 0 | 58.7793 | 2280382.7701 | 91858.0719 | 2494634.7875 | 2110965.2071 | 0 | 482128.4114 | 0 | 2909388.0067 | 7569630.7959 | 5166428.5586 | 23105416.6092 | 961560.8286 | 9883032.0773 | 9883032.0773 | 1478867.319 | 4834933.9008 | 0 | 33950009.5151 | 50146842.8121 | 23713.7371 | 3.0686 | 11063.5839 | 16341.7864 | 225.5461 | 333.1494
1 | 3100 | 707 | 0.035 | 15 | 15 | 7 | 3.1623e-11 | 5spot_SharedNeighbor | Water | Porous | Wet | R245fa | MinimizeLCOE_Brownfield | IgnoreSilica | 64.9996 | 14.4459 | 0.94968 | 4 | 9877.0955 | 14140.8504 | 201.358 | 288.2804 | 120.5398 | 0 | 77.3373 | 2592672.6406 | 104362.0794 | 2883417.7461 | 2524042.88 | 0 | 508224.9172 | 0 | 3358960.9027 | 8739327.2513 | 5964770.4242 | 26675778.8416 | 961560.8286 | 9883032.0773 | 9883032.0773 | 1478867.319 | 4834933.9008 | 0 | 37520371.7475 | 53717205.0445 | 31622.7766 | 3.7987 | 9877.0955 | 14140.8504 | 201.358 | 288.2804
1 | 3100 | 707 | 0.035 | 15 | 15 | 7 | 4.217e-11 | 5spot_SharedNeighbor | Water | Porous | Wet | R245fa | MinimizeLCOE_Brownfield | IgnoreSilica | 76.013 | 16.8935 | 1.146 | 4 | 8953.6849 | 12487.0594 | 182.533 | 254.5656 | 120.5397 | 0 | 75.65 | 2896127.4754 | 116446.016 | 3268045.3385 | 2947624.948 | 0 | 521912.1793 | 0 | 3802560.8233 | 9893483.2498 | 6752505.6087 | 30198705.6391 | 961560.8286 | 9883032.0773 | 9883032.0773 | 1478867.319 | 4834933.9008 | 0 | 41043298.545 | 57240131.842 | 42169.6503 | 4.584 | 8953.6849 | 12487.0594 | 182.533 | 254.5656
1 | 3100 | 707 | 0.035 | 15 | 15 | 7 | 5.6234e-11 | 5spot_SharedNeighbor | Water | Porous | Wet | R245fa | MinimizeLCOE_Brownfield | IgnoreSilica | 86.7823 | 19.2687 | 1.3458 | 4 | 8239.102 | 11247.8285 | 167.9652 | 229.3022 | 120.4763 | 0 | 98.4597 | 3177584.3417 | 127579.3624 | 3630888.999 | 3360187.9775 | 0 | 522648.6029 | 0 | 4219366.8206 | 10977926.956 | 7492660.7213 | 33508843.7815 | 961560.8286 | 9883032.0773 | 9883032.0773 | 1478867.319 | 4834933.9008 | 0 | 44353436.6874 | 60550269.9844 | 56234.1325 | 5.3833 | 8239.102 | 11247.8285 | 167.9652 | 229.3022
1 | 3100 | 707 | 0.035 | 15 | 15 | 7 | 7.4989e-11 | 5spot_SharedNeighbor | Water | Porous | Wet | R245fa | MinimizeLCOE_Brownfield | IgnoreSilica | 96.7628 | 21.4497 | 1.5381 | 4 | 7689.1843 | 10321.8601 | 156.7544 | 210.4251 | 120.3672 | 0 | 98.512 | 3426189.2019 | 137340.7273 | 3956414.5538 | 3740726.7487 | 0 | 511389.2487 | 0 | 4591103.5874 | 11945109.7695 | 8152782.8651 | 36461056.7024 | 961560.8286 | 9883032.0773 | 9883032.0773 | 1478867.319 | 4834933.9008 | 0 | 47305649.6083 | 63502482.9053 | 74989.4209 | 6.1522 | 7689.1843 | 10321.8601 | 156.7544 | 210.4251
1 | 3100 | 707 | 0.035 | 15 | 15 | 7 | 1e-10 | 5spot_SharedNeighbor | Water | Porous | Wet | R245fa | MinimizeLCOE_Brownfield | IgnoreSilica | 105.623 | 23.3671 | 1.7142 | 4 | 7268.0165 | 9630.1815 | 148.1683 | 196.3243 | 120.2337 | 0 | 91.9036 | 3637741.7056 | 145584.9541 | 4237293.1957 | 4076859.2234 | 0 | 491273.4239 | 0 | 4909613.476 | 12773807.1644 | 8718385.8652 | 38990559.0083 | 961560.8286 | 9883032.0773 | 9883032.0773 | 1478867.319 | 4834933.9008 | 0 | 49835151.9142 | 66031985.2112 | 100000 | 6.8568 | 7268.0165 | 9630.1815 | 148.1683 | 196.3243
1 | 3100 | 707 | 0.035 | 15 | 15 | 7 | 1.3335e-10 | 5spot_SharedNeighbor | Water | Porous | Wet | R245fa | MinimizeLCOE_Brownfield | IgnoreSilica | 113.187 | 24.9884 | 1.8687 | 4 | 6946.7297 | 9113.567 | 141.6185 | 185.7924 | 120.0946 | 0 | 104.4937 | 3811925.0396 | 152324.4371 | 4471345.5299 | 4362427.9473 | 0 | 465769.7951 | 0 | 5172879.1721 | 13458770.5024 | 9185887.418 | 41081329.8415 | 961560.8286 | 9883032.0773 | 9883032.0773 | 1478867.319 | 4834933.9008 | 0 | 51925922.7474 | 68122756.0444 | 133352.1432 | 7.4749 | 6946.7297 | 9113.567 | 141.6185 | 185.7924
1 | 3100 | 707 | 0.035 | 15 | 15 | 7 | 1.7783e-10 | 5spot_SharedNeighbor | Water | Porous | Wet | R245fa | MinimizeLCOE_Brownfield | IgnoreSilica | 119.4371 | 26.3167 | 1.9995 | 4 | 6702.4138 | 8727.5634 | 136.6378 | 177.9232 | 119.9634 | 0 | 102.0954 | 3951612.2966 | 157694.7661 | 4660932.8977 | 4597518.7085 | 0 | 438109.639 | 0 | 5384288.6401 | 14008814.572 | 9561303.7978 | 42760275.3177 | 961560.8286 | 9883032.0773 | 9883032.0773 | 1478867.319 | 4834933.9008 | 0 | 53604868.2236 | 69801701.5207 | 177827.941 | 7.9978 | 6702.4138 | 8727.5634 | 136.6378 | 177.9232
1 | 3100 | 707 | 0.035 | 15 | 15 | 7 | 2.3714e-10 | 5spot_SharedNeighbor | Water | Porous | Wet | R245fa | MinimizeLCOE_Brownfield | IgnoreSilica | 124.4749 | 27.3799 | 2.107 | 4 | 6517.0995 | 8438.8924 | 132.8599 | 172.0382 | 119.8475 | 0 | 115.337 | 4061562.5432 | 161899.3161 | 4811366.4153 | 4786708.9562 | 0 | 410876.0301 | 0 | 5550641.1718 | 14441629.7358 | 9856709.0405 | 44081393.209 | 961560.8286 | 9883032.0773 | 9883032.0773 | 1478867.319 | 4834933.9008 | 0 | 54925986.1149 | 71122819.4119 | 237137.3706 | 8.428 | 6517.0995 | 8438.8924 | 132.8599 | 172.0382
1 | 3100 | 707 | 0.035 | 15 | 15 | 7 | 3.1623e-10 | 5spot_SharedNeighbor | Water | Porous | Wet | R245fa | MinimizeLCOE_Brownfield | IgnoreSilica | 128.4554 | 28.2148 | 2.1934 | 4 | 6376.8247 | 8222.9263 | 130.0002 | 167.6355 | 119.7498 | 0 | 108.7081 | 4146769.7143 | 165142.6885 | 4928716.596 | 4935782.1602 | 0 | 385744.554 | 0 | 5679240.7281 | 14776219.402 | 10085073.3628 | 45102689.206 | 961560.8286 | 9883032.0773 | 9883032.0773 | 1478867.319 | 4834933.9008 | 0 | 55947282.1118 | 72144115.4089 | 316227.766 | 8.7735 | 6376.8247 | 8222.9263 | 130.0002 | 167.6355
1 | 3100 | 707 | 0.035 | 15 | 15 | 7 | 4.217e-10 | 5spot_SharedNeighbor | Water | Porous | Wet | R245fa | MinimizeLCOE_Brownfield | IgnoreSilica | 131.8756 | 28.9284 | 2.2665 | 4 | 6267.017 | 8053.5438 | 127.7616 | 164.1824 | 119.6617 | 0 | 102.8122 | 4218834.6558 | 167875.2175 | 5028503.07 | 5063574.4471 | 0 | 364304.2751 | 0 | 5788805.7495 | 15061285.113 | 10279636.5681 | 45972819.0961 | 961560.8286 | 9883032.0773 | 9883032.0773 | 1478867.319 | 4834933.9008 | 0 | 56817412.002 | 73014245.299 | 421696.5034 | 9.0661 | 6267.017 | 8053.5438 | 127.7616 | 164.1824
1 | 3100 | 707 | 0.035 | 15 | 15 | 7 | 5.6234e-10 | 5spot_SharedNeighbor | Water | Porous | Wet | R245fa | MinimizeLCOE_Brownfield | IgnoreSilica | 136.0607 | 29.8023 | 2.3414 | 4 | 6186.8725 | 7916.2978 | 126.1278 | 161.3844 | 119.5614 | 0 | 95.9303 | 4306454.1704 | 171199.5493 | 5150025.624 | 5220004.8416 | 0 | 358757.054 | 0 | 5930512.0833 | 15429975.9255 | 10531275.6235 | 47098204.8717 | 961560.8286 | 9883032.0773 | 9883032.0773 | 1478867.319 | 4834933.9008 | 0 | 57942797.7776 | 74139631.0746 | 562341.3252 | 9.3654 | 6186.8725 | 7916.2978 | 126.1278 | 161.3844
1 | 3100 | 707 | 0.035 | 15 | 15 | 7 | 7.4989e-10 | 5spot_SharedNeighbor | Water | Porous | Wet | R245fa | MinimizeLCOE_Brownfield | IgnoreSilica | 137.9903 | 30.2047 | 2.3841 | 4 | 6126.3139 | 7824.7611 | 124.8932 | 159.5183 | 119.5159 | 0 | 97.0008 | 4346523.4523 | 172718.2558 | 5205739.8516 | 5292083.851 | 0 | 344133.3341 | 0 | 5990867.5104 | 15587008.3663 | 10638453.491 | 47577528.1124 | 961560.8286 | 9883032.0773 | 9883032.0773 | 1478867.319 | 4834933.9008 | 0 | 58422121.0183 | 74618954.3153 | 749894.2093 | 9.5363 | 6126.3139 | 7824.7611 | 124.8932 | 159.5183
1 | 3100 | 707 | 0.035 | 15 | 15 | 7 | 1e-09 | 5spot_SharedNeighbor | Water | Porous | Wet | R245fa | MinimizeLCOE_Brownfield | IgnoreSilica | 139.4519 | 30.5088 | 2.4167 | 4 | 6080.7025 | 7756.2001 | 123.9633 | 158.1206 | 119.4809 | 0 | 84.0911 | 4376682.1671 | 173859.6642 | 5247763.6634 | 5346632.4653 | 0 | 332265.953 | 0 | 6036109.5261 | 15704718.8106 | 10718793.2879 | 47936825.5376 | 961560.8286 | 9883032.0773 | 9883032.0773 | 1478867.319 | 4834933.9008 | 0 | 58781418.4435 | 74978251.7406 | 1000000 | 9.6669 | 6080.7025 | 7756.2001 | 123.9633 | 158.1206
1 | 3100 | 707 | 0.035 | 15 | 15 | 7 | 1.3335e-09 | 5spot_SharedNeighbor | Water | Porous | Wet | R245fa | MinimizeLCOE_Brownfield | IgnoreSilica | 140.5554 | 30.7381 | 2.4416 | 4 | 6046.38 | 7704.8307 | 123.2636 | 157.0734 | 119.4542 | 0 | 101.2797 | 4399344.0983 | 174716.3893 | 5279392.3605 | 5387790.7231 | 0 | 322812.3277 | 0 | 6069981.8006 | 15792847.5206 | 10778942.9434 | 48205828.1635 | 961560.8286 | 9883032.0773 | 9883032.0773 | 1478867.319 | 4834933.9008 | 0 | 59050421.0693 | 75247254.3664 | 1333521.4322 | 9.7662 | 6046.38 | 7704.8307 | 123.2636 | 157.0734
1 | 3100 | 707 | 0.035 | 15 | 15 | 7 | 1.7783e-09 | 5spot_SharedNeighbor | Water | Porous | Wet | R245fa | MinimizeLCOE_Brownfield | IgnoreSilica | 141.3855 | 30.9104 | 2.4604 | 4 | 6020.5715 | 7666.3434 | 122.7375 | 156.2888 | 119.434 | 0 | 106.7635 | 4416329.0492 | 175357.9558 | 5303126.7358 | 5418734.2614 | 0 | 315378.7899 | 0 | 6095281.4489 | 15858672.016 | 10823869.514 | 48406749.7711 | 961560.8286 | 9883032.0773 | 9883032.0773 | 1478867.319 | 4834933.9008 | 0 | 59251342.6769 | 75448175.974 | 1778279.41 | 9.8415 | 6020.5715 | 7666.3434 | 122.7375 | 156.2888
1 | 3100 | 707 | 0.035 | 15 | 15 | 7 | 2.3714e-09 | 5spot_SharedNeighbor | Water | Porous | Wet | R245fa | MinimizeLCOE_Brownfield | IgnoreSilica | 142.0117 | 31.0403 | 2.4746 | 4 | 6001.1767 | 7637.4804 | 122.3421 | 155.7004 | 119.4186 | 0 | 103.9849 | 4429108.3639 | 175840.356 | 5321000.6304 | 5442070.1394 | 0 | 309617.7632 | 0 | 6114278.5286 | 15908098.5205 | 10857604.119 | 48557618.421 | 961560.8286 | 9883032.0773 | 9883032.0773 | 1478867.319 | 4834933.9008 | 0 | 59402211.3269 | 75599044.624 | 2371373.7057 | 9.8984 | 6001.1767 | 7637.4804 | 122.3421 | 155.7004
1 | 3100 | 707 | 0.035 | 15 | 15 | 7 | 3.1623e-09 | 5spot_SharedNeighbor | Water | Porous | Wet | R245fa | MinimizeLCOE_Brownfield | IgnoreSilica | 142.4797 | 31.1373 | 2.4853 | 4 | 5986.6087 | 7615.864 | 122.0451 | 155.2597 | 119.4071 | 0 | 111.0134 | 4438640.1219 | 176199.9917 | 5334341.5136 | 5459506.2487 | 0 | 305161.8659 | 0 | 6128401.3993 | 15944843.333 | 10882683.2086 | 48669777.6827 | 961560.8286 | 9883032.0773 | 9883032.0773 | 1478867.319 | 4834933.9008 | 0 | 59514370.5886 | 75711203.8856 | 3162277.6602 | 9.9412 | 5986.6087 | 7615.864 | 122.0451 | 155.2597
1 | 3100 | 707 | 0.035 | 15 | 15 | 7 | 4.217e-09 | 5spot_SharedNeighbor | Water | Porous | Wet | R245fa | MinimizeLCOE_Brownfield | IgnoreSilica | 142.8204 | 31.2078 | 2.4932 | 4 | 5975.6704 | 7599.7439 | 121.8221 | 154.9311 | 119.3987 | 0 | 101.7141 | 4445566.7096 | 176461.2378 | 5344041.151 | 5472193.344 | 0 | 301674.574 | 0 | 6138575.4364 | 15971314.0906 | 10900750.0445 | 48750576.5879 | 961560.8286 | 9883032.0773 | 9883032.0773 | 1478867.319 | 4834933.9008 | 0 | 59595169.4938 | 75792002.7908 | 4216965.0343 | 9.973 | 5975.6704 | 7599.7439 | 121.8221 | 154.9311
1 | 3100 | 707 | 0.035 | 15 | 15 | 7 | 5.6234e-09 | 5spot_SharedNeighbor | Water | Porous | Wet | R245fa | MinimizeLCOE_Brownfield | IgnoreSilica | 143.0936 | 31.2644 | 2.4994 | 4 | 5967.4598 | 7587.5189 | 121.6547 | 154.6818 | 119.3919 | 0 | 98.2682 | 4451115.9963 | 176670.4839 | 5351814.9747 | 5482367.3807 | 0 | 299144.6878 | 0 | 6146834.2741 | 15992801.8922 | 10915415.9106 | 48816165.6003 | 961560.8286 | 9883032.0773 | 9883032.0773 | 1478867.319 | 4834933.9008 | 0 | 59660758.5062 | 75857591.8032 | 5623413.2519 | 9.9977 | 5967.4598 | 7587.5189 | 121.6547 | 154.6818
1 | 3100 | 707 | 0.035 | 15 | 15 | 7 | 7.4989e-09 | 5spot_SharedNeighbor | Water | Porous | Wet | R245fa | MinimizeLCOE_Brownfield | IgnoreSilica | 143.2808 | 31.3032 | 2.5038 | 4 | 5961.2983 | 7578.4929 | 121.5291 | 154.4978 | 119.3873 | 0 | 103.3399 | 4454915.9863 | 176813.7368 | 5357139.9177 | 5489339.636 | 0 | 297098.2154 | 0 | 6152369.922 | 16007204.5124 | 10925245.9948 | 48860127.9214 | 961560.8286 | 9883032.0773 | 9883032.0773 | 1478867.319 | 4834933.9008 | 0 | 59704720.8273 | 75901554.1243 | 7498942.0933 | 10.0154 | 5961.2983 | 7578.4929 | 121.5291 | 154.4978
1 | 3100 | 707 | 0.035 | 15 | 15 | 7 | 1e-08 | 5spot_SharedNeighbor | Water | Porous | Wet | R245fa | MinimizeLCOE_Brownfield | IgnoreSilica | 143.4271 | 31.3335 | 2.5072 | 4 | 5956.6751 | 7571.6789 | 121.4349 | 154.3589 | 119.3837 | 0 | 97.3235 | 4457883.6862 | 176925.5984 | 5361299.4046 | 5494787.6024 | 0 | 295592.1829 | 0 | 6156730.5051 | 16018549.8552 | 10932989.4244 | 48894758.2593 | 961560.8286 | 9883032.0773 | 9883032.0773 | 1478867.319 | 4834933.9008 | 0 | 59739351.1652 | 75936184.4622 | 10000000 | 10.029 | 5956.6751 | 7571.6789 | 121.4349 | 154.3589
1 | 3200 | 707 | 0.035 | 15 | 15 | 7 | 1e-13 | 5spot_SharedNeighbor | Water | Porous | Wet | R245fa | MinimizeLCOE_Brownfield | IgnoreSilica | 0 | 0 | 0 | 4 | [6 empty] | 10.1324 | [19 empty] | 100 | 0
1 | 3200 | 707 | 0.035 | 15 | 15 | 7 | 1.3335e-13 | 5spot_SharedNeighbor | Water | Porous | Wet | R245fa | MinimizeLCOE_Brownfield | IgnoreSilica | 0 | 0 | 0 | 4 | [6 empty] | 10.7946 | [19 empty] | 133.3521 | 0
1 | 3200 | 707 | 0.035 | 15 | 15 | 7 | 1.7783e-13 | 5spot_SharedNeighbor | Water | Porous | Wet | R245fa | MinimizeLCOE_Brownfield | IgnoreSilica | 0 | 0 | 0 | 4 | [6 empty] | 10.7658 | [19 empty] | 177.8279 | 0
1 | 3200 | 707 | 0.035 | 15 | 15 | 7 | 2.3714e-13 | 5spot_SharedNeighbor | Water | Porous | Wet | R245fa | MinimizeLCOE_Brownfield | IgnoreSilica | 0 | 0 | 0 | 4 | [6 empty] | 10.4783 | [19 empty] | 237.1374 | 0
1 | 3200 | 707 | 0.035 | 15 | 15 | 7 | 3.1623e-13 | 5spot_SharedNeighbor | Water | Porous | Wet | R245fa | MinimizeLCOE_Brownfield | IgnoreSilica | 1.1398 | 0.17231 | 0.0020405 | 4 | 1495029.922 | 3545966.235 | 30478.2071 | 72289.318 | 97.0427 | 0 | 32.7233 | 101411.5624 | 3460.631 | 84840.8144 | 60799.3671 | 0 | 62684.1794 | 0 | 122146.6562 | 317800.5436 | 216905.4012 | 970049.1553 | 961560.8286 | 10270819.4043 | 10270819.4043 | 1478867.319 | 4990048.8316 | 0 | 12202429.3882 | 28942164.9431 | 316.2278 | 0.008162 | 1495029.922 | 3545966.235 | 30478.2071 | 72289.318
1 | 3200 | 707 | 0.035 | 15 | 15 | 7 | 4.217e-13 | 5spot_SharedNeighbor | Water | Porous | Wet | R245fa | MinimizeLCOE_Brownfield | IgnoreSilica | 1.6709 | 0.28869 | 0.0060364 | 4 | 522704.4096 | 1215982.9341 | 10656.0364 | 24789.4568 | 104.6325 | 0 | 133.3454 | 152666.6979 | 5510.9044 | 127476.6641 | 81154.1875 | 0 | 81561.0316 | 0 | 174864.0993 | 454960.5169 | 310519.9013 | 1388714.003 | 961560.8286 | 10270819.4043 | 10270819.4043 | 1478867.319 | 4990048.8316 | 0 | 12621094.2359 | 29360829.7908 | 421.6965 | 0.024146 | 522704.4096 | 1215982.9341 | 10656.0364 | 24789.4568
1 | 3200 | 707 | 0.035 | 15 | 15 | 7 | 5.6234e-13 | 5spot_SharedNeighbor | Water | Porous | Wet | R245fa | MinimizeLCOE_Brownfield | IgnoreSilica | 2.3321 | 0.4384 | 0.012154 | 4 | 269495.2921 | 613816.2398 | 5494.026 | 12513.4743 | 109.7315 | 0 | 193.831 | 210588.7628 | 7891.7379 | 177399.6388 | 106807.0933 | 0 | 100938.3856 | 0 | 235413.9912 | 612498.9151 | 418043.0951 | 1869581.6199 | 961560.8286 | 10270819.4043 | 10270819.4043 | 1478867.319 | 4990048.8316 | 0 | 13101961.8528 | 29841697.4077 | 562.3413 | 0.048617 | 269495.2921 | 613816.2398 | 5494.026 | 12513.4743
1 | 3200 | 707 | 0.035 | 15 | 15 | 7 | 7.4989e-13 | 5spot_SharedNeighbor | Water | Porous | Wet | R245fa | MinimizeLCOE_Brownfield | IgnoreSilica | 3.1489 | 0.62655 | 0.020898 | 4 | 163316.6943 | 363569.9729 | 3329.4317 | 7411.8657 | 113.2895 | 0 | 272.6802 | 275679.4754 | 10604.3127 | 235455.0745 | 138842.3703 | 0 | 120666.4561 | 0 | 304686.5987 | 792732.03 | 541055.8995 | 2419722.2173 | 961560.8286 | 10270819.4043 | 10270819.4043 | 1478867.319 | 4990048.8316 | 0 | 13652102.4502 | 30391838.0051 | 749.8942 | 0.083593 | 163316.6943 | 363569.9729 | 3329.4317 | 7411.8657
1 | 3200 | 707 | 0.035 | 15 | 15 | 7 | 1e-12 | 5spot_SharedNeighbor | Water | Porous | Wet | R245fa | MinimizeLCOE_Brownfield | IgnoreSilica | 4.1897 | 0.8684 | 0.032958 | 4 | 108514.0895 | 235492.4021 | 2212.2065 | 4800.8311 | 115.9223 | 0 | 35.1967 | 351284.7942 | 13775.0001 | 305142.5909 | 179791.1923 | 0 | 142237.0711 | 0 | 386969.9529 | 1006816.4391 | 687172.9077 | 3073189.9484 | 961560.8286 | 10270819.4043 | 10270819.4043 | 1478867.319 | 4990048.8316 | 0 | 14305570.1813 | 31045305.7362 | 1000 | 0.13183 | 108514.0895 | 235492.4021 | 2212.2065 | 4800.8311
1 | 3200 | 707 | 0.035 | 15 | 15 | 7 | 1.3335e-12 | 5spot_SharedNeighbor | Water | Porous | Wet | R245fa | MinimizeLCOE_Brownfield | IgnoreSilica | 5.4932 | 1.1729 | 0.049208 | 4 | 76566.6191 | 161612.3228 | 1560.9141 | 3294.6858 | 117.865 | 0 | 40.8701 | 437932.2385 | 17415.7053 | 387565.9666 | 231238.0178 | 0 | 165138.9673 | 0 | 483323.4492 | 1257508.4716 | 858275.3711 | 3838398.1873 | 961560.8286 | 10270819.4043 | 10270819.4043 | 1478867.319 | 4990048.8316 | 0 | 15070778.4202 | 31810513.9751 | 1333.5214 | 0.19683 | 76566.6191 | 161612.3228 | 1560.9141 | 3294.6858
1 | 3200 | 707 | 0.035 | 15 | 15 | 7 | 1.7783e-12 | 5spot_SharedNeighbor | Water | Porous | Wet | R245fa | MinimizeLCOE_Brownfield | IgnoreSilica | 7.1133 | 1.5515 | 0.070605 | 4 | 56515.8724 | 115788.2618 | 1152.1525 | 2360.5003 | 119.274 | 0 | 45.7619 | 536553.3951 | 21553.8837 | 484277.4692 | 295200.3942 | 0 | 189205.7377 | 0 | 595448.4431 | 1549234.7057 | 1057384.5202 | 4728858.5489 | 961560.8286 | 10270819.4043 | 10270819.4043 | 1478867.319 | 4990048.8316 | 0 | 15961238.7818 | 32700974.3367 | 1778.2794 | 0.28242 | 56515.8724 | 115788.2618 | 1152.1525 | 2360.5003
1 | 3200 | 707 | 0.035 | 15 | 15 | 7 | 2.3714e-12 | 5spot_SharedNeighbor | Water | Porous | Wet | R245fa | MinimizeLCOE_Brownfield | IgnoreSilica | 9.4226 | 2.0947 | 0.1001 | 4 | 42898.0082 | 84705.2028 | 874.5339 | 1726.8301 | 120.559 | 0 | 45.6276 | 666551.9977 | 27015.6158 | 615191.8791 | 386537.1098 | 0 | 223861.9031 | 0 | 748471.8171 | 1947370.1355 | 1329120.132 | 5944120.5902 | 961560.8286 | 10270819.4043 | 10270819.4043 | 1478867.319 | 4990048.8316 | 0 | 17176500.8231 | 33916236.378 | 2371.3737 | 0.4004 | 42898.0082 | 84705.2028 | 874.5339 | 1726.8301
1 | 3200 | 707 | 0.035 | 15 | 15 | 7 | 3.1623e-12 | 5spot_SharedNeighbor | Water | Porous | Wet | R245fa | MinimizeLCOE_Brownfield | IgnoreSilica | 12.036 | 2.7094 | 0.13767 | 4 | 33517.8168 | 63915.5143 | 683.306 | 1303.0042 | 121.3982 | 0 | 48.1767 | 801816.7752 | 32681.0818 | 755346.0816 | 490130.9197 | 0 | 252923.1208 | 0 | 909830.2118 | 2367191.5794 | 1615656.8938 | 7225576.6641 | 961560.8286 | 10270819.4043 | 10270819.4043 | 1478867.319 | 4990048.8316 | 0 | 18457956.897 | 35197692.4519 | 3162.2777 | 0.55069 | 33517.8168 | 63915.5143 | 683.306 | 1303.0042
1 | 3200 | 707 | 0.035 | 15 | 15 | 7 | 4.217e-12 | 5spot_SharedNeighbor | Water | Porous | Wet | R245fa | MinimizeLCOE_Brownfield | IgnoreSilica | 15.3882 | 3.4981 | 0.18677 | 4 | 26799.6605 | 49205.9601 | 546.3473 | 1003.1301 | 122.0607 | 0 | 35.4026 | 962628.5339 | 39399.4868 | 926229.8967 | 623040.9998 | 0 | 286580.798 | 0 | 1106773.089 | 2879596.5471 | 1965383.8132 | 8789633.1645 | 961560.8286 | 10270819.4043 | 10270819.4043 | 1478867.319 | 4990048.8316 | 0 | 20022013.3974 | 36761748.9523 | 4216.965 | 0.7471 | 26799.6605 | 49205.9601 | 546.3473 | 1003.1301
1 | 3200 | 707 | 0.035 | 15 | 15 | 7 | 5.6234e-12 | 5spot_SharedNeighbor | Water | Porous | Wet | R245fa | MinimizeLCOE_Brownfield | IgnoreSilica | 19.607 | 4.4905 | 0.25028 | 4 | 21867.2806 | 38588.4023 | 445.7941 | 786.6768 | 122.5768 | 0 | 50.0064 | 1150276.3312 | 47214.2667 | 1130648.5661 | 789664.1419 | 0 | 323711.1171 | 0 | 1342190.625 | 3492104.6851 | 2383433.2031 | 10659242.9362 | 961560.8286 | 10270819.4043 | 10270819.4043 | 1478867.319 | 4990048.8316 | 0 | 21891623.1691 | 38631358.724 | 5623.4133 | 1.0011 | 21867.2806 | 38588.4023 | 445.7941 | 786.6768
1 | 3200 | 707 | 0.035 | 15 | 15 | 7 | 7.4989e-12 | 5spot_SharedNeighbor | Water | Porous | Wet | R245fa | MinimizeLCOE_Brownfield | IgnoreSilica | 24.8345 | 5.7204 | 0.33166 | 4 | 18165.5342 | 30783.8595 | 370.329 | 627.5706 | 122.9761 | 0 | 52.8674 | 1366606.6479 | 56198.6657 | 1371893.1268 | 996162.7422 | 0 | 363270.5211 | 0 | 1620111.3644 | 4215197.4397 | 2876958.8663 | 12866399.3741 | 961560.8286 | 10270819.4043 | 10270819.4043 | 1478867.319 | 4990048.8316 | 0 | 24098779.607 | 40838515.1619 | 7498.9421 | 1.3266 | 18165.5342 | 30783.8595 | 370.329 | 627.5706
1 | 3200 | 707 | 0.035 | 15 | 15 | 7 | 1e-11 | 5spot_SharedNeighbor | Water | Porous | Wet | R245fa | MinimizeLCOE_Brownfield | IgnoreSilica | 31.2466 | 7.23 | 0.43492 | 4 | 15340.0474 | 24962.3052 | 312.7276 | 508.8904 | 123.286 | 0 | 50.9229 | 1614288.7641 | 66461.6172 | 1654215.465 | 1250114.0114 | 0 | 404673.2226 | 0 | 1946003.7013 | 5063102.4505 | 3455671.4588 | 15454530.6907 | 961560.8286 | 10270819.4043 | 10270819.4043 | 1478867.319 | 4990048.8316 | 0 | 26686910.9236 | 43426646.4785 | 10000 | 1.7397 | 15340.0474 | 24962.3052 | 312.7276 | 508.8904
1 | 3200 | 707 | 0.035 | 15 | 15 | 7 | 1.3335e-11 | 5spot_SharedNeighbor | Water | Porous | Wet | R245fa | MinimizeLCOE_Brownfield | IgnoreSilica | 38.9808 | 9.0511 | 0.56382 | 4 | 13157.7153 | 20580.1187 | 268.2378 | 419.5536 | 123.5259 | 0 | 60.3987 | 1893740.5166 | 78009.2234 | 1979577.4327 | 1556513.0541 | 0 | 446530.3532 | 0 | 2322204.5262 | 6041899.8275 | 4123720.7809 | 18442195.7146 | 961560.8286 | 10270819.4043 | 10270819.4043 | 1478867.319 | 4990048.8316 | 0 | 29674575.9475 | 46414311.5024 | 13335.2143 | 2.2553 | 13157.7153 | 20580.1187 | 268.2378 | 419.5536
1 | 3200 | 707 | 0.035 | 15 | 15 | 7 | 1.7783e-11 | 5spot_SharedNeighbor | Water | Porous | Wet | R245fa | MinimizeLCOE_Brownfield | IgnoreSilica | 48.1083 | 11.2 | 0.7213 | 4 | 11456.7921 | 17258.691 | 233.5622 | 351.8418 | 123.7065 | 0 | 66.8861 | 2203073.8619 | 90753.9333 | 2347076.5396 | 1918068.257 | 0 | 486930.2172 | 0 | 2747902.0955 | 7149477.5804 | 4879665.3557 | 21822947.8407 | 961560.8286 | 10270819.4043 | 10270819.4043 | 1478867.319 | 4990048.8316 | 0 | 33055328.0736 | 49795063.6285 | 17782.7941 | 2.8852 | 11456.7921 | 17258.691 | 233.5622 | 351.8418
1 | 3200 | 707 | 0.035 | 15 | 15 | 7 | 2.3714e-11 | 5spot_SharedNeighbor | Water | Porous | Wet | R245fa | MinimizeLCOE_Brownfield | IgnoreSilica | 58.4102 | 13.6216 | 0.90644 | 4 | 10126.0224 | 14742.892 | 206.4327 | 300.5538 | 123.8242 | 0 | 65.0539 | 2531391.0212 | 104231.721 | 2744743.2721 | 2325810.0629 | 0 | 521212.8131 | 0 | 3208681.6672 | 8348331.5069 | 5697907.7945 | 25482309.8588 | 961560.8286 | 10270819.4043 | 10270819.4043 | 1478867.319 | 4990048.8316 | 0 | 36714690.0917 | 53454425.6466 | 23713.7371 | 3.6258 | 10126.0224 | 14742.892 | 206.4327 | 300.5538
1 | 3200 | 707 | 0.035 | 15 | 15 | 7 | 3.1623e-11 | 5spot_SharedNeighbor | Water | Porous | Wet | R245fa | MinimizeLCOE_Brownfield | IgnoreSilica | 69.4554 | 16.2082 | 1.1137 | 4 | 9086.525 | 12844.341 | 185.2411 | 261.8493 | 123.8697 | 0 | 78.4671 | 2863209.5931 | 117786.3561 | 3154218.079 | 2762055.3464 | 0 | 544922.1501 | 0 | 3682454.6946 | 9580991.7401 | 6539223.7323 | 29244861.6918 | 961560.8286 | 10270819.4043 | 10270819.4043 | 1478867.319 | 4990048.8316 | 0 | 40477241.9247 | 57216977.4796 | 31622.7766 | 4.4546 | 9086.525 | 12844.341 | 185.2411 | 261.8493
1 | 3200 | 707 | 0.035 | 15 | 15 | 7 | 4.217e-11 | 5spot_SharedNeighbor | Water | Porous | Wet | R245fa | MinimizeLCOE_Brownfield | IgnoreSilica | 80.6144 | 18.8043 | 1.3324 | 4 | 8278.4762 | 11419.301 | 168.7679 | 232.7979 | 123.8409 | 0 | 87.1173 | 3180137.8252 | 130649.824 | 3552384.1227 | 3201218.0403 | 0 | 554575.3356 | 0 | 4141396.4077 | 10775063.9355 | 7354202.5414 | 32889628.0324 | 961560.8286 | 10270819.4043 | 10270819.4043 | 1478867.319 | 4990048.8316 | 0 | 44122008.2653 | 60861743.8202 | 42169.6503 | 5.3297 | 8278.4762 | 11419.301 | 168.7679 | 232.7979
1 | 3200 | 707 | 0.035 | 15 | 15 | 7 | 5.6234e-11 | 5spot_SharedNeighbor | Water | Porous | Wet | R245fa | MinimizeLCOE_Brownfield | IgnoreSilica | 91.3675 | 21.2842 | 1.5513 | 4 | 7653.8889 | 10351.5123 | 156.0349 | 211.0296 | 123.7491 | 0 | 76.6007 | 3469983.0227 | 142324.7067 | 3922715.9391 | 3622374.6989 | 0 | 550647.9009 | 0 | 4566138.0446 | 11880154.5483 | 8108449.592 | 36262788.453 | 961560.8286 | 10270819.4043 | 10270819.4043 | 1478867.319 | 4990048.8316 | 0 | 47495168.6859 | 64234904.2408 | 56234.1325 | 6.2054 | 7653.8889 | 10351.5123 | 156.0349 | 211.0296
1 | 3200 | 707 | 0.035 | 15 | 15 | 7 | 7.4989e-11 | 5spot_SharedNeighbor | Water | Porous | Wet | R245fa | MinimizeLCOE_Brownfield | IgnoreSilica | 101.1823 | 23.5249 | 1.7584 | 4 | 7173.6344 | 9553.6044 | 146.2442 | 194.7631 | 123.616 | 0 | 81.6386 | 3722331.5204 | 152405.9497 | 4250147.1989 | 4004673.8193 | 0 | 534573.5415 | 0 | 4939011.4916 | 12850294.7707 | 8770590.2281 | 39224028.5203 | 961560.8286 | 10270819.4043 | 10270819.4043 | 1478867.319 | 4990048.8316 | 0 | 50456408.7532 | 67196144.3081 | 74989.4209 | 7.0336 | 7173.6344 | 9553.6044 | 146.2442 | 194.7631
1 | 3200 | 707 | 0.035 | 15 | 15 | 7 | 1e-10 | 5spot_SharedNeighbor | Water | Porous | Wet | R245fa | MinimizeLCOE_Brownfield | IgnoreSilica | 109.8197 | 25.4764 | 1.9458 | 4 | 6806.0111 | 8956.7857 | 138.7497 | 182.5962 | 123.4635 | 0 | 92.9783 | 3935413.3183 | 160848.9151 | 4530429.0597 | 4339226.6776 | 0 | 510413.6985 | 0 | 5255769.351 | 13674433.7447 | 9333082.0123 | 41739616.7771 | 961560.8286 | 10270819.4043 | 10270819.4043 | 1478867.319 | 4990048.8316 | 0 | 52971997.01 | 69711732.5649 | 100000 | 7.7831 | 6806.0111 | 8956.7857 | 138.7497 | 182.5962
1 | 3200 | 707 | 0.035 | 15 | 15 | 7 | 1.3335e-10 | 5spot_SharedNeighbor | Water | Porous | Wet | R245fa | MinimizeLCOE_Brownfield | IgnoreSilica | 117.1083 | 27.107 | 2.1081 | 4 | 6525.6435 | 8510.8266 | 133.0341 | 173.5047 | 123.3111 | 0 | 100.15 | 4109002.651 | 167674.3044 | 4761460.8404 | 4620034.5016 | 0 | 481468.7334 | 0 | 5514460.002 | 14347493.7539 | 9792459.2985 | 43794054.0851 | 961560.8286 | 10270819.4043 | 10270819.4043 | 1478867.319 | 4990048.8316 | 0 | 55026434.318 | 71766169.8729 | 133352.1432 | 8.4323 | 6525.6435 | 8510.8266 | 133.0341 | 173.5047
1 | 3200 | 707 | 0.035 | 15 | 15 | 7 | 1.7783e-10 | 5spot_SharedNeighbor | Water | Porous | Wet | R245fa | MinimizeLCOE_Brownfield | IgnoreSilica | 123.0964 | 28.4348 | 2.2442 | 4 | 6312.4599 | 8177.212 | 128.688 | 166.7035 | 123.1708 | 0 | 104.4961 | 4247525.3383 | 173083.6718 | 4947639.9401 | 4849643.5534 | 0 | 451259.9171 | 0 | 5720969.4441 | 14884788.9614 | 10159174.318 | 45434085.1444 | 961560.8286 | 10270819.4043 | 10270819.4043 | 1478867.319 | 4990048.8316 | 0 | 56666465.3773 | 73406200.9322 | 177827.941 | 8.9769 | 6312.4599 | 8177.212 | 128.688 | 166.7035
1 | 3200 | 707 | 0.035 | 15 | 15 | 7 | 2.3714e-10 | 5spot_SharedNeighbor | Water | Porous | Wet | R245fa | MinimizeLCOE_Brownfield | IgnoreSilica | 127.8855 | 29.4886 | 2.3552 | 4 | 6150.7501 | 7927.6476 | 125.3914 | 161.6158 | 123.0492 | 0 | 90.0086 | 4355728.7782 | 177284.2767 | 5094239.782 | 5032533.5936 | 0 | 422090.0457 | 0 | 5881931.8257 | 15303580.0603 | 10445007.8483 | 46712396.2104 | 961560.8286 | 10270819.4043 | 10270819.4043 | 1478867.319 | 4990048.8316 | 0 | 57944776.4433 | 74684511.9982 | 237137.3706 | 9.4208 | 6150.7501 | 7927.6476 | 125.3914 | 161.6158
1 | 3200 | 707 | 0.035 | 15 | 15 | 7 | 3.1623e-10 | 5spot_SharedNeighbor | Water | Porous | Wet | R245fa | MinimizeLCOE_Brownfield | IgnoreSilica | 131.6561 | 30.3135 | 2.4439 | 4 | 6028.3146 | 7740.6893 | 122.8953 | 157.8044 | 122.9477 | 0 | 110.9233 | 4439424.1338 | 180520.2689 | 5208290.1705 | 5176527.5496 | 0 | 395614.9601 | 0 | 6006147.0623 | 15626762.6259 | 10665586.5901 | 47698873.3611 | 961560.8286 | 10270819.4043 | 10270819.4043 | 1478867.319 | 4990048.8316 | 0 | 58931253.594 | 75670989.1489 | 316227.766 | 9.7757 | 6028.3146 | 7740.6893 | 122.8953 | 157.8044
1 | 3200 | 707 | 0.035 | 15 | 15 | 7 | 4.217e-10 | 5spot_SharedNeighbor | Water | Porous | Wet | R245fa | MinimizeLCOE_Brownfield | IgnoreSilica | 136.4675 | 31.3665 | 2.5386 | 4 | 5934.6418 | 7583.1315 | 120.9857 | 154.5924 | 122.8262 | 0 | 111.3016 | 4545404.785 | 184621.0958 | 5352967.3765 | 5360832.2891 | 0 | 386802.3611 | 0 | 6173944.8839 | 16063338.1378 | 10963558.3476 | 49031469.2769 | 961560.8286 | 10270819.4043 | 10270819.4043 | 1478867.319 | 4990048.8316 | 0 | 60263849.5098 | 77003585.0647 | 421696.5034 | 10.1546 | 5934.6418 | 7583.1315 | 120.9857 | 154.5924
1 | 3200 | 707 | 0.035 | 15 | 15 | 7 | 5.6234e-10 | 5spot_SharedNeighbor | Water | Porous | Wet | R245fa | MinimizeLCOE_Brownfield | IgnoreSilica | 139.2324 | 31.9704 | 2.6016 | 4 | 5860.5899 | 7469.1954 | 119.4761 | 152.2697 | 122.7574 | 0 | 96.3329 | 4605670.4503 | 186949.5042 | 5435508.5256 | 5466657.4047 | 0 | 369464.5418 | 0 | 6265057.6663 | 16300394.9077 | 11125354.4641 | 49755057.4646 | 961560.8286 | 10270819.4043 | 10270819.4043 | 1478867.319 | 4990048.8316 | 0 | 60987437.6975 | 77727173.2524 | 562341.3252 | 10.4064 | 5860.5899 | 7469.1954 | 119.4761 | 152.2697
1 | 3200 | 707 | 0.035 | 15 | 15 | 7 | 7.4989e-10 | 5spot_SharedNeighbor | Water | Porous | Wet | R245fa | MinimizeLCOE_Brownfield | IgnoreSilica | 141.0371 | 32.3634 | 2.645 | 4 | 5807.6873 | 7389.8865 | 118.3976 | 150.6528 | 122.7116 | 0 | 107.715 | 4644664.0948 | 188452.8437 | 5489071.9821 | 5535648.7539 | 0 | 354331.1287 | 0 | 6322745.8333 | 16450487.6847 | 11227795.8685 | 50213198.1897 | 961560.8286 | 10270819.4043 | 10270819.4043 | 1478867.319 | 4990048.8316 | 0 | 61445578.4226 | 78185313.9775 | 749894.2093 | 10.58 | 5807.6873 | 7389.8865 | 118.3976 | 150.6528
1 | 3200 | 707 | 0.035 | 15 | 15 | 7 | 1e-09 | 5spot_SharedNeighbor | Water | Porous | Wet | R245fa | MinimizeLCOE_Brownfield | IgnoreSilica | 142.4092 | 32.6616 | 2.6782 | 4 | 5767.8421 | 7330.4103 | 117.5853 | 149.4403 | 122.6763 | 0 | 105.8995 | 4674135.2318 | 189587.4167 | 5529635.786 | 5588061.334 | 0 | 342170.324 | 0 | 6366200.1361 | 16563546.8668 | 11304961.0835 | 50558298.1788 | 961560.8286 | 10270819.4043 | 10270819.4043 | 1478867.319 | 4990048.8316 | 0 | 61790678.4117 | 78530413.9666 | 1000000 | 10.713 | 5767.8421 | 7330.4103 | 117.5853 | 149.4403
1 | 3200 | 707 | 0.035 | 15 | 15 | 7 | 1.3335e-09 | 5spot_SharedNeighbor | Water | Porous | Wet | R245fa | MinimizeLCOE_Brownfield | IgnoreSilica | 143.442 | 32.8858 | 2.7035 | 4 | 5737.8587 | 7285.8533 | 116.974 | 148.532 | 122.6494 | 0 | 104.0372 | 4696218.9537 | 190436.6517 | 5560077.6421 | 5627489.0478 | 0 | 332504.8689 | 0 | 6398623.5941 | 16647906.0536 | 11362537.9618 | 50815794.7737 | 961560.8286 | 10270819.4043 | 10270819.4043 | 1478867.319 | 4990048.8316 | 0 | 62048175.0066 | 78787910.5615 | 1333521.4322 | 10.8138 | 5737.8587 | 7285.8533 | 116.974 | 148.532
1 | 3200 | 707 | 0.035 | 15 | 15 | 7 | 1.7783e-09 | 5spot_SharedNeighbor | Water | Porous | Wet | R245fa | MinimizeLCOE_Brownfield | IgnoreSilica | 144.2165 | 33.0537 | 2.7225 | 4 | 5715.3129 | 7252.4762 | 116.5144 | 147.8515 | 122.6292 | 0 | 104.7778 | 4712725.6532 | 191070.8902 | 5582857.6204 | 5657045.9037 | 0 | 324915.3659 | 0 | 6422760.019 | 16710704.0803 | 11405398.9055 | 51007478.4383 | 961560.8286 | 10270819.4043 | 10270819.4043 | 1478867.319 | 4990048.8316 | 0 | 62239858.6712 | 78979594.2261 | 1778279.41 | 10.89 | 5715.3129 | 7252.4762 | 116.5144 | 147.8515
1 | 3200 | 707 | 0.035 | 15 | 15 | 7 | 2.3714e-09 | 5spot_SharedNeighbor | Water | Porous | Wet | R245fa | MinimizeLCOE_Brownfield | IgnoreSilica | 144.8085 | 33.182 | 2.737 | 4 | 5698.37 | 7227.3838 | 116.169 | 147.34 | 122.6136 | 0 | 113.4841 | 4725308.6472 | 191554.0636 | 5600237.5749 | 5679626.5243 | 0 | 319105.0518 | 0 | 6441174.4261 | 16758614.5903 | 11438098.8129 | 51153719.6912 | 961560.8286 | 10270819.4043 | 10270819.4043 | 1478867.319 | 4990048.8316 | 0 | 62386099.9241 | 79125835.479 | 2371373.7057 | 10.9481 | 5698.37 | 7227.3838 | 116.169 | 147.34
1 | 3200 | 707 | 0.035 | 15 | 15 | 7 | 3.1623e-09 | 5spot_SharedNeighbor | Water | Porous | Wet | R245fa | MinimizeLCOE_Brownfield | IgnoreSilica | 145.2325 | 33.2738 | 2.7477 | 4 | 5685.6437 | 7208.7232 | 115.9095 | 146.9596 | 122.6024 | 0 | 93.5026 | 4734303.708 | 191899.2953 | 5612669.8895 | 5695795.3032 | 0 | 314482.9291 | 0 | 6454168.9388 | 16792423.6467 | 11461174.1887 | 51256917.8992 | 961560.8286 | 10270819.4043 | 10270819.4043 | 1478867.319 | 4990048.8316 | 0 | 62489298.1322 | 79229033.687 | 3162277.6602 | 10.9907 | 5685.6437 | 7208.7232 | 115.9095 | 146.9596
1 | 3200 | 707 | 0.035 | 15 | 15 | 7 | 4.217e-09 | 5spot_SharedNeighbor | Water | Porous | Wet | R245fa | MinimizeLCOE_Brownfield | IgnoreSilica | 145.566 | 33.3459 | 2.7559 | 4 | 5676.0882 | 7194.6201 | 115.7147 | 146.6721 | 122.5936 | 0 | 106.2074 | 4741370.9469 | 192170.4451 | 5622442.2464 | 5708514.0005 | 0 | 311064.8273 | 0 | 6464469.3618 | 16819223.2344 | 11479465.4579 | 51338720.5202 | 961560.8286 | 10270819.4043 | 10270819.4043 | 1478867.319 | 4990048.8316 | 0 | 62571100.7531 | 79310836.308 | 4216965.0343 | 11.0236 | 5676.0882 | 7194.6201 | 115.7147 | 146.6721
1 | 3200 | 707 | 0.035 | 15 | 15 | 7 | 5.6234e-09 | 5spot_SharedNeighbor | Water | Porous | Wet | R245fa | MinimizeLCOE_Brownfield | IgnoreSilica | 145.8218 | 33.4013 | 2.7622 | 4 | 5668.9156 | 7184.0063 | 115.5685 | 146.4557 | 122.5868 | 0 | 110.2534 | 4746784.1639 | 192378.0789 | 5629930.2092 | 5718265.1476 | 0 | 308504.3804 | 0 | 6472386.1722 | 16839821.1512 | 11493523.9594 | 51401593.2628 | 961560.8286 | 10270819.4043 | 10270819.4043 | 1478867.319 | 4990048.8316 | 0 | 62633973.4957 | 79373709.0506 | 5623413.2519 | 11.0487 | 5668.9156 | 7184.0063 | 115.5685 | 146.4557
1 | 3200 | 707 | 0.035 | 15 | 15 | 7 | 7.4989e-09 | 5spot_SharedNeighbor | Water | Porous | Wet | R245fa | MinimizeLCOE_Brownfield | IgnoreSilica | 146.005 | 33.4409 | 2.7668 | 4 | 5663.533 | 7176.1111 | 115.4588 | 146.2947 | 122.5819 | 0 | 106.6844 | 4750657.8573 | 192526.6286 | 5635290.1368 | 5725248.1494 | 0 | 306498.1912 | 0 | 6477986.1757 | 16854391.2115 | 11503468.325 | 51446066.6756 | 961560.8286 | 10270819.4043 | 10270819.4043 | 1478867.319 | 4990048.8316 | 0 | 62678446.9086 | 79418182.4634 | 7498942.0933 | 11.067 | 5663.533 | 7176.1111 | 115.4588 | 146.2947
1 | 3200 | 707 | 0.035 | 15 | 15 | 7 | 1e-08 | 5spot_SharedNeighbor | Water | Porous | Wet | R245fa | MinimizeLCOE_Brownfield | IgnoreSilica | 146.1339 | 33.4688 | 2.7701 | 4 | 5659.4943 | 7170.2523 | 115.3764 | 146.1753 | 122.5785 | 0 | 97.1287 | 4753381.9086 | 192631.0738 | 5639060.1443 | 5730161.3528 | 0 | 304918.3174 | 0 | 6481859.5908 | 16864469.043 | 11510346.652 | 51476828.0827 | 961560.8286 | 10270819.4043 | 10270819.4043 | 1478867.319 | 4990048.8316 | 0 | 62709208.3156 | 79448943.8705 | 10000000 | 11.0804 | 5659.4943 | 7170.2523 | 115.3764 | 146.1753
1 | 3300 | 707 | 0.035 | 15 | 15 | 7 | 1e-13 | 5spot_SharedNeighbor | Water | Porous | Wet | R245fa | MinimizeLCOE_Brownfield | IgnoreSilica | 0 | 0 | 0 | 4 | [6 empty] | 10.481 | [19 empty] | 100 | 0
1 | 3300 | 707 | 0.035 | 15 | 15 | 7 | 1.3335e-13 | 5spot_SharedNeighbor | Water | Porous | Wet | R245fa | MinimizeLCOE_Brownfield | IgnoreSilica | 0 | 0 | 0 | 4 | [6 empty] | 11.2586 | [19 empty] | 133.3521 | 0
1 | 3300 | 707 | 0.035 | 15 | 15 | 7 | 1.7783e-13 | 5spot_SharedNeighbor | Water | Porous | Wet | R245fa | MinimizeLCOE_Brownfield | IgnoreSilica | 0 | 0 | 0 | 4 | [6 empty] | 11.3189 | [19 empty] | 177.8279 | 0
1 | 3300 | 707 | 0.035 | 15 | 15 | 7 | 2.3714e-13 | 5spot_SharedNeighbor | Water | Porous | Wet | R245fa | MinimizeLCOE_Brownfield | IgnoreSilica | 0 | 0 | 0 | 4 | [6 empty] | 10.9387 | [19 empty] | 237.1374 | 0
1 | 3300 | 707 | 0.035 | 15 | 15 | 7 | 3.1623e-13 | 5spot_SharedNeighbor | Water | Porous | Wet | R245fa | MinimizeLCOE_Brownfield | IgnoreSilica | 1.323 | 0.21927 | 0.0032809 | 4 | 973748.6702 | 2291284.91 | 19851.1837 | 46710.9421 | 102.2111 | 0 | 33.8255 | 124200.1553 | 4399.5156 | 102482.1415 | 68413.7642 | 0 | 72794.7808 | 0 | 145193.2394 | 377763.0257 | 257831.0273 | 1153077.6499 | 961560.8286 | 10664466.8222 | 10664466.8222 | 1478867.319 | 5147507.7987 | 0 | 12779105.3007 | 30069947.2407 | 316.2278 | 0.013124 | 973748.6702 | 2291284.91 | 19851.1837 | 46710.9421
1 | 3300 | 707 | 0.035 | 15 | 15 | 7 | 4.217e-13 | 5spot_SharedNeighbor | Water | Porous | Wet | R245fa | MinimizeLCOE_Brownfield | IgnoreSilica | 1.8653 | 0.34525 | 0.0083 | 4 | 397886.7308 | 918692.1409 | 8111.4592 | 18728.7819 | 108.7692 | 0 | 165.8712 | 177413.7276 | 6595.0466 | 146645.4892 | 89818.0095 | 0 | 90913.0352 | 0 | 199440.2702 | 518902.6722 | 354161.7362 | 1583889.9867 | 961560.8286 | 10664466.8222 | 10664466.8222 | 1478867.319 | 5147507.7987 | 0 | 13209917.6375 | 30500759.5775 | 421.6965 | 0.0332 | 397886.7308 | 918692.1409 | 8111.4592 | 18728.7819
1 | 3300 | 707 | 0.035 | 15 | 15 | 7 | 5.6234e-13 | 5spot_SharedNeighbor | Water | Porous | Wet | R245fa | MinimizeLCOE_Brownfield | IgnoreSilica | 2.4682 | 0.4889 | 0.01565 | 4 | 218041.1969 | 494258.1552 | 4445.0647 | 10076.121 | 113.0021 | 0 | 232.018 | 231646.08 | 8881.3033 | 193110.6867 | 113835.7382 | 0 | 105712.3435 | 0 | 254742.5992 | 662787.9881 | 452366.4208 | 2023083.1598 | 961560.8286 | 10664466.8222 | 10664466.8222 | 1478867.319 | 5147507.7987 | 0 | 13649110.8106 | 30939952.7505 | 562.3413 | 0.062599 | 218041.1969 | 494258.1552 | 4445.0647 | 10076.121
1 | 3300 | 707 | 0.035 | 15 | 15 | 7 | 7.4989e-13 | 5spot_SharedNeighbor | Water | Porous | Wet | R245fa | MinimizeLCOE_Brownfield | IgnoreSilica | 3.2656 | 0.68159 | 0.025992 | 4 | 136542.7503 | 302853.2366 | 2783.6087 | 6174.0729 | 116.3726 | 0 | 310.4665 | 297545.7165 | 11692.4996 | 251306.5413 | 145881.385 | 0 | 123323.4739 | 0 | 323602.3504 | 841946.9357 | 574646.0839 | 2569944.9862 | 961560.8286 | 10664466.8222 | 10664466.8222 | 1478867.319 | 5147507.7987 | 0 | 14195972.637 | 31486814.5769 | 749.8942 | 0.10397 | 136542.7503 | 302853.2366 | 2783.6087 | 6174.0729
1 | 3300 | 707 | 0.035 | 15 | 15 | 7 | 1e-12 | 5spot_SharedNeighbor | Water | Porous | Wet | R245fa | MinimizeLCOE_Brownfield | IgnoreSilica | 4.3406 | 0.94377 | 0.040277 | 4 | 92425.7223 | 199750.7116 | 1884.2234 | 4072.1884 | 119.0619 | 0 | 41.8725 | 378837.2801 | 15180.2853 | 325426.4439 | 189284.751 | 0 | 145247.9768 | 0 | 411050.9274 | 1069470.195 | 729935.3835 | 3264433.243 | 961560.8286 | 10664466.8222 | 10664466.8222 | 1478867.319 | 5147507.7987 | 0 | 14890460.8938 | 32181302.8337 | 1000 | 0.16111 | 92425.7223 | 199750.7116 | 1884.2234 | 4072.1884
1 | 3300 | 707 | 0.035 | 15 | 15 | 7 | 1.3335e-12 | 5spot_SharedNeighbor | Water | Porous | Wet | R245fa | MinimizeLCOE_Brownfield | IgnoreSilica | 5.7562 | 1.2905 | 0.059605 | 4 | 66053.5388 | 138576.5917 | 1346.5907 | 2825.0713 | 121.1238 | 0 | 47.9253 | 476528.2103 | 19379.923 | 417387.0578 | 246480.2152 | 0 | 171197.9667 | 0 | 519079.6154 | 1350538.6815 | 921770.4009 | 4122362.0707 | 961560.8286 | 10664466.8222 | 10664466.8222 | 1478867.319 | 5147507.7987 | 0 | 15748389.7215 | 33039231.6614 | 1333.5214 | 0.23842 | 66053.5388 | 138576.5917 | 1346.5907 | 2825.0713
1 | 3300 | 707 | 0.035 | 15 | 15 | 7 | 1.7783e-12 | 5spot_SharedNeighbor | Water | Porous | Wet | R245fa | MinimizeLCOE_Brownfield | IgnoreSilica | 7.6588 | 1.7559 | 0.085381 | 4 | 49280.8983 | 99909.2725 | 1004.6578 | 2036.7857 | 122.6516 | 0 | 48.5476 | 595751.4394 | 24491.243 | 533432.2234 | 323264.6516 | 0 | 203458.1763 | 0 | 655355.1162 | 1705099.5805 | 1163765.5 | 5204617.9304 | 961560.8286 | 10664466.8222 | 10664466.8222 | 1478867.319 | 5147507.7987 | 0 | 16830645.5812 | 34121487.5212 | 1778.2794 | 0.34152 | 49280.8983 | 99909.2725 | 1004.6578 | 2036.7857
1 | 3300 | 707 | 0.035 | 15 | 15 | 7 | 2.3714e-12 | 5spot_SharedNeighbor | Water | Porous | Wet | R245fa | MinimizeLCOE_Brownfield | IgnoreSilica | 10.199 | 2.3841 | 0.12093 | 4 | 37632.6173 | 73377.2351 | 767.1918 | 1495.8942 | 123.9876 | 0 | 54.2917 | 743179.8866 | 30834.5549 | 680663.4728 | 426506.8123 | 0 | 242665.0908 | 0 | 828301.4288 | 2155070.4097 | 1470879.8369 | 6578101.4928 | 961560.8286 | 10664466.8222 | 10664466.8222 | 1478867.319 | 5147507.7987 | 0 | 18204129.1436 | 35494971.0836 | 2371.3737 | 0.48373 | 37632.6173 | 73377.2351 | 767.1918 | 1495.8942
1 | 3300 | 707 | 0.035 | 15 | 15 | 7 | 3.1623e-12 | 5spot_SharedNeighbor | Water | Porous | Wet | R245fa | MinimizeLCOE_Brownfield | IgnoreSilica | 13.1421 | 3.1094 | 0.1659 | 4 | 29658.8347 | 55715.1018 | 604.6355 | 1135.8277 | 124.8347 | 0 | 61.2221 | 899098.9734 | 37503.58 | 841322.2595 | 545250.949 | 0 | 277665.4221 | 0 | 1014328.0618 | 2639073.5494 | 1801221.925 | 8055464.7202 | 961560.8286 | 10664466.8222 | 10664466.8222 | 1478867.319 | 5147507.7987 | 0 | 19681492.371 | 36972334.311 | 3162.2777 | 0.6636 | 29658.8347 | 55715.1018 | 604.6355 | 1135.8277
1 | 3300 | 707 | 0.035 | 15 | 15 | 7 | 4.217e-12 | 5spot_SharedNeighbor | Water | Porous | Wet | R245fa | MinimizeLCOE_Brownfield | IgnoreSilica | 16.8233 | 4.0172 | 0.22436 | 4 | 23883.4916 | 43150.0832 | 486.8973 | 879.6728 | 125.4832 | 0 | 47.0513 | 1079798.2184 | 45215.3405 | 1032222.2028 | 694106.7901 | 0 | 315418.0629 | 0 | 1235036.6397 | 3213311.9957 | 2193151.464 | 9808260.7142 | 961560.8286 | 10664466.8222 | 10664466.8222 | 1478867.319 | 5147507.7987 | 0 | 21434288.365 | 38725130.305 | 4216.965 | 0.89745 | 23883.4916 | 43150.0832 | 486.8973 | 879.6728
1 | 3300 | 707 | 0.035 | 15 | 15 | 7 | 5.6234e-12 | 5spot_SharedNeighbor | Water | Porous | Wet | R245fa | MinimizeLCOE_Brownfield | IgnoreSilica | 21.3781 | 5.1411 | 0.29959 | 4 | 19606.489 | 34035.4103 | 399.7048 | 693.8579 | 125.9803 | 0 | 52.4014 | 1287496.9511 | 54055.4605 | 1256975.272 | 878431.8949 | 0 | 355252.3966 | 0 | 1494562.6703 | 3888545.491 | 2654012.1993 | 11869332.3356 | 961560.8286 | 10664466.8222 | 10664466.8222 | 1478867.319 | 5147507.7987 | 0 | 23495359.9864 | 40786201.9263 | 5623.4133 | 1.1983 | 19606.489 | 34035.4103 | 399.7048 | 693.8579
1 | 3300 | 707 | 0.035 | 15 | 15 | 7 | 7.4989e-12 | 5spot_SharedNeighbor | Water | Porous | Wet | R245fa | MinimizeLCOE_Brownfield | IgnoreSilica | 27.0077 | 6.5308 | 0.39573 | 4 | 16378.2232 | 27301.6105 | 333.8922 | 556.5803 | 126.3661 | 0 | 51.0196 | 1526679.4038 | 64209.4538 | 1521740.5985 | 1106632.2323 | 0 | 397531.6391 | 0 | 1800549.3977 | 4684660.1894 | 3197376.8394 | 14299379.7539 | 961560.8286 | 10664466.8222 | 10664466.8222 | 1478867.319 | 5147507.7987 | 0 | 25925407.4047 | 43216249.3446 | 7498.9421 | 1.5829 | 16378.2232 | 27301.6105 | 333.8922 | 556.5803
1 | 3300 | 707 | 0.035 | 15 | 15 | 7 | 1e-11 | 5spot_SharedNeighbor | Water | Porous | Wet | R245fa | MinimizeLCOE_Brownfield | IgnoreSilica | 33.9092 | 8.235 | 0.5173 | 4 | 13905.2811 | 22261.634 | 283.478 | 453.8335 | 126.6667 | 0 | 57.8623 | 1800436.471 | 75798.069 | 1831496.4525 | 1386450.5909 | 0 | 441876.2116 | 0 | 2159062.54 | 5617437.8446 | 3834016.7557 | 17146574.9353 | 961560.8286 | 10664466.8222 | 10664466.8222 | 1478867.319 | 5147507.7987 | 0 | 28772602.5861 | 46063444.5261 | 10000 | 2.0692 | 13905.2811 | 22261.634 | 283.478 | 453.8335
1 | 3300 | 707 | 0.035 | 15 | 15 | 7 | 1.3335e-11 | 5spot_SharedNeighbor | Water | Porous | Wet | R245fa | MinimizeLCOE_Brownfield | IgnoreSilica | 42.1887 | 10.2796 | 0.66822 | 4 | 11987.9054 | 18456.9225 | 244.3897 | 376.2693 | 126.8984 | 0 | 59.6822 | 2107868.1324 | 88774.4913 | 2186696.3668 | 1722163.6555 | 0 | 486171.1349 | 0 | 2570752.7746 | 6688571.3855 | 4565087.407 | 20416085.3481 | 961560.8286 | 10664466.8222 | 10664466.8222 | 1478867.319 | 5147507.7987 | 0 | 32042112.9989 | 49332954.9388 | 13335.2143 | 2.6729 | 11987.9054 | 18456.9225 | 244.3897 | 376.2693
1 | 3300 | 707 | 0.035 | 15 | 15 | 7 | 1.7783e-11 | 5spot_SharedNeighbor | Water | Porous | Wet | R245fa | MinimizeLCOE_Brownfield | IgnoreSilica | 51.8527 | 12.665 | 0.85086 | 4 | 10489.6845 | 15570.0568 | 213.8464 | 317.4167 | 127.0673 | 0 | 73.8912 | 2444716.525 | 102948.0224 | 2583679.476 | 2114093.8646 | 0 | 527638.9322 | 0 | 3031499.9599 | 7887341.0494 | 5383272.3349 | 24075190.1644 | 961560.8286 | 10664466.8222 | 10664466.8222 | 1478867.319 | 5147507.7987 | 0 | 35701217.8152 | 52992059.7551 | 17782.7941 | 3.4035 | 10489.6845 | 15570.0568 | 213.8464 | 317.4167
1 | 3300 | 707 | 0.035 | 15 | 15 | 7 | 2.3714e-11 | 5spot_SharedNeighbor | Water | Porous | Wet | R245fa | MinimizeLCOE_Brownfield | IgnoreSilica | 62.5829 | 15.3074 | 1.0625 | 4 | 9316.8238 | 13385.3809 | 189.9361 | 272.8791 | 127.1652 | 0 | 88.6897 | 2796617.8197 | 117693.6409 | 3006405.2252 | 2548881.5235 | 0 | 560747.3493 | 0 | 3521834.7678 | 9163091.6381 | 6253998.3257 | 27969270.2901 | 961560.8286 | 10664466.8222 | 10664466.8222 | 1478867.319 | 5147507.7987 | 0 | 39595297.9409 | 56886139.8808 | 23713.7371 | 4.2499 | 9316.8238 | 13385.3809 | 189.9361 | 272.8791
1 | 3300 | 707 | 0.035 | 15 | 15 | 7 | 3.1623e-11 | 5spot_SharedNeighbor | Water | Porous | Wet | R245fa | MinimizeLCOE_Brownfield | IgnoreSilica | 73.8741 | 18.0739 | 1.295 | 4 | 8401.5316 | 11739.5085 | 171.2766 | 239.3258 | 127.1833 | 0 | 80.5045 | 3145749.1272 | 132237.519 | 3433694.4266 | 3004903.2859 | 0 | 580994.1587 | 0 | 4016055.6218 | 10448952.9216 | 7131625.0735 | 31894212.1343 | 961560.8286 | 10664466.8222 | 10664466.8222 | 1478867.319 | 5147507.7987 | 0 | 43520239.7851 | 60811081.725 | 31622.7766 | 5.18 | 8401.5316 | 11739.5085 | 171.2766 | 239.3258
1 | 3300 | 707 | 0.035 | 15 | 15 | 7 | 4.217e-11 | 5spot_SharedNeighbor | Water | Porous | Wet | R245fa | MinimizeLCOE_Brownfield | IgnoreSilica | 85.1387 | 20.812 | 1.5366 | 4 | 7690.9375 | 10504.0842 | 156.7902 | 214.14 | 127.1239 | 0 | 94.0229 | 3475094.052 | 145854.5012 | 3844059.0666 | 3457545.9979 | 0 | 586310.9799 | 0 | 4488457.1931 | 11678044.9073 | 7970505.609 | 35645872.3071 | 961560.8286 | 10664466.8222 | 10664466.8222 | 1478867.319 | 5147507.7987 | 0 | 47271899.9579 | 64562741.8978 | 42169.6503 | 6.1464 | 7690.9375 | 10504.0842 | 156.7902 | 214.14
1 | 3300 | 707 | 0.035 | 15 | 15 | 7 | 5.6234e-11 | 5spot_SharedNeighbor | Water | Porous | Wet | R245fa | MinimizeLCOE_Brownfield | IgnoreSilica | 95.8102 | 23.38 | 1.774 | 4 | 7142.2559 | 9578.9794 | 145.6045 | 195.2805 | 127.0037 | 0 | 92.319 | 3771307.3607 | 157995.8091 | 4219408.2254 | 3883612.1708 | 0 | 577230.5372 | 0 | 4917726.1003 | 12794914.5485 | 8732792.0886 | 39054986.8406 | 961560.8286 | 10664466.8222 | 10664466.8222 | 1478867.319 | 5147507.7987 | 0 | 50681014.4914 | 67971856.4313 | 56234.1325 | 7.0959 | 7142.2559 | 9578.9794 | 145.6045 | 195.2805
1 | 3300 | 707 | 0.035 | 15 | 15 | 7 | 7.4989e-11 | 5spot_SharedNeighbor | Water | Porous | Wet | R245fa | MinimizeLCOE_Brownfield | IgnoreSilica | 105.4741 | 25.6806 | 1.9959 | 4 | 6720.5692 | 8886.4125 | 137.0079 | 181.1615 | 126.8466 | 0 | 94.4746 | 4027486.5451 | 168406.0014 | 4548903.6225 | 4267670.2821 | 0 | 556688.3063 | 0 | 5291970.3554 | 13768621.3323 | 9397366.9761 | 42027113.4211 | 961560.8286 | 10664466.8222 | 10664466.8222 | 1478867.319 | 5147507.7987 | 0 | 53653141.0719 | 70943983.0118 | 74989.4209 | 7.9834 | 6720.5692 | 8886.4125 | 137.0079 | 181.1615
1 | 3300 | 707 | 0.035 | 15 | 15 | 7 | 1e-10 | 5spot_SharedNeighbor | Water | Porous | Wet | R245fa | MinimizeLCOE_Brownfield | IgnoreSilica | 113.854 | 27.6538 | 2.1937 | 4 | 6397.9158 | 8368.4609 | 130.4302 | 170.6024 | 126.6766 | 0 | 105.6745 | 4240837.3426 | 177000.3962 | 4826995.3097 | 4598755.9334 | 0 | 528317.8652 | 0 | 5605043.6704 | 14583173.8778 | 9953315.8259 | 44513440.2212 | 961560.8286 | 10664466.8222 | 10664466.8222 | 1478867.319 | 5147507.7987 | 0 | 56139467.872 | 73430309.812 | 100000 | 8.7746 | 6397.9158 | 8368.4609 | 130.4302 | 170.6024
1 | 3300 | 707 | 0.035 | 15 | 15 | 7 | 1.3335e-10 | 5spot_SharedNeighbor | Water | Porous | Wet | R245fa | MinimizeLCOE_Brownfield | IgnoreSilica | 120.8844 | 29.2923 | 2.3635 | 4 | 6151.8995 | 7980.8749 | 125.4148 | 162.7009 | 126.5117 | 0 | 122.7653 | 4413820.1327 | 183912.5379 | 5055053.2013 | 4875003.7526 | 0 | 496181.3224 | 0 | 5859348.6693 | 15244823.3197 | 10404905.1655 | 46533048.1013 | 961560.8286 | 10664466.8222 | 10664466.8222 | 1478867.319 | 5147507.7987 | 0 | 58159075.7521 | 75449917.6921 | 133352.1432 | 9.4538 | 6151.8995 | 7980.8749 | 125.4148 | 162.7009
1 | 3300 | 707 | 0.035 | 15 | 15 | 7 | 1.7783e-10 | 5spot_SharedNeighbor | Water | Porous | Wet | R245fa | MinimizeLCOE_Brownfield | IgnoreSilica | 126.6138 | 30.6156 | 2.5046 | 4 | 5964.8493 | 7690.7614 | 121.6015 | 156.7866 | 126.3631 | 0 | 117.9427 | 4550878.9617 | 189350.281 | 5237471.3292 | 5099049.1418 | 0 | 463499.5771 | 0 | 6060697.2234 | 15768690.9554 | 10762455.5913 | 48132093.0609 | 961560.8286 | 10664466.8222 | 10664466.8222 | 1478867.319 | 5147507.7987 | 0 | 59758120.7117 | 77048962.6517 | 177827.941 | 10.0184 | 5964.8493 | 7690.7614 | 121.6015 | 156.7866
1 | 3300 | 707 | 0.035 | 15 | 15 | 7 | 2.3714e-10 | 5spot_SharedNeighbor | Water | Porous | Wet | R245fa | MinimizeLCOE_Brownfield | IgnoreSilica | 131.1614 | 31.6579 | 2.6187 | 4 | 5822.9597 | 7473.659 | 118.7089 | 152.3606 | 126.2365 | 0 | 114.8269 | 4657226.9235 | 193544.1458 | 5380108.6545 | 5276156.1858 | 0 | 432457.4699 | 0 | 6216402.418 | 16173803.9323 | 11038953.5222 | 49368653.2521 | 961560.8286 | 10664466.8222 | 10664466.8222 | 1478867.319 | 5147507.7987 | 0 | 60994680.9029 | 78285522.8428 | 237137.3706 | 10.4749 | 5822.9597 | 7473.659 | 118.7089 | 152.3606
1 | 3300 | 707 | 0.035 | 15 | 15 | 7 | 3.1623e-10 | 5spot_SharedNeighbor | Water | Porous | Wet | R245fa | MinimizeLCOE_Brownfield | IgnoreSilica | 136.6844 | 32.9215 | 2.7372 | 4 | 5714.3676 | 7293.6404 | 116.4951 | 148.6907 | 126.0891 | 0 | 114.9092 | 4784748.9559 | 198566.6227 | 5551802.5786 | 5491057.342 | 0 | 420123.2386 | 0 | 6414056.5078 | 16688059.3293 | 11389943.3976 | 50938357.9724 | 961560.8286 | 10664466.8222 | 10664466.8222 | 1478867.319 | 5147507.7987 | 0 | 62564385.6232 | 79855227.5631 | 316227.766 | 10.9486 | 5714.3676 | 7293.6404 | 116.4951 | 148.6907
1 | 3300 | 707 | 0.035 | 15 | 15 | 7 | 4.217e-10 | 5spot_SharedNeighbor | Water | Porous | Wet | R245fa | MinimizeLCOE_Brownfield | IgnoreSilica | 139.6493 | 33.5984 | 2.8122 | 4 | 5631.8222 | 7168.9254 | 114.8123 | 146.1482 | 126.0116 | 0 | 104.4305 | 4852409.239 | 201226.8349 | 5643233.3453 | 5606288.1335 | 0 | 397517.021 | 0 | 6513263.0837 | 16946174.4899 | 11566112.2984 | 51726224.4458 | 961560.8286 | 10664466.8222 | 10664466.8222 | 1478867.319 | 5147507.7987 | 0 | 63352252.0966 | 80643094.0366 | 421696.5034 | 11.249 | 5631.8222 | 7168.9254 | 114.8123 | 146.1482
1 | 3300 | 707 | 0.035 | 15 | 15 | 7 | 5.6234e-10 | 5spot_SharedNeighbor | Water | Porous | Wet | R245fa | MinimizeLCOE_Brownfield | IgnoreSilica | 140.587 | 33.8118 | 2.8529 | 4 | 5566.7076 | 7081.8816 | 113.4849 | 144.3737 | 125.9864 | 0 | 187.6663 | 4873643.6425 | 202060.1887 | 5671998.225 | 5642738.9303 | 0 | 366354.8459 | 0 | 6535150.3746 | 17003120.731 | 11604979.2781 | 51900046.216 | 961560.8286 | 10664466.8222 | 10664466.8222 | 1478867.319 | 5147507.7987 | 0 | 63526073.8668 | 80816915.8067 | 562341.3252 | 11.4118 | 5566.7076 | 7081.8816 | 113.4849 | 144.3737
1 | 3300 | 707 | 0.035 | 15 | 15 | 7 | 7.4989e-10 | 5spot_SharedNeighbor | Water | Porous | Wet | R245fa | MinimizeLCOE_Brownfield | IgnoreSilica | 143.9996 | 34.5873 | 2.9212 | 4 | 5519.9399 | 6999.6996 | 112.5314 | 142.6983 | 125.8944 | 0 | 106.8581 | 4950405.6873 | 205069.1288 | 5776198.0263 | 5775474.091 | 0 | 364076.3926 | 0 | 6657777.0972 | 17322170.3089 | 11822737.1709 | 52873907.903 | 961560.8286 | 10664466.8222 | 10664466.8222 | 1478867.319 | 5147507.7987 | 0 | 64499935.5538 | 81790777.4937 | 749894.2093 | 11.6849 | 5519.9399 | 6999.6996 | 112.5314 | 142.6983
1 | 3300 | 707 | 0.035 | 15 | 15 | 7 | 1e-09 | 5spot_SharedNeighbor | Water | Porous | Wet | R245fa | MinimizeLCOE_Brownfield | IgnoreSilica | 145.2862 | 34.8788 | 2.9549 | 4 | 5484.9454 | 6947.8535 | 111.818 | 141.6414 | 125.8589 | 0 | 96.8767 | 4979078.0216 | 206190.2339 | 5815241.1892 | 5825439.1055 | 0 | 351618.7517 | 0 | 6699251.2477 | 17430077.5412 | 11896386.0742 | 53203282.1651 | 961560.8286 | 10664466.8222 | 10664466.8222 | 1478867.319 | 5147507.7987 | 0 | 64829309.8159 | 82120151.7558 | 1000000 | 11.8195 | 5484.9454 | 6947.8535 | 111.818 | 141.6414
1 | 3300 | 707 | 0.035 | 15 | 15 | 7 | 1.3335e-09 | 5spot_SharedNeighbor | Water | Porous | Wet | R245fa | MinimizeLCOE_Brownfield | IgnoreSilica | 146.2628 | 35.0997 | 2.9805 | 4 | 5458.6116 | 6908.9402 | 111.2812 | 140.8481 | 125.8317 | 0 | 107.9351 | 5000751.0795 | 207036.7093 | 5844796.0443 | 5863343.1776 | 0 | 341823.7804 | 0 | 6730522.8085 | 17511439.7277 | 11951917.4382 | 53451630.7655 | 961560.8286 | 10664466.8222 | 10664466.8222 | 1478867.319 | 5147507.7987 | 0 | 65077658.4163 | 82368500.3563 | 1333521.4322 | 11.922 | 5458.6116 | 6908.9402 | 111.2812 | 140.8481
1 | 3300 | 707 | 0.035 | 15 | 15 | 7 | 1.7783e-09 | 5spot_SharedNeighbor | Water | Porous | Wet | R245fa | MinimizeLCOE_Brownfield | IgnoreSilica | 146.9887 | 35.2637 | 2.9998 | 4 | 5438.8098 | 6879.828 | 110.8775 | 140.2546 | 125.8114 | 0 | 94.6235 | 5016807.7174 | 207663.2877 | 5866715.8788 | 5891500.9275 | 0 | 334104.8691 | 0 | 6753549.1454 | 17571349.5329 | 11992807.1113 | 53634498.4701 | 961560.8286 | 10664466.8222 | 10664466.8222 | 1478867.319 | 5147507.7987 | 0 | 65260526.1209 | 82551368.0609 | 1778279.41 | 11.999 | 5438.8098 | 6879.828 | 110.8775 | 140.2546
1 | 3300 | 707 | 0.035 | 15 | 15 | 7 | 2.3714e-09 | 5spot_SharedNeighbor | Water | Porous | Wet | R245fa | MinimizeLCOE_Brownfield | IgnoreSilica | 147.5345 | 35.3869 | 3.0143 | 4 | 5423.9288 | 6857.9981 | 110.5741 | 139.8096 | 125.796 | 0 | 98.827 | 5028852.407 | 208133.0065 | 5883172.1451 | 5912665.7901 | 0 | 328137.6686 | 0 | 6770774.7968 | 17616167.1444 | 12023396.0521 | 53771299.0107 | 961560.8286 | 10664466.8222 | 10664466.8222 | 1478867.319 | 5147507.7987 | 0 | 65397326.6615 | 82688168.6015 | 2371373.7057 | 12.0572 | 5423.9288 | 6857.9981 | 110.5741 | 139.8096
1 | 3300 | 707 | 0.035 | 15 | 15 | 7 | 3.1623e-09 | 5spot_SharedNeighbor | Water | Porous | Wet | R245fa | MinimizeLCOE_Brownfield | IgnoreSilica | 147.9413 | 35.4787 | 3.0252 | 4 | 5412.7512 | 6841.651 | 110.3463 | 139.4763 | 125.7845 | 0 | 104.6795 | 5037811.5898 | 208482.2272 | 5895420.2739 | 5928432.6842 | 0 | 323532.2858 | 0 | 6783534.8338 | 17649366.1432 | 12046055.0509 | 53872635.0889 | 961560.8286 | 10664466.8222 | 10664466.8222 | 1478867.319 | 5147507.7987 | 0 | 65498662.7397 | 82789504.6797 | 3162277.6602 | 12.1008 | 5412.7512 | 6841.651 | 110.3463 | 139.4763
1 | 3300 | 707 | 0.035 | 15 | 15 | 7 | 4.217e-09 | 5spot_SharedNeighbor | Water | Porous | Wet | R245fa | MinimizeLCOE_Brownfield | IgnoreSilica | 148.2527 | 35.5489 | 3.0335 | 4 | 5404.3585 | 6829.3521 | 110.1752 | 139.2256 | 125.7757 | 0 | 116.8904 | 5044662.5209 | 208749.1749 | 5904790.4524 | 5940502.9563 | 0 | 320064.1673 | 0 | 6793320.016 | 17674825.1801 | 12063431.3668 | 53950345.8347 | 961560.8286 | 10664466.8222 | 10664466.8222 | 1478867.319 | 5147507.7987 | 0 | 65576373.4855 | 82867215.4255 | 4216965.0343 | 12.134 | 5404.3585 | 6829.3521 | 110.1752 | 139.2256
1 | 3300 | 707 | 0.035 | 15 | 15 | 7 | 5.6234e-09 | 5spot_SharedNeighbor | Water | Porous | Wet | R245fa | MinimizeLCOE_Brownfield | IgnoreSilica | 148.487 | 35.6017 | 3.0397 | 4 | 5398.0588 | 6820.1257 | 110.0467 | 139.0375 | 125.769 | 0 | 118.1805 | 5049811.3318 | 208949.7438 | 5911835.0557 | 5949582.1915 | 0 | 317432.4942 | 0 | 6800668.2186 | 17693943.696 | 12076480.1467 | 54008702.8784 | 961560.8286 | 10664466.8222 | 10664466.8222 | 1478867.319 | 5147507.7987 | 0 | 65634730.5293 | 82925572.4692 | 5623413.2519 | 12.159 | 5398.0588 | 6820.1257 | 110.0467 | 139.0375
1 | 3300 | 707 | 0.035 | 15 | 15 | 7 | 7.4989e-09 | 5spot_SharedNeighbor | Water | Porous | Wet | R245fa | MinimizeLCOE_Brownfield | IgnoreSilica | 148.6593 | 35.6405 | 3.0444 | 4 | 5393.3311 | 6813.2307 | 109.9503 | 138.8969 | 125.7641 | 0 | 117.3322 | 5053593.7054 | 209097.0522 | 5917011.4791 | 5956256.2679 | 0 | 315411.5106 | 0 | 6806034.3059 | 17707905.1544 | 12086009.1289 | 54051318.6043 | 961560.8286 | 10664466.8222 | 10664466.8222 | 1478867.319 | 5147507.7987 | 0 | 65677346.2551 | 82968188.1951 | 7498942.0933 | 12.1775 | 5393.3311 | 6813.2307 | 109.9503 | 138.8969
1 | 3300 | 707 | 0.035 | 15 | 15 | 7 | 1e-08 | 5spot_SharedNeighbor | Water | Porous | Wet | R245fa | MinimizeLCOE_Brownfield | IgnoreSilica | 148.7861 | 35.6691 | 3.0478 | 4 | 5389.7839 | 6808.0758 | 109.878 | 138.7918 | 125.7605 | 0 | 110.3403 | 5056377.9995 | 209205.472 | 5920822.7183 | 5961171.5903 | 0 | 313866.3471 | 0 | 6809963.2096 | 17718127.3558 | 12092985.9915 | 54082520.684 | 961560.8286 | 10664466.8222 | 10664466.8222 | 1478867.319 | 5147507.7987 | 0 | 65708548.3348 | 82999390.2748 | 10000000 | 12.1913 | 5389.7839 | 6808.0758 | 109.878 | 138.7918
1 | 3400 | 707 | 0.035 | 15 | 15 | 7 | 1e-13 | 5spot_SharedNeighbor | Water | Porous | Wet | R245fa | MinimizeLCOE_Brownfield | IgnoreSilica | 0 | 0 | 0 | 4 | [6 empty] | 10.2882 | [19 empty] | 100 | 0
1 | 3400 | 707 | 0.035 | 15 | 15 | 7 | 1.3335e-13 | 5spot_SharedNeighbor | Water | Porous | Wet | R245fa | MinimizeLCOE_Brownfield | IgnoreSilica | 0 | 0 | 0 | 4 | [6 empty] | 11.0417 | [19 empty] | 133.3521 | 0
1 | 3400 | 707 | 0.035 | 15 | 15 | 7 | 1.7783e-13 | 5spot_SharedNeighbor | Water | Porous | Wet | R245fa | MinimizeLCOE_Brownfield | IgnoreSilica | 0 | 0 | 0 | 4 | [6 empty] | 10.7817 | [19 empty] | 177.8279 | 0
1 | 3400 | 707 | 0.035 | 15 | 15 | 7 | 2.3714e-13 | 5spot_SharedNeighbor | Water | Porous | Wet | R245fa | MinimizeLCOE_Brownfield | IgnoreSilica | 0.97664 | 0.14657 | 0.0010406 | 4 | 3099966.066 | 7388256.6937 | 63197.0013 | 150619.6061 | 96.6468 | 0 | 23.2004 | 90447.8708 | 3072.7828 | 74562.3717 | 55440.3213 | 0 | 60010.6712 | 0 | 110578.267 | 287701.9679 | 196362.5048 | 878176.7575 | 961560.8286 | 11063974.3309 | 11063974.3309 | 1478867.319 | 5307310.8022 | 0 | 12903711.917 | 30753864.3692 | 237.1374 | 0.0041625 | 3099966.066 | 7388256.6937 | 63197.0013 | 150619.6061
1 | 3400 | 707 | 0.035 | 15 | 15 | 7 | 3.1623e-13 | 5spot_SharedNeighbor | Water | Porous | Wet | R245fa | MinimizeLCOE_Brownfield | IgnoreSilica | 1.4371 | 0.25392 | 0.0048401 | 4 | 687213.7677 | 1609197.9607 | 14009.7822 | 32805.677 | 105.9679 | 0 | 29.7932 | 140909.3595 | 5126.7481 | 114925.0745 | 73634.8072 | 0 | 78455.349 | 0 | 161090.0219 | 419123.1929 | 286060.1913 | 1279324.7443 | 961560.8286 | 11063974.3309 | 11063974.3309 | 1478867.319 | 5307310.8022 | 0 | 13304859.9038 | 31155012.356 | 316.2278 | 0.019361 | 687213.7677 | 1609197.9607 | 14009.7822 | 32805.677
1 | 3400 | 707 | 0.035 | 15 | 15 | 7 | 4.217e-13 | 5spot_SharedNeighbor | Water | Porous | Wet | R245fa | MinimizeLCOE_Brownfield | IgnoreSilica | 1.9042 | 0.36779 | 0.010777 | 4 | 317254.8312 | 731321.6416 | 6467.6689 | 14908.9808 | 111.4118 | 0 | 156.2946 | 188367.626 | 7131.7916 | 153961.7094 | 92519.5211 | 0 | 91109.5285 | 0 | 207905.1689 | 540926.6022 | 369193.5209 | 1651115.4686 | 961560.8286 | 11063974.3309 | 11063974.3309 | 1478867.319 | 5307310.8022 | 0 | 13676650.6282 | 31526803.0804 | 421.6965 | 0.043109 | 317254.8312 | 731321.6416 | 6467.6689 | 14908.9808
1 | 3400 | 707 | 0.035 | 15 | 15 | 7 | 5.6234e-13 | 5spot_SharedNeighbor | Water | Porous | Wet | R245fa | MinimizeLCOE_Brownfield | IgnoreSilica | 2.5266 | 0.523 | 0.019397 | 4 | 182301.265 | 412368.6791 | 3716.4579 | 8406.6933 | 115.8368 | 0 | 211.3405 | 246763.5133 | 9648.7363 | 203401.4748 | 117918.6684 | 0 | 106294.0498 | 0 | 266770.3126 | 694081.6312 | 473724.9753 | 2118603.3616 | 961560.8286 | 11063974.3309 | 11063974.3309 | 1478867.319 | 5307310.8022 | 0 | 14144138.5211 | 31994290.9733 | 562.3413 | 0.077587 | 182301.265 | 412368.6791 | 3716.4579 | 8406.6933
1 | 3400 | 707 | 0.035 | 15 | 15 | 7 | 7.4989e-13 | 5spot_SharedNeighbor | Water | Porous | Wet | R245fa | MinimizeLCOE_Brownfield | IgnoreSilica | 3.3434 | 0.72978 | 0.03146 | 4 | 116983.2328 | 258830.453 | 2384.8614 | 5276.6089 | 119.3252 | 0 | 287.3005 | 317177.7477 | 12720.5991 | 264870.2228 | 151553.5989 | 0 | 124034.6808 | 0 | 339439.1712 | 883151.0949 | 602768.7692 | 2695715.8846 | 961560.8286 | 11063974.3309 | 11063974.3309 | 1478867.319 | 5307310.8022 | 0 | 14721251.0441 | 32571403.4963 | 749.8942 | 0.12584 | 116983.2328 | 258830.453 | 2384.8614 | 5276.6089
1 | 3400 | 707 | 0.035 | 15 | 15 | 7 | 1e-12 | 5spot_SharedNeighbor | Water | Porous | Wet | R245fa | MinimizeLCOE_Brownfield | IgnoreSilica | 4.4332 | 1.0082 | 0.048059 | 4 | 80348.2128 | 173202.9835 | 1638.007 | 3530.9771 | 122.0859 | 0 | 37.0338 | 403191.9272 | 16496.9748 | 342344.98 | 196661.0664 | 0 | 145635.0584 | 0 | 430688.7026 | 1120563.6578 | 764807.7218 | 3420390.089 | 961560.8286 | 11063974.3309 | 11063974.3309 | 1478867.319 | 5307310.8022 | 0 | 15445925.2485 | 33296077.7007 | 1000 | 0.19224 | 80348.2128 | 173202.9835 | 1638.007 | 3530.9771
1 | 3400 | 707 | 0.035 | 15 | 15 | 7 | 1.3335e-12 | 5spot_SharedNeighbor | Water | Porous | Wet | R245fa | MinimizeLCOE_Brownfield | IgnoreSilica | 5.8754 | 1.3779 | 0.07047 | 4 | 57987.3179 | 121312.8094 | 1182.1499 | 2473.1257 | 124.2174 | 0 | 34.4091 | 507035.9039 | 21063.857 | 438921.2118 | 256226.0626 | 0 | 171503.4786 | 0 | 543952.7004 | 1415253.3464 | 965939.4894 | 4319896.05 | 961560.8286 | 11063974.3309 | 11063974.3309 | 1478867.319 | 5307310.8022 | 0 | 16345431.2096 | 34195583.6618 | 1333.5214 | 0.28188 | 57987.3179 | 121312.8094 | 1182.1499 | 2473.1257
1 | 3400 | 707 | 0.035 | 15 | 15 | 7 | 1.7783e-12 | 5spot_SharedNeighbor | Water | Porous | Wet | R245fa | MinimizeLCOE_Brownfield | IgnoreSilica | 7.822 | 1.876 | 0.10034 | 4 | 43562.5555 | 88038.3564 | 888.0816 | 1794.781 | 125.7923 | 0 | 48.9425 | 634121.8099 | 26631.8758 | 561219.519 | 336270.1051 | 0 | 203992.3109 | 0 | 687271.8921 | 1788140.4843 | 1220442.6231 | 5458090.6201 | 961560.8286 | 11063974.3309 | 11063974.3309 | 1478867.319 | 5307310.8022 | 0 | 17483625.7797 | 35333778.2319 | 1778.2794 | 0.40135 | 43562.5555 | 88038.3564 | 888.0816 | 1794.781
1 | 3400 | 707 | 0.035 | 15 | 15 | 7 | 2.3714e-12 | 5spot_SharedNeighbor | Water | Porous | Wet | R245fa | MinimizeLCOE_Brownfield | IgnoreSilica | 10.399 | 2.5443 | 0.14159 | 4 | 33405.7298 | 64922.6162 | 681.021 | 1323.5353 | 127.1868 | 0 | 38.1341 | 790568.9366 | 33522.7311 | 715448.8188 | 443692.2636 | 0 | 242738.5146 | 0 | 868128.7933 | 2258693.0423 | 1541604.4129 | 6894397.5133 | 961560.8286 | 11063974.3309 | 11063974.3309 | 1478867.319 | 5307310.8022 | 0 | 18919932.6728 | 36770085.125 | 2371.3737 | 0.56637 | 33405.7298 | 64922.6162 | 681.021 | 1323.5353
1 | 3400 | 707 | 0.035 | 15 | 15 | 7 | 3.1623e-12 | 5spot_SharedNeighbor | Water | Porous | Wet | R245fa | MinimizeLCOE_Brownfield | IgnoreSilica | 13.8459 | 3.4356 | 0.19621 | 4 | 26411.6693 | 49155.2161 | 538.4376 | 1002.0956 | 128.1657 | 0 | 44.7 | 980884.6683 | 41864.1264 | 909126.9405 | 587656.0021 | 0 | 290546.1489 | 0 | 1095930.3756 | 2851386.0312 | 1946129.5564 | 8703523.8495 | 961560.8286 | 11063974.3309 | 11063974.3309 | 1478867.319 | 5307310.8022 | 0 | 20729059.0091 | 38579211.4613 | 3162.2777 | 0.78484 | 26411.6693 | 49155.2161 | 538.4376 | 1002.0956
1 | 3400 | 707 | 0.035 | 15 | 15 | 7 | 4.217e-12 | 5spot_SharedNeighbor | Water | Porous | Wet | R245fa | MinimizeLCOE_Brownfield | IgnoreSilica | 18.3043 | 4.5883 | 0.26805 | 4 | 21388.2457 | 38036.2859 | 436.0283 | 775.4211 | 128.8928 | 0 | 39.6284 | 1206269.482 | 51702.4562 | 1145312.6041 | 772904.1206 | 0 | 345350.8043 | 0 | 1373400.3922 | 3573306.0973 | 2438854.8355 | 10907100.792 | 961560.8286 | 11063974.3309 | 11063974.3309 | 1478867.319 | 5307310.8022 | 0 | 22932635.9516 | 40782788.4038 | 4216.965 | 1.0722 | 21388.2457 | 38036.2859 | 436.0283 | 775.4211
1 | 3400 | 707 | 0.035 | 15 | 15 | 7 | 5.6234e-12 | 5spot_SharedNeighbor | Water | Porous | Wet | R245fa | MinimizeLCOE_Brownfield | IgnoreSilica | 23.2345 | 5.8634 | 0.3569 | 4 | 17662.3097 | 30165.9223 | 360.0701 | 614.9731 | 129.3759 | 0 | 47.1512 | 1436863.6847 | 61739.8956 | 1393094.5904 | 977992.5989 | 0 | 388653.2484 | 0 | 1660754.167 | 4320941.6751 | 2949131.4797 | 13189171.3399 | 961560.8286 | 11063974.3309 | 11063974.3309 | 1478867.319 | 5307310.8022 | 0 | 25214706.4995 | 43064858.9517 | 5623.4133 | 1.4276 | 17662.3097 | 30165.9223 | 360.0701 | 614.9731
1 | 3400 | 707 | 0.035 | 15 | 15 | 7 | 7.4989e-12 | 5spot_SharedNeighbor | Water | Porous | Wet | R245fa | MinimizeLCOE_Brownfield | IgnoreSilica | 29.2929 | 7.4308 | 0.46993 | 4 | 14836.5983 | 24332.8463 | 302.4641 | 496.058 | 129.7498 | 0 | 41.7366 | 1700970.63 | 73202.7905 | 1683361.2857 | 1230110.1125 | 0 | 433958.6118 | 0 | 1997425.3379 | 5196891.0009 | 3546984.8936 | 15862904.6629 | 961560.8286 | 11063974.3309 | 11063974.3309 | 1478867.319 | 5307310.8022 | 0 | 27888439.8225 | 45738592.2747 | 7498.9421 | 1.8797 | 14836.5983 | 24332.8463 | 302.4641 | 496.058
1 | 3400 | 707 | 0.035 | 15 | 15 | 7 | 1e-11 | 5spot_SharedNeighbor | Water | Porous | Wet | R245fa | MinimizeLCOE_Brownfield | IgnoreSilica | 36.6936 | 9.3459 | 0.61229 | 4 | 12662.1072 | 19950.4088 | 258.1342 | 406.7161 | 130.0413 | 0 | 47.2804 | 2002434.0894 | 86248.382 | 2021906.3067 | 1538159.6219 | 0 | 481159.5238 | 0 | 2390664.0903 | 6220017.5703 | 4245289.8003 | 18985879.3846 | 961560.8286 | 11063974.3309 | 11063974.3309 | 1478867.319 | 5307310.8022 | 0 | 31011414.5442 | 48861566.9964 | 10000 | 2.4492 | 12662.1072 | 19950.4088 | 258.1342 | 406.7161
1 | 3400 | 707 | 0.035 | 15 | 15 | 7 | 1.3335e-11 | 5spot_SharedNeighbor | Water | Porous | Wet | R245fa | MinimizeLCOE_Brownfield | IgnoreSilica | 45.4996 | 11.6249 | 0.78781 | 4 | 10970.1379 | 16634.6396 | 223.6411 | 339.1196 | 130.2634 | 0 | 60.4873 | 2338542.8471 | 100749.0748 | 2407184.926 | 1904865.9511 | 0 | 527332.1397 | 0 | 2838683.2261 | 7385671.4604 | 5040872.5321 | 22543902.1573 | 961560.8286 | 11063974.3309 | 11063974.3309 | 1478867.319 | 5307310.8022 | 0 | 34569437.3169 | 52419589.7691 | 13335.2143 | 3.1512 | 10970.1379 | 16634.6396 | 223.6411 | 339.1196
1 | 3400 | 707 | 0.035 | 15 | 15 | 7 | 1.7783e-11 | 5spot_SharedNeighbor | Water | Porous | Wet | R245fa | MinimizeLCOE_Brownfield | IgnoreSilica | 55.6575 | 14.2509 | 0.9979 | 4 | 9645.8824 | 14117.7983 | 196.6444 | 287.8104 | 130.4174 | 0 | 79.6822 | 2702653.0845 | 116400.6028 | 2832859.2812 | 2327599.1737 | 0 | 569055.8983 | 0 | 3333941.5358 | 8674231.9907 | 5920341.5713 | 26477083.1383 | 961560.8286 | 11063974.3309 | 11063974.3309 | 1478867.319 | 5307310.8022 | 0 | 38502618.2979 | 56352770.7501 | 17782.7941 | 3.9916 | 9645.8824 | 14117.7983 | 196.6444 | 287.8104
1 | 3400 | 707 | 0.035 | 15 | 15 | 7 | 2.3714e-11 | 5spot_SharedNeighbor | Water | Porous | Wet | R245fa | MinimizeLCOE_Brownfield | IgnoreSilica | 66.7855 | 17.118 | 1.2379 | 4 | 8609.1997 | 12214.1332 | 175.5102 | 249.0016 | 130.4918 | 0 | 63.1954 | 3077995.7159 | 132454.7584 | 3280130.5175 | 2789809.3381 | 0 | 600522.1794 | 0 | 3853555.8786 | 10026161.9232 | 6843061.5296 | 30603691.8408 | 961560.8286 | 11063974.3309 | 11063974.3309 | 1478867.319 | 5307310.8022 | 0 | 42629227.0004 | 60479379.4526 | 23713.7371 | 4.9516 | 8609.1997 | 12214.1332 | 175.5102 | 249.0016
1 | 3400 | 707 | 0.035 | 15 | 15 | 7 | 3.1623e-11 | 5spot_SharedNeighbor | Water | Porous | Wet | R245fa | MinimizeLCOE_Brownfield | IgnoreSilica | 78.2929 | 20.0639 | 1.4971 | 4 | 7800.8084 | 10781.6655 | 159.03 | 219.7988 | 130.4793 | 0 | 77.3313 | 3444033.3567 | 148005.3307 | 3724482.8973 | 3266028.5466 | 0 | 616968.0784 | 0 | 4367812.1018 | 11364151.1273 | 7756266.6544 | 34687748.0931 | 961560.8286 | 11063974.3309 | 11063974.3309 | 1478867.319 | 5307310.8022 | 0 | 46713283.2527 | 64563435.7049 | 31622.7766 | 5.9883 | 7800.8084 | 10781.6655 | 159.03 | 219.7988
1 | 3400 | 707 | 0.035 | 15 | 15 | 7 | 4.217e-11 | 5spot_SharedNeighbor | Water | Porous | Wet | R245fa | MinimizeLCOE_Brownfield | IgnoreSilica | 89.5887 | 22.9294 | 1.7617 | 4 | 7173.8184 | 9706.9075 | 146.248 | 197.8884 | 130.3879 | 0 | 78.898 | 3783952.9989 | 162325.7341 | 4144515.7884 | 3731045.3813 | 0 | 617204.2044 | 0 | 4851227.2018 | 12621898.0555 | 8614704.777 | 38526874.1415 | 961560.8286 | 11063974.3309 | 11063974.3309 | 1478867.319 | 5307310.8022 | 0 | 50552409.301 | 68402561.7533 | 42169.6503 | 7.0468 | 7173.8184 | 9706.9075 | 146.248 | 197.8884
1 | 3400 | 707 | 0.035 | 15 | 15 | 7 | 5.6234e-11 | 5spot_SharedNeighbor | Water | Porous | Wet | R245fa | MinimizeLCOE_Brownfield | IgnoreSilica | 100.154 | 25.5801 | 2.0178 | 4 | 6690.0754 | 8901.6604 | 136.3862 | 181.4724 | 130.2391 | 0 | 86.2061 | 4086055.3135 | 174933.7262 | 4524041.4083 | 4163269.1992 | 0 | 602875.2298 | 0 | 5284958.202 | 13750377.1476 | 9384914.9453 | 41971425.1719 | 961560.8286 | 11063974.3309 | 11063974.3309 | 1478867.319 | 5307310.8022 | 0 | 53996960.3314 | 71847112.7836 | 56234.1325 | 8.0712 | 6690.0754 | 8901.6604 | 136.3862 | 181.4724
1 | 3400 | 707 | 0.035 | 15 | 15 | 7 | 7.4989e-11 | 5spot_SharedNeighbor | Water | Porous | Wet | R245fa | MinimizeLCOE_Brownfield | IgnoreSilica | 109.6151 | 27.9261 | 2.2538 | 4 | 6318.5862 | 8298.5799 | 128.8129 | 169.1778 | 130.0591 | 0 | 94.4799 | 4344513.7158 | 185615.9107 | 4853628.5397 | 4547755.8073 | 0 | 577514.9435 | 0 | 5658521.2776 | 14722311.6421 | 10048280.209 | 44938142.0457 | 961560.8286 | 11063974.3309 | 11063974.3309 | 1478867.319 | 5307310.8022 | 0 | 56963677.2053 | 74813829.6575 | 74989.4209 | 9.0153 | 6318.5862 | 8298.5799 | 128.8129 | 169.1778
1 | 3400 | 707 | 0.035 | 15 | 15 | 7 | 1e-10 | 5spot_SharedNeighbor | Water | Porous | Wet | R245fa | MinimizeLCOE_Brownfield | IgnoreSilica | 117.7346 | 29.9168 | 2.4617 | 4 | 6034.4317 | 7847.2044 | 123.0201 | 159.9759 | 129.8725 | 0 | 98.4405 | 4557784.2056 | 194348.7232 | 5129162.6699 | 4875872.3494 | 0 | 545028.3015 | 0 | 5967856.5373 | 15527138.5344 | 10597591.1005 | 47394782.4217 | 961560.8286 | 11063974.3309 | 11063974.3309 | 1478867.319 | 5307310.8022 | 0 | 59420317.5813 | 77270470.0335 | 100000 | 9.8469 | 6034.4317 | 7847.2044 | 123.0201 | 159.9759
1 | 3400 | 707 | 0.035 | 15 | 15 | 7 | 1.3335e-10 | 5spot_SharedNeighbor | Water | Porous | Wet | R245fa | MinimizeLCOE_Brownfield | IgnoreSilica | 124.4944 | 31.5571 | 2.6385 | 4 | 5817.8024 | 7509.1144 | 118.6038 | 153.0835 | 129.6962 | 0 | 102.783 | 4729575.0922 | 201323.4723 | 5353581.9638 | 5147630.3116 | 0 | 509660.6042 | 0 | 6217290.8632 | 16176115.4843 | 11040531.204 | 49375708.9956 | 961560.8286 | 11063974.3309 | 11063974.3309 | 1478867.319 | 5307310.8022 | 0 | 61401244.1551 | 79251396.6073 | 133352.1432 | 10.554 | 5817.8024 | 7509.1144 | 118.6038 | 153.0835
1 | 3400 | 707 | 0.035 | 15 | 15 | 7 | 1.7783e-10 | 5spot_SharedNeighbor | Water | Porous | Wet | R245fa | MinimizeLCOE_Brownfield | IgnoreSilica | 129.9707 | 32.8739 | 2.7843 | 4 | 5653.1006 | 7255.8271 | 115.2461 | 147.9199 | 129.5401 | 0 | 96.9232 | 4865014.5264 | 206781.4451 | 5532150.8191 | 5366732.7609 | 0 | 474572.9532 | 0 | 6413648.4769 | 16686997.7166 | 11389218.8251 | 50935117.5233 | 961560.8286 | 11063974.3309 | 11063974.3309 | 1478867.319 | 5307310.8022 | 0 | 62960652.6829 | 80810805.1351 | 177827.941 | 11.1374 | 5653.1006 | 7255.8271 | 115.2461 | 147.9199
1 | 3400 | 707 | 0.035 | 15 | 15 | 7 | 2.3714e-10 | 5spot_SharedNeighbor | Water | Porous | Wet | R245fa | MinimizeLCOE_Brownfield | IgnoreSilica | 136.2628 | 34.3799 | 2.9312 | 4 | 5527.2491 | 7049.6554 | 112.6804 | 143.7168 | 129.3615 | 0 | 112.0599 | 5017709.113 | 212912.3504 | 5734694.9351 | 5617873.5658 | 0 | 458112.7235 | 0 | 6646108.0483 | 17291809.8374 | 11802015.5252 | 52781236.0987 | 961560.8286 | 11063974.3309 | 11063974.3309 | 1478867.319 | 5307310.8022 | 0 | 64806771.2582 | 82656923.7104 | 237137.3706 | 11.725 | 5527.2491 | 7049.6554 | 112.6804 | 143.7168
1 | 3400 | 707 | 0.035 | 15 | 15 | 7 | 3.1623e-10 | 5spot_SharedNeighbor | Water | Porous | Wet | R245fa | MinimizeLCOE_Brownfield | IgnoreSilica | 139.8922 | 35.2469 | 3.0293 | 4 | 5431.0331 | 6904.1535 | 110.719 | 140.7505 | 129.2621 | 0 | 112.0687 | 5104679.3778 | 216399.1113 | 5850502.1549 | 5762590.8927 | 0 | 430759.8061 | 0 | 6772323.2237 | 17620195.8335 | 12026145.7152 | 53783596.115 | 961560.8286 | 11063974.3309 | 11063974.3309 | 1478867.319 | 5307310.8022 | 0 | 65809131.2746 | 83659283.7268 | 316227.766 | 12.1172 | 5431.0331 | 6904.1535 | 110.719 | 140.7505
1 | 3400 | 707 | 0.035 | 15 | 15 | 7 | 4.217e-10 | 5spot_SharedNeighbor | Water | Porous | Wet | R245fa | MinimizeLCOE_Brownfield | IgnoreSilica | 142.689 | 35.9123 | 3.1059 | 4 | 5358.2555 | 6795.0627 | 109.2353 | 138.5265 | 129.1835 | 0 | 117.4871 | 5170873.6858 | 219044.1019 | 5939013.2102 | 5873870.0919 | 0 | 407211.4842 | 0 | 6867904.9039 | 17868879.7588 | 12195877.6042 | 54542674.8408 | 961560.8286 | 11063974.3309 | 11063974.3309 | 1478867.319 | 5307310.8022 | 0 | 66568210.0004 | 84418362.4526 | 421696.5034 | 12.4235 | 5358.2555 | 6795.0627 | 109.2353 | 138.5265
1 | 3400 | 707 | 0.035 | 15 | 15 | 7 | 5.6234e-10 | 5spot_SharedNeighbor | Water | Porous | Wet | R245fa | MinimizeLCOE_Brownfield | IgnoreSilica | 144.8427 | 36.4231 | 3.1653 | 4 | 5303.2956 | 6713.1466 | 108.1149 | 136.8566 | 129.1218 | 0 | 107.4582 | 5221366.1159 | 221056.4144 | 6006746.1437 | 5959420.3472 | 0 | 387692.8855 | 0 | 6940549.9436 | 18057887.2507 | 12324879.1011 | 55119598.2021 | 961560.8286 | 11063974.3309 | 11063974.3309 | 1478867.319 | 5307310.8022 | 0 | 67145133.3617 | 84995285.8139 | 562341.3252 | 12.661 | 5303.2956 | 6713.1466 | 108.1149 | 136.8566
1 | 3400 | 707 | 0.035 | 15 | 15 | 7 | 7.4989e-10 | 5spot_SharedNeighbor | Water | Porous | Wet | R245fa | MinimizeLCOE_Brownfield | IgnoreSilica | 146.8307 | 36.8933 | 3.2174 | 4 | 5259.304 | 6646.3119 | 107.218 | 135.4941 | 129.064 | 0 | 101.8293 | 5267614.9145 | 222895.7604 | 6068947.9034 | 6038280.9892 | 0 | 372788.492 | 0 | 7008505.9432 | 18234694.8221 | 12445553.9016 | 55659282.7264 | 961560.8286 | 11063974.3309 | 11063974.3309 | 1478867.319 | 5307310.8022 | 0 | 67684817.886 | 85534970.3382 | 749894.2093 | 12.8695 | 5259.304 | 6646.3119 | 107.218 | 135.4941
1 | 3400 | 707 | 0.035 | 15 | 15 | 7 | 1e-09 | 5spot_SharedNeighbor | Water | Porous | Wet | R245fa | MinimizeLCOE_Brownfield | IgnoreSilica | 148.0487 | 37.1808 | 3.2516 | 4 | 5228.4607 | 6600.8774 | 106.5892 | 134.5678 | 129.0281 | 0 | 93.8535 | 5295770.099 | 224013.3971 | 6106898.3193 | 6086540.849 | 0 | 360122.7215 | 0 | 7048604.7005 | 18339023.5631 | 12516760.411 | 55977734.0605 | 961560.8286 | 11063974.3309 | 11063974.3309 | 1478867.319 | 5307310.8022 | 0 | 68003269.2201 | 85853421.6723 | 1000000 | 13.0064 | 5228.4607 | 6600.8774 | 106.5892 | 134.5678
1 | 3400 | 707 | 0.035 | 15 | 15 | 7 | 1.3335e-09 | 5spot_SharedNeighbor | Water | Porous | Wet | R245fa | MinimizeLCOE_Brownfield | IgnoreSilica | 148.9519 | 37.3936 | 3.2773 | 4 | 5205.2502 | 6566.9014 | 106.1161 | 133.8752 | 129.0012 | 0 | 101.0985 | 5316563.9563 | 224837.8574 | 6134965.4012 | 6122302.0219 | 0 | 350025.7241 | 0 | 7077991.0348 | 18415480.777 | 12568944.0306 | 56211110.8035 | 961560.8286 | 11063974.3309 | 11063974.3309 | 1478867.319 | 5307310.8022 | 0 | 68236645.963 | 86086798.4153 | 1333521.4322 | 13.1092 | 5205.2502 | 6566.9014 | 106.1161 | 133.8752
1 | 3400 | 707 | 0.035 | 15 | 15 | 7 | 1.7783e-09 | 5spot_SharedNeighbor | Water | Porous | Wet | R245fa | MinimizeLCOE_Brownfield | IgnoreSilica | 149.6681 | 37.5622 | 3.2973 | 4 | 5187.7947 | 6541.1853 | 105.7602 | 133.3509 | 128.9798 | 0 | 108.6104 | 5333011.6655 | 225490.1483 | 6157171.4319 | 6150704.7661 | 0 | 342456.5268 | 0 | 7101445.4701 | 18476504.4063 | 12610593.9115 | 56397378.3266 | 961560.8286 | 11063974.3309 | 11063974.3309 | 1478867.319 | 5307310.8022 | 0 | 68422913.4861 | 86273065.9383 | 1778279.41 | 13.1892 | 5187.7947 | 6541.1853 | 105.7602 | 133.3509
1 | 3400 | 707 | 0.035 | 15 | 15 | 7 | 2.3714e-09 | 5spot_SharedNeighbor | Water | Porous | Wet | R245fa | MinimizeLCOE_Brownfield | IgnoreSilica | 150.1823 | 37.6831 | 3.312 | 4 | 5174.6768 | 6522.0526 | 105.4928 | 132.9609 | 128.9643 | 0 | 107.2392 | 5344791.3081 | 225957.0207 | 6173087.2288 | 6171088.5757 | 0 | 336416.9591 | 0 | 7118023.026 | 18519635.8064 | 12640031.9783 | 56529031.903 | 961560.8286 | 11063974.3309 | 11063974.3309 | 1478867.319 | 5307310.8022 | 0 | 68554567.0625 | 86404719.5147 | 2371373.7057 | 13.2481 | 5174.6768 | 6522.0526 | 105.4928 | 132.9609
1 | 3400 | 707 | 0.035 | 15 | 15 | 7 | 3.1623e-09 | 5spot_SharedNeighbor | Water | Porous | Wet | R245fa | MinimizeLCOE_Brownfield | IgnoreSilica | 150.565 | 37.773 | 3.3231 | 4 | 5164.8234 | 6507.7262 | 105.2919 | 132.6688 | 128.9528 | 0 | 110.5169 | 5353543.0377 | 226303.7148 | 6184918.8192 | 6186254.3908 | 0 | 331759.6187 | 0 | 7130284.0367 | 18551536.441 | 12661804.8169 | 56626404.8758 | 961560.8286 | 11063974.3309 | 11063974.3309 | 1478867.319 | 5307310.8022 | 0 | 68651940.0353 | 86502092.4876 | 3162277.6602 | 13.2922 | 5164.8234 | 6507.7262 | 105.2919 | 132.6688
1 | 3400 | 707 | 0.035 | 15 | 15 | 7 | 4.217e-09 | 5spot_SharedNeighbor | Water | Porous | Wet | R245fa | MinimizeLCOE_Brownfield | IgnoreSilica | 150.8519 | 37.8405 | 3.3313 | 4 | 5157.4249 | 6496.9843 | 105.1411 | 132.4498 | 128.9441 | 0 | 108.0326 | 5360096.7341 | 226563.2403 | 6193782.6949 | 6197623.2891 | 0 | 328206.1257 | 0 | 7139446.1128 | 18575374.2838 | 12678074.6344 | 56699167.1151 | 961560.8286 | 11063974.3309 | 11063974.3309 | 1478867.319 | 5307310.8022 | 0 | 68724702.2747 | 86574854.7269 | 4216965.0343 | 13.3254 | 5157.4249 | 6496.9843 | 105.1411 | 132.4498
1 | 3400 | 707 | 0.035 | 15 | 15 | 7 | 5.6234e-09 | 5spot_SharedNeighbor | Water | Porous | Wet | R245fa | MinimizeLCOE_Brownfield | IgnoreSilica | 151.0714 | 37.892 | 3.3376 | 4 | 5151.8714 | 6488.903 | 105.0279 | 132.2851 | 128.9375 | 0 | 100.3379 | 5365105.4284 | 226761.531 | 6200559.1275 | 6206318.8826 | 0 | 325541.0317 | 0 | 7146471.5405 | 18593653.0055 | 12690550.2376 | 56754960.785 | 961560.8286 | 11063974.3309 | 11063974.3309 | 1478867.319 | 5307310.8022 | 0 | 68780495.9445 | 86630648.3967 | 5623413.2519 | 13.3506 | 5151.8714 | 6488.903 | 105.0279 | 132.2851
1 | 3400 | 707 | 0.035 | 15 | 15 | 7 | 7.4989e-09 | 5spot_SharedNeighbor | Water | Porous | Wet | R245fa | MinimizeLCOE_Brownfield | IgnoreSilica | 151.2151 | 37.9257 | 3.3421 | 4 | 5147.7038 | 6482.9713 | 104.9429 | 132.1641 | 128.9331 | 0 | 103.2297 | 5368382.4902 | 226891.2328 | 6204994.0433 | 6212011.9588 | 0 | 323356.2429 | 0 | 7150898.0275 | 18605169.8167 | 12698410.6979 | 56790114.5102 | 961560.8286 | 11063974.3309 | 11063974.3309 | 1478867.319 | 5307310.8022 | 0 | 68815649.6697 | 86665802.1219 | 7498942.0933 | 13.3682 | 5147.7038 | 6482.9713 | 104.9429 | 132.1641
1 | 3400 | 707 | 0.035 | 15 | 15 | 7 | 1e-08 | 5spot_SharedNeighbor | Water | Porous | Wet | R245fa | MinimizeLCOE_Brownfield | IgnoreSilica | 151.3466 | 37.9566 | 3.3457 | 4 | 5144.5768 | 6478.3775 | 104.8792 | 132.0705 | 128.9292 | 0 | 106.0228 | 5371379.9871 | 227009.8636 | 6209051.0475 | 6217220.9752 | 0 | 321895.6939 | 0 | 7155157.4513 | 18616251.9636 | 12705974.4909 | 56823941.4732 | 961560.8286 | 11063974.3309 | 11063974.3309 | 1478867.319 | 5307310.8022 | 0 | 68849476.6328 | 86699629.085 | 10000000 | 13.3829 | 5144.5768 | 6478.3775 | 104.8792 | 132.0705
1 | 3500 | 707 | 0.035 | 15 | 15 | 7 | 1e-13 | 5spot_SharedNeighbor | Water | Porous | Wet | R245fa | MinimizeLCOE_Brownfield | IgnoreSilica | 0 | 0 | 0 | 4 | [6 empty] | 10.4342 | [19 empty] | 100 | 0
1 | 3500 | 707 | 0.035 | 15 | 15 | 7 | 1.3335e-13 | 5spot_SharedNeighbor | Water | Porous | Wet | R245fa | MinimizeLCOE_Brownfield | IgnoreSilica | 0 | 0 | 0 | 4 | [6 empty] | 10.6499 | [19 empty] | 133.3521 | 0
1 | 3500 | 707 | 0.035 | 15 | 15 | 7 | 1.7783e-13 | 5spot_SharedNeighbor | Water | Porous | Wet | R245fa | MinimizeLCOE_Brownfield | IgnoreSilica | 0 | 0 | 0 | 4 | [6 empty] | 10.5916 | [19 empty] | 177.8279 | 0
1 | 3500 | 707 | 0.035 | 15 | 15 | 7 | 2.3714e-13 | 5spot_SharedNeighbor | Water | Porous | Wet | R245fa | MinimizeLCOE_Brownfield | IgnoreSilica | 1.1276 | 0.18653 | 0.0020153 | 4 | 1671235.3992 | 3955999.1343 | 34070.3941 | 80648.3932 | 102.1035 | 0 | 30.4175 | 111001.1384 | 3922.8852 | 90054.6613 | 61830.7953 | 0 | 69314.8538 | 0 | 131088.4902 | 341065.3616 | 232784.1175 | 1041062.3031 | 961560.8286 | 11469341.9306 | 11469341.9306 | 1478867.319 | 5469457.8421 | 0 | 13471965.0623 | 31889632.154 | 237.1374 | 0.0080611 | 1671235.3992 | 3955999.1343 | 34070.3941 | 80648.3932
1 | 3500 | 707 | 0.035 | 15 | 15 | 7 | 3.1623e-13 | 5spot_SharedNeighbor | Water | Porous | Wet | R245fa | MinimizeLCOE_Brownfield | IgnoreSilica | 1.4908 | 0.27597 | 0.0066102 | 4 | 521319.5782 | 1217877.7665 | 10627.8047 | 24828.0856 | 108.7787 | 0 | 25.2739 | 151942.6043 | 5638.7103 | 122587.8941 | 76621.3114 | 0 | 80140.8565 | 0 | 170403.2368 | 443354.2678 | 302598.3978 | 1353287.2789 | 961560.8286 | 11469341.9306 | 11469341.9306 | 1478867.319 | 5469457.8421 | 0 | 13784190.0381 | 32201857.1298 | 316.2278 | 0.026441 | 521319.5782 | 1217877.7665 | 10627.8047 | 24828.0856
1 | 3500 | 707 | 0.035 | 15 | 15 | 7 | 4.217e-13 | 5spot_SharedNeighbor | Water | Porous | Wet | R245fa | MinimizeLCOE_Brownfield | IgnoreSilica | 1.9431 | 0.39127 | 0.013439 | 4 | 263255.5873 | 605879.7156 | 5366.8212 | 12351.6775 | 114.0505 | 0 | 157.0296 | 199702.4538 | 7700.7563 | 161469.6851 | 95309.9977 | 0 | 91254.33 | 0 | 216620.517 | 563602.1503 | 384670.0484 | 1720329.9388 | 961560.8286 | 11469341.9306 | 11469341.9306 | 1478867.319 | 5469457.8421 | 0 | 14151232.698 | 32568899.7896 | 421.6965 | 0.053755 | 263255.5873 | 605879.7156 | 5366.8212 | 12351.6775
1 | 3500 | 707 | 0.035 | 15 | 15 | 7 | 5.6234e-13 | 5spot_SharedNeighbor | Water | Porous | Wet | R245fa | MinimizeLCOE_Brownfield | IgnoreSilica | 2.5849 | 0.5587 | 0.023447 | 4 | 156182.7429 | 352555.8506 | 3183.9965 | 7187.3279 | 118.6684 | 0 | 216.5509 | 262463.2139 | 10466.2771 | 214005.94 | 122164.0768 | 0 | 106807.0377 | 0 | 279203.5527 | 726430.3716 | 495803.6553 | 2217344.1249 | 961560.8286 | 11469341.9306 | 11469341.9306 | 1478867.319 | 5469457.8421 | 0 | 14648246.8841 | 33065913.9758 | 562.3413 | 0.093789 | 156182.7429 | 352555.8506 | 3183.9965 | 7187.3279
1 | 3500 | 707 | 0.035 | 15 | 15 | 7 | 7.4989e-13 | 5spot_SharedNeighbor | Water | Porous | Wet | R245fa | MinimizeLCOE_Brownfield | IgnoreSilica | 3.4212 | 0.78013 | 0.037365 | 4 | 102077.6784 | 225306.7701 | 2080.9915 | 4593.1833 | 122.2745 | 0 | 290.1595 | 337552.5156 | 13817.3462 | 278815.3347 | 157415.658 | 0 | 124659.0795 | 0 | 355781.3742 | 925670.1549 | 631788.9014 | 2825500.3644 | 961560.8286 | 11469341.9306 | 11469341.9306 | 1478867.319 | 5469457.8421 | 0 | 15256403.1236 | 33674070.2153 | 749.8942 | 0.14946 | 102077.6784 | 225306.7701 | 2080.9915 | 4593.1833
1 | 3500 | 707 | 0.035 | 15 | 15 | 7 | 1e-12 | 5spot_SharedNeighbor | Water | Porous | Wet | R245fa | MinimizeLCOE_Brownfield | IgnoreSilica | 4.5259 | 1.0749 | 0.056353 | 4 | 71025.3072 | 152732.3421 | 1447.947 | 3113.6554 | 125.1058 | 0 | 36.4505 | 428239.5199 | 17887.6377 | 359626.4712 | 203864.9192 | 0 | 145916.4923 | 0 | 450658.6657 | 1172521.4053 | 800269.9521 | 3578985.0634 | 961560.8286 | 11469341.9306 | 11469341.9306 | 1478867.319 | 5469457.8421 | 0 | 16009887.8226 | 34427554.9142 | 1000 | 0.22541 | 71025.3072 | 152732.3421 | 1447.947 | 3113.6554
1 | 3500 | 707 | 0.035 | 15 | 15 | 7 | 1.3335e-12 | 5spot_SharedNeighbor | Water | Porous | Wet | R245fa | MinimizeLCOE_Brownfield | IgnoreSilica | 6.0191 | 1.4758 | 0.082297 | 4 | 51555.3318 | 107504.1056 | 1051.0252 | 2191.6166 | 127.3339 | 0 | 38.6807 | 540410.9347 | 22937.7478 | 462702.4478 | 267286.7784 | 0 | 172636.9183 | 0 | 571730.1825 | 1487524.657 | 1015266.144 | 4540495.8105 | 961560.8286 | 11469341.9306 | 11469341.9306 | 1478867.319 | 5469457.8421 | 0 | 16971398.5697 | 35389065.6614 | 1333.5214 | 0.32919 | 51555.3318 | 107504.1056 | 1051.0252 | 2191.6166
1 | 3500 | 707 | 0.035 | 15 | 15 | 7 | 1.7783e-12 | 5spot_SharedNeighbor | Water | Porous | Wet | R245fa | MinimizeLCOE_Brownfield | IgnoreSilica | 7.9754 | 1.9999 | 0.1165 | 4 | 38949.8341 | 78473.7712 | 794.0451 | 1599.794 | 128.9203 | 0 | 34.1559 | 673738.6158 | 28920.573 | 589396.3263 | 350411.0896 | 0 | 204085.2532 | 0 | 720155.2246 | 1873696.1702 | 1278836.1368 | 5719239.3895 | 961560.8286 | 11469341.9306 | 11469341.9306 | 1478867.319 | 5469457.8421 | 0 | 18150142.1487 | 36567809.2404 | 1778.2794 | 0.46599 | 38949.8341 | 78473.7712 | 794.0451 | 1599.794
1 | 3500 | 707 | 0.035 | 15 | 15 | 7 | 2.3714e-12 | 5spot_SharedNeighbor | Water | Porous | Wet | R245fa | MinimizeLCOE_Brownfield | IgnoreSilica | 10.6205 | 2.7183 | 0.16409 | 4 | 29969.7977 | 58030.522 | 610.9749 | 1183.0307 | 130.3896 | 0 | 48.8064 | 841448.1755 | 36486.203 | 752655.275 | 463535.6615 | 0 | 243360.1991 | 0 | 911619.3505 | 2371846.551 | 1618834.0077 | 7239785.4232 | 961560.8286 | 11469341.9306 | 11469341.9306 | 1478867.319 | 5469457.8421 | 0 | 19670688.1824 | 38088355.274 | 2371.3737 | 0.65635 | 29969.7977 | 58030.522 | 610.9749 | 1183.0307
1 | 3500 | 707 | 0.035 | 15 | 15 | 7 | 3.1623e-12 | 5spot_SharedNeighbor | Water | Porous | Wet | R245fa | MinimizeLCOE_Brownfield | IgnoreSilica | 14.1238 | 3.6658 | 0.22663 | 4 | 23784.1218 | 44101.3445 | 484.8715 | 899.0656 | 131.3993 | 0 | 41.7005 | 1043011.4057 | 45520.3818 | 955423.8871 | 612867.497 | 0 | 290796.6582 | 0 | 1149571.7336 | 2990949.8413 | 2041384.7246 | 9129526.1294 | 961560.8286 | 11469341.9306 | 11469341.9306 | 1478867.319 | 5469457.8421 | 0 | 21560428.8886 | 39978095.9803 | 3162.2777 | 0.90651 | 23784.1218 | 44101.3445 | 484.8715 | 899.0656
1 | 3500 | 707 | 0.035 | 15 | 15 | 7 | 4.217e-12 | 5spot_SharedNeighbor | Water | Porous | Wet | R245fa | MinimizeLCOE_Brownfield | IgnoreSilica | 18.7842 | 4.9266 | 0.30989 | 4 | 19310.0439 | 34168.3572 | 393.6614 | 696.5682 | 132.1671 | 0 | 43.7252 | 1288587.5045 | 56488.4042 | 1209705.5993 | 811191.9986 | 0 | 348582.0384 | 0 | 1448676.6626 | 3769159.5116 | 2572528.8152 | 11504920.5345 | 961560.8286 | 11469341.9306 | 11469341.9306 | 1478867.319 | 5469457.8421 | 0 | 23935823.2937 | 42353490.3854 | 4216.965 | 1.2396 | 19310.0439 | 34168.3572 | 393.6614 | 696.5682
1 | 3500 | 707 | 0.035 | 15 | 15 | 7 | 5.6234e-12 | 5spot_SharedNeighbor | Water | Porous | Wet | R245fa | MinimizeLCOE_Brownfield | IgnoreSilica | 24.9669 | 6.6005 | 0.42055 | 4 | 16005.1293 | 26953.6762 | 326.2862 | 549.4871 | 132.7489 | 0 | 43.3169 | 1587674.8182 | 69805.9637 | 1528016.3013 | 1074982.1901 | 0 | 418813.7388 | 0 | 1824924.2747 | 4748078.6194 | 3240661.221 | 14492957.1273 | 961560.8286 | 11469341.9306 | 11469341.9306 | 1478867.319 | 5469457.8421 | 0 | 26923859.8865 | 45341526.9782 | 5623.4133 | 1.6822 | 16005.1293 | 26953.6762 | 326.2862 | 549.4871
1 | 3500 | 707 | 0.035 | 15 | 15 | 7 | 7.4989e-12 | 5spot_SharedNeighbor | Water | Porous | Wet | R245fa | MinimizeLCOE_Brownfield | IgnoreSilica | 31.6681 | 8.4155 | 0.55422 | 4 | 13513.9294 | 21821.8849 | 275.4997 | 444.8686 | 133.1262 | 0 | 47.9903 | 1887657.4579 | 83117.8489 | 1855313.6628 | 1361015.1974 | 0 | 472018.4137 | 0 | 2207057.8065 | 5742311.6828 | 3919245.7162 | 17527737.7863 | 961560.8286 | 11469341.9306 | 11469341.9306 | 1478867.319 | 5469457.8421 | 0 | 29958640.5455 | 48376307.6371 | 7498.9421 | 2.2169 | 13513.9294 | 21821.8849 | 275.4997 | 444.8686
1 | 3500 | 707 | 0.035 | 15 | 15 | 7 | 1e-11 | 5spot_SharedNeighbor | Water | Porous | Wet | R245fa | MinimizeLCOE_Brownfield | IgnoreSilica | 39.5681 | 10.5557 | 0.71977 | 4 | 11589.5049 | 17986.5922 | 236.2677 | 366.681 | 133.4087 | 0 | 55.3132 | 2218019.723 | 97732.5285 | 2223612.6237 | 1698349.5072 | 0 | 521855.5198 | 0 | 2636232.2619 | 6858935.5798 | 4681364.4702 | 20936102.214 | 961560.8286 | 11469341.9306 | 11469341.9306 | 1478867.319 | 5469457.8421 | 0 | 33367004.9732 | 51784672.0649 | 10000 | 2.8791 | 11589.5049 | 17986.5922 | 236.2677 | 366.681
1 | 3500 | 707 | 0.035 | 15 | 15 | 7 | 1.3335e-11 | 5spot_SharedNeighbor | Water | Porous | Wet | R245fa | MinimizeLCOE_Brownfield | IgnoreSilica | 48.9102 | 13.0858 | 0.92252 | 4 | 10088.0571 | 15079.1632 | 205.6587 | 307.4091 | 133.6202 | 0 | 52.9282 | 2584256.6235 | 113880.7757 | 2640268.5075 | 2097198.0732 | 0 | 569878.5642 | 0 | 3122138.1922 | 8123163.1374 | 5544225.7556 | 24795009.6293 | 961560.8286 | 11469341.9306 | 11469341.9306 | 1478867.319 | 5469457.8421 | 0 | 37225912.3885 | 55643579.4802 | 13335.2143 | 3.6901 | 10088.0571 | 15079.1632 | 205.6587 | 307.4091
1 | 3500 | 707 | 0.035 | 15 | 15 | 7 | 1.7783e-11 | 5spot_SharedNeighbor | Water | Porous | Wet | R245fa | MinimizeLCOE_Brownfield | IgnoreSilica | 59.546 | 15.961 | 1.1623 | 4 | 8911.6182 | 12872.9383 | 181.6754 | 262.4323 | 133.7559 | 0 | 72.4119 | 2975948.9606 | 131078.937 | 3094689.2554 | 2550789.7083 | 0 | 611454.4997 | 0 | 3651944.9308 | 9501611.593 | 6485045.1509 | 29002563.0357 | 961560.8286 | 11469341.9306 | 11469341.9306 | 1478867.319 | 5469457.8421 | 0 | 41433465.7949 | 59851132.8866 | 17782.7941 | 4.6494 | 8911.6182 | 12872.9383 | 181.6754 | 262.4323
1 | 3500 | 707 | 0.035 | 15 | 15 | 7 | 2.3714e-11 | 5spot_SharedNeighbor | Water | Porous | Wet | R245fa | MinimizeLCOE_Brownfield | IgnoreSilica | 70.9628 | 19.0334 | 1.4314 | 4 | 7991.0443 | 11207.7869 | 162.9082 | 228.4859 | 133.8025 | 0 | 90.1443 | 3371655.1995 | 148351.4791 | 3562606.5235 | 3036378.5441 | 0 | 639680.7773 | 0 | 4195882.2841 | 10916825.0095 | 7450957.3873 | 33322337.2044 | 961560.8286 | 11469341.9306 | 11469341.9306 | 1478867.319 | 5469457.8421 | 0 | 45753239.9636 | 64170907.0553 | 23713.7371 | 5.7256 | 7991.0443 | 11207.7869 | 162.9082 | 228.4859
1 | 3500 | 707 | 0.035 | 15 | 15 | 7 | 3.1623e-11 | 5spot_SharedNeighbor | Water | Porous | Wet | R245fa | MinimizeLCOE_Brownfield | IgnoreSilica | 82.6413 | 22.1519 | 1.7178 | 4 | 7273.9553 | 9954.3848 | 148.2894 | 202.9336 | 133.7569 | 0 | 91.1523 | 3753436.0741 | 164885.8894 | 4022509.5666 | 3530818.8684 | 0 | 651873.7034 | 0 | 4728174.3997 | 12301739.9062 | 8396190.2614 | 37549628.6693 | 961560.8286 | 11469341.9306 | 11469341.9306 | 1478867.319 | 5469457.8421 | 0 | 49980531.4284 | 68398198.5201 | 31622.7766 | 6.8712 | 7273.9553 | 9954.3848 | 148.2894 | 202.9336
1 | 3500 | 707 | 0.035 | 15 | 15 | 7 | 4.217e-11 | 5spot_SharedNeighbor | Water | Porous | Wet | R245fa | MinimizeLCOE_Brownfield | IgnoreSilica | 93.9271 | 25.1343 | 2.0053 | 4 | 6718.3432 | 9014.4701 | 136.9625 | 183.7722 | 133.633 | 0 | 89.9894 | 4102568.3387 | 179863.7507 | 4450597.099 | 4005707.5011 | 0 | 646732.993 | 0 | 5220333.1762 | 13582236.0869 | 9270155.2163 | 41458194.1619 | 961560.8286 | 11469341.9306 | 11469341.9306 | 1478867.319 | 5469457.8421 | 0 | 53889096.9211 | 72306764.0128 | 42169.6503 | 8.0212 | 6718.3432 | 9014.4701 | 136.9625 | 183.7722
1 | 3500 | 707 | 0.035 | 15 | 15 | 7 | 5.6234e-11 | 5spot_SharedNeighbor | Water | Porous | Wet | R245fa | MinimizeLCOE_Brownfield | IgnoreSilica | 104.3681 | 27.8605 | 2.2797 | 4 | 6289.9887 | 8309.7537 | 128.2299 | 169.4056 | 133.4559 | 0 | 94.5949 | 4409643.3928 | 192901.3146 | 4833347.0946 | 4441961.9458 | 0 | 627167.4191 | 0 | 5656958.2551 | 14718244.9781 | 10045504.6273 | 44925729.0275 | 961560.8286 | 11469341.9306 | 11469341.9306 | 1478867.319 | 5469457.8421 | 0 | 57356631.7867 | 75774298.8783 | 56234.1325 | 9.1187 | 6289.9887 | 8309.7537 | 128.2299 | 169.4056
1 | 3500 | 707 | 0.035 | 15 | 15 | 7 | 7.4989e-11 | 5spot_SharedNeighbor | Water | Porous | Wet | R245fa | MinimizeLCOE_Brownfield | IgnoreSilica | 113.5982 | 30.2406 | 2.529 | 4 | 5961.1889 | 7781.8419 | 121.5269 | 158.6434 | 133.2543 | 0 | 92.9935 | 4669186.9441 | 203805.4389 | 5161661.7944 | 4824834.3065 | 0 | 596880.7152 | 0 | 6027983.9876 | 15683577.8263 | 10704364.1318 | 47872295.1448 | 961560.8286 | 11469341.9306 | 11469341.9306 | 1478867.319 | 5469457.8421 | 0 | 60303197.904 | 78720864.9957 | 74989.4209 | 10.116 | 5961.1889 | 7781.8419 | 121.5269 | 158.6434
1 | 3500 | 707 | 0.035 | 15 | 15 | 7 | 1e-10 | 5spot_SharedNeighbor | Water | Porous | Wet | R245fa | MinimizeLCOE_Brownfield | IgnoreSilica | 121.4593 | 32.2437 | 2.7463 | 4 | 5709.7525 | 7386.3238 | 116.401 | 150.5802 | 133.0522 | 0 | 91.3921 | 4881859.2497 | 212651.3665 | 5434166.0923 | 5148679.8798 | 0 | 560429.6349 | 0 | 6332736.627 | 16476481.6806 | 11245537.3048 | 50292541.8356 | 961560.8286 | 11469341.9306 | 11469341.9306 | 1478867.319 | 5469457.8421 | 0 | 62723444.5947 | 81141111.6864 | 100000 | 10.9853 | 5709.7525 | 7386.3238 | 116.401 | 150.5802
1 | 3500 | 707 | 0.035 | 15 | 15 | 7 | 1.3335e-10 | 5spot_SharedNeighbor | Water | Porous | Wet | R245fa | MinimizeLCOE_Brownfield | IgnoreSilica | 127.9561 | 33.8817 | 2.9295 | 4 | 5518.0809 | 7089.8298 | 112.4935 | 144.5358 | 132.8654 | 0 | 103.4453 | 5052066.9399 | 219667.9195 | 5654630.6869 | 5414876.6281 | 0 | 521976.7307 | 0 | 6576655.373 | 17111108.223 | 11678682.9603 | 52229665.4614 | 961560.8286 | 11469341.9306 | 11469341.9306 | 1478867.319 | 5469457.8421 | 0 | 64660568.2206 | 83078235.3123 | 133352.1432 | 11.7179 | 5518.0809 | 7089.8298 | 112.4935 | 144.5358
1 | 3500 | 707 | 0.035 | 15 | 15 | 7 | 1.7783e-10 | 5spot_SharedNeighbor | Water | Porous | Wet | R245fa | MinimizeLCOE_Brownfield | IgnoreSilica | 135.101 | 35.6682 | 3.1099 | 4 | 5371.9975 | 6852.5828 | 109.5154 | 139.6992 | 132.6496 | 0 | 106.8079 | 5234310.8396 | 227128.6904 | 5892794.0878 | 5706369.0951 | 0 | 501341.0441 | 0 | 6849158.0652 | 17820104.3302 | 12162587.3719 | 54393793.5243 | 961560.8286 | 11469341.9306 | 11469341.9306 | 1478867.319 | 5469457.8421 | 0 | 66824696.2835 | 85242363.3752 | 177827.941 | 12.4395 | 5371.9975 | 6852.5828 | 109.5154 | 139.6992
1 | 3500 | 707 | 0.035 | 15 | 15 | 7 | 2.3714e-10 | 5spot_SharedNeighbor | Water | Porous | Wet | R245fa | MinimizeLCOE_Brownfield | IgnoreSilica | 139.5567 | 36.7808 | 3.2372 | 4 | 5259.5147 | 6681.8398 | 107.2223 | 136.2183 | 132.5229 | 0 | 107.9184 | 5346452.2464 | 231715.2204 | 6039919.4117 | 5888023.247 | 0 | 469323.169 | 0 | 7010418.9848 | 18239672.1639 | 12448951.0396 | 55674475.4827 | 961560.8286 | 11469341.9306 | 11469341.9306 | 1478867.319 | 5469457.8421 | 0 | 68105378.2419 | 86523045.3336 | 237137.3706 | 12.949 | 5259.5147 | 6681.8398 | 107.2223 | 136.2183
1 | 3500 | 707 | 0.035 | 15 | 15 | 7 | 3.1623e-10 | 5spot_SharedNeighbor | Water | Porous | Wet | R245fa | MinimizeLCOE_Brownfield | IgnoreSilica | 143.0056 | 37.6376 | 3.3375 | 4 | 5174.2686 | 6553.8798 | 105.4845 | 133.6097 | 132.4216 | 0 | 114.0515 | 5431925.5185 | 235195.8972 | 6152640.3691 | 6028229.813 | 0 | 440806.5379 | 0 | 7132631.2729 | 18557643.4682 | 12665972.9885 | 56645045.8653 | 961560.8286 | 11469341.9306 | 11469341.9306 | 1478867.319 | 5469457.8421 | 0 | 69075948.6244 | 87493615.7161 | 316227.766 | 13.3499 | 5174.2686 | 6553.8798 | 105.4845 | 133.6097
1 | 3500 | 707 | 0.035 | 15 | 15 | 7 | 4.217e-10 | 5spot_SharedNeighbor | Water | Porous | Wet | R245fa | MinimizeLCOE_Brownfield | IgnoreSilica | 145.6781 | 38.2988 | 3.4158 | 4 | 5109.7879 | 6457.7607 | 104.1699 | 131.6502 | 132.3411 | 0 | 114.9662 | 5497376.4779 | 237852.0909 | 6239303.8301 | 6136634.296 | 0 | 416643.473 | 0 | 7225845.9655 | 18800168.9774 | 12831501.6319 | 57385326.7428 | 961560.8286 | 11469341.9306 | 11469341.9306 | 1478867.319 | 5469457.8421 | 0 | 69816229.5019 | 88233896.5936 | 421696.5034 | 13.6632 | 5109.7879 | 6457.7607 | 104.1699 | 131.6502
1 | 3500 | 707 | 0.035 | 15 | 15 | 7 | 5.6234e-10 | 5spot_SharedNeighbor | Water | Porous | Wet | R245fa | MinimizeLCOE_Brownfield | IgnoreSilica | 147.6996 | 38.7974 | 3.4759 | 4 | 5061.0924 | 6385.7664 | 103.1772 | 130.1825 | 132.2791 | 0 | 126.0486 | 5546435.6715 | 239837.7053 | 6304464.6537 | 6218491.9047 | 0 | 396448.6081 | 0 | 7295214.6319 | 18980652.018 | 12954685.0157 | 57936230.209 | 961560.8286 | 11469341.9306 | 11469341.9306 | 1478867.319 | 5469457.8421 | 0 | 70367132.9681 | 88784800.0598 | 562341.3252 | 13.9035 | 5061.0924 | 6385.7664 | 103.1772 | 130.1825
1 | 3500 | 707 | 0.035 | 15 | 15 | 7 | 7.4989e-10 | 5spot_SharedNeighbor | Water | Porous | Wet | R245fa | MinimizeLCOE_Brownfield | IgnoreSilica | 149.2271 | 39.1732 | 3.5217 | 4 | 5024.3671 | 6331.7947 | 102.4285 | 129.0822 | 132.2317 | 0 | 117.0886 | 5583250.733 | 241324.6885 | 6353477.514 | 6280262.0777 | 0 | 380021.9595 | 0 | 7346951.4194 | 19115260.5262 | 13046558.0885 | 58347107.0068 | 961560.8286 | 11469341.9306 | 11469341.9306 | 1478867.319 | 5469457.8421 | 0 | 70778009.7659 | 89195676.8576 | 749894.2093 | 14.087 | 5024.3671 | 6331.7947 | 102.4285 | 129.0822
1 | 3500 | 707 | 0.035 | 15 | 15 | 7 | 1e-09 | 5spot_SharedNeighbor | Water | Porous | Wet | R245fa | MinimizeLCOE_Brownfield | IgnoreSilica | 150.7593 | 39.5494 | 3.5641 | 4 | 4994.5152 | 6286.4125 | 101.8199 | 128.157 | 132.1837 | 0 | 118.0706 | 5619972.8751 | 242805.5816 | 6402458.3487 | 6342156.4737 | 0 | 368247.4227 | 0 | 7400499.8737 | 19254582.6202 | 13141648.2804 | 58772371.4763 | 961560.8286 | 11469341.9306 | 11469341.9306 | 1478867.319 | 5469457.8421 | 0 | 71203274.2355 | 89620941.3271 | 1000000 | 14.2563 | 4994.5152 | 6286.4125 | 101.8199 | 128.157
1 | 3500 | 707 | 0.035 | 15 | 15 | 7 | 1.3335e-09 | 5spot_SharedNeighbor | Water | Porous | Wet | R245fa | MinimizeLCOE_Brownfield | IgnoreSilica | 151.6218 | 39.7608 | 3.5903 | 4 | 4973.957 | 6256.435 | 101.4008 | 127.5459 | 132.1564 | 0 | 121.0168 | 5640542.624 | 243633.7313 | 6429942.7863 | 6376965.1958 | 0 | 358082.4461 | 0 | 7429175.0456 | 19329189.5352 | 13192569.0329 | 59000100.3971 | 961560.8286 | 11469341.9306 | 11469341.9306 | 1478867.319 | 5469457.8421 | 0 | 71431003.1563 | 89848670.248 | 1333521.4322 | 14.361 | 4973.957 | 6256.435 | 101.4008 | 127.5459
1 | 3500 | 707 | 0.035 | 15 | 15 | 7 | 1.7783e-09 | 5spot_SharedNeighbor | Water | Porous | Wet | R245fa | MinimizeLCOE_Brownfield | IgnoreSilica | 152.248 | 39.9141 | 3.6097 | 4 | 4958.4977 | 6234.0817 | 101.0857 | 127.0902 | 132.1364 | 0 | 118.3753 | 5655432.8996 | 244232.6791 | 6449858.4967 | 6402222.0251 | 0 | 349996.8939 | 0 | 7449679.7678 | 19382538.6164 | 13228980.877 | 59162942.2556 | 961560.8286 | 11469341.9306 | 11469341.9306 | 1478867.319 | 5469457.8421 | 0 | 71593845.0148 | 90011512.1065 | 1778279.41 | 14.4386 | 4958.4977 | 6234.0817 | 101.0857 | 127.0902
1 | 3500 | 707 | 0.035 | 15 | 15 | 7 | 2.3714e-09 | 5spot_SharedNeighbor | Water | Porous | Wet | R245fa | MinimizeLCOE_Brownfield | IgnoreSilica | 152.7427 | 40.0351 | 3.6247 | 4 | 4946.8798 | 6217.1759 | 100.8488 | 126.7455 | 132.1206 | 0 | 114.1096 | 5667171.2783 | 244704.5419 | 6465569.9328 | 6422166.7438 | 0 | 343968.6394 | 0 | 7465996.6431 | 19424991.7789 | 13257956.0328 | 59292525.591 | 961560.8286 | 11469341.9306 | 11469341.9306 | 1478867.319 | 5469457.8421 | 0 | 71723428.3501 | 90141095.4418 | 2371373.7057 | 14.4987 | 4946.8798 | 6217.1759 | 100.8488 | 126.7455
1 | 3500 | 707 | 0.035 | 15 | 15 | 7 | 3.1623e-09 | 5spot_SharedNeighbor | Water | Porous | Wet | R245fa | MinimizeLCOE_Brownfield | IgnoreSilica | 153.0982 | 40.1221 | 3.6357 | 4 | 4938.153 | 6204.5888 | 100.6709 | 126.4889 | 132.1092 | 0 | 107.212 | 5675590.9609 | 245042.8175 | 6476845.9737 | 6436491.9984 | 0 | 339219.9799 | 0 | 7477544.7748 | 19455037.6488 | 13278462.9563 | 59384237.1103 | 961560.8286 | 11469341.9306 | 11469341.9306 | 1478867.319 | 5469457.8421 | 0 | 71815139.8695 | 90232806.9611 | 3162277.6602 | 14.5429 | 4938.153 | 6204.5888 | 100.6709 | 126.4889
1 | 3500 | 707 | 0.035 | 15 | 15 | 7 | 4.217e-09 | 5spot_SharedNeighbor | Water | Porous | Wet | R245fa | MinimizeLCOE_Brownfield | IgnoreSilica | 153.3734 | 40.1893 | 3.6442 | 4 | 4931.6005 | 6195.1002 | 100.5373 | 126.2955 | 132.1003 | 0 | 114.0445 | 5682102.6721 | 245304.3426 | 6485570.3171 | 6447581.6738 | 0 | 335672.8086 | 0 | 7486530.4075 | 19478416.4218 | 13294419.4493 | 59455598.0929 | 961560.8286 | 11469341.9306 | 11469341.9306 | 1478867.319 | 5469457.8421 | 0 | 71886500.8521 | 90304167.9437 | 4216965.0343 | 14.5767 | 4931.6005 | 6195.1002 | 100.5373 | 126.2955
1 | 3500 | 707 | 0.035 | 15 | 15 | 7 | 5.6234e-09 | 5spot_SharedNeighbor | Water | Porous | Wet | R245fa | MinimizeLCOE_Brownfield | IgnoreSilica | 153.5781 | 40.2393 | 3.6505 | 4 | 4926.6819 | 6187.9947 | 100.4371 | 126.1506 | 132.0937 | 0 | 111.9811 | 5686940.4359 | 245498.5809 | 6492054.0122 | 6455826.7556 | 0 | 332965.4588 | 0 | 7493181.2449 | 19495720.5364 | 13306229.8631 | 59508416.8878 | 961560.8286 | 11469341.9306 | 11469341.9306 | 1478867.319 | 5469457.8421 | 0 | 71939319.647 | 90356986.7387 | 5623413.2519 | 14.602 | 4926.6819 | 6187.9947 | 100.4371 | 126.1506
1 | 3500 | 707 | 0.035 | 15 | 15 | 7 | 7.4989e-09 | 5spot_SharedNeighbor | Water | Porous | Wet | R245fa | MinimizeLCOE_Brownfield | IgnoreSilica | 153.7218 | 40.2744 | 3.6551 | 4 | 4922.9907 | 6182.7218 | 100.3618 | 126.0431 | 132.0891 | 0 | 115.7781 | 5690335.0783 | 245634.8431 | 6496604.7818 | 6461615.6972 | 0 | 330835.7974 | 0 | 7497760.2172 | 19507634.083 | 13314361.1034 | 59544781.6014 | 961560.8286 | 11469341.9306 | 11469341.9306 | 1478867.319 | 5469457.8421 | 0 | 71975684.3606 | 90393351.4523 | 7498942.0933 | 14.6203 | 4922.9907 | 6182.7218 | 100.3618 | 126.0431
1 | 3500 | 707 | 0.035 | 15 | 15 | 7 | 1e-08 | 5spot_SharedNeighbor | Water | Porous | Wet | R245fa | MinimizeLCOE_Brownfield | IgnoreSilica | 153.8339 | 40.3018 | 3.6586 | 4 | 4920.2212 | 6178.7431 | 100.3054 | 125.962 | 132.0855 | 0 | 115.8218 | 5692980.6334 | 245741.0228 | 6500151.89 | 6466128.8809 | 0 | 329263.3232 | 0 | 7501363.6426 | 19517009.4568 | 13320759.9887 | 59573398.8383 | 961560.8286 | 11469341.9306 | 11469341.9306 | 1478867.319 | 5469457.8421 | 0 | 72004301.5975 | 90421968.6892 | 10000000 | 14.6344 | 4920.2212 | 6178.7431 | 100.3054 | 125.962
1 | 3600 | 707 | 0.035 | 15 | 15 | 7 | 1e-13 | 5spot_SharedNeighbor | Water | Porous | Wet | R245fa | MinimizeLCOE_Brownfield | IgnoreSilica | 0 | 0 | 0 | 4 | [6 empty] | 10.4968 | [19 empty] | 100 | 0
1 | 3600 | 707 | 0.035 | 15 | 15 | 7 | 1.3335e-13 | 5spot_SharedNeighbor | Water | Porous | Wet | R245fa | MinimizeLCOE_Brownfield | IgnoreSilica | 0 | 0 | 0 | 4 | [6 empty] | 11.3442 | [19 empty] | 133.3521 | 0
1 | 3600 | 707 | 0.035 | 15 | 15 | 7 | 1.7783e-13 | 5spot_SharedNeighbor | Water | Porous | Wet | R245fa | MinimizeLCOE_Brownfield | IgnoreSilica | 0 | 0 | 0 | 4 | [6 empty] | 11.0027 | [19 empty] | 177.8279 | 0
1 | 3600 | 707 | 0.035 | 15 | 15 | 7 | 2.3714e-13 | 5spot_SharedNeighbor | Water | Porous | Wet | R245fa | MinimizeLCOE_Brownfield | IgnoreSilica | 1.1619 | 0.20068 | 0.0031898 | 4 | 1092029.8868 | 2580650.5866 | 22262.5063 | 52610.0528 | 104.6128 | 0 | 24.6235 | 118726.4783 | 4271.2688 | 95299.8423 | 63760.7605 | 0 | 70232.2785 | 0 | 137393.3451 | 357469.3008 | 243980.143 | 1091133.4174 | 961560.8286 | 11880569.6211 | 11880569.6211 | 1478867.319 | 5633948.9183 | 0 | 13933263.8671 | 32926649.7255 | 237.1374 | 0.012759 | 1092029.8868 | 2580650.5866 | 22262.5063 | 52610.0528
1 | 3600 | 707 | 0.035 | 15 | 15 | 7 | 3.1623e-13 | 5spot_SharedNeighbor | Water | Porous | Wet | R245fa | MinimizeLCOE_Brownfield | IgnoreSilica | 1.5102 | 0.29016 | 0.0084356 | 4 | 421966.9338 | 984861.6076 | 8602.3667 | 20077.736 | 111.0825 | 0 | 27.9992 | 159527.2053 | 6015.651 | 127391.107 | 78217.7284 | 0 | 79577.6547 | 0 | 175784.4451 | 457355.0679 | 312154.2316 | 1396023.0912 | 961560.8286 | 11880569.6211 | 11880569.6211 | 1478867.319 | 5633948.9183 | 0 | 14238153.5408 | 33231539.3992 | 316.2278 | 0.033742 | 421966.9338 | 984861.6076 | 8602.3667 | 20077.736
1 | 3600 | 707 | 0.035 | 15 | 15 | 7 | 4.217e-13 | 5spot_SharedNeighbor | Water | Porous | Wet | R245fa | MinimizeLCOE_Brownfield | IgnoreSilica | 2.0015 | 0.42094 | 0.016414 | 4 | 223152.3732 | 512433.481 | 4549.263 | 10446.6496 | 116.8665 | 0 | 169.2029 | 213489.0359 | 8396.0906 | 170846.9753 | 99026.5229 | 0 | 92445.472 | 0 | 227839.5977 | 592791.897 | 404592.6503 | 1809428.2418 | 961560.8286 | 11880569.6211 | 11880569.6211 | 1478867.319 | 5633948.9183 | 0 | 14651558.6914 | 33644944.5498 | 421.6965 | 0.065657 | 223152.3732 | 512433.481 | 4549.263 | 10446.6496
1 | 3600 | 707 | 0.035 | 15 | 15 | 7 | 5.6234e-13 | 5spot_SharedNeighbor | Water | Porous | Wet | R245fa | MinimizeLCOE_Brownfield | IgnoreSilica | 2.6433 | 0.59589 | 0.027805 | 4 | 136313.2954 | 307083.7949 | 2778.9309 | 6260.3185 | 121.497 | 0 | 226.8524 | 278713.1031 | 11335.2498 | 224881.4232 | 126509.9452 | 0 | 107245.0048 | 0 | 291987.0432 | 759690.3916 | 518504.3023 | 2318866.4631 | 961560.8286 | 11880569.6211 | 11880569.6211 | 1478867.319 | 5633948.9183 | 0 | 15160996.9128 | 34154382.7712 | 562.3413 | 0.11122 | 136313.2954 | 307083.7949 | 2778.9309 | 6260.3185
1 | 3600 | 707 | 0.035 | 15 | 15 | 7 | 7.4989e-13 | 5spot_SharedNeighbor | Water | Porous | Wet | R245fa | MinimizeLCOE_Brownfield | IgnoreSilica | 3.499 | 0.83241 | 0.043676 | 4 | 90437.0397 | 199153.5987 | 1843.6814 | 4060.0155 | 125.2205 | 0 | 294.5875 | 358531.1691 | 14976.5672 | 293074.13 | 163181.9021 | 0 | 125186.1234 | 0 | 372430.4578 | 968987.6552 | 661353.9854 | 2957721.9901 | 961560.8286 | 11880569.6211 | 11880569.6211 | 1478867.319 | 5633948.9183 | 0 | 15799852.4397 | 34793238.2981 | 749.8942 | 0.17471 | 90437.0397 | 199153.5987 | 1843.6814 | 4060.0155
1 | 3600 | 707 | 0.035 | 15 | 15 | 7 | 1e-12 | 5spot_SharedNeighbor | Water | Porous | Wet | R245fa | MinimizeLCOE_Brownfield | IgnoreSilica | 4.6185 | 1.1453 | 0.065358 | 4 | 63452.728 | 136104.0972 | 1293.5697 | 2774.6661 | 128.1216 | 0 | 35.4778 | 454536.1515 | 19393.277 | 377540.8542 | 212007.8804 | 0 | 146121.5714 | 0 | 471743.8965 | 1227380.8507 | 837712.6507 | 3746437.1325 | 961560.8286 | 11880569.6211 | 11880569.6211 | 1478867.319 | 5633948.9183 | 0 | 16588567.5822 | 35581953.4405 | 1000 | 0.26143 | 63452.728 | 136104.0972 | 1293.5697 | 2774.6661
1 | 3600 | 707 | 0.035 | 15 | 15 | 7 | 1.3335e-12 | 5spot_SharedNeighbor | Water | Porous | Wet | R245fa | MinimizeLCOE_Brownfield | IgnoreSilica | 6.1311 | 1.5697 | 0.094828 | 4 | 46374.8871 | 96448.1622 | 945.4148 | 1966.2262 | 130.4102 | 0 | 38.8138 | 572912.8495 | 24848.4485 | 485071.881 | 277814.6513 | 0 | 172456.552 | 0 | 597910.7091 | 1555641.0167 | 1061756.9591 | 4748413.0671 | 961560.8286 | 11880569.6211 | 11880569.6211 | 1478867.319 | 5633948.9183 | 0 | 17590543.5168 | 36583929.3752 | 1333.5214 | 0.37931 | 46374.8871 | 96448.1622 | 945.4148 | 1966.2262
1 | 3600 | 707 | 0.035 | 15 | 15 | 7 | 1.7783e-12 | 5spot_SharedNeighbor | Water | Porous | Wet | R245fa | MinimizeLCOE_Brownfield | IgnoreSilica | 8.158 | 2.1364 | 0.13393 | 4 | 35180.8855 | 70636.0417 | 717.2099 | 1440.0113 | 132.0573 | 0 | 44.308 | 716452.692 | 31432.977 | 620044.0607 | 365632.1074 | 0 | 205035.6739 | 0 | 756053.0293 | 1967094.8943 | 1342582.6851 | 6004328.1197 | 961560.8286 | 11880569.6211 | 11880569.6211 | 1478867.319 | 5633948.9183 | 0 | 18846458.5694 | 37839844.4277 | 1778.2794 | 0.5357 | 35180.8855 | 70636.0417 | 717.2099 | 1440.0113
1 | 3600 | 707 | 0.035 | 15 | 15 | 7 | 2.3714e-12 | 5spot_SharedNeighbor | Water | Porous | Wet | R245fa | MinimizeLCOE_Brownfield | IgnoreSilica | 10.84 | 2.8989 | 0.1881 | 4 | 27158.6869 | 52401.7812 | 553.6666 | 1068.2812 | 133.5872 | 0 | 42.1906 | 893910.9495 | 39635.5207 | 790687.9674 | 483422.0071 | 0 | 243735.9221 | 0 | 956043.023 | 2487427.8346 | 1697720.6086 | 7592583.833 | 961560.8286 | 11880569.6211 | 11880569.6211 | 1478867.319 | 5633948.9183 | 0 | 20434714.2827 | 39428100.1411 | 2371.3737 | 0.75242 | 27158.6869 | 52401.7812 | 553.6666 | 1068.2812
1 | 3600 | 707 | 0.035 | 15 | 15 | 7 | 3.1623e-12 | 5spot_SharedNeighbor | Water | Porous | Wet | R245fa | MinimizeLCOE_Brownfield | IgnoreSilica | 14.4138 | 3.9096 | 0.25935 | 4 | 21611.4996 | 39920.1813 | 440.5797 | 813.8269 | 134.631 | 0 | 40.1562 | 1108224.8075 | 49469.552 | 1003731.7282 | 639658.3812 | 0 | 291200.6838 | 0 | 1205991.2096 | 3137741.7446 | 2141573.2148 | 9577591.3218 | 961560.8286 | 11880569.6211 | 11880569.6211 | 1478867.319 | 5633948.9183 | 0 | 22419721.7714 | 41413107.6298 | 3162.2777 | 1.0374 | 21611.4996 | 39920.1813 | 440.5797 | 813.8269
1 | 3600 | 707 | 0.035 | 15 | 15 | 7 | 4.217e-12 | 5spot_SharedNeighbor | Water | Porous | Wet | R245fa | MinimizeLCOE_Brownfield | IgnoreSilica | 19.1669 | 5.2537 | 0.35409 | 4 | 17588.4755 | 30998.4744 | 358.5649 | 631.9458 | 135.4248 | 0 | 42.6568 | 1369121.2858 | 61392.5808 | 1270739.3557 | 846583.4592 | 0 | 348997.1166 | 0 | 1519765.1813 | 3954117.255 | 2698766.2755 | 12069482.5099 | 961560.8286 | 11880569.6211 | 11880569.6211 | 1478867.319 | 5633948.9183 | 0 | 24911612.9595 | 43904998.8179 | 4216.965 | 1.4164 | 17588.4755 | 30998.4744 | 358.5649 | 631.9458
1 | 3600 | 707 | 0.035 | 15 | 15 | 7 | 5.6234e-12 | 5spot_SharedNeighbor | Water | Porous | Wet | R245fa | MinimizeLCOE_Brownfield | IgnoreSilica | 25.4662 | 7.0352 | 0.4797 | 4 | 14611.9741 | 24510.5365 | 297.8849 | 499.6804 | 136.0261 | 0 | 54.618 | 1686252.7601 | 75828.3288 | 1604505.6849 | 1120373.1944 | 0 | 419115.971 | 0 | 1913369.6163 | 4978195.2555 | 3397720.5536 | 15195361.3645 | 961560.8286 | 11880569.6211 | 11880569.6211 | 1478867.319 | 5633948.9183 | 0 | 28037491.8142 | 47030877.6726 | 5623.4133 | 1.9188 | 14611.9741 | 24510.5365 | 297.8849 | 499.6804
1 | 3600 | 707 | 0.035 | 15 | 15 | 7 | 7.4989e-12 | 5spot_SharedNeighbor | Water | Porous | Wet | R245fa | MinimizeLCOE_Brownfield | IgnoreSilica | 33.7754 | 9.3879 | 0.64581 | 4 | 12371.4983 | 19724.0228 | 252.2097 | 402.1009 | 136.4809 | 0 | 45.5166 | 2071161.2182 | 93297.7379 | 2020403.1168 | 1483315.232 | 0 | 503904.8076 | 0 | 2407112.0239 | 6262811.7196 | 4274497.6865 | 19116503.5425 | 961560.8286 | 11880569.6211 | 11880569.6211 | 1478867.319 | 5633948.9183 | 0 | 31958633.9921 | 50952019.8505 | 7498.9421 | 2.5832 | 12371.4983 | 19724.0228 | 252.2097 | 402.1009
1 | 3600 | 707 | 0.035 | 15 | 15 | 7 | 1e-11 | 5spot_SharedNeighbor | Water | Porous | Wet | R245fa | MinimizeLCOE_Brownfield | IgnoreSilica | 42.5501 | 11.8727 | 0.84078 | 4 | 10658.2056 | 16305.7779 | 217.2819 | 332.4153 | 136.7691 | 0 | 57.3098 | 2448046.7055 | 110340.9527 | 2437467.7282 | 1866637.4079 | 0 | 564263.4438 | 0 | 2896434.9329 | 7535929.5549 | 5143426.7691 | 23002547.495 | 961560.8286 | 11880569.6211 | 11880569.6211 | 1478867.319 | 5633948.9183 | 0 | 35844677.9446 | 54838063.803 | 10000 | 3.3631 | 10658.2056 | 16305.7779 | 217.2819 | 332.4153
1 | 3600 | 707 | 0.035 | 15 | 15 | 7 | 1.3335e-11 | 5spot_SharedNeighbor | Water | Porous | Wet | R245fa | MinimizeLCOE_Brownfield | IgnoreSilica | 52.4038 | 14.6611 | 1.0731 | 4 | 9318.958 | 13743.9733 | 189.9796 | 280.1895 | 136.9674 | 0 | 69.0098 | 2844419.2789 | 128198.9275 | 2885194.4456 | 2296921.4119 | 0 | 613487.9803 | 0 | 3419606.5972 | 8897114.9083 | 6072463.7423 | 27157407.2921 | 961560.8286 | 11880569.6211 | 11880569.6211 | 1478867.319 | 5633948.9183 | 0 | 39999537.7417 | 58992923.6001 | 13335.2143 | 4.2923 | 9318.958 | 13743.9733 | 189.9796 | 280.1895
1 | 3600 | 707 | 0.035 | 15 | 15 | 7 | 1.7783e-11 | 5spot_SharedNeighbor | Water | Porous | Wet | R245fa | MinimizeLCOE_Brownfield | IgnoreSilica | 63.4534 | 17.7793 | 1.3441 | 4 | 8269.0883 | 11801.8736 | 168.5766 | 240.5972 | 137.0807 | 0 | 63.6351 | 3262033.4393 | 146921.5355 | 3366203.0516 | 2778533.454 | 0 | 653783.421 | 0 | 3980915.2115 | 10357524.7824 | 7069223.4898 | 31615138.3851 | 961560.8286 | 11880569.6211 | 11880569.6211 | 1478867.319 | 5633948.9183 | 0 | 44457268.8348 | 63450654.6932 | 17782.7941 | 5.3763 | 8269.0883 | 11801.8736 | 168.5766 | 240.5972
1 | 3600 | 707 | 0.035 | 15 | 15 | 7 | 2.3714e-11 | 5spot_SharedNeighbor | Water | Porous | Wet | R245fa | MinimizeLCOE_Brownfield | IgnoreSilica | 75.1434 | 21.0591 | 1.6435 | 4 | 7448.1222 | 10337.271 | 151.84 | 210.7393 | 137.0962 | 0 | 89.4871 | 3677874.8525 | 165436.7506 | 3854394.2191 | 3286363.7535 | 0 | 678565.3261 | 0 | 4548427.6117 | 11834075.6349 | 8076999.7868 | 36122137.9353 | 961560.8286 | 11880569.6211 | 11880569.6211 | 1478867.319 | 5633948.9183 | 0 | 48964268.385 | 67957654.2433 | 23713.7371 | 6.574 | 7448.1222 | 10337.271 | 151.84 | 210.7393
1 | 3600 | 707 | 0.035 | 15 | 15 | 7 | 3.1623e-11 | 5spot_SharedNeighbor | Water | Porous | Wet | R245fa | MinimizeLCOE_Brownfield | IgnoreSilica | 86.924 | 24.3346 | 1.9571 | 4 | 6809.2971 | 9235.4927 | 138.8167 | 188.278 | 137.0157 | 0 | 94.1235 | 4073212.5936 | 182882.0169 | 4327197.493 | 3795541.5561 | 0 | 685711.4589 | 0 | 5095172.5962 | 13256593.9317 | 9047897.7541 | 40464209.4004 | 961560.8286 | 11880569.6211 | 11880569.6211 | 1478867.319 | 5633948.9183 | 0 | 53306339.8501 | 72299725.7084 | 31622.7766 | 7.8285 | 6809.2971 | 9235.4927 | 138.8167 | 188.278
1 | 3600 | 707 | 0.035 | 15 | 15 | 7 | 4.217e-11 | 5spot_SharedNeighbor | Water | Porous | Wet | R245fa | MinimizeLCOE_Brownfield | IgnoreSilica | 98.166 | 27.4241 | 2.2672 | 4 | 6314.8005 | 8409.1485 | 128.7357 | 171.4319 | 136.8588 | 0 | 93.7299 | 4430319.1199 | 198474.2655 | 4761887.0627 | 4278024.3998 | 0 | 674977.6422 | 0 | 5594036.1711 | 14554534.6227 | 9933768.9458 | 44426022.2298 | 961560.8286 | 11880569.6211 | 11880569.6211 | 1478867.319 | 5633948.9183 | 0 | 57268152.6795 | 76261538.5378 | 42169.6503 | 9.0689 | 6314.8005 | 8409.1485 | 128.7357 | 171.4319
1 | 3600 | 707 | 0.035 | 15 | 15 | 7 | 5.6234e-11 | 5spot_SharedNeighbor | Water | Porous | Wet | R245fa | MinimizeLCOE_Brownfield | IgnoreSilica | 108.4413 | 30.2116 | 2.559 | 4 | 5933.8218 | 7789.3575 | 120.969 | 158.7966 | 136.6545 | 0 | 103.0974 | 4740808.8864 | 211878.287 | 5146032.0793 | 4715658.5855 | 0 | 649922.1124 | 0 | 6031076.9807 | 15691625.1598 | 10709856.6022 | 47896858.6932 | 961560.8286 | 11880569.6211 | 11880569.6211 | 1478867.319 | 5633948.9183 | 0 | 60738989.1429 | 79732375.0012 | 56234.1325 | 10.2361 | 5933.8218 | 7789.3575 | 120.969 | 158.7966
1 | 3600 | 707 | 0.035 | 15 | 15 | 7 | 7.4989e-11 | 5spot_SharedNeighbor | Water | Porous | Wet | R245fa | MinimizeLCOE_Brownfield | IgnoreSilica | 117.4419 | 32.6217 | 2.8211 | 4 | 5641.5142 | 7324.6663 | 115.0099 | 149.3232 | 136.4323 | 0 | 109.8208 | 5001051.9321 | 222986.8616 | 5472729.5796 | 5096107.5404 | 0 | 614903.0036 | 0 | 6399033.7777 | 16648973.2673 | 11363266.3572 | 50819052.3195 | 961560.8286 | 11880569.6211 | 11880569.6211 | 1478867.319 | 5633948.9183 | 0 | 63661182.7692 | 82654568.6275 | 74989.4209 | 11.2844 | 5641.5142 | 7324.6663 | 115.0099 | 149.3232
1 | 3600 | 707 | 0.035 | 15 | 15 | 7 | 1e-10 | 5spot_SharedNeighbor | Water | Porous | Wet | R245fa | MinimizeLCOE_Brownfield | IgnoreSilica | 125.0519 | 34.6345 | 3.0474 | 4 | 5418.0373 | 6976.1925 | 110.454 | 142.2191 | 136.2154 | 0 | 115.6425 | 5212927.3262 | 231935.2632 | 5742086.3029 | 5415499.1081 | 0 | 574677.952 | 0 | 6699079.1214 | 17429629.7038 | 11896080.4159 | 53201915.1936 | 961560.8286 | 11880569.6211 | 11880569.6211 | 1478867.319 | 5633948.9183 | 0 | 66044045.6432 | 85037431.5016 | 100000 | 12.1897 | 5418.0373 | 6976.1925 | 110.454 | 142.2191
1 | 3600 | 707 | 0.035 | 15 | 15 | 7 | 1.3335e-10 | 5spot_SharedNeighbor | Water | Porous | Wet | R245fa | MinimizeLCOE_Brownfield | IgnoreSilica | 131.2929 | 36.2672 | 3.2364 | 4 | 5247.7059 | 6714.8622 | 106.9816 | 136.8915 | 136.0189 | 0 | 131.772 | 5381290.3704 | 238978.3664 | 5958421.1683 | 5675789.37 | 0 | 533268.8272 | 0 | 6937221.7599 | 18049227.9994 | 12318968.9841 | 55093166.8456 | 961560.8286 | 11880569.6211 | 11880569.6211 | 1478867.319 | 5633948.9183 | 0 | 67935297.2953 | 86928683.1536 | 133352.1432 | 12.9457 | 5247.7059 | 6714.8622 | 106.9816 | 136.8915
1 | 3600 | 707 | 0.035 | 15 | 15 | 7 | 1.7783e-10 | 5spot_SharedNeighbor | Water | Porous | Wet | R245fa | MinimizeLCOE_Brownfield | IgnoreSilica | 138.4749 | 38.1422 | 3.4294 | 4 | 5116.472 | 6501.0576 | 104.3062 | 132.5329 | 135.8004 | 0 | 121.2258 | 5571994.0617 | 246951.8257 | 6204490.0414 | 5977917.3943 | 0 | 513211.0883 | 0 | 7220680.1204 | 18786728.5083 | 12822328.2355 | 57344301.2756 | 961560.8286 | 11880569.6211 | 11880569.6211 | 1478867.319 | 5633948.9183 | 0 | 70186431.7253 | 89179817.5837 | 177827.941 | 13.7177 | 5116.472 | 6501.0576 | 104.3062 | 132.5329
1 | 3600 | 707 | 0.035 | 15 | 15 | 7 | 2.3714e-10 | 5spot_SharedNeighbor | Water | Porous | Wet | R245fa | MinimizeLCOE_Brownfield | IgnoreSilica | 142.7085 | 39.2422 | 3.56 | 4 | 5016.4065 | 6350.2241 | 102.2662 | 129.4579 | 135.6712 | 0 | 124.8378 | 5682397.2054 | 251550.121 | 6347763.2411 | 6155860.6638 | 0 | 479458.5808 | 0 | 7377641.6267 | 19195110.1503 | 13101057.0976 | 58590838.6866 | 961560.8286 | 11880569.6211 | 11880569.6211 | 1478867.319 | 5633948.9183 | 0 | 71432969.1363 | 90426354.9947 | 237137.3706 | 14.2399 | 5016.4065 | 6350.2241 | 102.2662 | 129.4579
1 | 3600 | 707 | 0.035 | 15 | 15 | 7 | 3.1623e-10 | 5spot_SharedNeighbor | Water | Porous | Wet | R245fa | MinimizeLCOE_Brownfield | IgnoreSilica | 145.9876 | 40.0901 | 3.6625 | 4 | 4940.5858 | 6237.0625 | 100.7205 | 127.151 | 135.568 | 0 | 112.373 | 5766680.6751 | 255045.7674 | 6457669.7508 | 6293430.2628 | 0 | 449835.7408 | 0 | 7496838.2568 | 19505235.3311 | 13312723.906 | 59537459.6908 | 961560.8286 | 11880569.6211 | 11880569.6211 | 1478867.319 | 5633948.9183 | 0 | 72379590.1405 | 91372975.9988 | 316227.766 | 14.65 | 4940.5858 | 6237.0625 | 100.7205 | 127.151
1 | 3600 | 707 | 0.035 | 15 | 15 | 7 | 4.217e-10 | 5spot_SharedNeighbor | Water | Porous | Wet | R245fa | MinimizeLCOE_Brownfield | IgnoreSilica | 148.489 | 40.7343 | 3.7418 | 4 | 4883.242 | 6152.2349 | 99.5515 | 125.4216 | 135.4875 | 0 | 131.061 | 5830265.3972 | 257674.209 | 6540894.3144 | 6398223.2013 | 0 | 424618.3622 | 0 | 7586153.4388 | 19737615.1138 | 13471327.8826 | 60246771.9194 | 961560.8286 | 11880569.6211 | 11880569.6211 | 1478867.319 | 5633948.9183 | 0 | 73088902.3691 | 92082288.2274 | 421696.5034 | 14.9673 | 4883.242 | 6152.2349 | 99.5515 | 125.4216
1 | 3600 | 707 | 0.035 | 15 | 15 | 7 | 5.6234e-10 | 5spot_SharedNeighbor | Water | Porous | Wet | R245fa | MinimizeLCOE_Brownfield | IgnoreSilica | 150.4038 | 41.2259 | 3.803 | 4 | 4839.94 | 6088.5255 | 98.6687 | 124.1228 | 135.4249 | 0 | 138.6666 | 5878526.9129 | 259664.1057 | 6604242.8893 | 6478349.7876 | 0 | 403912.4199 | 0 | 7653631.485 | 19913179.1483 | 13591153.9436 | 60782660.6922 | 961560.8286 | 11880569.6211 | 11880569.6211 | 1478867.319 | 5633948.9183 | 0 | 73624791.1419 | 92618177.0003 | 562341.3252 | 15.2119 | 4839.94 | 6088.5255 | 98.6687 | 124.1228
1 | 3600 | 707 | 0.035 | 15 | 15 | 7 | 7.4989e-10 | 5spot_SharedNeighbor | Water | Porous | Wet | R245fa | MinimizeLCOE_Brownfield | IgnoreSilica | 151.8413 | 41.5942 | 3.8494 | 4 | 4807.2844 | 6040.7982 | 98.003 | 123.1498 | 135.3773 | 0 | 111.3405 | 5914525.8161 | 261145.4562 | 6651598.1369 | 6538452.0524 | 0 | 387075.9804 | 0 | 7703591.0024 | 20043163.5643 | 13679870.9785 | 61179422.9871 | 961560.8286 | 11880569.6211 | 11880569.6211 | 1478867.319 | 5633948.9183 | 0 | 74021553.4368 | 93014939.2952 | 749894.2093 | 15.3978 | 4807.2844 | 6040.7982 | 98.003 | 123.1498
1 | 3600 | 707 | 0.035 | 15 | 15 | 7 | 1e-09 | 5spot_SharedNeighbor | Water | Porous | Wet | R245fa | MinimizeLCOE_Brownfield | IgnoreSilica | 150 | 41.1219 | 3.8337 | 4 | 4781.3344 | 6019.9011 | 97.474 | 122.7238 | 135.4374 | 0 | 111.3558 | 5868316.04 | 259241.9609 | 6590859.2033 | 6461432.8865 | 0 | 346965.306 | 0 | 7615458.0047 | 19813859.5829 | 13523366.2995 | 60479499.2837 | 961560.8286 | 11880569.6211 | 11880569.6211 | 1478867.319 | 5633948.9183 | 0 | 73321629.7334 | 92315015.5917 | 1000000 | 15.335 | 4781.3344 | 6019.9011 | 97.474 | 122.7238
1 | 3600 | 707 | 0.035 | 15 | 15 | 7 | 1.3335e-09 | 5spot_SharedNeighbor | Water | Porous | Wet | R245fa | MinimizeLCOE_Brownfield | IgnoreSilica | 154.0922 | 42.1695 | 3.9189 | 4 | 4762.2336 | 5973.8739 | 97.0846 | 121.7855 | 135.3021 | 0 | 110.4299 | 5970520.5811 | 263445.085 | 6725422.281 | 6632486.0479 | 0 | 364357.7184 | 0 | 7782930.3682 | 20249588.3196 | 13820760.1156 | 61809510.5169 | 961560.8286 | 11880569.6211 | 11880569.6211 | 1478867.319 | 5633948.9183 | 0 | 74651640.9666 | 93645026.825 | 1333521.4322 | 15.6758 | 4762.2336 | 5973.8739 | 97.0846 | 121.7855
1 | 3600 | 707 | 0.035 | 15 | 15 | 7 | 1.7783e-09 | 5spot_SharedNeighbor | Water | Porous | Wet | R245fa | MinimizeLCOE_Brownfield | IgnoreSilica | 154.6964 | 42.3235 | 3.9388 | 4 | 4748.4954 | 5954.0175 | 96.8045 | 121.3807 | 135.2816 | 0 | 115.121 | 5985463.3235 | 264057.5975 | 6745161.8991 | 6657704.9876 | 0 | 356284.0987 | 0 | 7803382.0435 | 20302799.3835 | 13857077.76 | 61971931.0935 | 961560.8286 | 11880569.6211 | 11880569.6211 | 1478867.319 | 5633948.9183 | 0 | 74814061.5432 | 93807447.4015 | 1778279.41 | 15.7553 | 4748.4954 | 5954.0175 | 96.8045 | 121.3807
1 | 3600 | 707 | 0.035 | 15 | 15 | 7 | 2.3714e-09 | 5spot_SharedNeighbor | Water | Porous | Wet | R245fa | MinimizeLCOE_Brownfield | IgnoreSilica | 155.1445 | 42.4377 | 3.9537 | 4 | 4738.1712 | 5939.1547 | 96.594 | 121.0777 | 135.2664 | 0 | 108.0202 | 5996522.5187 | 264510.6279 | 6759781.3603 | 6676402.4505 | 0 | 350022.6418 | 0 | 7818423.4437 | 20341934.0212 | 13883787.9544 | 62091385.0184 | 961560.8286 | 11880569.6211 | 11880569.6211 | 1478867.319 | 5633948.9183 | 0 | 74933515.4681 | 93926901.3265 | 2371373.7057 | 15.8149 | 4738.1712 | 5939.1547 | 96.594 | 121.0777
1 | 3600 | 707 | 0.035 | 15 | 15 | 7 | 3.1623e-09 | 5spot_SharedNeighbor | Water | Porous | Wet | R245fa | MinimizeLCOE_Brownfield | IgnoreSilica | 155.483 | 42.5239 | 3.965 | 4 | 4730.4163 | 5927.9953 | 96.4359 | 120.8502 | 135.2549 | 0 | 123.7282 | 6004864.3556 | 264852.1817 | 6770814.283 | 6690524.0928 | 0 | 345252.6821 | 0 | 7829759.9621 | 20371429.3168 | 13903919.0997 | 62181415.9738 | 961560.8286 | 11880569.6211 | 11880569.6211 | 1478867.319 | 5633948.9183 | 0 | 75023546.4235 | 94016932.2818 | 3162277.6602 | 15.8598 | 4730.4163 | 5927.9953 | 96.4359 | 120.8502
1 | 3600 | 707 | 0.035 | 15 | 15 | 7 | 4.217e-09 | 5spot_SharedNeighbor | Water | Porous | Wet | R245fa | MinimizeLCOE_Brownfield | IgnoreSilica | 155.7387 | 42.589 | 3.9734 | 4 | 4724.5935 | 5919.6159 | 96.3172 | 120.6794 | 135.2461 | 0 | 129.3506 | 6011161.0463 | 265109.9054 | 6779145.4897 | 6701194.0183 | 0 | 341637.2422 | 0 | 7838316.6037 | 20393691.9431 | 13919113.7996 | 62249370.0484 | 961560.8286 | 11880569.6211 | 11880569.6211 | 1478867.319 | 5633948.9183 | 0 | 75091500.4981 | 94084886.3564 | 4216965.0343 | 15.8937 | 4724.5935 | 5919.6159 | 96.3172 | 120.6794
1 | 3600 | 707 | 0.035 | 15 | 15 | 7 | 5.6234e-09 | 5spot_SharedNeighbor | Water | Porous | Wet | R245fa | MinimizeLCOE_Brownfield | IgnoreSilica | 155.924 | 42.6362 | 3.9797 | 4 | 4720.2228 | 5913.3672 | 96.2281 | 120.552 | 135.2398 | 0 | 126.8274 | 6015716.6841 | 265296.313 | 6785174.9199 | 6708919.5594 | 0 | 338838.2002 | 0 | 7844438.8139 | 20409620.678 | 13929985.4885 | 62297990.657 | 961560.8286 | 11880569.6211 | 11880569.6211 | 1478867.319 | 5633948.9183 | 0 | 75140121.1067 | 94133506.965 | 5623413.2519 | 15.9188 | 4720.2228 | 5913.3672 | 96.2281 | 120.552
1 | 3600 | 707 | 0.035 | 15 | 15 | 7 | 7.4989e-09 | 5spot_SharedNeighbor | Water | Porous | Wet | R245fa | MinimizeLCOE_Brownfield | IgnoreSilica | 156.0601 | 42.6708 | 3.9843 | 4 | 4716.9428 | 5908.6956 | 96.1613 | 120.4568 | 135.2351 | 0 | 126.798 | 6019062.9355 | 265433.2061 | 6789604.6848 | 6714597.3263 | 0 | 336697.5764 | 0 | 7848904.3344 | 20421239.0464 | 13937915.2636 | 62333454.3735 | 961560.8286 | 11880569.6211 | 11880569.6211 | 1478867.319 | 5633948.9183 | 0 | 75175584.8232 | 94168970.6815 | 7498942.0933 | 15.9374 | 4716.9428 | 5908.6956 | 96.1613 | 120.4568
1 | 3600 | 707 | 0.035 | 15 | 15 | 7 | 1e-08 | 5spot_SharedNeighbor | Water | Porous | Wet | R245fa | MinimizeLCOE_Brownfield | IgnoreSilica | 156.1649 | 42.6975 | 3.9879 | 4 | 4714.4817 | 5905.1776 | 96.1111 | 120.385 | 135.2316 | 0 | 129.627 | 6021638.4469 | 265538.555 | 6793014.6393 | 6718968.9838 | 0 | 335105.3829 | 0 | 7852363.7431 | 20430239.7183 | 13944058.4072 | 62360927.8765 | 961560.8286 | 11880569.6211 | 11880569.6211 | 1478867.319 | 5633948.9183 | 0 | 75203058.3262 | 94196444.1846 | 10000000 | 15.9515 | 4714.4817 | 5905.1776 | 96.1111 | 120.385
1 | 3700 | 707 | 0.035 | 15 | 15 | 7 | 1e-13 | 5spot_SharedNeighbor | Water | Porous | Wet | R245fa | MinimizeLCOE_Brownfield | IgnoreSilica | 0 | 0 | 0 | 4 | [6 empty] | 9.825 | [19 empty] | 100 | 0
1 | 3700 | 707 | 0.035 | 15 | 15 | 7 | 1.3335e-13 | 5spot_SharedNeighbor | Water | Porous | Wet | R245fa | MinimizeLCOE_Brownfield | IgnoreSilica | 0 | 0 | 0 | 4 | [6 empty] | 10.4769 | [19 empty] | 133.3521 | 0
1 | 3700 | 707 | 0.035 | 15 | 15 | 7 | 1.7783e-13 | 5spot_SharedNeighbor | Water | Porous | Wet | R245fa | MinimizeLCOE_Brownfield | IgnoreSilica | 0 | 0 | 0 | 4 | [6 empty] | 10.3759 | [19 empty] | 177.8279 | 0
1 | 3700 | 707 | 0.035 | 15 | 15 | 7 | 2.3714e-13 | 5spot_SharedNeighbor | Water | Porous | Wet | R245fa | MinimizeLCOE_Brownfield | IgnoreSilica | 1.1813 | 0.21159 | 0.0044293 | 4 | 811976.9213 | 1916954.3832 | 16553.2478 | 39079.708 | 106.7788 | 0 | 26.5832 | 124875.3008 | 4561.0344 | 99263.6075 | 65082.5636 | 0 | 70052.0095 | 0 | 141895.4612 | 369182.8833 | 251974.9038 | 1126887.7641 | 961560.8286 | 12297657.4024 | 12297657.4024 | 1478867.319 | 5800784.0308 | 0 | 14386105.9952 | 33963414.7474 | 237.1374 | 0.017717 | 811976.9213 | 1916954.3832 | 16553.2478 | 39079.708
1 | 3700 | 707 | 0.035 | 15 | 15 | 7 | 3.1623e-13 | 5spot_SharedNeighbor | Water | Porous | Wet | R245fa | MinimizeLCOE_Brownfield | IgnoreSilica | 1.5686 | 0.31541 | 0.010594 | 4 | 347782.1065 | 809765.8481 | 7090.0087 | 16508.1721 | 113.9609 | 0 | 33.2811 | 171911.0995 | 6614.9368 | 135906.2063 | 81542.0218 | 0 | 81420.0972 | 0 | 186183.801 | 484412.0587 | 330621.1838 | 1478611.4052 | 961560.8286 | 12297657.4024 | 12297657.4024 | 1478867.319 | 5800784.0308 | 0 | 14737829.6362 | 34315138.3884 | 316.2278 | 0.042377 | 347782.1065 | 809765.8481 | 7090.0087 | 16508.1721
1 | 3700 | 707 | 0.035 | 15 | 15 | 7 | 4.217e-13 | 5spot_SharedNeighbor | Water | Porous | Wet | R245fa | MinimizeLCOE_Brownfield | IgnoreSilica | 2.0404 | 0.44651 | 0.019496 | 4 | 194169.9904 | 445214.9648 | 3958.4179 | 9076.3093 | 119.5003 | 0 | 171.1343 | 225651.3461 | 9038.3364 | 178770.6531 | 101963.5402 | 0 | 92467.2987 | 0 | 237077.5581 | 616827.1748 | 420997.2213 | 1882793.1286 | 961560.8286 | 12297657.4024 | 12297657.4024 | 1478867.319 | 5800784.0308 | 0 | 15142011.3596 | 34719320.1119 | 421.6965 | 0.077983 | 194169.9904 | 445214.9648 | 3958.4179 | 9076.3093
1 | 3700 | 707 | 0.035 | 15 | 15 | 7 | 5.6234e-13 | 5spot_SharedNeighbor | Water | Porous | Wet | R245fa | MinimizeLCOE_Brownfield | IgnoreSilica | 2.7016 | 0.63456 | 0.032471 | 4 | 120737.1723 | 271464.1176 | 2461.3906 | 5534.1632 | 124.3227 | 0 | 224.0974 | 295484.9674 | 12255.7155 | 236019.0022 | 130890.0913 | 0 | 107604.9024 | 0 | 305079.3247 | 793753.8226 | 541753.2939 | 2422841.12 | 961560.8286 | 12297657.4024 | 12297657.4024 | 1478867.319 | 5800784.0308 | 0 | 15682059.351 | 35259368.1032 | 562.3413 | 0.12989 | 120737.1723 | 271464.1176 | 2461.3906 | 5534.1632
1 | 3700 | 707 | 0.035 | 15 | 15 | 7 | 7.4989e-13 | 5spot_SharedNeighbor | Water | Porous | Wet | R245fa | MinimizeLCOE_Brownfield | IgnoreSilica | 3.5768 | 0.88748 | 0.050544 | 4 | 80901.2316 | 177734.2237 | 1649.281 | 3623.3526 | 128.1633 | 0 | 313.1422 | 380553.0502 | 16230.7228 | 307857.029 | 169662.1799 | 0 | 125637.9344 | 0 | 389976.9573 | 1014640.0477 | 692512.6813 | 3097070.6026 | 961560.8286 | 12297657.4024 | 12297657.4024 | 1478867.319 | 5800784.0308 | 0 | 16356288.8336 | 35933597.5859 | 749.8942 | 0.20218 | 80901.2316 | 177734.2237 | 1649.281 | 3623.3526
1 | 3700 | 707 | 0.035 | 15 | 15 | 7 | 1e-12 | 5spot_SharedNeighbor | Water | Porous | Wet | R245fa | MinimizeLCOE_Brownfield | IgnoreSilica | 4.7279 | 1.2232 | 0.075135 | 4 | 57196.1849 | 122336.3654 | 1166.0216 | 2493.9923 | 131.1672 | 0 | 46.5154 | 483069.7429 | 21056.2356 | 397138.4882 | 220882.5951 | 0 | 146910.2924 | 0 | 494932.3682 | 1287712.4973 | 878890.2393 | 3930592.459 | 961560.8286 | 12297657.4024 | 12297657.4024 | 1478867.319 | 5800784.0308 | 0 | 17189810.69 | 36767119.4423 | 1000 | 0.30054 | 57196.1849 | 122336.3654 | 1166.0216 | 2493.9923
1 | 3700 | 707 | 0.035 | 15 | 15 | 7 | 1.3335e-12 | 5spot_SharedNeighbor | Water | Porous | Wet | R245fa | MinimizeLCOE_Brownfield | IgnoreSilica | 6.2775 | 1.6772 | 0.10854 | 4 | 42023.478 | 87114.687 | 856.7054 | 1775.9507 | 133.5205 | 0 | 33.1973 | 609091.394 | 27001.6381 | 510399.6132 | 289940.3969 | 0 | 173435.0487 | 0 | 627848.5555 | 1633533.1518 | 1114919.9419 | 4986169.7401 | 961560.8286 | 12297657.4024 | 12297657.4024 | 1478867.319 | 5800784.0308 | 0 | 18245387.9711 | 37822696.7234 | 1333.5214 | 0.43417 | 42023.478 | 87114.687 | 856.7054 | 1775.9507
1 | 3700 | 707 | 0.035 | 15 | 15 | 7 | 1.7783e-12 | 5spot_SharedNeighbor | Water | Porous | Wet | R245fa | MinimizeLCOE_Brownfield | IgnoreSilica | 8.3238 | 2.2742 | 0.15247 | 4 | 32051.315 | 64151.4718 | 653.4094 | 1307.8145 | 135.178 | 0 | 37.5067 | 759658.1029 | 34069.7193 | 650465.2598 | 380824.6978 | 0 | 205265.7062 | 0 | 791810.5595 | 2060128.6532 | 1406080.1372 | 6288302.836 | 961560.8286 | 12297657.4024 | 12297657.4024 | 1478867.319 | 5800784.0308 | 0 | 19547521.0671 | 39124829.8193 | 1778.2794 | 0.60988 | 32051.315 | 64151.4718 | 653.4094 | 1307.8145
1 | 3700 | 707 | 0.035 | 15 | 15 | 7 | 2.3714e-12 | 5spot_SharedNeighbor | Water | Porous | Wet | R245fa | MinimizeLCOE_Brownfield | IgnoreSilica | 11.0615 | 3.087 | 0.21366 | 4 | 24820.1769 | 47727.0221 | 505.9929 | 972.9799 | 136.7813 | 0 | 51.1279 | 948075.0277 | 42982.1856 | 829704.5435 | 503124.0388 | 0 | 243975.3995 | 0 | 1001465.8661 | 2605608.7546 | 1778381.5149 | 7953317.3306 | 961560.8286 | 12297657.4024 | 12297657.4024 | 1478867.319 | 5800784.0308 | 0 | 21212535.5616 | 40789844.3139 | 2371.3737 | 0.85465 | 24820.1769 | 47727.0221 | 505.9929 | 972.9799
1 | 3700 | 707 | 0.035 | 15 | 15 | 7 | 3.1623e-12 | 5spot_SharedNeighbor | Water | Porous | Wet | R245fa | MinimizeLCOE_Brownfield | IgnoreSilica | 14.7085 | 4.1641 | 0.29419 | 4 | 19796.7168 | 36433.2519 | 403.5828 | 742.7411 | 137.8593 | 0 | 46.6578 | 1175685.3599 | 53673.9737 | 1053419.1168 | 666300.9508 | 0 | 291496.3101 | 0 | 1263824.5274 | 3288212.1742 | 2244272.3749 | 10036884.7878 | 961560.8286 | 12297657.4024 | 12297657.4024 | 1478867.319 | 5800784.0308 | 0 | 23296103.0188 | 42873411.771 | 3162.2777 | 1.1768 | 19796.7168 | 36433.2519 | 403.5828 | 742.7411
1 | 3700 | 707 | 0.035 | 15 | 15 | 7 | 4.217e-12 | 5spot_SharedNeighbor | Water | Porous | Wet | R245fa | MinimizeLCOE_Brownfield | IgnoreSilica | 19.5541 | 5.5957 | 0.40131 | 4 | 16141.5349 | 28337.3135 | 329.067 | 577.6945 | 138.6785 | 0 | 48.0268 | 1452695.5267 | 66637.946 | 1333608.0969 | 882711.163 | 0 | 349265.3303 | 0 | 1593118.0445 | 4144966.3584 | 2829024.7102 | 12652027.1761 | 961560.8286 | 12297657.4024 | 12297657.4024 | 1478867.319 | 5800784.0308 | 0 | 25911245.4071 | 45488554.1593 | 4216.965 | 1.6053 | 16141.5349 | 28337.3135 | 329.067 | 577.6945
1 | 3700 | 707 | 0.035 | 15 | 15 | 7 | 5.6234e-12 | 5spot_SharedNeighbor | Water | Porous | Wet | R245fa | MinimizeLCOE_Brownfield | IgnoreSilica | 25.9756 | 7.4941 | 0.54349 | 4 | 13429.8346 | 22435.1908 | 273.7853 | 457.3717 | 139.2993 | 0 | 37.5572 | 1789712.5632 | 82354.0807 | 1684006.3831 | 1169973.3647 | 0 | 419396.5181 | 0 | 2006722.7348 | 5221080.9206 | 3563495.0108 | 15936741.5759 | 961560.8286 | 12297657.4024 | 12297657.4024 | 1478867.319 | 5800784.0308 | 0 | 29195959.8069 | 48773268.5592 | 5623.4133 | 2.174 | 13429.8346 | 22435.1908 | 273.7853 | 457.3717
1 | 3700 | 707 | 0.035 | 15 | 15 | 7 | 7.4989e-12 | 5spot_SharedNeighbor | Water | Porous | Wet | R245fa | MinimizeLCOE_Brownfield | IgnoreSilica | 34.4332 | 9.9962 | 0.73104 | 4 | 11389.2595 | 18084.2423 | 232.1855 | 368.6717 | 139.7685 | 0 | 47.0501 | 2197818.1643 | 101314.9919 | 2119803.5822 | 1548934.8726 | 0 | 503985.3609 | 0 | 2524024.2191 | 6566993.2694 | 4482107.8446 | 20044982.305 | 961560.8286 | 12297657.4024 | 12297657.4024 | 1478867.319 | 5800784.0308 | 0 | 33304200.536 | 52881509.2883 | 7498.9421 | 2.9242 | 11389.2595 | 18084.2423 | 232.1855 | 368.6717
1 | 3700 | 707 | 0.035 | 15 | 15 | 7 | 1e-11 | 5spot_SharedNeighbor | Water | Porous | Wet | R245fa | MinimizeLCOE_Brownfield | IgnoreSilica | 45.5005 | 13.2705 | 0.97632 | 4 | 9837.2972 | 14850.3302 | 200.5466 | 302.7441 | 140.1189 | 0 | 50.3654 | 2689316.5956 | 124059.2789 | 2658499.7736 | 2045109.6861 | 0 | 605760.5684 | 0 | 3167870.902 | 8242150.2674 | 5625436.9167 | 25158203.9887 | 961560.8286 | 12297657.4024 | 12297657.4024 | 1478867.319 | 5800784.0308 | 0 | 38417422.2197 | 57994730.972 | 10000 | 3.9053 | 9837.2972 | 14850.3302 | 200.5466 | 302.7441
1 | 3700 | 707 | 0.035 | 15 | 15 | 7 | 1.3335e-11 | 5spot_SharedNeighbor | Water | Porous | Wet | R245fa | MinimizeLCOE_Brownfield | IgnoreSilica | 55.9802 | 16.3672 | 1.2427 | 4 | 8638.7362 | 12577.2807 | 176.1123 | 256.4049 | 140.304 | 0 | 52.2763 | 3122177.3657 | 144002.3416 | 3143766.2573 | 2514867.3135 | 0 | 658294.8897 | 0 | 3737412.1854 | 9723979.8578 | 6636816.0608 | 29681316.2718 | 961560.8286 | 12297657.4024 | 12297657.4024 | 1478867.319 | 5800784.0308 | 0 | 42940534.5028 | 62517843.2551 | 13335.2143 | 4.9707 | 8638.7362 | 12577.2807 | 176.1123 | 256.4049
1 | 3700 | 707 | 0.035 | 15 | 15 | 7 | 1.7783e-11 | 5spot_SharedNeighbor | Water | Porous | Wet | R245fa | MinimizeLCOE_Brownfield | IgnoreSilica | 67.3903 | 19.726 | 1.5469 | 4 | 7699.3347 | 10863.3553 | 156.9614 | 221.4642 | 140.3906 | 0 | 67.3885 | 3564804.8033 | 164275.07 | 3649847.1788 | 3024964.3151 | 0 | 696345.7753 | 0 | 4329092.4855 | 11263410.6284 | 7687509.1938 | 34380249.4501 | 961560.8286 | 12297657.4024 | 12297657.4024 | 1478867.319 | 5800784.0308 | 0 | 47639467.6812 | 67216776.4334 | 17782.7941 | 6.1875 | 7699.3347 | 10863.3553 | 156.9614 | 221.4642
1 | 3700 | 707 | 0.035 | 15 | 15 | 7 | 2.3714e-11 | 5spot_SharedNeighbor | Water | Porous | Wet | R245fa | MinimizeLCOE_Brownfield | IgnoreSilica | 79.2922 | 23.204 | 1.8777 | 4 | 6965.5594 | 9572.0829 | 142.0024 | 195.1399 | 140.3718 | 0 | 76.8697 | 3999241.9113 | 184008.8877 | 4156231.0643 | 3554336.5451 | 0 | 716813.6985 | 0 | 4918146.5217 | 12796008.3989 | 8733538.6639 | 39058325.6913 | 961560.8286 | 12297657.4024 | 12297657.4024 | 1478867.319 | 5800784.0308 | 0 | 52317543.9223 | 71894852.6746 | 23713.7371 | 7.5109 | 6965.5594 | 9572.0829 | 142.0024 | 195.1399
1 | 3700 | 707 | 0.035 | 15 | 15 | 7 | 3.1623e-11 | 5spot_SharedNeighbor | Water | Porous | Wet | R245fa | MinimizeLCOE_Brownfield | IgnoreSilica | 91.1091 | 26.6208 | 2.2185 | 4 | 6395.2311 | 8601.3939 | 130.3754 | 175.351 | 140.2552 | 0 | 90.2361 | 4406048.1308 | 202294.0475 | 4639396.1739 | 4076062.3818 | 0 | 718169.3347 | 0 | 5476368.3268 | 14248387.0288 | 9724816.9223 | 43491542.3468 | 961560.8286 | 12297657.4024 | 12297657.4024 | 1478867.319 | 5800784.0308 | 0 | 56750760.5778 | 76328069.3301 | 31622.7766 | 8.8739 | 6395.2311 | 8601.3939 | 130.3754 | 175.351
1 | 3700 | 707 | 0.035 | 15 | 15 | 7 | 4.217e-11 | 5spot_SharedNeighbor | Water | Porous | Wet | R245fa | MinimizeLCOE_Brownfield | IgnoreSilica | 102.2681 | 29.8061 | 2.5508 | 4 | 5954.1008 | 7872.8712 | 121.3824 | 160.4991 | 140.0656 | 0 | 100.2885 | 4769713.1817 | 218443.5125 | 5079095.4959 | 4564367.1891 | 0 | 701566.7152 | 0 | 5979942.5768 | 15558583.9299 | 10619053.2291 | 47490765.8301 | 961560.8286 | 12297657.4024 | 12297657.4024 | 1478867.319 | 5800784.0308 | 0 | 60749984.0611 | 80327292.8133 | 42169.6503 | 10.203 | 5954.1008 | 7872.8712 | 121.3824 | 160.4991
1 | 3700 | 707 | 0.035 | 15 | 15 | 7 | 5.6234e-11 | 5spot_SharedNeighbor | Water | Porous | Wet | R245fa | MinimizeLCOE_Brownfield | IgnoreSilica | 112.3996 | 32.6585 | 2.8601 | 4 | 5614.3437 | 7325.5585 | 114.456 | 149.3414 | 139.8339 | 0 | 103.8707 | 5084001.6305 | 232232.8618 | 5465213.758 | 5004315.2382 | 0 | 671460.1664 | 0 | 6418317.2254 | 16699144.8426 | 11397509.4882 | 50972195.2111 | 961560.8286 | 12297657.4024 | 12297657.4024 | 1478867.319 | 5800784.0308 | 0 | 64231413.4422 | 83808722.1944 | 56234.1325 | 11.4406 | 5614.3437 | 7325.5585 | 114.456 | 149.3414
1 | 3700 | 707 | 0.035 | 15 | 15 | 7 | 7.4989e-11 | 5spot_SharedNeighbor | Water | Porous | Wet | R245fa | MinimizeLCOE_Brownfield | IgnoreSilica | 121.1498 | 35.0885 | 3.1342 | 4 | 5353.7179 | 6915.2931 | 109.1428 | 140.9776 | 139.5924 | 0 | 95.8231 | 5343923.991 | 243501.7462 | 5789120.4329 | 5381374.1138 | 0 | 631613.2276 | 0 | 6781918.0695 | 17645159.6541 | 12043184.0357 | 53859795.2707 | 961560.8286 | 12297657.4024 | 12297657.4024 | 1478867.319 | 5800784.0308 | 0 | 67119013.5017 | 86696322.2539 | 74989.4209 | 12.5369 | 5353.7179 | 6915.2931 | 109.1428 | 140.9776
1 | 3700 | 707 | 0.035 | 15 | 15 | 7 | 1e-10 | 5spot_SharedNeighbor | Water | Porous | Wet | R245fa | MinimizeLCOE_Brownfield | IgnoreSilica | 128.5091 | 37.1065 | 3.369 | 4 | 5154.4886 | 6607.2527 | 105.0812 | 134.6978 | 139.3618 | 0 | 109.4642 | 5554579.5498 | 252531.9394 | 6054915.5247 | 5696078.0963 | 0 | 587704.199 | 0 | 7076865.6306 | 18412552.706 | 12566945.562 | 56202173.2078 | 961560.8286 | 12297657.4024 | 12297657.4024 | 1478867.319 | 5800784.0308 | 0 | 69461391.4388 | 89038700.1911 | 100000 | 13.4759 | 5154.4886 | 6607.2527 | 105.0812 | 134.6978
1 | 3700 | 707 | 0.035 | 15 | 15 | 7 | 1.3335e-10 | 5spot_SharedNeighbor | Water | Porous | Wet | R245fa | MinimizeLCOE_Brownfield | IgnoreSilica | 136.5944 | 39.3038 | 3.6019 | 4 | 5001.7702 | 6360.5926 | 101.9679 | 129.6693 | 139.0986 | 0 | 109.0846 | 5779319.5813 | 262090.2902 | 6341227.4014 | 6039985.5784 | 0 | 563251.1899 | 0 | 7404490.8761 | 19264966.3896 | 13148735.4164 | 58804066.7234 | 961560.8286 | 12297657.4024 | 12297657.4024 | 1478867.319 | 5800784.0308 | 0 | 72063284.9544 | 91640593.7067 | 133352.1432 | 14.4076 | 5001.7702 | 6360.5926 | 101.9679 | 129.6693
1 | 3700 | 707 | 0.035 | 15 | 15 | 7 | 1.7783e-10 | 5spot_SharedNeighbor | Water | Porous | Wet | R245fa | MinimizeLCOE_Brownfield | IgnoreSilica | 141.7487 | 40.6999 | 3.7691 | 4 | 4884.1277 | 6182.6732 | 99.5696 | 126.0422 | 138.9365 | 0 | 114.9307 | 5920082.6982 | 268062.2678 | 6521505.507 | 6259276.1055 | 0 | 524323.4665 | 0 | 7602367.5175 | 19779800.8206 | 13500120.4943 | 60375538.8774 | 961560.8286 | 12297657.4024 | 12297657.4024 | 1478867.319 | 5800784.0308 | 0 | 73634757.1085 | 93212065.8607 | 177827.941 | 15.0763 | 4884.1277 | 6182.6732 | 99.5696 | 126.0422
1 | 3700 | 707 | 0.035 | 15 | 15 | 7 | 2.3714e-10 | 5spot_SharedNeighbor | Water | Porous | Wet | R245fa | MinimizeLCOE_Brownfield | IgnoreSilica | 145.8024 | 41.7916 | 3.9025 | 4 | 4794.7844 | 6048.9503 | 97.7482 | 123.316 | 138.8041 | 0 | 118.0596 | 6028914.934 | 272658.0504 | 6661654.4893 | 6431810.2981 | 0 | 489197.0601 | 0 | 7754851.5844 | 20176533.084 | 13770898.4161 | 61586517.9164 | 961560.8286 | 12297657.4024 | 12297657.4024 | 1478867.319 | 5800784.0308 | 0 | 74845736.1474 | 94423044.8997 | 237137.3706 | 15.6098 | 4794.7844 | 6048.9503 | 97.7482 | 123.316
1 | 3700 | 707 | 0.035 | 15 | 15 | 7 | 3.1623e-10 | 5spot_SharedNeighbor | Water | Porous | Wet | R245fa | MinimizeLCOE_Brownfield | IgnoreSilica | 148.9371 | 42.6316 | 4.0069 | 4 | 4727.0824 | 5948.5578 | 96.368 | 121.2694 | 138.6989 | 0 | 124.1688 | 6111895.0199 | 276146.4643 | 6769021.9593 | 6564897.1708 | 0 | 458667.1153 | 0 | 7870444.8145 | 20477282.9572 | 13976166.3844 | 62504521.8856 | 961560.8286 | 12297657.4024 | 12297657.4024 | 1478867.319 | 5800784.0308 | 0 | 75763740.1166 | 95341048.8689 | 316227.766 | 16.0276 | 4727.0824 | 5948.5578 | 96.368 | 121.2694
1 | 3700 | 707 | 0.035 | 15 | 15 | 7 | 4.217e-10 | 5spot_SharedNeighbor | Water | Porous | Wet | R245fa | MinimizeLCOE_Brownfield | IgnoreSilica | 151.3271 | 43.2694 | 4.0875 | 4 | 4675.8745 | 5873.2529 | 95.324 | 119.7342 | 138.617 | 0 | 118.4024 | 6174479.7462 | 278768.2193 | 6850297.8278 | 6666169.6581 | 0 | 432876.8138 | 0 | 7957010.9834 | 20702510.3715 | 14129888.7226 | 63192002.3428 | 961560.8286 | 12297657.4024 | 12297657.4024 | 1478867.319 | 5800784.0308 | 0 | 76451220.5738 | 96028529.3261 | 421696.5034 | 16.3501 | 4675.8745 | 5873.2529 | 95.324 | 119.7342
1 | 3700 | 707 | 0.035 | 15 | 15 | 7 | 5.6234e-10 | 5spot_SharedNeighbor | Water | Porous | Wet | R245fa | MinimizeLCOE_Brownfield | IgnoreSilica | 153.1176 | 43.7459 | 4.1489 | 4 | 4637.203 | 5816.8716 | 94.5357 | 118.5848 | 138.5548 | 0 | 116.0898 | 6220981.2776 | 280710.9385 | 6910856.0626 | 6741924.26 | 0 | 411472.9108 | 0 | 8020718.7253 | 20868264.8476 | 14243019.5585 | 63697948.5809 | 961560.8286 | 12297657.4024 | 12297657.4024 | 1478867.319 | 5800784.0308 | 0 | 76957166.812 | 96534475.5642 | 562341.3252 | 16.5956 | 4637.203 | 5816.8716 | 94.5357 | 118.5848
1 | 3700 | 707 | 0.035 | 15 | 15 | 7 | 7.4989e-10 | 5spot_SharedNeighbor | Water | Porous | Wet | R245fa | MinimizeLCOE_Brownfield | IgnoreSilica | 154.4944 | 44.1113 | 4.1961 | 4 | 4608.0376 | 5774.4399 | 93.9411 | 117.7198 | 138.5064 | 0 | 114.9024 | 6256515.108 | 282192.3865 | 6957228.9687 | 6800105.4992 | 0 | 394453.9266 | 0 | 8069293.3967 | 20994646.1785 | 14329277.4137 | 64083712.8778 | 961560.8286 | 12297657.4024 | 12297657.4024 | 1478867.319 | 5800784.0308 | 0 | 77342931.1088 | 96920239.8611 | 749894.2093 | 16.7844 | 4608.0376 | 5774.4399 | 93.9411 | 117.7198
1 | 3700 | 707 | 0.035 | 15 | 15 | 7 | 1e-09 | 5spot_SharedNeighbor | Water | Porous | Wet | R245fa | MinimizeLCOE_Brownfield | IgnoreSilica | 155.505 | 44.3791 | 4.2314 | 4 | 4586.0661 | 5742.7416 | 93.4932 | 117.0736 | 138.4706 | 0 | 133.6555 | 6282477.7577 | 283273.0685 | 6991165.7773 | 6842779.0256 | 0 | 380725.3084 | 0 | 8104364.1656 | 21085893.1253 | 14391555.3298 | 64362233.5583 | 961560.8286 | 12297657.4024 | 12297657.4024 | 1478867.319 | 5800784.0308 | 0 | 77621451.7893 | 97198760.5416 | 1000000 | 16.9255 | 4586.0661 | 5742.7416 | 93.4932 | 117.0736
1 | 3700 | 707 | 0.035 | 15 | 15 | 7 | 1.3335e-09 | 5spot_SharedNeighbor | Water | Porous | Wet | R245fa | MinimizeLCOE_Brownfield | IgnoreSilica | 153.405 | 43.8217 | 4.2048 | 4 | 4568.3105 | 5732.285 | 93.1312 | 116.8604 | 138.5438 | 0 | 348.2739 | 6228339.7536 | 281016.0155 | 6920490.6513 | 6754033.8236 | 0 | 342966.3501 | 0 | 8005470.1717 | 20828591.239 | 14215941.5054 | 63576849.5102 | 961560.8286 | 12297657.4024 | 12297657.4024 | 1478867.319 | 5800784.0308 | 0 | 76836067.7413 | 96413376.4935 | 1333521.4322 | 16.8194 | 4568.3105 | 5732.285 | 93.1312 | 116.8604
1 | 3700 | 707 | 0.035 | 15 | 15 | 7 | 1.7783e-09 | 5spot_SharedNeighbor | Water | Porous | Wet | R245fa | MinimizeLCOE_Brownfield | IgnoreSilica | 157.2321 | 44.836 | 4.287 | 4 | 4555.3121 | 5696.9804 | 92.8662 | 116.1407 | 138.409 | 0 | 131.741 | 6326628.1504 | 285107.9585 | 7048972.3121 | 6915643.0578 | 0 | 363230.6881 | 0 | 8166437.0451 | 21247394.0248 | 14501783.0122 | 64855196.249 | 961560.8286 | 12297657.4024 | 12297657.4024 | 1478867.319 | 5800784.0308 | 0 | 78114414.48 | 97691723.2323 | 1778279.41 | 17.148 | 4555.3121 | 5696.9804 | 92.8662 | 116.1407
1 | 3700 | 707 | 0.035 | 15 | 15 | 7 | 2.3714e-09 | 5spot_SharedNeighbor | Water | Porous | Wet | R245fa | MinimizeLCOE_Brownfield | IgnoreSilica | 157.6413 | 44.9441 | 4.3017 | 4 | 4546.0931 | 5683.8589 | 92.6783 | 115.8732 | 138.3943 | 0 | 118.1642 | 6337038.7873 | 285539.8747 | 7062625.2189 | 6932888.6162 | 0 | 356779.4655 | 0 | 8180200.0654 | 21283202.5805 | 14526223.0872 | 64964497.6957 | 961560.8286 | 12297657.4024 | 12297657.4024 | 1478867.319 | 5800784.0308 | 0 | 78223715.9268 | 97801024.679 | 2371373.7057 | 17.2068 | 4546.0931 | 5683.8589 | 92.6783 | 115.8732
1 | 3700 | 707 | 0.035 | 15 | 15 | 7 | 3.1623e-09 | 5spot_SharedNeighbor | Water | Porous | Wet | R245fa | MinimizeLCOE_Brownfield | IgnoreSilica | 157.9554 | 45.0269 | 4.3129 | 4 | 4539.1682 | 5673.9807 | 92.5371 | 115.6718 | 138.3829 | 0 | 129.6202 | 6345020.177 | 285870.85 | 7073097.3013 | 6946125.081 | 0 | 351914.3976 | 0 | 8190790.8446 | 21310757.6155 | 14545029.9649 | 65048606.2318 | 961560.8286 | 12297657.4024 | 12297657.4024 | 1478867.319 | 5800784.0308 | 0 | 78307824.4628 | 97885133.215 | 3162277.6602 | 17.2516 | 4539.1682 | 5673.9807 | 92.5371 | 115.6718
1 | 3700 | 707 | 0.035 | 15 | 15 | 7 | 4.217e-09 | 5spot_SharedNeighbor | Water | Porous | Wet | R245fa | MinimizeLCOE_Brownfield | IgnoreSilica | 158.1944 | 45.09 | 4.3214 | 4 | 4533.9686 | 5666.5552 | 92.4311 | 115.5204 | 138.3743 | 0 | 119.7671 | 6351084.6027 | 286122.24 | 7081057.1208 | 6956191.1971 | 0 | 348243.0187 | 0 | 8198852.2899 | 21331731.8426 | 14559345.3058 | 65112627.6177 | 961560.8286 | 12297657.4024 | 12297657.4024 | 1478867.319 | 5800784.0308 | 0 | 78371845.8487 | 97949154.601 | 4216965.0343 | 17.2855 | 4533.9686 | 5666.5552 | 92.4311 | 115.5204
1 | 3700 | 707 | 0.035 | 15 | 15 | 7 | 5.6234e-09 | 5spot_SharedNeighbor | Water | Porous | Wet | R245fa | MinimizeLCOE_Brownfield | IgnoreSilica | 158.3723 | 45.1369 | 4.3277 | 4 | 4530.0656 | 5660.9921 | 92.3515 | 115.407 | 138.3678 | 0 | 127.6849 | 6355598.3959 | 286309.297 | 7086983.3573 | 6963688.516 | 0 | 345449.1309 | 0 | 8204831.1919 | 21347287.719 | 14569962.5111 | 65160110.1192 | 961560.8286 | 12297657.4024 | 12297657.4024 | 1478867.319 | 5800784.0308 | 0 | 78419328.3502 | 97996637.1024 | 5623413.2519 | 17.3109 | 4530.0656 | 5660.9921 | 92.3515 | 115.407
1 | 3700 | 707 | 0.035 | 15 | 15 | 7 | 7.4989e-09 | 5spot_SharedNeighbor | Water | Porous | Wet | R245fa | MinimizeLCOE_Brownfield | IgnoreSilica | 158.5085 | 45.1728 | 4.3325 | 4 | 4527.1366 | 5656.8067 | 92.2918 | 115.3217 | 138.3629 | 0 | 140.1735 | 6359048.797 | 286452.2575 | 7091514.3637 | 6969422.3425 | 0 | 343360.2108 | 0 | 8209421.2088 | 21359230.0016 | 14578113.3644 | 65196562.5461 | 961560.8286 | 12297657.4024 | 12297657.4024 | 1478867.319 | 5800784.0308 | 0 | 78455780.7771 | 98033089.5294 | 7498942.0933 | 17.3301 | 4527.1366 | 5656.8067 | 92.2918 | 115.3217
1 | 3700 | 707 | 0.035 | 15 | 15 | 7 | 1e-08 | 5spot_SharedNeighbor | Water | Porous | Wet | R245fa | MinimizeLCOE_Brownfield | IgnoreSilica | 158.6009 | 45.1972 | 4.336 | 4 | 4524.9389 | 5653.7155 | 92.247 | 115.2586 | 138.3595 | 0 | 121.6082 | 6361390.2243 | 286549.2465 | 7094589.7243 | 6973315.0675 | 0 | 341698.7967 | 0 | 8212441.7931 | 21367088.9423 | 14583477.2529 | 65220551.0477 | 961560.8286 | 12297657.4024 | 12297657.4024 | 1478867.319 | 5800784.0308 | 0 | 78479769.2787 | 98057078.0309 | 10000000 | 17.3438 | 4524.9389 | 5653.7155 | 92.247 | 115.2586
1 | 3800 | 707 | 0.035 | 15 | 15 | 7 | 1e-13 | 5spot_SharedNeighbor | Water | Porous | Wet | R245fa | MinimizeLCOE_Brownfield | IgnoreSilica | 0 | 0 | 0 | 4 | [6 empty] | 11.2561 | [19 empty] | 100 | 0
1 | 3800 | 707 | 0.035 | 15 | 15 | 7 | 1.3335e-13 | 5spot_SharedNeighbor | Water | Porous | Wet | R245fa | MinimizeLCOE_Brownfield | IgnoreSilica | 0 | 0 | 0 | 4 | [6 empty] | 10.9452 | [19 empty] | 133.3521 | 0
1 | 3800 | 707 | 0.035 | 15 | 15 | 7 | 1.7783e-13 | 5spot_SharedNeighbor | Water | Porous | Wet | R245fa | MinimizeLCOE_Brownfield | IgnoreSilica | 0.94237 | 0.15443 | 0.0014295 | 4 | 2553441.0166 | 6080725.0832 | 52055.3489 | 123963.8056 | 101.5638 | 0 | 31.8827 | 97092.5111 | 3412.1468 | 77458.7311 | 55501.986 | 0 | 63157.9432 | 0 | 115683.0941 | 300983.681 | 205427.5469 | 918717.6401 | 961560.8286 | 12720605.2746 | 12720605.2746 | 1478867.319 | 5969963.1797 | 0 | 14600883.7434 | 34770319.5167 | 177.8279 | 0.0057181 | 2553441.0166 | 6080725.0832 | 52055.3489 | 123963.8056
1 | 3800 | 707 | 0.035 | 15 | 15 | 7 | 2.3714e-13 | 5spot_SharedNeighbor | Water | Porous | Wet | R245fa | MinimizeLCOE_Brownfield | IgnoreSilica | 1.2202 | 0.22814 | 0.0058427 | 4 | 636114.4032 | 1499136.5251 | 12968.0525 | 30561.9258 | 109.3947 | 0 | 30.0225 | 133707.8141 | 4974.4043 | 105225.5957 | 67264.5817 | 0 | 71190.9411 | 0 | 149121.7014 | 387984.078 | 264807.1055 | 1184276.2219 | 961560.8286 | 12720605.2746 | 12720605.2746 | 1478867.319 | 5969963.1797 | 0 | 14866442.3251 | 35035878.0984 | 237.1374 | 0.023371 | 636114.4032 | 1499136.5251 | 12968.0525 | 30561.9258
1 | 3800 | 707 | 0.035 | 15 | 15 | 7 | 3.1623e-13 | 5spot_SharedNeighbor | Water | Porous | Wet | R245fa | MinimizeLCOE_Brownfield | IgnoreSilica | 1.6 | 0.33429 | 0.012779 | 4 | 297715.3319 | 692282.8022 | 6069.3297 | 14113.1213 | 116.4394 | 0 | 128.5997 | 181526.9537 | 7107.1236 | 142123.7025 | 83787.6396 | 0 | 81506.2462 | 0 | 193460.1496 | 503343.6251 | 343542.3668 | 1536397.8072 | 961560.8286 | 12720605.2746 | 12720605.2746 | 1478867.319 | 5969963.1797 | 0 | 15218563.9104 | 35387999.6837 | 316.2278 | 0.051118 | 297715.3319 | 692282.8022 | 6069.3297 | 14113.1213
1 | 3800 | 707 | 0.035 | 15 | 15 | 7 | 4.217e-13 | 5spot_SharedNeighbor | Water | Porous | Wet | R245fa | MinimizeLCOE_Brownfield | IgnoreSilica | 2.0987 | 0.47883 | 0.022987 | 4 | 170304.2821 | 389658.6273 | 3471.8831 | 7943.7182 | 122.3133 | 0 | 174.2396 | 240454.3018 | 9822.8923 | 188677.9964 | 105892.659 | 0 | 93511.3278 | 0 | 248960.0791 | 647743.0571 | 442097.9463 | 1977160.2597 | 961560.8286 | 12720605.2746 | 12720605.2746 | 1478867.319 | 5969963.1797 | 0 | 15659326.363 | 35828762.1363 | 421.6965 | 0.091949 | 170304.2821 | 389658.6273 | 3471.8831 | 7943.7182
1 | 3800 | 707 | 0.035 | 15 | 15 | 7 | 5.6234e-13 | 5spot_SharedNeighbor | Water | Porous | Wet | R245fa | MinimizeLCOE_Brownfield | IgnoreSilica | 2.76 | 0.67488 | 0.037472 | 4 | 108162.4523 | 242727.0182 | 2205.0379 | 4948.3186 | 127.1455 | 0 | 239.4179 | 312845.6256 | 13233.4505 | 247463.7878 | 135402.5649 | 0 | 107889.381 | 0 | 318565.5758 | 828842.2815 | 565701.8881 | 2529944.5553 | 961560.8286 | 12720605.2746 | 12720605.2746 | 1478867.319 | 5969963.1797 | 0 | 16212110.6585 | 36381546.4319 | 562.3413 | 0.14989 | 108162.4523 | 242727.0182 | 2205.0379 | 4948.3186
1 | 3800 | 707 | 0.035 | 15 | 15 | 7 | 7.4989e-13 | 5spot_SharedNeighbor | Water | Porous | Wet | R245fa | MinimizeLCOE_Brownfield | IgnoreSilica | 3.6546 | 0.94471 | 0.05787 | 4 | 73101.6375 | 160233.5125 | 1490.2758 | 3266.5769 | 131.1028 | 0 | 326.5998 | 403254.6334 | 17559.246 | 322989.6415 | 176140.4193 | 0 | 125991.1599 | 0 | 407914.689 | 1061310.346 | 724366.1189 | 3239526.254 | 961560.8286 | 12720605.2746 | 12720605.2746 | 1478867.319 | 5969963.1797 | 0 | 16921692.3572 | 37091128.1306 | 749.8942 | 0.23148 | 73101.6375 | 160233.5125 | 1490.2758 | 3266.5769
1 | 3800 | 707 | 0.035 | 15 | 15 | 7 | 1e-12 | 5spot_SharedNeighbor | Water | Porous | Wet | R245fa | MinimizeLCOE_Brownfield | IgnoreSilica | 4.84 | 1.3055 | 0.085673 | 4 | 51955.7906 | 110811.515 | 1059.1891 | 2259.0426 | 134.2146 | 0 | 48.1996 | 512896.2799 | 22843.8424 | 417486.8453 | 230172.1623 | 0 | 147687.1378 | 0 | 519123.6444 | 1350653.2359 | 921848.5867 | 4122711.7347 | 961560.8286 | 12720605.2746 | 12720605.2746 | 1478867.319 | 5969963.1797 | 0 | 17804877.838 | 37974313.6113 | 1000 | 0.34269 | 51955.7906 | 110811.515 | 1059.1891 | 2259.0426
1 | 3800 | 707 | 0.035 | 15 | 15 | 7 | 1.3335e-12 | 5spot_SharedNeighbor | Water | Porous | Wet | R245fa | MinimizeLCOE_Brownfield | IgnoreSilica | 6.4166 | 1.7868 | 0.12307 | 4 | 38403.6782 | 79374.8866 | 782.9109 | 1618.1644 | 136.6179 | 0 | 36.124 | 645790.3578 | 29256.7047 | 535795.3844 | 301601.284 | 0 | 173991.5524 | 0 | 657709.7605 | 1711225.882 | 1167946.8266 | 5223317.7525 | 961560.8286 | 12720605.2746 | 12720605.2746 | 1478867.319 | 5969963.1797 | 0 | 18905483.8557 | 39074919.6291 | 1333.5214 | 0.49228 | 38403.6782 | 79374.8866 | 782.9109 | 1618.1644
1 | 3800 | 707 | 0.035 | 15 | 15 | 7 | 1.7783e-12 | 5spot_SharedNeighbor | Water | Porous | Wet | R245fa | MinimizeLCOE_Brownfield | IgnoreSilica | 8.5064 | 2.4223 | 0.17239 | 4 | 29398.3347 | 58648.2717 | 599.3248 | 1195.6243 | 138.3039 | 0 | 46.2717 | 805371.5836 | 36923.6996 | 682718.7975 | 396651.1904 | 0 | 205896.4215 | 0 | 829749.0601 | 2158836.8495 | 1473450.5094 | 6589598.1116 | 961560.8286 | 12720605.2746 | 12720605.2746 | 1478867.319 | 5969963.1797 | 0 | 20271764.2149 | 40441199.9882 | 1778.2794 | 0.68955 | 29398.3347 | 58648.2717 | 599.3248 | 1195.6243
1 | 3800 | 707 | 0.035 | 15 | 15 | 7 | 2.3714e-12 | 5spot_SharedNeighbor | Water | Porous | Wet | R245fa | MinimizeLCOE_Brownfield | IgnoreSilica | 11.3005 | 3.2897 | 0.24143 | 4 | 22806.4879 | 43691.6113 | 464.9411 | 890.7126 | 139.9778 | 0 | 47.151 | 1005844.7879 | 46652.1926 | 871148.5677 | 525375.417 | 0 | 244588.9929 | 0 | 1050507.8836 | 2733206.0244 | 1865469.2734 | 8342793.1395 | 961560.8286 | 12720605.2746 | 12720605.2746 | 1478867.319 | 5969963.1797 | 0 | 22024959.2428 | 42194395.0161 | 2371.3737 | 0.96573 | 22806.4879 | 43691.6113 | 464.9411 | 890.7126
1 | 3800 | 707 | 0.035 | 15 | 15 | 7 | 3.1623e-12 | 5spot_SharedNeighbor | Water | Porous | Wet | R245fa | MinimizeLCOE_Brownfield | IgnoreSilica | 15.0252 | 4.4389 | 0.33224 | 4 | 18224.1529 | 33400.7889 | 371.524 | 680.9203 | 141.088 | 0 | 52.6555 | 1247946.3457 | 58317.4972 | 1106257.6049 | 697404.6181 | 0 | 292235.317 | 0 | 1326842.9393 | 3452173.1553 | 2356179.1135 | 10537356.591 | 961560.8286 | 12720605.2746 | 12720605.2746 | 1478867.319 | 5969963.1797 | 0 | 24219522.6943 | 44388958.4676 | 3162.2777 | 1.329 | 18224.1529 | 33400.7889 | 371.524 | 680.9203
1 | 3800 | 707 | 0.035 | 15 | 15 | 7 | 4.217e-12 | 5spot_SharedNeighbor | Water | Porous | Wet | R245fa | MinimizeLCOE_Brownfield | IgnoreSilica | 19.9562 | 5.9606 | 0.45264 | 4 | 14890.7949 | 26030.614 | 303.569 | 530.6693 | 141.9295 | 0 | 51.7616 | 1541368.4359 | 72388.2657 | 1399670.2456 | 924098.9075 | 0 | 349716.9973 | 0 | 1672024.7123 | 4350265.322 | 2969145.4713 | 13278678.3577 | 961560.8286 | 12720605.2746 | 12720605.2746 | 1478867.319 | 5969963.1797 | 0 | 26960844.461 | 47130280.2343 | 4216.965 | 1.8106 | 14890.7949 | 26030.614 | 303.569 | 530.6693
1 | 3800 | 707 | 0.035 | 15 | 15 | 7 | 5.6234e-12 | 5spot_SharedNeighbor | Water | Porous | Wet | R245fa | MinimizeLCOE_Brownfield | IgnoreSilica | 26.4795 | 7.9744 | 0.61217 | 4 | 12413.3552 | 20650.2498 | 253.063 | 420.9833 | 142.5675 | 0 | 54.3286 | 1897716.053 | 89413.2864 | 1765905.035 | 1224073.8301 | 0 | 419299.4964 | 0 | 2104599.0034 | 5475734.8942 | 3737301.5804 | 16714043.1789 | 961560.8286 | 12720605.2746 | 12720605.2746 | 1478867.319 | 5969963.1797 | 0 | 30396209.2821 | 50565645.0555 | 5623.4133 | 2.4487 | 12413.3552 | 20650.2498 | 253.063 | 420.9833
1 | 3800 | 707 | 0.035 | 15 | 15 | 7 | 7.4989e-12 | 5spot_SharedNeighbor | Water | Porous | Wet | R245fa | MinimizeLCOE_Brownfield | IgnoreSilica | 35.0984 | 10.6362 | 0.82284 | 4 | 10544.4967 | 16672.4823 | 214.9638 | 339.8911 | 143.0516 | 0 | 56.0489 | 2330539.55 | 110009.317 | 2222791.1788 | 1620571.9522 | 0 | 503914.151 | 0 | 2647252.1981 | 6887607.1934 | 4700933.4357 | 21023618.9762 | 961560.8286 | 12720605.2746 | 12720605.2746 | 1478867.319 | 5969963.1797 | 0 | 34705785.0794 | 54875220.8528 | 7498.9421 | 3.2914 | 10544.4967 | 16672.4823 | 214.9638 | 339.8911
1 | 3800 | 707 | 0.035 | 15 | 15 | 7 | 1e-11 | 5spot_SharedNeighbor | Water | Porous | Wet | R245fa | MinimizeLCOE_Brownfield | IgnoreSilica | 46.3675 | 14.1166 | 1.0981 | 4 | 9121.5783 | 13713.5301 | 185.9557 | 279.5689 | 143.4121 | 0 | 58.228 | 2851418.2795 | 134694.6382 | 2787073.6697 | 2139296.1524 | 0 | 605693.4637 | 0 | 3322088.7194 | 8643393.3937 | 5899293.5952 | 26382951.9117 | 961560.8286 | 12720605.2746 | 12720605.2746 | 1478867.319 | 5969963.1797 | 0 | 40065118.0149 | 60234553.7882 | 10000 | 4.3923 | 9121.5783 | 13713.5301 | 185.9557 | 279.5689
1 | 3800 | 707 | 0.035 | 15 | 15 | 7 | 1.3335e-11 | 5spot_SharedNeighbor | Water | Porous | Wet | R245fa | MinimizeLCOE_Brownfield | IgnoreSilica | 59.607 | 18.1981 | 1.4319 | 4 | 8036.1651 | 11557.5312 | 163.8281 | 235.6159 | 143.6284 | 0 | 67.8421 | 3416215.1083 | 161313.6362 | 3414455.2736 | 2748029.6499 | 0 | 703697.2387 | 0 | 4073047.2536 | 10597233.4569 | 7232829.5857 | 32346821.2028 | 961560.8286 | 12720605.2746 | 12720605.2746 | 1478867.319 | 5969963.1797 | 0 | 46028987.306 | 66198423.0794 | 13335.2143 | 5.7277 | 8036.1651 | 11557.5312 | 163.8281 | 235.6159
1 | 3800 | 707 | 0.035 | 15 | 15 | 7 | 1.7783e-11 | 5spot_SharedNeighbor | Water | Porous | Wet | R245fa | MinimizeLCOE_Brownfield | IgnoreSilica | 71.3392 | 21.7956 | 1.7709 | 4 | 7193.5655 | 10040.8445 | 146.6506 | 204.6962 | 143.6843 | 0 | 64.4752 | 3882954.4287 | 183147.0997 | 3944395.2932 | 3285651.9746 | 0 | 738807.4119 | 0 | 4693632.9212 | 12211870.0644 | 8334852.2478 | 37275311.4414 | 961560.8286 | 12720605.2746 | 12720605.2746 | 1478867.319 | 5969963.1797 | 0 | 50957477.5447 | 71126913.318 | 17782.7941 | 7.0838 | 7193.5655 | 10040.8445 | 146.6506 | 204.6962
1 | 3800 | 707 | 0.035 | 15 | 15 | 7 | 2.3714e-11 | 5spot_SharedNeighbor | Water | Porous | Wet | R245fa | MinimizeLCOE_Brownfield | IgnoreSilica | 83.4138 | 25.4663 | 2.1342 | 4 | 6535.9316 | 8898.589 | 133.2438 | 181.4098 | 143.6283 | 0 | 95.7957 | 4334964.7235 | 204093.3978 | 4467592.7598 | 3835962.2726 | 0 | 754434.092 | 0 | 5302848.4258 | 13796923.8403 | 9416684.0194 | 42113503.5313 | 961560.8286 | 12720605.2746 | 12720605.2746 | 1478867.319 | 5969963.1797 | 0 | 55795669.6346 | 75965105.4079 | 23713.7371 | 8.5368 | 6535.9316 | 8898.589 | 133.2438 | 181.4098
1 | 3800 | 707 | 0.035 | 15 | 15 | 7 | 3.1623e-11 | 5spot_SharedNeighbor | Water | Porous | Wet | R245fa | MinimizeLCOE_Brownfield | IgnoreSilica | 95.2501 | 29.0223 | 2.5029 | 4 | 6025.2156 | 8039.858 | 122.8322 | 163.9034 | 143.4743 | 0 | 111.0047 | 4752976.2431 | 223239.7179 | 4960560.3493 | 4371440.6522 | 0 | 749902.1325 | 0 | 5872666.4471 | 15279473.4457 | 10428554.5885 | 46638813.5762 | 961560.8286 | 12720605.2746 | 12720605.2746 | 1478867.319 | 5969963.1797 | 0 | 60320979.6795 | 80490415.4528 | 31622.7766 | 10.0114 | 6025.2156 | 8039.858 | 122.8322 | 163.9034
1 | 3800 | 707 | 0.035 | 15 | 15 | 7 | 4.217e-11 | 5spot_SharedNeighbor | Water | Porous | Wet | R245fa | MinimizeLCOE_Brownfield | IgnoreSilica | 106.3024 | 32.2971 | 2.8576 | 4 | 5630.4615 | 7395.0239 | 114.7846 | 150.7576 | 143.252 | 0 | 115.1736 | 5122695.6786 | 239954.1338 | 5404331.4457 | 4867181.8956 | 0 | 727289.1333 | 0 | 6380966.392 | 16601965.6357 | 11331182.6826 | 50675566.9974 | 961560.8286 | 12720605.2746 | 12720605.2746 | 1478867.319 | 5969963.1797 | 0 | 64357733.1006 | 84527168.874 | 42169.6503 | 11.4303 | 5630.4615 | 7395.0239 | 114.7846 | 150.7576
1 | 3800 | 707 | 0.035 | 15 | 15 | 7 | 5.6234e-11 | 5spot_SharedNeighbor | Water | Porous | Wet | R245fa | MinimizeLCOE_Brownfield | IgnoreSilica | 116.2117 | 35.1911 | 3.1833 | 4 | 5326.6259 | 6910.6307 | 108.5905 | 140.8826 | 142.9951 | 0 | 127.2828 | 5438361.7701 | 254033.0077 | 5789383.8476 | 5307726.8033 | 0 | 691393.2993 | 0 | 6817550.5039 | 17737867.9392 | 12106459.3453 | 54142776.5164 | 961560.8286 | 12720605.2746 | 12720605.2746 | 1478867.319 | 5969963.1797 | 0 | 67824942.6196 | 87994378.3929 | 56234.1325 | 12.7332 | 5326.6259 | 6910.6307 | 108.5905 | 140.8826
1 | 3800 | 707 | 0.035 | 15 | 15 | 7 | 7.4989e-11 | 5spot_SharedNeighbor | Water | Porous | Wet | R245fa | MinimizeLCOE_Brownfield | IgnoreSilica | 124.7307 | 37.6441 | 3.4695 | 4 | 5093.6126 | 6546.936 | 103.8402 | 133.4681 | 142.7345 | 0 | 130.1854 | 5698475.1751 | 265491.7346 | 6111083.2956 | 5683790.9445 | 0 | 647057.5672 | 0 | 7178300.4996 | 18676465.4282 | 12747071.4177 | 57007736.0626 | 961560.8286 | 12720605.2746 | 12720605.2746 | 1478867.319 | 5969963.1797 | 0 | 70689902.1658 | 90859337.9391 | 74989.4209 | 13.8781 | 5093.6126 | 6546.936 | 103.8402 | 133.4681
1 | 3800 | 707 | 0.035 | 15 | 15 | 7 | 1e-10 | 5spot_SharedNeighbor | Water | Porous | Wet | R245fa | MinimizeLCOE_Brownfield | IgnoreSilica | 131.807 | 39.6556 | 3.7119 | 4 | 4915.5226 | 6273.9528 | 100.2096 | 127.903 | 142.4922 | 0 | 132.9673 | 5906873.6821 | 274563.7817 | 6371977.5792 | 5993883.1155 | 0 | 599205.4472 | 0 | 7467136.4062 | 19427957.2087 | 13259979.9995 | 59301577.22 | 961560.8286 | 12720605.2746 | 12720605.2746 | 1478867.319 | 5969963.1797 | 0 | 72983743.3233 | 93153179.0966 | 100000 | 14.8476 | 4915.5226 | 6273.9528 | 100.2096 | 127.903
1 | 3800 | 707 | 0.035 | 15 | 15 | 7 | 1.3335e-10 | 5spot_SharedNeighbor | Water | Porous | Wet | R245fa | MinimizeLCOE_Brownfield | IgnoreSilica | 139.9628 | 41.9637 | 3.9607 | 4 | 4777.6007 | 6050.6914 | 97.3979 | 123.3515 | 142.2235 | 0 | 139.6235 | 6141895.6841 | 284756.0492 | 6668184.0276 | 6350404.5719 | 0 | 575346.5661 | 0 | 7808028.8906 | 20314889.5263 | 13865329.531 | 62008834.8468 | 961560.8286 | 12720605.2746 | 12720605.2746 | 1478867.319 | 5969963.1797 | 0 | 75691000.95 | 95860436.7233 | 133352.1432 | 15.8429 | 4777.6007 | 6050.6914 | 97.3979 | 123.3515
1 | 3800 | 707 | 0.035 | 15 | 15 | 7 | 1.7783e-10 | 5spot_SharedNeighbor | Water | Porous | Wet | R245fa | MinimizeLCOE_Brownfield | IgnoreSilica | 144.9157 | 43.3554 | 4.1324 | 4 | 4672.3056 | 5892.5047 | 95.2513 | 120.1267 | 142.0567 | 0 | 125.2886 | 6281340.8967 | 290763.8634 | 6845279.8635 | 6566047.1815 | 0 | 534518.596 | 0 | 8002000.6564 | 20819564.272 | 14209780.4149 | 63549295.7445 | 961560.8286 | 12720605.2746 | 12720605.2746 | 1478867.319 | 5969963.1797 | 0 | 77231461.8477 | 97400897.6211 | 177827.941 | 16.5296 | 4672.3056 | 5892.5047 | 95.2513 | 120.1267
1 | 3800 | 707 | 0.035 | 15 | 15 | 7 | 2.3714e-10 | 5spot_SharedNeighbor | Water | Porous | Wet | R245fa | MinimizeLCOE_Brownfield | IgnoreSilica | 148.8056 | 44.441 | 4.2688 | 4 | 4592.3285 | 5773.5498 | 93.6208 | 117.7016 | 141.9212 | 0 | 135.2099 | 6388921.8357 | 295373.4853 | 6982689.9662 | 6734746.4379 | 0 | 498126.9834 | 0 | 8150944.8963 | 21207086.6315 | 14474272.3881 | 64732162.6244 | 961560.8286 | 12720605.2746 | 12720605.2746 | 1478867.319 | 5969963.1797 | 0 | 78414328.7276 | 98583764.5009 | 237137.3706 | 17.0751 | 4592.3285 | 5773.5498 | 93.6208 | 117.7016
1 | 3800 | 707 | 0.035 | 15 | 15 | 7 | 3.1623e-10 | 5spot_SharedNeighbor | Water | Porous | Wet | R245fa | MinimizeLCOE_Brownfield | IgnoreSilica | 151.7876 | 45.2687 | 4.3748 | 4 | 4531.7154 | 5684.302 | 92.3851 | 115.8822 | 141.8147 | 0 | 134.7054 | 6470259.6489 | 298843.4389 | 7087043.5351 | 6863672.9611 | 0 | 466561.6114 | 0 | 8262688.6662 | 21497820.999 | 14672704.5679 | 65619595.4285 | 961560.8286 | 12720605.2746 | 12720605.2746 | 1478867.319 | 5969963.1797 | 0 | 79301761.5318 | 99471197.3051 | 316227.766 | 17.4993 | 4531.7154 | 5684.302 | 92.3851 | 115.8822
1 | 3800 | 707 | 0.035 | 15 | 15 | 7 | 4.217e-10 | 5spot_SharedNeighbor | Water | Porous | Wet | R245fa | MinimizeLCOE_Brownfield | IgnoreSilica | 154.0534 | 45.8952 | 4.4564 | 4 | 4485.8668 | 5617.348 | 91.4505 | 114.5172 | 141.7322 | 0 | 125.2591 | 6531416.5667 | 301442.9533 | 7165785.1849 | 6961417.0909 | 0 | 440030.1344 | 0 | 8346035.8528 | 21714673.2816 | 14820710.7066 | 66281511.7711 | 961560.8286 | 12720605.2746 | 12720605.2746 | 1478867.319 | 5969963.1797 | 0 | 79963677.8743 | 100133113.6477 | 421696.5034 | 17.8257 | 4485.8668 | 5617.348 | 91.4505 | 114.5172
1 | 3800 | 707 | 0.035 | 15 | 15 | 7 | 5.6234e-10 | 5spot_SharedNeighbor | Water | Porous | Wet | R245fa | MinimizeLCOE_Brownfield | IgnoreSilica | 155.7628 | 46.3664 | 4.5187 | 4 | 4451.2404 | 5567.1303 | 90.7446 | 113.4935 | 141.6691 | 0 | 162.0331 | 6577192.0943 | 303383.2086 | 7224882.4214 | 7035037.3488 | 0 | 418254.9973 | 0 | 8407912.5275 | 21875663.6964 | 14930589.9728 | 66772916.2671 | 961560.8286 | 12720605.2746 | 12720605.2746 | 1478867.319 | 5969963.1797 | 0 | 80455082.3703 | 100624518.1437 | 562341.3252 | 18.0748 | 4451.2404 | 5567.1303 | 90.7446 | 113.4935
1 | 3800 | 707 | 0.035 | 15 | 15 | 7 | 7.4989e-10 | 5spot_SharedNeighbor | Water | Porous | Wet | R245fa | MinimizeLCOE_Brownfield | IgnoreSilica | 157.054 | 46.7214 | 4.5661 | 4 | 4425.1244 | 5529.4359 | 90.2121 | 112.725 | 141.621 | 0 | 150.9012 | 6611559.6725 | 304836.7993 | 7269342.6656 | 7090571.6846 | 0 | 400787.6793 | 0 | 8454068.4155 | 21995751.8494 | 15012552.6047 | 67139471.371 | 961560.8286 | 12720605.2746 | 12720605.2746 | 1478867.319 | 5969963.1797 | 0 | 80821637.4742 | 100991073.2476 | 749894.2093 | 18.2643 | 4425.1244 | 5529.4359 | 90.2121 | 112.725
1 | 3800 | 707 | 0.035 | 15 | 15 | 7 | 1e-09 | 5spot_SharedNeighbor | Water | Porous | Wet | R245fa | MinimizeLCOE_Brownfield | IgnoreSilica | 158.0091 | 46.9837 | 4.6016 | 4 | 4405.4493 | 5501.2289 | 89.811 | 112.15 | 141.5851 | 0 | 137.6575 | 6636869.1029 | 305905.5206 | 7302135.3194 | 7131614.1851 | 0 | 386824.9725 | 0 | 8487706.1492 | 22083270.3323 | 15072285.7677 | 67406611.3498 | 961560.8286 | 12720605.2746 | 12720605.2746 | 1478867.319 | 5969963.1797 | 0 | 81088777.453 | 101258213.2264 | 1000000 | 18.4065 | 4405.4493 | 5501.2289 | 89.811 | 112.15
1 | 3800 | 707 | 0.035 | 15 | 15 | 7 | 1.3335e-09 | 5spot_SharedNeighbor | Water | Porous | Wet | R245fa | MinimizeLCOE_Brownfield | IgnoreSilica | 158.7324 | 47.1819 | 4.6286 | 4 | 4390.6407 | 5480.0369 | 89.5091 | 111.718 | 141.5578 | 0 | 128.8764 | 6655970.1868 | 306711.1056 | 7326912.4438 | 7162670.678 | 0 | 375970.6039 | 0 | 8513011.6571 | 22149110.0729 | 15117222.7434 | 67607579.4915 | 961560.8286 | 12720605.2746 | 12720605.2746 | 1478867.319 | 5969963.1797 | 0 | 81289745.5947 | 101459181.368 | 1333521.4322 | 18.5143 | 4390.6407 | 5480.0369 | 89.5091 | 111.718
1 | 3800 | 707 | 0.035 | 15 | 15 | 7 | 1.7783e-09 | 5spot_SharedNeighbor | Water | Porous | Wet | R245fa | MinimizeLCOE_Brownfield | IgnoreSilica | 159.266 | 47.3281 | 4.6487 | 4 | 4379.5036 | 5464.1812 | 89.2821 | 111.3947 | 141.5376 | 0 | 129.2791 | 6670026.3477 | 307303.367 | 7345161.4352 | 7185570.1304 | 0 | 367485.4692 | 0 | 8531463.2323 | 22197117.2867 | 15149988.6533 | 67754115.9219 | 961560.8286 | 12720605.2746 | 12720605.2746 | 1478867.319 | 5969963.1797 | 0 | 81436282.0251 | 101605717.7985 | 1778279.41 | 18.5949 | 4379.5036 | 5464.1812 | 89.2821 | 111.3947
1 | 3800 | 707 | 0.035 | 15 | 15 | 7 | 2.3714e-09 | 5spot_SharedNeighbor | Water | Porous | Wet | R245fa | MinimizeLCOE_Brownfield | IgnoreSilica | 158.487 | 47.1145 | 4.6414 | 4 | 4369.622 | 5456.016 | 89.0807 | 111.2283 | 141.5667 | 0 | 196.211 | 6649461.255 | 306435.7521 | 7318484.05 | 7152114.9616 | 0 | 348277.9924 | 0 | 8492161.8643 | 22094863.189 | 15080198.1305 | 67441997.1949 | 961560.8286 | 12720605.2746 | 12720605.2746 | 1478867.319 | 5969963.1797 | 0 | 81124163.2982 | 101293599.0715 | 2371373.7057 | 18.5655 | 4369.622 | 5456.016 | 89.0807 | 111.2283
1 | 3800 | 707 | 0.035 | 15 | 15 | 7 | 3.1623e-09 | 5spot_SharedNeighbor | Water | Porous | Wet | R245fa | MinimizeLCOE_Brownfield | IgnoreSilica | 160.3675 | 47.6295 | 4.6847 | 4 | 4363.2671 | 5439.6155 | 88.9511 | 110.8939 | 141.4958 | 0 | 118.0609 | 6698968.8225 | 308522.0238 | 7382767.8485 | 7232819.2127 | 0 | 357703.823 | 0 | 8572504.8749 | 22303899.2219 | 15222869.5182 | 68080055.3455 | 961560.8286 | 12720605.2746 | 12720605.2746 | 1478867.319 | 5969963.1797 | 0 | 81762221.4487 | 101931657.222 | 3162277.6602 | 18.7388 | 4363.2671 | 5439.6155 | 88.9511 | 110.8939
1 | 3800 | 707 | 0.035 | 15 | 15 | 7 | 4.217e-09 | 5spot_SharedNeighbor | Water | Porous | Wet | R245fa | MinimizeLCOE_Brownfield | IgnoreSilica | 160.589 | 47.6901 | 4.6931 | 4 | 4358.612 | 5433.0251 | 88.8562 | 110.7596 | 141.4873 | 0 | 129.6659 | 6704768.9095 | 308765.8675 | 7390313.6334 | 7242312.8025 | 0 | 353957.1208 | 0 | 8580046.1501 | 22323520.0731 | 15236261.1523 | 68139945.7091 | 961560.8286 | 12720605.2746 | 12720605.2746 | 1478867.319 | 5969963.1797 | 0 | 81822111.8123 | 101991547.5856 | 4216965.0343 | 18.7725 | 4358.612 | 5433.0251 | 88.8562 | 110.7596
1 | 3800 | 707 | 0.035 | 15 | 15 | 7 | 5.6234e-09 | 5spot_SharedNeighbor | Water | Porous | Wet | R245fa | MinimizeLCOE_Brownfield | IgnoreSilica | 160.7593 | 47.7366 | 4.6995 | 4 | 4355.1178 | 5428.0631 | 88.785 | 110.6584 | 141.4808 | 0 | 125.6971 | 6709222.78 | 308953.0642 | 7396109.5063 | 7249607.2247 | 0 | 351155.813 | 0 | 8585868.8714 | 22338669.5995 | 15246601.0154 | 68186187.8746 | 961560.8286 | 12720605.2746 | 12720605.2746 | 1478867.319 | 5969963.1797 | 0 | 81868353.9779 | 102037789.7512 | 5623413.2519 | 18.7982 | 4355.1178 | 5428.0631 | 88.785 | 110.6584
1 | 3800 | 707 | 0.035 | 15 | 15 | 7 | 7.4989e-09 | 5spot_SharedNeighbor | Water | Porous | Wet | R245fa | MinimizeLCOE_Brownfield | IgnoreSilica | 160.8861 | 47.7712 | 4.7044 | 4 | 4352.4954 | 5424.3452 | 88.7315 | 110.5826 | 141.4759 | 0 | 118.8559 | 6712540.3601 | 309092.4707 | 7400427.614 | 7255043.2313 | 0 | 349031.455 | 0 | 8590192.7012 | 22349919.3176 | 15254279.1792 | 68220526.3292 | 961560.8286 | 12720605.2746 | 12720605.2746 | 1478867.319 | 5969963.1797 | 0 | 81902692.4324 | 102072128.2057 | 7498942.0933 | 18.8174 | 4352.4954 | 5424.3452 | 88.7315 | 110.5826
1 | 3800 | 707 | 0.035 | 15 | 15 | 7 | 1e-08 | 5spot_SharedNeighbor | Water | Porous | Wet | R245fa | MinimizeLCOE_Brownfield | IgnoreSilica | 160.9787 | 47.7965 | 4.7079 | 4 | 4350.5278 | 5421.5684 | 88.6914 | 110.526 | 141.4724 | 0 | 115.6098 | 6714960.7846 | 309194.1589 | 7403578.528 | 7259010.678 | 0 | 347405.903 | 0 | 8593318.5205 | 22358052.0583 | 15259829.9418 | 68245350.5733 | 961560.8286 | 12720605.2746 | 12720605.2746 | 1478867.319 | 5969963.1797 | 0 | 81927516.6765 | 102096952.4498 | 10000000 | 18.8316 | 4350.5278 | 5421.5684 | 88.6914 | 110.526
1 | 3900 | 707 | 0.035 | 15 | 15 | 7 | 1e-13 | 5spot_SharedNeighbor | Water | Porous | Wet | R245fa | MinimizeLCOE_Brownfield | IgnoreSilica | 0 | 0 | 0 | 4 | [6 empty] | 11.2551 | [19 empty] | 100 | 0
1 | 3900 | 707 | 0.035 | 15 | 15 | 7 | 1.3335e-13 | 5spot_SharedNeighbor | Water | Porous | Wet | R245fa | MinimizeLCOE_Brownfield | IgnoreSilica | 0 | 0 | 0 | 4 | [6 empty] | 10.8148 | [19 empty] | 133.3521 | 0
1 | 3900 | 707 | 0.035 | 15 | 15 | 7 | 1.7783e-13 | 5spot_SharedNeighbor | Water | Porous | Wet | R245fa | MinimizeLCOE_Brownfield | IgnoreSilica | 0.95719 | 0.16217 | 0.0023031 | 4 | 1634378.5419 | 3888962.237 | 33319.0172 | 79281.7554 | 103.4781 | 0 | 23.8907 | 101729.6306 | 3623.9524 | 80430.174 | 56490.7515 | 0 | 62935.8586 | 0 | 119032.0432 | 309696.9595 | 211374.5385 | 945313.9083 | 961560.8286 | 13149413.2377 | 13149413.2377 | 1478867.319 | 6141486.3649 | 0 | 15056287.9746 | 35826054.8963 | 177.8279 | 0.0092122 | 1634378.5419 | 3888962.237 | 33319.0172 | 79281.7554
1 | 3900 | 707 | 0.035 | 15 | 15 | 7 | 2.3714e-13 | 5spot_SharedNeighbor | Water | Porous | Wet | R245fa | MinimizeLCOE_Brownfield | IgnoreSilica | 1.2545 | 0.24421 | 0.007374 | 4 | 520396.2025 | 1224556.0472 | 10608.9805 | 24964.2314 | 111.9022 | 0 | 24.2689 | 142290.6619 | 5388.0282 | 110912.6401 | 69340.397 | 0 | 71949.9215 | 0 | 155953.843 | 405759.9089 | 276939.4753 | 1238534.8758 | 961560.8286 | 13149413.2377 | 13149413.2377 | 1478867.319 | 6141486.3649 | 0 | 15349508.9421 | 36119275.8638 | 237.1374 | 0.029496 | 520396.2025 | 1224556.0472 | 10608.9805 | 24964.2314
1 | 3900 | 707 | 0.035 | 15 | 15 | 7 | 3.1623e-13 | 5spot_SharedNeighbor | Water | Porous | Wet | R245fa | MinimizeLCOE_Brownfield | IgnoreSilica | 1.632 | 0.3541 | 0.015118 | 4 | 259743.5003 | 603200.9138 | 5295.2226 | 12297.0665 | 118.9237 | 0 | 130.373 | 191526.7174 | 7629.9588 | 148559.8535 | 86127.7792 | 0 | 81578.0852 | 0 | 201014.7337 | 522999.1032 | 356957.6345 | 1596393.8653 | 961560.8286 | 13149413.2377 | 13149413.2377 | 1478867.319 | 6141486.3649 | 0 | 15707367.9316 | 36477134.8532 | 316.2278 | 0.060473 | 259743.5003 | 603200.9138 | 5295.2226 | 12297.0665
1 | 3900 | 707 | 0.035 | 15 | 15 | 7 | 4.217e-13 | 5spot_SharedNeighbor | Water | Porous | Wet | R245fa | MinimizeLCOE_Brownfield | IgnoreSilica | 2.1571 | 0.51246 | 0.026745 | 4 | 151283.9641 | 345429.8098 | 3084.1282 | 7042.0539 | 125.1245 | 0 | 181.2468 | 255715.5263 | 10652.3217 | 198823.7037 | 109776.4733 | 0 | 94469.8859 | 0 | 261080.7853 | 679278.6482 | 463621.6352 | 2073418.9797 | 961560.8286 | 13149413.2377 | 13149413.2377 | 1478867.319 | 6141486.3649 | 0 | 16184393.046 | 36954159.9676 | 421.6965 | 0.10698 | 151283.9641 | 345429.8098 | 3084.1282 | 7042.0539
1 | 3900 | 707 | 0.035 | 15 | 15 | 7 | 5.6234e-13 | 5spot_SharedNeighbor | Water | Porous | Wet | R245fa | MinimizeLCOE_Brownfield | IgnoreSilica | 2.8377 | 0.72314 | 0.043134 | 4 | 97199.7664 | 217577.7495 | 1981.5487 | 4435.6167 | 130.077 | 0 | 239.3277 | 333074.5215 | 14386.5306 | 260994.0886 | 141204.0699 | 0 | 109060.1168 | 0 | 334900.5377 | 871342.5017 | 594709.1617 | 2659671.5287 | 961560.8286 | 13149413.2377 | 13149413.2377 | 1478867.319 | 6141486.3649 | 0 | 16770645.595 | 37540412.5166 | 562.3413 | 0.17254 | 97199.7664 | 217577.7495 | 1981.5487 | 4435.6167
1 | 3900 | 707 | 0.035 | 15 | 15 | 7 | 7.4989e-13 | 5spot_SharedNeighbor | Water | Porous | Wet | R245fa | MinimizeLCOE_Brownfield | IgnoreSilica | 3.7365 | 1.0056 | 0.065768 | 4 | 66524.9545 | 145476.1334 | 1356.2012 | 2965.7278 | 134.0534 | 0 | 31.1552 | 427163.6449 | 18994.2976 | 338867.149 | 183001.3935 | 0 | 126431.3211 | 0 | 426838.5444 | 1110546.3358 | 757970.6937 | 3389813.38 | 961560.8286 | 13149413.2377 | 13149413.2377 | 1478867.319 | 6141486.3649 | 0 | 17500787.4463 | 38270554.3679 | 749.8942 | 0.26307 | 66524.9545 | 145476.1334 | 1356.2012 | 2965.7278
1 | 3900 | 707 | 0.035 | 15 | 15 | 7 | 1e-12 | 5spot_SharedNeighbor | Water | Porous | Wet | R245fa | MinimizeLCOE_Brownfield | IgnoreSilica | 4.9474 | 1.3893 | 0.096823 | 4 | 47575.7914 | 101204.049 | 969.8969 | 2063.1814 | 137.2492 | 0 | 35.8727 | 543177.5417 | 24715.5111 | 437933.5749 | 239110.5328 | 0 | 148143.573 | 0 | 543301.486 | 1413559.0202 | 964783.077 | 4314724.3167 | 961560.8286 | 13149413.2377 | 13149413.2377 | 1478867.319 | 6141486.3649 | 0 | 18425698.3831 | 39195465.3047 | 1000 | 0.38729 | 47575.7914 | 101204.049 | 969.8969 | 2063.1814
1 | 3900 | 707 | 0.035 | 15 | 15 | 7 | 1.3335e-12 | 5spot_SharedNeighbor | Water | Porous | Wet | R245fa | MinimizeLCOE_Brownfield | IgnoreSilica | 6.5527 | 1.9007 | 0.13868 | 4 | 35297.3125 | 72739.4294 | 719.5835 | 1482.8917 | 139.7071 | 0 | 38.8656 | 683857.7713 | 31675.3171 | 561803.8746 | 314113.2511 | 0 | 174318.6788 | 0 | 688649.8682 | 1791725.6955 | 1222889.6035 | 5469034.06 | 961560.8286 | 13149413.2377 | 13149413.2377 | 1478867.319 | 6141486.3649 | 0 | 19580008.1263 | 40349775.048 | 1333.5214 | 0.55472 | 35297.3125 | 72739.4294 | 719.5835 | 1482.8917
1 | 3900 | 707 | 0.035 | 15 | 15 | 7 | 1.7783e-12 | 5spot_SharedNeighbor | Water | Porous | Wet | R245fa | MinimizeLCOE_Brownfield | IgnoreSilica | 8.6916 | 2.5795 | 0.19408 | 4 | 27078.7815 | 53833.0469 | 552.0376 | 1097.4595 | 141.438 | 0 | 43.5736 | 853710.2275 | 40045.4152 | 716408.6534 | 414605.2476 | 0 | 206471.7011 | 0 | 870184.0855 | 2264040.4911 | 1545254.1566 | 6910719.978 | 961560.8286 | 13149413.2377 | 13149413.2377 | 1478867.319 | 6141486.3649 | 0 | 21021694.0443 | 41791460.9659 | 1778.2794 | 0.77632 | 27078.7815 | 53833.0469 | 552.0376 | 1097.4595
1 | 3900 | 707 | 0.035 | 15 | 15 | 7 | 2.3714e-12 | 5spot_SharedNeighbor | Water | Porous | Wet | R245fa | MinimizeLCOE_Brownfield | IgnoreSilica | 11.5368 | 3.5014 | 0.27131 | 4 | 21064.3839 | 40202.997 | 429.426 | 819.5925 | 143.1689 | 0 | 47.3583 | 1066010.714 | 50611.998 | 913751.6411 | 549338.6448 | 0 | 244948.8515 | 0 | 1101618.1213 | 2866184.3786 | 1956229.7326 | 8748694.0818 | 961560.8286 | 13149413.2377 | 13149413.2377 | 1478867.319 | 6141486.3649 | 0 | 22859668.1481 | 43629435.0697 | 2371.3737 | 1.0852 | 21064.3839 | 40202.997 | 429.426 | 819.5925
1 | 3900 | 707 | 0.035 | 15 | 15 | 7 | 3.1623e-12 | 5spot_SharedNeighbor | Water | Porous | Wet | R245fa | MinimizeLCOE_Brownfield | IgnoreSilica | 15.3347 | 4.7229 | 0.3727 | 4 | 16875.2237 | 30807.0591 | 344.0243 | 628.0436 | 144.3106 | 0 | 48.5429 | 1322230.5268 | 63254.6061 | 1160026.4687 | 728616.3896 | 0 | 292527.2133 | 0 | 1390995.5298 | 3619085.0361 | 2470099.9019 | 11046835.6722 | 961560.8286 | 13149413.2377 | 13149413.2377 | 1478867.319 | 6141486.3649 | 0 | 25157809.7386 | 45927576.6602 | 3162.2777 | 1.4908 | 16875.2237 | 30807.0591 | 344.0243 | 628.0436
1 | 3900 | 707 | 0.035 | 15 | 15 | 7 | 4.217e-12 | 5spot_SharedNeighbor | Water | Porous | Wet | R245fa | MinimizeLCOE_Brownfield | IgnoreSilica | 20.3648 | 6.3412 | 0.50723 | 4 | 13816.0637 | 24052.9005 | 281.6591 | 490.3509 | 145.1767 | 0 | 50.2673 | 1633095.767 | 78526.6797 | 1467547.6296 | 965374.3037 | 0 | 350009.555 | 0 | 1752876.0347 | 4560623.8779 | 3112719.5081 | 13920773.3557 | 961560.8286 | 13149413.2377 | 13149413.2377 | 1478867.319 | 6141486.3649 | 0 | 28031747.422 | 48801514.3436 | 4216.965 | 2.0289 | 13816.0637 | 24052.9005 | 281.6591 | 490.3509
1 | 3900 | 707 | 0.035 | 15 | 15 | 7 | 5.6234e-12 | 5spot_SharedNeighbor | Water | Porous | Wet | R245fa | MinimizeLCOE_Brownfield | IgnoreSilica | 27.0131 | 8.479 | 0.68493 | 4 | 11541.531 | 19122.4735 | 235.2897 | 389.8375 | 145.833 | 0 | 50.6074 | 2009728.4114 | 96934.302 | 1850787.4957 | 1276401.1854 | 0 | 419464.244 | 0 | 2204793.099 | 5736419.3784 | 3915224.0974 | 17509752.2132 | 961560.8286 | 13149413.2377 | 13149413.2377 | 1478867.319 | 6141486.3649 | 0 | 31620726.2795 | 52390493.2012 | 5623.4133 | 2.7397 | 11541.531 | 19122.4735 | 235.2897 | 389.8375
1 | 3900 | 707 | 0.035 | 15 | 15 | 7 | 7.4989e-12 | 5spot_SharedNeighbor | Water | Porous | Wet | R245fa | MinimizeLCOE_Brownfield | IgnoreSilica | 35.8022 | 11.3083 | 0.92007 | 4 | 9818.5305 | 15462.0804 | 200.164 | 315.2154 | 146.3316 | 0 | 48.1291 | 2468136.1627 | 119271.7659 | 2329460.0188 | 1689738.7048 | 0 | 504155.6499 | 0 | 2773197.2978 | 7215290.508 | 4924584.0311 | 22023834.1391 | 961560.8286 | 13149413.2377 | 13149413.2377 | 1478867.319 | 6141486.3649 | 0 | 36134808.2054 | 56904575.127 | 7498.9421 | 3.6803 | 9818.5305 | 15462.0804 | 200.164 | 315.2154
1 | 3900 | 707 | 0.035 | 15 | 15 | 7 | 1e-11 | 5spot_SharedNeighbor | Water | Porous | Wet | R245fa | MinimizeLCOE_Brownfield | IgnoreSilica | 47.2495 | 14.9941 | 1.2265 | 4 | 8505.6677 | 12739.1908 | 173.3995 | 259.7056 | 146.7004 | 0 | 57.6399 | 3017967.4346 | 145956.5317 | 2918551.5558 | 2229124.7373 | 0 | 605344.1179 | 0 | 3477608.3071 | 9048023.4596 | 6175461.9295 | 27618038.0736 | 961560.8286 | 13149413.2377 | 13149413.2377 | 1478867.319 | 6141486.3649 | 0 | 41729012.1399 | 62498779.0615 | 10000 | 4.906 | 8505.6677 | 12739.1908 | 173.3995 | 259.7056
1 | 3900 | 707 | 0.035 | 15 | 15 | 7 | 1.3335e-11 | 5spot_SharedNeighbor | Water | Porous | Wet | R245fa | MinimizeLCOE_Brownfield | IgnoreSilica | 61.9849 | 19.7275 | 1.6182 | 4 | 7505.2037 | 10713.9926 | 153.0037 | 218.4192 | 146.9289 | 0 | 51.078 | 3668758.1471 | 177343.6173 | 3634309.8383 | 2922375.1024 | 0 | 725949.0646 | 0 | 4340206.9502 | 11292328.1855 | 7707246.0207 | 34468516.9261 | 961560.8286 | 13149413.2377 | 13149413.2377 | 1478867.319 | 6141486.3649 | 0 | 48579490.9924 | 69349257.914 | 13335.2143 | 6.4728 | 7505.2037 | 10713.9926 | 153.0037 | 218.4192
1 | 3900 | 707 | 0.035 | 15 | 15 | 7 | 1.7783e-11 | 5spot_SharedNeighbor | Water | Porous | Wet | R245fa | MinimizeLCOE_Brownfield | IgnoreSilica | 75.2755 | 23.9672 | 2.014 | 4 | 6745.0243 | 9323.259 | 137.5064 | 190.0672 | 146.9606 | 0 | 67.637 | 4212222.3065 | 203311.0459 | 4246662.3781 | 3544766.7444 | 0 | 780562.0415 | 0 | 5065134.5614 | 13178441.1268 | 8994556.8589 | 40225657.0636 | 961560.8286 | 13149413.2377 | 13149413.2377 | 1478867.319 | 6141486.3649 | 0 | 54336631.1299 | 75106398.0515 | 17782.7941 | 8.0558 | 6745.0243 | 9323.259 | 137.5064 | 190.0672
1 | 3900 | 707 | 0.035 | 15 | 15 | 7 | 2.3714e-11 | 5spot_SharedNeighbor | Water | Porous | Wet | R245fa | MinimizeLCOE_Brownfield | IgnoreSilica | 87.4823 | 27.82 | 2.4097 | 4 | 6153.3513 | 8308.1489 | 125.4444 | 169.3729 | 146.8654 | 0 | 75.7568 | 4680159.1134 | 225416.0766 | 4784839.7232 | 4112397.6062 | 0 | 790840.185 | 0 | 5691524.5547 | 14808179.3992 | 10106886.7176 | 45200243.3759 | 961560.8286 | 13149413.2377 | 13149413.2377 | 1478867.319 | 6141486.3649 | 0 | 59311217.4422 | 80080984.3638 | 23713.7371 | 9.6388 | 6153.3513 | 8308.1489 | 125.4444 | 169.3729
1 | 3900 | 707 | 0.035 | 15 | 15 | 7 | 3.1623e-11 | 5spot_SharedNeighbor | Water | Porous | Wet | R245fa | MinimizeLCOE_Brownfield | IgnoreSilica | 99.3038 | 31.5023 | 2.8056 | 4 | 5694.2689 | 7545.012 | 116.0854 | 153.8153 | 146.6737 | 0 | 105.8663 | 5107638.6872 | 245346.032 | 5285814.4467 | 4657362.3632 | 0 | 780129.4692 | 0 | 6269753.4893 | 16312612.4759 | 11133693.2055 | 49792350.169 | 961560.8286 | 13149413.2377 | 13149413.2377 | 1478867.319 | 6141486.3649 | 0 | 63903324.2353 | 84673091.157 | 31622.7766 | 11.2224 | 5694.2689 | 7545.012 | 116.0854 | 153.8153
1 | 3900 | 707 | 0.035 | 15 | 15 | 7 | 4.217e-11 | 5spot_SharedNeighbor | Water | Porous | Wet | R245fa | MinimizeLCOE_Brownfield | IgnoreSilica | 110.2265 | 34.8544 | 3.1816 | 4 | 5339.6454 | 6971.6887 | 108.8559 | 142.1273 | 146.4194 | 0 | 112.5466 | 5481831.8335 | 262541.0716 | 5732160.2507 | 5156022.8426 | 0 | 751427.9706 | 0 | 6779753.7479 | 17639528.5334 | 12039340.6801 | 53842606.9304 | 961560.8286 | 13149413.2377 | 13149413.2377 | 1478867.319 | 6141486.3649 | 0 | 67953580.9967 | 88723347.9184 | 42169.6503 | 12.7262 | 5339.6454 | 6971.6887 | 108.8559 | 142.1273
1 | 3900 | 707 | 0.035 | 15 | 15 | 7 | 5.6234e-11 | 5spot_SharedNeighbor | Water | Porous | Wet | R245fa | MinimizeLCOE_Brownfield | IgnoreSilica | 119.8781 | 37.7715 | 3.5218 | 4 | 5066.8173 | 6541.1789 | 103.2939 | 133.3508 | 146.1393 | 0 | 108.0537 | 5796851.4012 | 276805.0086 | 6114014.6881 | 5592337.1529 | 0 | 709526.0641 | 0 | 7210918.3828 | 18761330.4692 | 12804993.552 | 57266776.7188 | 961560.8286 | 13149413.2377 | 13149413.2377 | 1478867.319 | 6141486.3649 | 0 | 71377750.7851 | 92147517.7067 | 56234.1325 | 14.0873 | 5066.8173 | 6541.1789 | 103.2939 | 133.3508
1 | 3900 | 707 | 0.035 | 15 | 15 | 7 | 7.4989e-11 | 5spot_SharedNeighbor | Water | Porous | Wet | R245fa | MinimizeLCOE_Brownfield | IgnoreSilica | 128.1756 | 40.2458 | 3.8197 | 4 | 4857.6495 | 6217.0231 | 99.0298 | 126.7424 | 145.8604 | 0 | 113.8866 | 6057092.6397 | 288450.2632 | 6433532.9444 | 5967019.2843 | 0 | 660996.2152 | 0 | 7568765.6252 | 19692375.5895 | 13440450.9777 | 60108683.5391 | 961560.8286 | 13149413.2377 | 13149413.2377 | 1478867.319 | 6141486.3649 | 0 | 74219657.6054 | 94989424.5271 | 74989.4209 | 15.2789 | 4857.6495 | 6217.0231 | 99.0298 | 126.7424
1 | 3900 | 707 | 0.035 | 15 | 15 | 7 | 1e-10 | 5spot_SharedNeighbor | Water | Porous | Wet | R245fa | MinimizeLCOE_Brownfield | IgnoreSilica | 137.1861 | 42.9077 | 4.1162 | 4 | 4696.8394 | 5958.2937 | 95.7514 | 121.4679 | 145.5418 | 0 | 107.6503 | 6331062.5102 | 300621.4594 | 6773091.9697 | 6375539.752 | 0 | 632026.5921 | 0 | 7960813.4905 | 20712403.715 | 14136641.1328 | 63222200.6218 | 961560.8286 | 13149413.2377 | 13149413.2377 | 1478867.319 | 6141486.3649 | 0 | 77333174.6881 | 98102941.6098 | 100000 | 16.4649 | 4696.8394 | 5958.2937 | 95.7514 | 121.4679
1 | 3900 | 707 | 0.035 | 15 | 15 | 7 | 1.3335e-10 | 5spot_SharedNeighbor | Water | Porous | Wet | R245fa | MinimizeLCOE_Brownfield | IgnoreSilica | 143.1862 | 44.6714 | 4.3356 | 4 | 4572.6072 | 5770.2489 | 93.2188 | 117.6343 | 145.335 | 0 | 107.0855 | 6509544.8841 | 308515.7238 | 6995812.7066 | 6647124.795 | 0 | 586095.8935 | 0 | 8208366.6611 | 21356486.2847 | 14576240.7212 | 65188187.67 | 961560.8286 | 13149413.2377 | 13149413.2377 | 1478867.319 | 6141486.3649 | 0 | 79299161.7363 | 100068928.6579 | 133352.1432 | 17.3422 | 4572.6072 | 5770.2489 | 93.2188 | 117.6343
1 | 3900 | 707 | 0.035 | 15 | 15 | 7 | 1.7783e-10 | 5spot_SharedNeighbor | Water | Porous | Wet | R245fa | MinimizeLCOE_Brownfield | IgnoreSilica | 147.8971 | 46.0459 | 4.511 | 4 | 4478.0424 | 5629.0991 | 91.291 | 114.7568 | 145.1657 | 0 | 126.4226 | 6646767.8617 | 314543.088 | 7168246.0824 | 6859821.1035 | 0 | 542992.1885 | 0 | 8397624.4264 | 21848896.1678 | 14912320.5844 | 66691211.5026 | 961560.8286 | 13149413.2377 | 13149413.2377 | 1478867.319 | 6141486.3649 | 0 | 80802185.5689 | 101571952.4906 | 177827.941 | 18.0441 | 4478.0424 | 5629.0991 | 91.291 | 114.7568
1 | 3900 | 707 | 0.035 | 15 | 15 | 7 | 2.3714e-10 | 5spot_SharedNeighbor | Water | Porous | Wet | R245fa | MinimizeLCOE_Brownfield | IgnoreSilica | 151.5707 | 47.1113 | 4.6496 | 4 | 4406.2505 | 5523.0052 | 89.8274 | 112.5939 | 145.0296 | 0 | 119.9169 | 6752028.0691 | 319140.4342 | 7301246.1548 | 7025349.959 | 0 | 504836.1825 | 0 | 8542014.3119 | 22224569.0315 | 15168725.0332 | 67837909.1764 | 961560.8286 | 13149413.2377 | 13149413.2377 | 1478867.319 | 6141486.3649 | 0 | 81948883.2427 | 102718650.1644 | 237137.3706 | 18.5983 | 4406.2505 | 5523.0052 | 89.8274 | 112.5939
1 | 3900 | 707 | 0.035 | 15 | 15 | 7 | 3.1623e-10 | 5spot_SharedNeighbor | Water | Porous | Wet | R245fa | MinimizeLCOE_Brownfield | IgnoreSilica | 154.5138 | 47.9584 | 4.7595 | 4 | 4351.8204 | 5442.7872 | 88.7177 | 110.9586 | 144.918 | 0 | 117.0244 | 6834909.3094 | 322731.9984 | 7406631.26 | 7155885.9136 | 0 | 473291.0086 | 0 | 8655445.3011 | 22519693.1974 | 15370153.3407 | 68738741.3291 | 961560.8286 | 13149413.2377 | 13149413.2377 | 1478867.319 | 6141486.3649 | 0 | 82849715.3954 | 103619482.3171 | 316227.766 | 19.0379 | 4351.8204 | 5442.7872 | 88.7177 | 110.9586
1 | 3900 | 707 | 0.035 | 15 | 15 | 7 | 4.217e-10 | 5spot_SharedNeighbor | Water | Porous | Wet | R245fa | MinimizeLCOE_Brownfield | IgnoreSilica | 156.6667 | 48.5751 | 4.8421 | 4 | 4310.6381 | 5382.9995 | 87.8782 | 109.7397 | 144.8349 | 0 | 122.6461 | 6894818.7921 | 325314.9656 | 7483130.696 | 7250674.2093 | 0 | 446085.9653 | 0 | 8736009.605 | 22729304.9903 | 15513217.6964 | 69378556.92 | 961560.8286 | 13149413.2377 | 13149413.2377 | 1478867.319 | 6141486.3649 | 0 | 83489530.9863 | 104259297.9079 | 421696.5034 | 19.3683 | 4310.6381 | 5382.9995 | 87.8782 | 109.7397
1 | 3900 | 707 | 0.035 | 15 | 15 | 7 | 5.6234e-10 | 5spot_SharedNeighbor | Water | Porous | Wet | R245fa | MinimizeLCOE_Brownfield | IgnoreSilica | 158.2844 | 49.037 | 4.9049 | 4 | 4279.5348 | 5338.1651 | 87.2441 | 108.8257 | 144.7716 | 0 | 138.0813 | 6939491.9245 | 327235.4432 | 7540324.2176 | 7321777.6368 | 0 | 423807.8094 | 0 | 8795528.4423 | 22884160.7958 | 15618909.9656 | 69851236.2351 | 961560.8286 | 13149413.2377 | 13149413.2377 | 1478867.319 | 6141486.3649 | 0 | 83962210.3014 | 104731977.223 | 562341.3252 | 19.6195 | 4279.5348 | 5338.1651 | 87.2441 | 108.8257
1 | 3900 | 707 | 0.035 | 15 | 15 | 7 | 7.4989e-10 | 5spot_SharedNeighbor | Water | Porous | Wet | R245fa | MinimizeLCOE_Brownfield | IgnoreSilica | 159.4977 | 49.3827 | 4.9524 | 4 | 4256.075 | 5304.537 | 86.7658 | 108.1402 | 144.7238 | 0 | 132.0071 | 6972807.8461 | 328664.5215 | 7583061.8031 | 7375041.9091 | 0 | 405923.1969 | 0 | 8839544.7179 | 22998682.1161 | 15697073.1199 | 70200799.2307 | 961560.8286 | 13149413.2377 | 13149413.2377 | 1478867.319 | 6141486.3649 | 0 | 84311773.297 | 105081540.2186 | 749894.2093 | 19.8097 | 4256.075 | 5304.537 | 86.7658 | 108.1402
1 | 3900 | 707 | 0.035 | 15 | 15 | 7 | 1e-09 | 5spot_SharedNeighbor | Water | Porous | Wet | R245fa | MinimizeLCOE_Brownfield | IgnoreSilica | 160.4038 | 49.6405 | 4.9883 | 4 | 4238.4004 | 5279.3258 | 86.4055 | 107.6262 | 144.6878 | 0 | 138.6355 | 6997579.3038 | 329725.3114 | 7614885.8082 | 7414778.3879 | 0 | 391756.0657 | 0 | 8872002.702 | 23083131.1327 | 15754711.309 | 70458570.0208 | 961560.8286 | 13149413.2377 | 13149413.2377 | 1478867.319 | 6141486.3649 | 0 | 84569544.0871 | 105339311.0088 | 1000000 | 19.9532 | 4238.4004 | 5279.3258 | 86.4055 | 107.6262
1 | 3900 | 707 | 0.035 | 15 | 15 | 7 | 1.3335e-09 | 5spot_SharedNeighbor | Water | Porous | Wet | R245fa | MinimizeLCOE_Brownfield | IgnoreSilica | 161.0862 | 49.8343 | 5.0154 | 4 | 4225.097 | 5260.3975 | 86.1343 | 107.2403 | 144.6605 | 0 | 115.1489 | 7016174.5113 | 330520.6179 | 7638801.7026 | 7444682.0613 | 0 | 380726.9992 | 0 | 8896253.298 | 23146226.209 | 15797774.995 | 70651160.3943 | 961560.8286 | 13149413.2377 | 13149413.2377 | 1478867.319 | 6141486.3649 | 0 | 84762134.4606 | 105531901.3823 | 1333521.4322 | 20.0616 | 4225.097 | 5260.3975 | 86.1343 | 107.2403
1 | 3900 | 707 | 0.035 | 15 | 15 | 7 | 1.7783e-09 | 5spot_SharedNeighbor | Water | Porous | Wet | R245fa | MinimizeLCOE_Brownfield | IgnoreSilica | 161.5855 | 49.976 | 5.0355 | 4 | 4215.0916 | 5246.2503 | 85.9303 | 106.9519 | 144.6405 | 0 | 110.6284 | 7029749.052 | 331100.6308 | 7656275.1344 | 7466553.0749 | 0 | 372083.8468 | 0 | 8913747.0782 | 23191741.4366 | 15828840.0731 | 70790090.3269 | 961560.8286 | 13149413.2377 | 13149413.2377 | 1478867.319 | 6141486.3649 | 0 | 84901064.3932 | 105670831.3148 | 1778279.41 | 20.1422 | 4215.0916 | 5246.2503 | 85.9303 | 106.9519
1 | 3900 | 707 | 0.035 | 15 | 15 | 7 | 2.3714e-09 | 5spot_SharedNeighbor | Water | Porous | Wet | R245fa | MinimizeLCOE_Brownfield | IgnoreSilica | 161.9534 | 50.0803 | 5.0506 | 4 | 4207.5715 | 5235.665 | 85.777 | 106.7361 | 144.6257 | 0 | 115.103 | 7039730.7097 | 331526.8228 | 7669131.7204 | 7482657.6106 | 0 | 365389.5282 | 0 | 8926490.1927 | 23224896.4066 | 15851469.0214 | 70891292.0123 | 961560.8286 | 13149413.2377 | 13149413.2377 | 1478867.319 | 6141486.3649 | 0 | 85002266.0786 | 105772033.0003 | 2371373.7057 | 20.2022 | 4207.5715 | 5235.665 | 85.777 | 106.7361
1 | 3900 | 707 | 0.035 | 15 | 15 | 7 | 3.1623e-09 | 5spot_SharedNeighbor | Water | Porous | Wet | R245fa | MinimizeLCOE_Brownfield | IgnoreSilica | 162.246 | 50.1633 | 5.0622 | 4 | 4201.9223 | 5227.6506 | 85.6619 | 106.5727 | 144.6139 | 0 | 125.866 | 7047662.0484 | 331865.3131 | 7679351.8313 | 7495466.7337 | 0 | 360439.8618 | 0 | 8936766.4575 | 23251633.1395 | 15869717.391 | 70972902.7764 | 961560.8286 | 13149413.2377 | 13149413.2377 | 1478867.319 | 6141486.3649 | 0 | 85083876.8427 | 105853643.7643 | 3162277.6602 | 20.2488 | 4201.9223 | 5227.6506 | 85.6619 | 106.5727
1 | 3900 | 707 | 0.035 | 15 | 15 | 7 | 4.217e-09 | 5spot_SharedNeighbor | Water | Porous | Wet | R245fa | MinimizeLCOE_Brownfield | IgnoreSilica | 160.587 | 49.6921 | 5.0317 | 4 | 4196.4551 | 5228.4091 | 85.5504 | 106.5882 | 144.6797 | 0 | 249.5347 | 7002508.3383 | 329934.1943 | 7621257.9801 | 7422767.6409 | 0 | 337064.3033 | 0 | 8858277.6582 | 23047421.3841 | 15730338.6718 | 70349570.171 | 961560.8286 | 13149413.2377 | 13149413.2377 | 1478867.319 | 6141486.3649 | 0 | 84460544.2373 | 105230311.1589 | 4216965.0343 | 20.1266 | 4196.4551 | 5228.4091 | 85.5504 | 106.5882
1 | 3900 | 707 | 0.035 | 15 | 15 | 7 | 5.6234e-09 | 5spot_SharedNeighbor | Water | Porous | Wet | R245fa | MinimizeLCOE_Brownfield | IgnoreSilica | 161.805 | 50.0381 | 5.0611 | 4 | 4193.1066 | 5219.0578 | 85.4822 | 106.3976 | 144.6314 | 0 | 144.1653 | 7035681.6542 | 331353.2248 | 7663928.6065 | 7476148.1224 | 0 | 344087.0451 | 0 | 8911967.4747 | 23187111.2732 | 15825679.8915 | 70775957.2925 | 961560.8286 | 13149413.2377 | 13149413.2377 | 1478867.319 | 6141486.3649 | 0 | 84886931.3588 | 105656698.2804 | 5623413.2519 | 20.2444 | 4193.1066 | 5219.0578 | 85.4822 | 106.3976
1 | 3900 | 707 | 0.035 | 15 | 15 | 7 | 7.4989e-09 | 5spot_SharedNeighbor | Water | Porous | Wet | R245fa | MinimizeLCOE_Brownfield | IgnoreSilica | 162.7912 | 50.3177 | 5.0846 | 4 | 4190.6756 | 5211.8786 | 85.4326 | 106.2512 | 144.592 | 0 | 138.2048 | 7062422.4644 | 332495.1351 | 7698377.5755 | 7519325.7388 | 0 | 350047.5064 | 0 | 8955440.6839 | 23300219.646 | 15902878.68 | 71121207.4301 | 961560.8286 | 13149413.2377 | 13149413.2377 | 1478867.319 | 6141486.3649 | 0 | 85232181.4964 | 106001948.418 | 7498942.0933 | 20.3385 | 4190.6756 | 5211.8786 | 85.4326 | 106.2512
1 | 3900 | 707 | 0.035 | 15 | 15 | 7 | 1e-08 | 5spot_SharedNeighbor | Water | Porous | Wet | R245fa | MinimizeLCOE_Brownfield | IgnoreSilica | 163.2218 | 50.4397 | 5.0956 | 4 | 4188.9022 | 5207.9114 | 85.3964 | 106.1703 | 144.5747 | 0 | 143.3559 | 7074064.6439 | 332991.6849 | 7713391.3197 | 7538167.3803 | 0 | 351625.7199 | 0 | 8973993.892 | 23348491.2877 | 15935825.0673 | 71268550.9956 | 961560.8286 | 13149413.2377 | 13149413.2377 | 1478867.319 | 6141486.3649 | 0 | 85379525.0619 | 106149291.9836 | 10000000 | 20.3823 | 4188.9022 | 5207.9114 | 85.3964 | 106.1703
1 | 4000 | 707 | 0.035 | 15 | 15 | 7 | 1e-13 | 5spot_SharedNeighbor | Water | Porous | Wet | R245fa | MinimizeLCOE_Brownfield | IgnoreSilica | 0 | 0 | 0 | 4 | [6 empty] | 10.6692 | [19 empty] | 100 | 0
1 | 4000 | 707 | 0.035 | 15 | 15 | 7 | 1.3335e-13 | 5spot_SharedNeighbor | Water | Porous | Wet | R245fa | MinimizeLCOE_Brownfield | IgnoreSilica | 0 | 0 | 0 | 4 | [6 empty] | 10.7535 | [19 empty] | 133.3521 | 0
1 | 4000 | 707 | 0.035 | 15 | 15 | 7 | 1.7783e-13 | 5spot_SharedNeighbor | Water | Porous | Wet | R245fa | MinimizeLCOE_Brownfield | IgnoreSilica | 0.97664 | 0.17137 | 0.0032408 | 4 | 1197468.174 | 2846602.2306 | 24412.0084 | 58031.8368 | 105.5504 | 0 | 26.9068 | 107116.5842 | 3871.9341 | 83931.5586 | 57658.3106 | 0 | 63042.2306 | 0 | 123092.0411 | 320260.2412 | 218584.1953 | 977557.0957 | 961560.8286 | 13584081.2916 | 13584081.2916 | 1478867.319 | 6315353.5865 | 0 | 15523199.216 | 36901501.4131 | 177.8279 | 0.012963 | 1197468.174 | 2846602.2306 | 24412.0084 | 58031.8368
1 | 4000 | 707 | 0.035 | 15 | 15 | 7 | 2.3714e-13 | 5spot_SharedNeighbor | Water | Porous | Wet | R245fa | MinimizeLCOE_Brownfield | IgnoreSilica | 1.2934 | 0.26232 | 0.0090759 | 4 | 436458.4146 | 1025336.8558 | 8897.7951 | 20902.8787 | 114.5147 | 0 | 27.8274 | 151801.9116 | 5854.5371 | 117227.2446 | 71645.8385 | 0 | 72968.4456 | 0 | 163604.2112 | 425664.5977 | 290524.8345 | 1299291.6208 | 961560.8286 | 13584081.2916 | 13584081.2916 | 1478867.319 | 6315353.5865 | 0 | 15844933.7411 | 37223235.9382 | 237.1374 | 0.036303 | 436458.4146 | 1025336.8558 | 8897.7951 | 20902.8787
1 | 4000 | 707 | 0.035 | 15 | 15 | 7 | 3.1623e-13 | 5spot_SharedNeighbor | Water | Porous | Wet | R245fa | MinimizeLCOE_Brownfield | IgnoreSilica | 1.6903 | 0.38277 | 0.017928 | 4 | 226342.3282 | 524451.0744 | 4614.2945 | 10691.6445 | 121.7992 | 0 | 137.4843 | 205298.5897 | 8346.0539 | 157790.3342 | 89739.4643 | 0 | 83200.6762 | 0 | 212306.2961 | 552377.4325 | 377008.9479 | 1686067.7949 | 961560.8286 | 13584081.2916 | 13584081.2916 | 1478867.319 | 6315353.5865 | 0 | 16231709.9151 | 37610012.1123 | 316.2278 | 0.071713 | 226342.3282 | 524451.0744 | 4614.2945 | 10691.6445
1 | 4000 | 707 | 0.035 | 15 | 15 | 7 | 4.217e-13 | 5spot_SharedNeighbor | Water | Porous | Wet | R245fa | MinimizeLCOE_Brownfield | IgnoreSilica | 2.2154 | 0.54792 | 0.030859 | 4 | 135453.9276 | 308644.6136 | 2761.4115 | 6292.1379 | 127.9338 | 0 | 182.8939 | 271735.2007 | 11548.7859 | 209345.0134 | 114093.3659 | 0 | 95355.181 | 0 | 273810.2433 | 712398.0869 | 486226.3327 | 2174512.2099 | 961560.8286 | 13584081.2916 | 13584081.2916 | 1478867.319 | 6315353.5865 | 0 | 16720154.3302 | 38098456.5273 | 421.6965 | 0.12344 | 135453.9276 | 308644.6136 | 2761.4115 | 6292.1379
1 | 4000 | 707 | 0.035 | 15 | 15 | 7 | 5.6234e-13 | 5spot_SharedNeighbor | Water | Porous | Wet | R245fa | MinimizeLCOE_Brownfield | IgnoreSilica | 2.8961 | 0.76717 | 0.048909 | 4 | 88530.8886 | 197806.8475 | 1804.8219 | 4032.5601 | 132.8952 | 0 | 240.7419 | 351782.6087 | 15501.364 | 273110.102 | 146117.797 | 0 | 109178.1917 | 0 | 349319.1247 | 908856.7072 | 620313.3778 | 2774179.2729 | 961560.8286 | 13584081.2916 | 13584081.2916 | 1478867.319 | 6315353.5865 | 0 | 17319821.3932 | 38698123.5903 | 562.3413 | 0.19564 | 88530.8886 | 197806.8475 | 1804.8219 | 4032.5601
1 | 4000 | 707 | 0.035 | 15 | 15 | 7 | 7.4989e-13 | 5spot_SharedNeighbor | Water | Porous | Wet | R245fa | MinimizeLCOE_Brownfield | IgnoreSilica | 3.8265 | 1.0714 | 0.074291 | 4 | 60894.1241 | 132835.1394 | 1241.4091 | 2708.024 | 137.0289 | 0 | 39.9353 | 452576.3605 | 20551.9658 | 355788.2381 | 190116.9365 | 0 | 127116.8407 | 0 | 446998.6332 | 1162998.7517 | 793770.5452 | 3549918.2718 | 961560.8286 | 13584081.2916 | 13584081.2916 | 1478867.319 | 6315353.5865 | 0 | 18095560.392 | 39473862.5892 | 749.8942 | 0.29716 | 60894.1241 | 132835.1394 | 1241.4091 | 2708.024
1 | 4000 | 707 | 0.035 | 15 | 15 | 7 | 1e-12 | 5spot_SharedNeighbor | Water | Porous | Wet | R245fa | MinimizeLCOE_Brownfield | IgnoreSilica | 5.0595 | 1.479 | 0.10894 | 4 | 43751.6649 | 92810.432 | 891.9369 | 1892.0662 | 140.2896 | 0 | 37.5897 | 575293.4394 | 26759.8906 | 459456.5073 | 249163.5972 | 0 | 148680.1299 | 0 | 569147.8901 | 1480806.0618 | 1010680.5647 | 4519988.0809 | 961560.8286 | 13584081.2916 | 13584081.2916 | 1478867.319 | 6315353.5865 | 0 | 19065630.2011 | 40443932.3983 | 1000 | 0.43577 | 43751.6649 | 92810.432 | 891.9369 | 1892.0662
1 | 4000 | 707 | 0.035 | 15 | 15 | 7 | 1.3335e-12 | 5spot_SharedNeighbor | Water | Porous | Wet | R245fa | MinimizeLCOE_Brownfield | IgnoreSilica | 6.699 | 2.0236 | 0.15566 | 4 | 32569.9381 | 66904.1759 | 663.9822 | 1363.9321 | 142.8029 | 0 | 35.5288 | 724490.1126 | 34331.5338 | 589434.1762 | 328206.5571 | 0 | 174892.0863 | 0 | 722028.2417 | 1878569.3766 | 1282162.2003 | 5734114.2846 | 961560.8286 | 13584081.2916 | 13584081.2916 | 1478867.319 | 6315353.5865 | 0 | 20279756.4049 | 41658058.602 | 1333.5214 | 0.62265 | 32569.9381 | 66904.1759 | 663.9822 | 1363.9321
1 | 4000 | 707 | 0.035 | 15 | 15 | 7 | 1.7783e-12 | 5spot_SharedNeighbor | Water | Porous | Wet | R245fa | MinimizeLCOE_Brownfield | IgnoreSilica | 8.8768 | 2.7444 | 0.21743 | 4 | 25051.8842 | 49632.3784 | 510.7165 | 1011.8232 | 144.609 | 0 | 42.0215 | 904118.8091 | 43408.6311 | 751226.1585 | 432836.9685 | 0 | 206816.6979 | 0 | 911978.8334 | 2372781.8519 | 1619472.3697 | 7242640.32 | 961560.8286 | 13584081.2916 | 13584081.2916 | 1478867.319 | 6315353.5865 | 0 | 21788282.4402 | 43166584.6374 | 1778.2794 | 0.86973 | 25051.8842 | 49632.3784 | 510.7165 | 1011.8232
1 | 4000 | 707 | 0.035 | 15 | 15 | 7 | 2.3714e-12 | 5spot_SharedNeighbor | Water | Porous | Wet | R245fa | MinimizeLCOE_Brownfield | IgnoreSilica | 11.7802 | 3.7221 | 0.3029 | 4 | 19566.9625 | 37211.8915 | 398.899 | 758.6147 | 146.3585 | 0 | 40.3799 | 1128017.4626 | 54808.9893 | 957547.6944 | 572262.1317 | 0 | 245262.9268 | 0 | 1153580.6898 | 3001380.323 | 2048503.7427 | 9161363.9602 | 961560.8286 | 13584081.2916 | 13584081.2916 | 1478867.319 | 6315353.5865 | 0 | 23707006.0805 | 45085308.2776 | 2371.3737 | 1.2116 | 19566.9625 | 37211.8915 | 398.899 | 758.6147
1 | 4000 | 707 | 0.035 | 15 | 15 | 7 | 3.1623e-12 | 5spot_SharedNeighbor | Water | Porous | Wet | R245fa | MinimizeLCOE_Brownfield | IgnoreSilica | 15.6442 | 5.0168 | 0.41549 | 4 | 15709.7133 | 28573.0066 | 320.2638 | 582.4994 | 147.5286 | 0 | 48.2001 | 1398536.837 | 68490.2095 | 1214871.7286 | 758973.035 | 0 | 292533.0052 | 0 | 1456027.878 | 3788285.8661 | 2585582.9451 | 11563301.5046 | 961560.8286 | 13584081.2916 | 13584081.2916 | 1478867.319 | 6315353.5865 | 0 | 26108943.6248 | 47487245.822 | 3162.2777 | 1.662 | 15709.7133 | 28573.0066 | 320.2638 | 582.4994
1 | 4000 | 707 | 0.035 | 15 | 15 | 7 | 4.217e-12 | 5spot_SharedNeighbor | Water | Porous | Wet | R245fa | MinimizeLCOE_Brownfield | IgnoreSilica | 20.7669 | 6.7342 | 0.56506 | 4 | 12883.0181 | 22341.4513 | 262.6377 | 455.4607 | 148.4184 | 0 | 47.6819 | 1727336.8628 | 85052.2811 | 1536624.3052 | 1006308.7131 | 0 | 349825.0213 | 0 | 1835007.4015 | 4774312.847 | 3258566.6204 | 14573034.0524 | 961560.8286 | 13584081.2916 | 13584081.2916 | 1478867.319 | 6315353.5865 | 0 | 29118676.1727 | 50496978.3698 | 4216.965 | 2.2602 | 12883.0181 | 22341.4513 | 262.6377 | 455.4607
1 | 4000 | 707 | 0.035 | 15 | 15 | 7 | 5.6234e-12 | 5spot_SharedNeighbor | Water | Porous | Wet | R245fa | MinimizeLCOE_Brownfield | IgnoreSilica | 27.5662 | 9.015 | 0.76361 | 4 | 10772.4869 | 17771.5458 | 219.6117 | 362.297 | 149.0953 | 0 | 53.011 | 2128048.8795 | 105156.2712 | 1939606.6254 | 1334724.9014 | 0 | 419786.0919 | 0 | 2311655.8801 | 6014454.4142 | 4104988.7223 | 18358421.786 | 961560.8286 | 13584081.2916 | 13584081.2916 | 1478867.319 | 6315353.5865 | 0 | 32904063.9063 | 54282366.1034 | 5623.4133 | 3.0545 | 10772.4869 | 17771.5458 | 219.6117 | 362.297
1 | 4000 | 707 | 0.035 | 15 | 15 | 7 | 7.4989e-12 | 5spot_SharedNeighbor | Water | Porous | Wet | R245fa | MinimizeLCOE_Brownfield | IgnoreSilica | 36.5138 | 12.017 | 1.025 | 4 | 9178.1943 | 14392.3166 | 187.1099 | 293.4068 | 149.607 | 0 | 44.8438 | 2612824.3794 | 129377.065 | 2440239.5576 | 1766909.0739 | 0 | 504240.3261 | 0 | 2906900.2568 | 7563158.181 | 5162010.8659 | 23085659.7057 | 961560.8286 | 13584081.2916 | 13584081.2916 | 1478867.319 | 6315353.5865 | 0 | 37631301.826 | 59009604.0231 | 7498.9421 | 4.1001 | 9178.1943 | 14392.3166 | 187.1099 | 293.4068
1 | 4000 | 707 | 0.035 | 15 | 15 | 7 | 1e-11 | 5spot_SharedNeighbor | Water | Porous | Wet | R245fa | MinimizeLCOE_Brownfield | IgnoreSilica | 48.1728 | 15.9286 | 1.3654 | 4 | 7962.6861 | 11877.0453 | 162.3301 | 242.1296 | 149.9845 | 0 | 43.3061 | 3194298.6791 | 158294.1794 | 3056520.6915 | 2330073.7384 | 0 | 605423.0066 | 0 | 3644398.0151 | 9481976.0664 | 6471643.5004 | 28942627.877 | 961560.8286 | 13584081.2916 | 13584081.2916 | 1478867.319 | 6315353.5865 | 0 | 43488269.9972 | 64866572.1944 | 10000 | 5.4615 | 7962.6861 | 11877.0453 | 162.3301 | 242.1296
1 | 4000 | 707 | 0.035 | 15 | 15 | 7 | 1.3335e-11 | 5spot_SharedNeighbor | Water | Porous | Wet | R245fa | MinimizeLCOE_Brownfield | IgnoreSilica | 63.1226 | 20.9285 | 1.7984 | 4 | 7037.0455 | 10008.8873 | 143.4597 | 204.0447 | 150.2113 | 0 | 58.8206 | 3879273.4236 | 192112.1941 | 3802026.7629 | 3049059.4415 | 0 | 725328.6566 | 0 | 4542642.1867 | 11819023.1457 | 8066726.1536 | 36076191.9647 | 961560.8286 | 13584081.2916 | 13584081.2916 | 1478867.319 | 6315353.5865 | 0 | 50621834.085 | 72000136.2821 | 13335.2143 | 7.1936 | 7037.0455 | 10008.8873 | 143.4597 | 204.0447
1 | 4000 | 707 | 0.035 | 15 | 15 | 7 | 1.7783e-11 | 5spot_SharedNeighbor | Water | Porous | Wet | R245fa | MinimizeLCOE_Brownfield | IgnoreSilica | 79.2197 | 26.2677 | 2.2807 | 4 | 6342.5581 | 8685.9111 | 129.3016 | 177.074 | 150.2183 | 0 | 58.7635 | 4557743.2206 | 225251.7853 | 4559961.0508 | 3820595.506 | 0 | 822138.1683 | 0 | 5454418.9951 | 14191279.3702 | 9685839.7718 | 43317227.8682 | 961560.8286 | 13584081.2916 | 13584081.2916 | 1478867.319 | 6315353.5865 | 0 | 57862869.9885 | 79241172.1856 | 17782.7941 | 9.123 | 6342.5581 | 8685.9111 | 129.3016 | 177.074
1 | 4000 | 707 | 0.035 | 15 | 15 | 7 | 2.3714e-11 | 5spot_SharedNeighbor | Water | Porous | Wet | R245fa | MinimizeLCOE_Brownfield | IgnoreSilica | 91.5165 | 30.2958 | 2.71 | 4 | 5809.02 | 7781.181 | 118.4247 | 158.6299 | 150.0819 | 0 | 77.6955 | 5040751.5769 | 248532.4181 | 5111698.7012 | 4407103.2793 | 0 | 826527.8007 | 0 | 6097499.3727 | 15864442.5986 | 10827808.0552 | 48424363.8025 | 961560.8286 | 13584081.2916 | 13584081.2916 | 1478867.319 | 6315353.5865 | 0 | 62970005.9228 | 84348308.1199 | 23713.7371 | 10.84 | 5809.02 | 7781.181 | 118.4247 | 158.6299
1 | 4000 | 707 | 0.035 | 15 | 15 | 7 | 3.1623e-11 | 5spot_SharedNeighbor | Water | Porous | Wet | R245fa | MinimizeLCOE_Brownfield | IgnoreSilica | 103.2675 | 34.09 | 3.1331 | 4 | 5395.4332 | 7101.2607 | 109.9932 | 144.7688 | 149.8525 | 0 | 96.2806 | 5476202.8547 | 269216.4238 | 5618564.3404 | 4962397.9977 | 0 | 809020.2503 | 0 | 6682806.7281 | 17387292.2743 | 11867184.2503 | 53072685.1194 | 961560.8286 | 13584081.2916 | 13584081.2916 | 1478867.319 | 6315353.5865 | 0 | 67618327.2397 | 88996629.4368 | 31622.7766 | 12.5325 | 5395.4332 | 7101.2607 | 109.9932 | 144.7688
1 | 4000 | 707 | 0.035 | 15 | 15 | 7 | 4.217e-11 | 5spot_SharedNeighbor | Water | Porous | Wet | R245fa | MinimizeLCOE_Brownfield | IgnoreSilica | 114.0197 | 37.5066 | 3.5299 | 4 | 5076.2159 | 6590.2962 | 103.4855 | 134.3521 | 149.5674 | 0 | 96.6559 | 5853688.4163 | 286860.4459 | 6065853.4315 | 5464683.7073 | 0 | 773903.5387 | 0 | 7193545.9205 | 18716130.8859 | 12774143.9077 | 57128810.2538 | 961560.8286 | 13584081.2916 | 13584081.2916 | 1478867.319 | 6315353.5865 | 0 | 71674452.374 | 93052754.5711 | 42169.6503 | 14.1197 | 5076.2159 | 6590.2962 | 103.4855 | 134.3521
1 | 4000 | 707 | 0.035 | 15 | 15 | 7 | 5.6234e-11 | 5spot_SharedNeighbor | Water | Porous | Wet | R245fa | MinimizeLCOE_Brownfield | IgnoreSilica | 123.466 | 40.4613 | 3.8858 | 4 | 4830.7221 | 6206.119 | 98.4808 | 126.5201 | 149.2635 | 0 | 117.8017 | 6169882.8808 | 301409.0186 | 6446516.9759 | 5901811.7932 | 0 | 726745.7728 | 0 | 7623082.9121 | 19833698.028 | 13536906.4458 | 60540053.8273 | 961560.8286 | 13584081.2916 | 13584081.2916 | 1478867.319 | 6315353.5865 | 0 | 75085695.9475 | 96463998.1447 | 56234.1325 | 15.5434 | 4830.7221 | 6206.119 | 98.4808 | 126.5201
1 | 4000 | 707 | 0.035 | 15 | 15 | 7 | 7.4989e-11 | 5spot_SharedNeighbor | Water | Porous | Wet | R245fa | MinimizeLCOE_Brownfield | IgnoreSilica | 131.4929 | 42.9349 | 4.1933 | 4 | 4642.5561 | 5917.1052 | 94.6448 | 120.6282 | 148.9692 | 0 | 109.6596 | 6427691.6005 | 313095.8729 | 6761247.1425 | 6269973.9926 | 0 | 673525.3412 | 0 | 7973758.2403 | 20746083.2987 | 14159628.1407 | 63325003.6294 | 961560.8286 | 13584081.2916 | 13584081.2916 | 1478867.319 | 6315353.5865 | 0 | 77870645.7496 | 99248947.9468 | 74989.4209 | 16.7732 | 4642.5561 | 5917.1052 | 94.6448 | 120.6282
1 | 4000 | 707 | 0.035 | 15 | 15 | 7 | 1e-10 | 5spot_SharedNeighbor | Water | Porous | Wet | R245fa | MinimizeLCOE_Brownfield | IgnoreSilica | 140.6038 | 45.7224 | 4.5079 | 4 | 4496.4635 | 5682.0768 | 91.6665 | 115.8368 | 148.642 | 0 | 118.8134 | 6712424.4808 | 325928.5031 | 7111729.0425 | 6685832.841 | 0 | 645060.4454 | 0 | 8377580.372 | 21796745.6499 | 14876726.7844 | 66532028.1191 | 961560.8286 | 13584081.2916 | 13584081.2916 | 1478867.319 | 6315353.5865 | 0 | 81077670.2393 | 102455972.4365 | 100000 | 18.0314 | 4496.4635 | 5682.0768 | 91.6665 | 115.8368
1 | 4000 | 707 | 0.035 | 15 | 15 | 7 | 1.3335e-10 | 5spot_SharedNeighbor | Water | Porous | Wet | R245fa | MinimizeLCOE_Brownfield | IgnoreSilica | 146.3897 | 47.4775 | 4.7319 | 4 | 4384.4827 | 5513.9525 | 89.3836 | 112.4094 | 148.4292 | 0 | 116.8196 | 6888449.9873 | 333795.5058 | 7330326.1571 | 6948598.3621 | 0 | 596686.605 | 0 | 8618164.0807 | 22422695.1096 | 15303950.1526 | 68442665.9602 | 961560.8286 | 13584081.2916 | 13584081.2916 | 1478867.319 | 6315353.5865 | 0 | 82988308.0805 | 104366610.2776 | 133352.1432 | 18.9277 | 4384.4827 | 5513.9525 | 89.3836 | 112.4094
1 | 4000 | 707 | 0.035 | 15 | 15 | 7 | 1.7783e-10 | 5spot_SharedNeighbor | Water | Porous | Wet | R245fa | MinimizeLCOE_Brownfield | IgnoreSilica | 150.9445 | 48.8483 | 4.9109 | 4 | 4299.2284 | 5387.5338 | 87.6456 | 109.8322 | 148.255 | 0 | 127.418 | 7024132.1728 | 339811.8611 | 7500034.5682 | 7154508.5708 | 0 | 552135.7459 | 0 | 8802542.9383 | 22902411.0757 | 15631366.1567 | 69906943.0896 | 961560.8286 | 13584081.2916 | 13584081.2916 | 1478867.319 | 6315353.5865 | 0 | 84452585.2098 | 105830887.407 | 177827.941 | 19.6437 | 4299.2284 | 5387.5338 | 87.6456 | 109.8322
1 | 4000 | 707 | 0.035 | 15 | 15 | 7 | 2.3714e-10 | 5spot_SharedNeighbor | Water | Porous | Wet | R245fa | MinimizeLCOE_Brownfield | IgnoreSilica | 154.4749 | 49.9042 | 5.0514 | 4 | 4234.4858 | 5292.5154 | 86.3257 | 107.8951 | 148.1161 | 0 | 119.5906 | 7127579.1277 | 344369.6879 | 7630156.8658 | 7313527.1161 | 0 | 512874.8679 | 0 | 8942117.9895 | 23265556.7282 | 15879220.5264 | 71015402.9096 | 961560.8286 | 13584081.2916 | 13584081.2916 | 1478867.319 | 6315353.5865 | 0 | 85561045.0299 | 106939347.227 | 237137.3706 | 20.2058 | 4234.4858 | 5292.5154 | 86.3257 | 107.8951
1 | 4000 | 707 | 0.035 | 15 | 15 | 7 | 3.1623e-10 | 5spot_SharedNeighbor | Water | Porous | Wet | R245fa | MinimizeLCOE_Brownfield | IgnoreSilica | 157.164 | 50.7045 | 5.16 | 4 | 4185.4233 | 5221.1954 | 85.3255 | 106.4411 | 148.008 | 0 | 136.1926 | 7205378.0473 | 347780.2084 | 7728447.227 | 7434304.286 | 0 | 479269.3051 | 0 | 9046119.8387 | 23536148.2061 | 16063904.7701 | 71841351.8887 | 961560.8286 | 13584081.2916 | 13584081.2916 | 1478867.319 | 6315353.5865 | 0 | 86386994.009 | 107765296.2061 | 316227.766 | 20.64 | 4185.4233 | 5221.1954 | 85.3255 | 106.4411
1 | 4000 | 707 | 0.035 | 15 | 15 | 7 | 4.217e-10 | 5spot_SharedNeighbor | Water | Porous | Wet | R245fa | MinimizeLCOE_Brownfield | IgnoreSilica | 159.2466 | 51.3214 | 5.2442 | 4 | 4148.2996 | 5167.4458 | 84.5687 | 105.3454 | 147.9229 | 0 | 129.0491 | 7265022.8708 | 350387.3136 | 7804013.0847 | 7527562.0154 | 0 | 451776.6471 | 0 | 9125517.1533 | 23742723.732 | 16204896.8113 | 72471899.6284 | 961560.8286 | 13584081.2916 | 13584081.2916 | 1478867.319 | 6315353.5865 | 0 | 87017541.7486 | 108395843.9458 | 421696.5034 | 20.9767 | 4148.2996 | 5167.4458 | 84.5687 | 105.3454
1 | 4000 | 707 | 0.035 | 15 | 15 | 7 | 5.6234e-10 | 5spot_SharedNeighbor | Water | Porous | Wet | R245fa | MinimizeLCOE_Brownfield | IgnoreSilica | 160.7741 | 51.7725 | 5.3073 | 4 | 4120.2598 | 5127.2862 | 83.9971 | 104.5267 | 147.8598 | 0 | 123.5957 | 7308443.1404 | 352279.6874 | 7859161.7793 | 7595838.7348 | 0 | 428982.7691 | 0 | 9182435.3833 | 23890813.2908 | 16305970.9781 | 72923925.7631 | 961560.8286 | 13584081.2916 | 13584081.2916 | 1478867.319 | 6315353.5865 | 0 | 87469567.8833 | 108847870.0805 | 562341.3252 | 21.2291 | 4120.2598 | 5127.2862 | 83.9971 | 104.5267
1 | 4000 | 707 | 0.035 | 15 | 15 | 7 | 7.4989e-10 | 5spot_SharedNeighbor | Water | Porous | Wet | R245fa | MinimizeLCOE_Brownfield | IgnoreSilica | 161.9145 | 52.1085 | 5.3549 | 4 | 4099.1099 | 5097.1754 | 83.5659 | 103.9128 | 147.8123 | 0 | 119.0509 | 7340681.4835 | 353681.5552 | 7900185.9702 | 7646746.5856 | 0 | 410698.5268 | 0 | 9224277.7073 | 23999678.4348 | 16380273.6758 | 73256223.939 | 961560.8286 | 13584081.2916 | 13584081.2916 | 1478867.319 | 6315353.5865 | 0 | 87801866.0592 | 109180168.2564 | 749894.2093 | 21.4197 | 4099.1099 | 5097.1754 | 83.5659 | 103.9128
1 | 4000 | 707 | 0.035 | 15 | 15 | 7 | 1e-09 | 5spot_SharedNeighbor | Water | Porous | Wet | R245fa | MinimizeLCOE_Brownfield | IgnoreSilica | 162.7808 | 52.3633 | 5.3912 | 4 | 4083.175 | 5074.5326 | 83.241 | 103.4512 | 147.776 | 0 | 154.4303 | 7365072.4214 | 354740.3878 | 7931268.285 | 7685384.289 | 0 | 396398.8692 | 0 | 9255817.0584 | 24081737.3568 | 16436280.5762 | 73506699.2437 | 961560.8286 | 13584081.2916 | 13584081.2916 | 1478867.319 | 6315353.5865 | 0 | 88052341.3639 | 109430643.5611 | 1000000 | 21.5647 | 4083.175 | 5074.5326 | 83.241 | 103.4512
1 | 4000 | 707 | 0.035 | 15 | 15 | 7 | 1.3335e-09 | 5spot_SharedNeighbor | Water | Porous | Wet | R245fa | MinimizeLCOE_Brownfield | IgnoreSilica | 163.407 | 52.5473 | 5.4179 | 4 | 4071.1807 | 5057.638 | 82.9965 | 103.1068 | 147.7496 | 0 | 150.7408 | 7382647.4274 | 355502.3243 | 7953689.251 | 7713291.659 | 0 | 385030.9649 | 0 | 9278163.0344 | 24139877.0026 | 16475962.0791 | 73684163.7427 | 961560.8286 | 13584081.2916 | 13584081.2916 | 1478867.319 | 6315353.5865 | 0 | 88229805.863 | 109608108.0601 | 1333521.4322 | 21.6718 | 4071.1807 | 5057.638 | 82.9965 | 103.1068
1 | 4000 | 707 | 0.035 | 15 | 15 | 7 | 1.7783e-09 | 5spot_SharedNeighbor | Water | Porous | Wet | R245fa | MinimizeLCOE_Brownfield | IgnoreSilica | 163.8823 | 52.6868 | 5.4382 | 4 | 4062.1597 | 5044.9364 | 82.8126 | 102.8479 | 147.7295 | 0 | 141.5222 | 7395955.8528 | 356078.7521 | 7970680.4487 | 7734460.6247 | 0 | 376312.5831 | 0 | 9295060.422 | 24183840.5389 | 16505968.096 | 73818357.3183 | 961560.8286 | 13584081.2916 | 13584081.2916 | 1478867.319 | 6315353.5865 | 0 | 88363999.4385 | 109742301.6356 | 1778279.41 | 21.753 | 4062.1597 | 5044.9364 | 82.8126 | 102.8479
1 | 4000 | 707 | 0.035 | 15 | 15 | 7 | 2.3714e-09 | 5spot_SharedNeighbor | Water | Porous | Wet | R245fa | MinimizeLCOE_Brownfield | IgnoreSilica | 164.2307 | 52.7889 | 5.4533 | 4 | 4055.3793 | 5035.4386 | 82.6744 | 102.6542 | 147.7147 | 0 | 145.4685 | 7405694.4729 | 356500.2469 | 7983121.5488 | 7749971.8934 | 0 | 369551.3945 | 0 | 9307287.427 | 24215652.698 | 16527680.5483 | 73915460.2297 | 961560.8286 | 13584081.2916 | 13584081.2916 | 1478867.319 | 6315353.5865 | 0 | 88461102.3499 | 109839404.5471 | 2371373.7057 | 21.8133 | 4055.3793 | 5035.4386 | 82.6744 | 102.6542
1 | 4000 | 707 | 0.035 | 15 | 15 | 7 | 3.1623e-09 | 5spot_SharedNeighbor | Water | Porous | Wet | R245fa | MinimizeLCOE_Brownfield | IgnoreSilica | 164.4935 | 52.866 | 5.4647 | 4 | 4050.2856 | 5028.306 | 82.5706 | 102.5088 | 147.7035 | 0 | 138.2897 | 7413032.4358 | 356817.6734 | 7992499.8812 | 7761670.7153 | 0 | 364411.643 | 0 | 9316488.616 | 24239592.3042 | 16544019.8215 | 73988533.0904 | 961560.8286 | 13584081.2916 | 13584081.2916 | 1478867.319 | 6315353.5865 | 0 | 88534175.2107 | 109912477.4078 | 3162277.6602 | 21.8587 | 4050.2856 | 5028.306 | 82.5706 | 102.5088
1 | 4000 | 707 | 0.035 | 15 | 15 | 7 | 4.217e-09 | 5spot_SharedNeighbor | Water | Porous | Wet | R245fa | MinimizeLCOE_Brownfield | IgnoreSilica | 164.6936 | 52.9246 | 5.4733 | 4 | 4046.4607 | 5022.9432 | 82.4926 | 102.3995 | 147.695 | 0 | 137.3737 | 7418611.9226 | 357058.9389 | 7999633.0785 | 7770572.3867 | 0 | 360536.8551 | 0 | 9323501.1409 | 24257837.4556 | 16556472.5122 | 74044224.2905 | 961560.8286 | 13584081.2916 | 13584081.2916 | 1478867.319 | 6315353.5865 | 0 | 88589866.4107 | 109968168.6079 | 4216965.0343 | 21.8932 | 4046.4607 | 5022.9432 | 82.4926 | 102.3995
1 | 4000 | 707 | 0.035 | 15 | 15 | 7 | 5.6234e-09 | 5spot_SharedNeighbor | Water | Porous | Wet | R245fa | MinimizeLCOE_Brownfield | IgnoreSilica | 160 | 51.5426 | 5.3685 | 4 | 4043.5742 | 5039.1223 | 82.4337 | 102.7293 | 147.8897 | 0 | 127.7802 | 7286263.0807 | 351307.0513 | 7831081.7885 | 7561124.0271 | 0 | 308860.0772 | 0 | 9102068.0497 | 23681713.9743 | 16163256.398 | 72285674.4468 | 961560.8286 | 13584081.2916 | 13584081.2916 | 1478867.319 | 6315353.5865 | 0 | 86831316.567 | 108209618.7642 | 5623413.2519 | 21.4739 | 4043.5742 | 5039.1223 | 82.4337 | 102.7293
1 | 4000 | 707 | 0.035 | 15 | 15 | 7 | 7.4989e-09 | 5spot_SharedNeighbor | Water | Porous | Wet | R245fa | MinimizeLCOE_Brownfield | IgnoreSilica | 164.9493 | 52.9995 | 5.4845 | 4 | 4041.4344 | 5015.9302 | 82.3901 | 102.2565 | 147.6841 | 0 | 141.4802 | 7425739.1274 | 357366.9972 | 8008748.1409 | 7781951.8554 | 0 | 355321.8133 | 0 | 9332359.8943 | 24280886.1148 | 16572203.6957 | 74114577.6389 | 961560.8286 | 13584081.2916 | 13584081.2916 | 1478867.319 | 6315353.5865 | 0 | 88660219.7592 | 110038521.9563 | 7498942.0933 | 21.9378 | 4041.4344 | 5015.9302 | 82.3901 | 102.2565
1 | 4000 | 707 | 0.035 | 15 | 15 | 7 | 1e-08 | 5spot_SharedNeighbor | Water | Porous | Wet | R245fa | MinimizeLCOE_Brownfield | IgnoreSilica | 165.0271 | 53.0223 | 5.4879 | 4 | 4039.8175 | 5013.6935 | 82.3571 | 102.2109 | 147.6808 | 0 | 136.3321 | 7427905.0595 | 357460.5807 | 8011518.9557 | 7785412.0819 | 0 | 353587.0945 | 0 | 9334994.6712 | 24287741.2637 | 16576882.4756 | 74135502.1828 | 961560.8286 | 13584081.2916 | 13584081.2916 | 1478867.319 | 6315353.5865 | 0 | 88681144.303 | 110059446.5001 | 10000000 | 21.9518 | 4039.8175 | 5013.6935 | 82.3571 | 102.2109
1 | 4100 | 707 | 0.035 | 15 | 15 | 7 | 1e-13 | 5spot_SharedNeighbor | Water | Porous | Wet | R245fa | MinimizeLCOE_Brownfield | IgnoreSilica | 0 | 0 | 0 | 4 | [6 empty] | 10.9482 | [19 empty] | 100 | 0
1 | 4100 | 707 | 0.035 | 15 | 15 | 7 | 1.3335e-13 | 5spot_SharedNeighbor | Water | Porous | Wet | R245fa | MinimizeLCOE_Brownfield | IgnoreSilica | 0 | 0 | 0 | 4 | [6 empty] | 10.6612 | [19 empty] | 133.3521 | 0
1 | 4100 | 707 | 0.035 | 15 | 15 | 7 | 1.7783e-13 | 5spot_SharedNeighbor | Water | Porous | Wet | R245fa | MinimizeLCOE_Brownfield | IgnoreSilica | 1.0155 | 0.18653 | 0.0043762 | 4 | 915189.8236 | 2171715.1336 | 18657.3824 | 44273.3505 | 108.297 | 0 | 30.6987 | 115570.142 | 4259.8963 | 89641.7245 | 59752.0066 | 0 | 64591.8171 | 0 | 130188.0787 | 338722.6755 | 231185.1861 | 1033911.5268 | 961560.8286 | 14024609.4364 | 14024609.4364 | 1478867.319 | 6491564.8444 | 0 | 16020081.7918 | 38015123.3917 | 177.8279 | 0.017505 | 915189.8236 | 2171715.1336 | 18657.3824 | 44273.3505
1 | 4100 | 707 | 0.035 | 15 | 15 | 7 | 2.3714e-13 | 5spot_SharedNeighbor | Water | Porous | Wet | R245fa | MinimizeLCOE_Brownfield | IgnoreSilica | 1.325 | 0.27908 | 0.010865 | 4 | 375963.8909 | 882043.5672 | 7664.5324 | 17981.6512 | 116.9611 | 0 | 29.9695 | 160667.9208 | 6304.4107 | 122965.5843 | 73733.1149 | 0 | 73435.1752 | 0 | 170471.4203 | 443531.6671 | 302719.4764 | 1353828.7697 | 961560.8286 | 14024609.4364 | 14024609.4364 | 1478867.319 | 6491564.8444 | 0 | 16339999.0347 | 38335040.6346 | 237.1374 | 0.043462 | 375963.8909 | 882043.5672 | 7664.5324 | 17981.6512
1 | 4100 | 707 | 0.035 | 15 | 15 | 7 | 3.1623e-13 | 5spot_SharedNeighbor | Water | Porous | Wet | R245fa | MinimizeLCOE_Brownfield | IgnoreSilica | 1.7292 | 0.40652 | 0.020722 | 4 | 201994.4791 | 467351.5282 | 4117.9307 | 9527.593 | 124.3851 | 0 | 145.8178 | 216934.3388 | 8980.107 | 165278.5509 | 92469.4895 | 0 | 83564.0464 | 0 | 221218.3477 | 575564.7627 | 392834.7772 | 1756844.4203 | 961560.8286 | 14024609.4364 | 14024609.4364 | 1478867.319 | 6491564.8444 | 0 | 16743014.6853 | 38738056.2852 | 316.2278 | 0.082888 | 201994.4791 | 467351.5282 | 4117.9307 | 9527.593
1 | 4100 | 707 | 0.035 | 15 | 15 | 7 | 4.217e-13 | 5spot_SharedNeighbor | Water | Porous | Wet | R245fa | MinimizeLCOE_Brownfield | IgnoreSilica | 2.2543 | 0.57836 | 0.03495 | 4 | 123348.9055 | 280682.8565 | 2514.6343 | 5722.0997 | 130.5609 | 0 | 186.1596 | 285799.9558 | 12375.1309 | 218207.85 | 117484.4444 | 0 | 95105.8154 | 0 | 284299.5466 | 739689.1024 | 504853.0115 | 2257814.857 | 961560.8286 | 14024609.4364 | 14024609.4364 | 1478867.319 | 6491564.8444 | 0 | 17243985.122 | 39239026.7219 | 421.6965 | 0.1398 | 123348.9055 | 280682.8565 | 2514.6343 | 5722.0997
1 | 4100 | 707 | 0.035 | 15 | 15 | 7 | 5.6234e-13 | 5spot_SharedNeighbor | Water | Porous | Wet | R245fa | MinimizeLCOE_Brownfield | IgnoreSilica | 2.9739 | 0.81937 | 0.055391 | 4 | 80771.0084 | 180041.8918 | 1646.6263 | 3670.3975 | 135.8222 | 0 | 258.1796 | 373302.6111 | 16794.6862 | 287316.7275 | 151955.9783 | 0 | 110149.473 | 0 | 366412.5957 | 953330.4124 | 650667.5954 | 2909930.0795 | 961560.8286 | 14024609.4364 | 14024609.4364 | 1478867.319 | 6491564.8444 | 0 | 17896100.3445 | 39891141.9444 | 562.3413 | 0.22157 | 80771.0084 | 180041.8918 | 1646.6263 | 3670.3975
1 | 4100 | 707 | 0.035 | 15 | 15 | 7 | 7.4989e-13 | 5spot_SharedNeighbor | Water | Porous | Wet | R245fa | MinimizeLCOE_Brownfield | IgnoreSilica | 3.9191 | 1.1414 | 0.083547 | 4 | 55973.95 | 121790.2487 | 1141.1047 | 2482.859 | 140.0105 | 0 | 39.3661 | 479404.9929 | 22245.1703 | 373511.716 | 197979.8821 | 0 | 127816.6817 | 0 | 468373.7927 | 1218612.5321 | 831728.0931 | 3719672.8608 | 961560.8286 | 14024609.4364 | 14024609.4364 | 1478867.319 | 6491564.8444 | 0 | 18705843.1259 | 40700884.7257 | 749.8942 | 0.33419 | 55973.95 | 121790.2487 | 1141.1047 | 2482.859
1 | 4100 | 707 | 0.035 | 15 | 15 | 7 | 1e-12 | 5spot_SharedNeighbor | Water | Porous | Wet | R245fa | MinimizeLCOE_Brownfield | IgnoreSilica | 5.1689 | 1.5718 | 0.1219 | 4 | 40436.9639 | 85545.2838 | 824.3622 | 1743.9563 | 143.3212 | 0 | 48.7315 | 608458.1554 | 28943.8666 | 481412.6551 | 259703.2294 | 0 | 148995.022 | 0 | 595730.0421 | 1549967.3686 | 1057884.5777 | 4731094.9171 | 961560.8286 | 14024609.4364 | 14024609.4364 | 1478867.319 | 6491564.8444 | 0 | 19717265.1821 | 41712306.782 | 1000 | 0.4876 | 40436.9639 | 85545.2838 | 824.3622 | 1743.9563
1 | 4100 | 707 | 0.035 | 15 | 15 | 7 | 1.3335e-12 | 5spot_SharedNeighbor | Water | Porous | Wet | R245fa | MinimizeLCOE_Brownfield | IgnoreSilica | 6.8474 | 2.1509 | 0.17359 | 4 | 30226.8385 | 61903.2318 | 616.215 | 1261.9811 | 145.8958 | 0 | 48.876 | 766176.6102 | 37134.1864 | 617682.1821 | 341611.5334 | 0 | 175353.7962 | 0 | 755803.7403 | 1966446.2955 | 1342140.0031 | 6002348.3471 | 961560.8286 | 14024609.4364 | 14024609.4364 | 1478867.319 | 6491564.8444 | 0 | 20988518.6122 | 42983560.212 | 1333.5214 | 0.69437 | 30226.8385 | 61903.2318 | 616.215 | 1261.9811
1 | 4100 | 707 | 0.035 | 15 | 15 | 7 | 1.7783e-12 | 5spot_SharedNeighbor | Water | Porous | Wet | R245fa | MinimizeLCOE_Brownfield | IgnoreSilica | 9.0548 | 2.9155 | 0.24253 | 4 | 23260.9989 | 45933.5206 | 474.2069 | 936.4169 | 147.8518 | 0 | 38.5785 | 956305.2354 | 47019.7392 | 786817.0207 | 450492.5039 | 0 | 206618.8424 | 0 | 954428.8032 | 2483227.9658 | 1694854.1119 | 7579764.2225 | 961560.8286 | 14024609.4364 | 14024609.4364 | 1478867.319 | 6491564.8444 | 0 | 22565934.4875 | 44560976.0874 | 1778.2794 | 0.97012 | 23260.9989 | 45933.5206 | 474.2069 | 936.4169
1 | 4100 | 707 | 0.035 | 15 | 15 | 7 | 2.3714e-12 | 5spot_SharedNeighbor | Water | Porous | Wet | R245fa | MinimizeLCOE_Brownfield | IgnoreSilica | 12.0238 | 3.954 | 0.33696 | 4 | 18238.3696 | 34556.9388 | 371.8138 | 704.4899 | 149.5438 | 0 | 46.4882 | 1193024.5411 | 59374.8158 | 1002871.159 | 597703.4839 | 0 | 245410.0318 | 0 | 1208369.7724 | 3143930.277 | 2145797.0154 | 9596481.0964 | 961560.8286 | 14024609.4364 | 14024609.4364 | 1478867.319 | 6491564.8444 | 0 | 24582651.3615 | 46577692.9613 | 2371.3737 | 1.3479 | 18238.3696 | 34556.9388 | 371.8138 | 704.4899
1 | 4100 | 707 | 0.035 | 15 | 15 | 7 | 3.1623e-12 | 5spot_SharedNeighbor | Water | Porous | Wet | R245fa | MinimizeLCOE_Brownfield | IgnoreSilica | 15.9802 | 5.3324 | 0.4617 | 4 | 14674.6104 | 26584.3299 | 299.1618 | 541.9575 | 150.7482 | 0 | 39.1034 | 1479545.0361 | 74210.2021 | 1272966.8431 | 791839.5734 | 0 | 293004.2344 | 0 | 1525510.6968 | 3969065.9077 | 2708969.0381 | 12115111.5317 | 961560.8286 | 14024609.4364 | 14024609.4364 | 1478867.319 | 6491564.8444 | 0 | 27101281.7967 | 49096323.3966 | 3162.2777 | 1.8468 | 14674.6104 | 26584.3299 | 299.1618 | 541.9575
1 | 4100 | 707 | 0.035 | 15 | 15 | 7 | 4.217e-12 | 5spot_SharedNeighbor | Water | Porous | Wet | R245fa | MinimizeLCOE_Brownfield | IgnoreSilica | 21.2079 | 7.1561 | 0.62731 | 4 | 12056.4745 | 20822.1422 | 245.7875 | 424.4875 | 151.6604 | 0 | 50.9683 | 1827174.709 | 92158.7052 | 1609775.5554 | 1049578.5383 | 0 | 350275.7933 | 0 | 1922295.6875 | 5001419.0617 | 3413571.2785 | 15266249.3288 | 961560.8286 | 14024609.4364 | 14024609.4364 | 1478867.319 | 6491564.8444 | 0 | 30252419.5939 | 52247461.1937 | 4216.965 | 2.5092 | 12056.4745 | 20822.1422 | 245.7875 | 424.4875
1 | 4100 | 707 | 0.035 | 15 | 15 | 7 | 5.6234e-12 | 5spot_SharedNeighbor | Water | Porous | Wet | R245fa | MinimizeLCOE_Brownfield | IgnoreSilica | 28.1191 | 9.5725 | 0.84739 | 4 | 10095.1299 | 16584.2125 | 205.8029 | 338.0916 | 152.3527 | 0 | 44.7379 | 2250567.2137 | 113985.718 | 2030619.2182 | 1394390.6083 | 0 | 419723.3054 | 0 | 2421621.5648 | 6300562.5688 | 4300263.4168 | 19231733.6141 | 961560.8286 | 14024609.4364 | 14024609.4364 | 1478867.319 | 6491564.8444 | 0 | 34217903.8791 | 56212945.479 | 5623.4133 | 3.3895 | 10095.1299 | 16584.2125 | 205.8029 | 338.0916
1 | 4100 | 707 | 0.035 | 15 | 15 | 7 | 7.4989e-12 | 5spot_SharedNeighbor | Water | Porous | Wet | R245fa | MinimizeLCOE_Brownfield | IgnoreSilica | 37.23 | 12.7624 | 1.1381 | 4 | 8609.5536 | 13440.9096 | 175.5174 | 274.0111 | 152.8776 | 0 | 52.9581 | 2764730.863 | 140416.4842 | 2554947.5487 | 1852213.03 | 0 | 504083.218 | 0 | 3048392.5461 | 7931292.0938 | 5413269.8258 | 24209345.6097 | 961560.8286 | 14024609.4364 | 14024609.4364 | 1478867.319 | 6491564.8444 | 0 | 39195515.8747 | 61190557.4746 | 7498.9421 | 4.5526 | 8609.5536 | 13440.9096 | 175.5174 | 274.0111
1 | 4100 | 707 | 0.035 | 15 | 15 | 7 | 1e-11 | 5spot_SharedNeighbor | Water | Porous | Wet | R245fa | MinimizeLCOE_Brownfield | IgnoreSilica | 49.0937 | 16.9107 | 1.5154 | 4 | 7479.6655 | 11108.1918 | 152.4831 | 226.4555 | 153.2632 | 0 | 51.034 | 3379760.789 | 171828.7708 | 3199250.7994 | 2444129.1526 | 0 | 605107.8662 | 0 | 3822030.1774 | 9944138.5155 | 6787078.8684 | 30353324.9394 | 961560.8286 | 14024609.4364 | 14024609.4364 | 1478867.319 | 6491564.8444 | 0 | 45339495.2045 | 67334536.8043 | 10000 | 6.0617 | 7479.6655 | 11108.1918 | 152.4831 | 226.4555
1 | 4100 | 707 | 0.035 | 15 | 15 | 7 | 1.3335e-11 | 5spot_SharedNeighbor | Water | Porous | Wet | R245fa | MinimizeLCOE_Brownfield | IgnoreSilica | 64.2869 | 22.2047 | 1.9945 | 4 | 6619.7934 | 9376.7844 | 134.9534 | 191.1584 | 153.4874 | 0 | 58.7264 | 4103114.7568 | 208485.5461 | 3977501.6628 | 3198775.5193 | 0 | 724872.7685 | 0 | 4762972.5989 | 12392277.6822 | 8457984.154 | 37825984.6886 | 961560.8286 | 14024609.4364 | 14024609.4364 | 1478867.319 | 6491564.8444 | 0 | 52812154.9536 | 74807196.5535 | 13335.2143 | 7.9779 | 6619.7934 | 9376.7844 | 134.9534 | 191.1584
1 | 4100 | 707 | 0.035 | 15 | 15 | 7 | 1.7783e-11 | 5spot_SharedNeighbor | Water | Porous | Wet | R245fa | MinimizeLCOE_Brownfield | IgnoreSilica | 83.1226 | 28.6998 | 2.5753 | 4 | 5978.6116 | 8113.7988 | 121.8821 | 165.4108 | 153.4565 | 0 | 64.5694 | 4921758.509 | 249411.4676 | 4883888.7564 | 4127925.602 | 0 | 862876.7082 | 0 | 5867885.8069 | 15267035.2006 | 10420065.2306 | 46600847.2813 | 961560.8286 | 14024609.4364 | 14024609.4364 | 1478867.319 | 6491564.8444 | 0 | 61587017.5464 | 83582059.1462 | 17782.7941 | 10.3012 | 5978.6116 | 8113.7988 | 121.8821 | 165.4108
1 | 4100 | 707 | 0.035 | 15 | 15 | 7 | 2.3714e-11 | 5spot_SharedNeighbor | Water | Porous | Wet | R245fa | MinimizeLCOE_Brownfield | IgnoreSilica | 95.4413 | 32.8815 | 3.0374 | 4 | 5497.3952 | 7307.7235 | 112.0718 | 148.9778 | 153.2783 | 0 | 68.4882 | 5416847.1175 | 273734.2559 | 5445984.8608 | 4729383.1873 | 0 | 860424.8832 | 0 | 6523285.9788 | 16972252.0069 | 11583910.7396 | 51805823.03 | 961560.8286 | 14024609.4364 | 14024609.4364 | 1478867.319 | 6491564.8444 | 0 | 66791993.295 | 88787034.8949 | 23713.7371 | 12.1498 | 5497.3952 | 7307.7235 | 112.0718 | 148.9778
1 | 4100 | 707 | 0.035 | 15 | 15 | 7 | 3.1623e-11 | 5spot_SharedNeighbor | Water | Porous | Wet | R245fa | MinimizeLCOE_Brownfield | IgnoreSilica | 107.1649 | 36.8001 | 3.4887 | 4 | 5124.4783 | 6700.6482 | 104.4694 | 136.6018 | 153.0101 | 0 | 101.8505 | 5861377.3214 | 295217.5349 | 5960361.1411 | 5296071.1892 | 0 | 836882.1058 | 0 | 7117464.624 | 18518182.959 | 12639040.3801 | 56524597.2555 | 961560.8286 | 14024609.4364 | 14024609.4364 | 1478867.319 | 6491564.8444 | 0 | 71510767.5205 | 93505809.1204 | 31622.7766 | 13.9547 | 5124.4783 | 6700.6482 | 104.4694 | 136.6018
1 | 4100 | 707 | 0.035 | 15 | 15 | 7 | 4.217e-11 | 5spot_SharedNeighbor | Water | Porous | Wet | R245fa | MinimizeLCOE_Brownfield | IgnoreSilica | 117.6855 | 40.2459 | 3.9022 | 4 | 4836.8084 | 6245.9559 | 98.6049 | 127.3323 | 152.6968 | 0 | 115.6328 | 6237140.5984 | 312963.1054 | 6404321.3935 | 5787754.6832 | 0 | 794611.1441 | 0 | 7619348.4606 | 19823981.7513 | 13530274.8874 | 60510396.0241 | 961560.8286 | 14024609.4364 | 14024609.4364 | 1478867.319 | 6491564.8444 | 0 | 75496566.2891 | 97491607.889 | 42169.6503 | 15.6088 | 4836.8084 | 6245.9559 | 98.6049 | 127.3323
1 | 4100 | 707 | 0.035 | 15 | 15 | 7 | 5.6234e-11 | 5spot_SharedNeighbor | Water | Porous | Wet | R245fa | MinimizeLCOE_Brownfield | IgnoreSilica | 126.9427 | 43.2244 | 4.2704 | 4 | 4615.4435 | 5903.0873 | 94.0921 | 120.3424 | 152.3699 | 0 | 129.2135 | 6551699.7395 | 327526.9158 | 6782457.6564 | 6211848.3238 | 0 | 742498.7338 | 0 | 8040252.234 | 20919087.0303 | 14277706.7424 | 63853077.3759 | 961560.8286 | 14024609.4364 | 14024609.4364 | 1478867.319 | 6491564.8444 | 0 | 78839247.6409 | 100834289.2408 | 56234.1325 | 17.0816 | 4615.4435 | 5903.0873 | 94.0921 | 120.3424
1 | 4100 | 707 | 0.035 | 15 | 15 | 7 | 7.4989e-11 | 5spot_SharedNeighbor | Water | Porous | Wet | R245fa | MinimizeLCOE_Brownfield | IgnoreSilica | 136.9692 | 46.4033 | 4.6362 | 4 | 4444.9367 | 5630.975 | 90.616 | 114.795 | 151.9858 | 0 | 105.625 | 6878201.0555 | 342399.8728 | 7180734.9752 | 6664434.859 | 0 | 709986.2074 | 0 | 8492545.2183 | 22095860.5973 | 15080878.8822 | 67445041.6677 | 961560.8286 | 14024609.4364 | 14024609.4364 | 1478867.319 | 6491564.8444 | 0 | 82431211.9328 | 104426253.5326 | 74989.4209 | 18.545 | 4444.9367 | 5630.975 | 90.616 | 114.795
1 | 4100 | 707 | 0.035 | 15 | 15 | 7 | 1e-10 | 5spot_SharedNeighbor | Water | Porous | Wet | R245fa | MinimizeLCOE_Brownfield | IgnoreSilica | 143.907 | 48.5982 | 4.9176 | 4 | 4312.3564 | 5430.5421 | 87.9132 | 110.7089 | 151.7272 | 0 | 120.4333 | 7100423.4012 | 352567.756 | 7452472.79 | 6986370.4941 | 0 | 656898.7119 | 0 | 8794005.9297 | 22880199.5305 | 15616206.3206 | 69839144.934 | 961560.8286 | 14024609.4364 | 14024609.4364 | 1478867.319 | 6491564.8444 | 0 | 84825315.199 | 106820356.7989 | 100000 | 19.6703 | 4312.3564 | 5430.5421 | 87.9132 | 110.7089
1 | 4100 | 707 | 0.035 | 15 | 15 | 7 | 1.3335e-10 | 5spot_SharedNeighbor | Water | Porous | Wet | R245fa | MinimizeLCOE_Brownfield | IgnoreSilica | 149.4855 | 50.3461 | 5.1467 | 4 | 4211.1359 | 5279.5356 | 85.8497 | 107.6305 | 151.5087 | 0 | 111.5483 | 7274536.5477 | 360454.7049 | 7667262.8612 | 7243704.0059 | 0 | 606190.1979 | 0 | 9029337.8438 | 23492484.8978 | 16034103.665 | 71708074.7242 | 961560.8286 | 14024609.4364 | 14024609.4364 | 1478867.319 | 6491564.8444 | 0 | 86694244.9892 | 108689286.5891 | 133352.1432 | 20.5869 | 4211.1359 | 5279.5356 | 85.8497 | 107.6305
1 | 4100 | 707 | 0.035 | 15 | 15 | 7 | 1.7783e-10 | 5spot_SharedNeighbor | Water | Porous | Wet | R245fa | MinimizeLCOE_Brownfield | IgnoreSilica | 153.8339 | 51.6979 | 5.3283 | 4 | 4134.0835 | 5166.0773 | 84.2789 | 105.3175 | 151.332 | 0 | 124.4858 | 7407483.496 | 366426.6967 | 7832434.2375 | 7443325.6181 | 0 | 559691.1988 | 0 | 9207650.8864 | 23956418.8575 | 16350748.1254 | 73124179.1164 | 961560.8286 | 14024609.4364 | 14024609.4364 | 1478867.319 | 6491564.8444 | 0 | 88110349.3814 | 110105390.9813 | 177827.941 | 21.3132 | 4134.0835 | 5166.0773 | 84.2789 | 105.3175
1 | 4100 | 707 | 0.035 | 15 | 15 | 7 | 2.3714e-10 | 5spot_SharedNeighbor | Water | Porous | Wet | R245fa | MinimizeLCOE_Brownfield | IgnoreSilica | 157.2003 | 52.7379 | 5.4705 | 4 | 4075.5676 | 5080.739 | 83.086 | 103.5777 | 151.1915 | 0 | 127.6895 | 7508769.0844 | 370945.9415 | 7958970.6025 | 7597280.9783 | 0 | 519101.1912 | 0 | 9342476.4412 | 24307207.2945 | 16590168.4417 | 74194919.9752 | 961560.8286 | 14024609.4364 | 14024609.4364 | 1478867.319 | 6491564.8444 | 0 | 89181090.2402 | 111176131.8401 | 237137.3706 | 21.8819 | 4075.5676 | 5080.739 | 83.086 | 103.5777
1 | 4100 | 707 | 0.035 | 15 | 15 | 7 | 3.1623e-10 | 5spot_SharedNeighbor | Water | Porous | Wet | R245fa | MinimizeLCOE_Brownfield | IgnoreSilica | 159.7607 | 53.5249 | 5.58 | 4 | 4031.2194 | 5016.6516 | 82.1819 | 102.2712 | 151.0824 | 0 | 122.7903 | 7584860.6395 | 374323.1521 | 8054440.6913 | 7714030.9534 | 0 | 484583.6691 | 0 | 9442773.2511 | 24568159.0202 | 16768273.3565 | 74991444.7333 | 961560.8286 | 14024609.4364 | 14024609.4364 | 1478867.319 | 6491564.8444 | 0 | 89977614.9983 | 111972656.5982 | 316227.766 | 22.3202 | 4031.2194 | 5016.6516 | 82.1819 | 102.2712
1 | 4100 | 707 | 0.035 | 15 | 15 | 7 | 4.217e-10 | 5spot_SharedNeighbor | Water | Porous | Wet | R245fa | MinimizeLCOE_Brownfield | IgnoreSilica | 161.6561 | 54.1054 | 5.6629 | 4 | 3997.6689 | 4968.6905 | 81.4979 | 101.2935 | 151.0006 | 0 | 122.1172 | 7640662.9359 | 376789.7486 | 8124683.2677 | 7800258.1067 | 0 | 455608.2322 | 0 | 9515220.8936 | 24756652.9249 | 16896924.3196 | 75566800.4294 | 961560.8286 | 14024609.4364 | 14024609.4364 | 1478867.319 | 6491564.8444 | 0 | 90552970.6944 | 112548012.2943 | 421696.5034 | 22.6514 | 3997.6689 | 4968.6905 | 81.4979 | 101.2935
1 | 4100 | 707 | 0.035 | 15 | 15 | 7 | 5.6234e-10 | 5spot_SharedNeighbor | Water | Porous | Wet | R245fa | MinimizeLCOE_Brownfield | IgnoreSilica | 163.0003 | 54.517 | 5.7241 | 4 | 3972.3477 | 4932.9751 | 80.9817 | 100.5654 | 150.9418 | 0 | 135.5659 | 7680228.7985 | 378548.1464 | 8174384.4893 | 7862677.2405 | 0 | 431325.3132 | 0 | 9565593.9552 | 24887713.2984 | 16986375.7175 | 75966846.959 | 961560.8286 | 14024609.4364 | 14024609.4364 | 1478867.319 | 6491564.8444 | 0 | 90953017.224 | 112948058.8239 | 562341.3252 | 22.8965 | 3972.3477 | 4932.9751 | 80.9817 | 100.5654
1 | 4100 | 707 | 0.035 | 15 | 15 | 7 | 7.4989e-10 | 5spot_SharedNeighbor | Water | Porous | Wet | R245fa | MinimizeLCOE_Brownfield | IgnoreSilica | 164.0797 | 54.8468 | 5.7722 | 4 | 3953.2491 | 4905.8745 | 80.5923 | 100.0129 | 150.8944 | 0 | 147.0803 | 7711850.3428 | 379950.8127 | 8214169.6544 | 7912776.8971 | 0 | 412710.8075 | 0 | 9606268.8206 | 24993540.9546 | 17058605.2674 | 76289873.5571 | 961560.8286 | 14024609.4364 | 14024609.4364 | 1478867.319 | 6491564.8444 | 0 | 91276043.8221 | 113271085.422 | 749894.2093 | 23.0889 | 3953.2491 | 4905.8745 | 80.5923 | 100.0129
1 | 4100 | 707 | 0.035 | 15 | 15 | 7 | 1e-09 | 5spot_SharedNeighbor | Water | Porous | Wet | R245fa | MinimizeLCOE_Brownfield | IgnoreSilica | 164.8614 | 55.0853 | 5.8078 | 4 | 3938.8595 | 4885.6433 | 80.299 | 99.6004 | 150.8598 | 0 | 140.3198 | 7734659.7039 | 380960.9232 | 8242905.5267 | 7949033.9067 | 0 | 397797.6182 | 0 | 9635089.4947 | 25068526.4365 | 17109784.3996 | 76518758.0094 | 961560.8286 | 14024609.4364 | 14024609.4364 | 1478867.319 | 6491564.8444 | 0 | 91504928.2745 | 113499969.8743 | 1000000 | 23.2313 | 3938.8595 | 4885.6433 | 80.299 | 99.6004
1 | 4100 | 707 | 0.035 | 15 | 15 | 7 | 1.3335e-09 | 5spot_SharedNeighbor | Water | Porous | Wet | R245fa | MinimizeLCOE_Brownfield | IgnoreSilica | 165.4487 | 55.2643 | 5.8347 | 4 | 3928.0283 | 4870.4524 | 80.0782 | 99.2908 | 150.8337 | 0 | 134.1805 | 7751751.1011 | 381716.919 | 8264458.2965 | 7976266.6302 | 0 | 386217.3172 | 0 | 9656560.003 | 25124388.2949 | 17147911.2658 | 76689269.8277 | 961560.8286 | 14024609.4364 | 14024609.4364 | 1478867.319 | 6491564.8444 | 0 | 91675440.0927 | 113670481.6926 | 1333521.4322 | 23.3388 | 3928.0283 | 4870.4524 | 80.0782 | 99.2908
1 | 4100 | 707 | 0.035 | 15 | 15 | 7 | 1.7783e-09 | 5spot_SharedNeighbor | Water | Porous | Wet | R245fa | MinimizeLCOE_Brownfield | IgnoreSilica | 165.8897 | 55.3986 | 5.8549 | 4 | 3919.8818 | 4859.0488 | 79.9121 | 99.0583 | 150.814 | 0 | 134.2027 | 7764557.5725 | 382282.8774 | 8280619.2159 | 7996708.4415 | 0 | 377296.2251 | 0 | 9672571.0897 | 25166045.8582 | 17176343.4087 | 76816424.6891 | 961560.8286 | 14024609.4364 | 14024609.4364 | 1478867.319 | 6491564.8444 | 0 | 91802594.9541 | 113797636.554 | 1778279.41 | 23.4197 | 3919.8818 | 4859.0488 | 79.9121 | 99.0583
1 | 4100 | 707 | 0.035 | 15 | 15 | 7 | 2.3714e-09 | 5spot_SharedNeighbor | Water | Porous | Wet | R245fa | MinimizeLCOE_Brownfield | IgnoreSilica | 166.2233 | 55.5001 | 5.8702 | 4 | 3913.7586 | 4850.4799 | 79.7873 | 98.8836 | 150.7991 | 0 | 144.4489 | 7774229.1827 | 382710.0109 | 8292830.711 | 8012167.0918 | 0 | 370492.2365 | 0 | 9684647.4008 | 25197465.9427 | 17197788.262 | 76912330.8385 | 961560.8286 | 14024609.4364 | 14024609.4364 | 1478867.319 | 6491564.8444 | 0 | 91898501.1035 | 113893542.7034 | 2371373.7057 | 23.4809 | 3913.7586 | 4850.4799 | 79.7873 | 98.8836
1 | 4100 | 707 | 0.035 | 15 | 15 | 7 | 3.1623e-09 | 5spot_SharedNeighbor | Water | Porous | Wet | R245fa | MinimizeLCOE_Brownfield | IgnoreSilica | 166.4692 | 55.5749 | 5.8816 | 4 | 3909.1586 | 4844.0666 | 79.6935 | 98.7528 | 150.7881 | 0 | 125.4238 | 7781352.8118 | 383024.4492 | 8301828.8583 | 8023564.9581 | 0 | 365265.6727 | 0 | 9693464.3325 | 25220405.7903 | 17213445.1794 | 76982352.0522 | 961560.8286 | 14024609.4364 | 14024609.4364 | 1478867.319 | 6491564.8444 | 0 | 91968522.3172 | 113963563.9171 | 3162277.6602 | 23.5264 | 3909.1586 | 4844.0666 | 79.6935 | 98.7528
1 | 4100 | 707 | 0.035 | 15 | 15 | 7 | 4.217e-09 | 5spot_SharedNeighbor | Water | Porous | Wet | R245fa | MinimizeLCOE_Brownfield | IgnoreSilica | 166.6519 | 55.6304 | 5.8901 | 4 | 3905.7042 | 4839.2621 | 79.6231 | 98.6549 | 150.7799 | 0 | 136.0344 | 7786636.4763 | 383257.58 | 8308504.9285 | 8032025.3162 | 0 | 361279.896 | 0 | 9699964.6368 | 25237318.2487 | 17224988.2797 | 77033975.3622 | 961560.8286 | 14024609.4364 | 14024609.4364 | 1478867.319 | 6491564.8444 | 0 | 92020145.6272 | 114015187.2271 | 4216965.0343 | 23.5604 | 3905.7042 | 4839.2621 | 79.6231 | 98.6549
1 | 4100 | 707 | 0.035 | 15 | 15 | 7 | 5.6234e-09 | 5spot_SharedNeighbor | Water | Porous | Wet | R245fa | MinimizeLCOE_Brownfield | IgnoreSilica | 166.7787 | 55.669 | 5.8963 | 4 | 3903.1111 | 4835.6967 | 79.5702 | 98.5822 | 150.7742 | 0 | 127.7129 | 7790304.4626 | 383419.3596 | 8313140.8287 | 8037902.4617 | 0 | 358162.9462 | 0 | 9704342.7229 | 25248709.1306 | 17232762.7908 | 77068744.7031 | 961560.8286 | 14024609.4364 | 14024609.4364 | 1478867.319 | 6491564.8444 | 0 | 92054914.9681 | 114049956.568 | 5623413.2519 | 23.585 | 3903.1111 | 4835.6967 | 79.5702 | 98.5822
1 | 4100 | 707 | 0.035 | 15 | 15 | 7 | 7.4989e-09 | 5spot_SharedNeighbor | Water | Porous | Wet | R245fa | MinimizeLCOE_Brownfield | IgnoreSilica | 166.8862 | 55.7016 | 5.9012 | 4 | 3901.165 | 4832.9748 | 79.5305 | 98.5267 | 150.7694 | 0 | 125.0816 | 7793409.4614 | 383556.3045 | 8317065.4543 | 8042878.6784 | 0 | 355932.3771 | 0 | 9708208.4875 | 25258767.0571 | 17239627.5323 | 77099445.3526 | 961560.8286 | 14024609.4364 | 14024609.4364 | 1478867.319 | 6491564.8444 | 0 | 92085615.6176 | 114080657.2175 | 7498942.0933 | 23.6046 | 3901.165 | 4832.9748 | 79.5305 | 98.5267
1 | 4100 | 707 | 0.035 | 15 | 15 | 7 | 1e-08 | 5spot_SharedNeighbor | Water | Porous | Wet | R245fa | MinimizeLCOE_Brownfield | IgnoreSilica | 166.9567 | 55.7231 | 5.9046 | 4 | 3899.7047 | 4830.9718 | 79.5008 | 98.4859 | 150.7662 | 0 | 131.9956 | 7795447.5869 | 383646.1634 | 8319642.174 | 8046146.7405 | 0 | 354150.8599 | 0 | 9710623.0747 | 25265049.3176 | 17243915.3041 | 77118621.2211 | 961560.8286 | 14024609.4364 | 14024609.4364 | 1478867.319 | 6491564.8444 | 0 | 92104791.4862 | 114099833.0861 | 10000000 | 23.6184 | 3899.7047 | 4830.9718 | 79.5008 | 98.4859
1 | 4200 | 707 | 0.035 | 15 | 15 | 7 | 1e-13 | 5spot_SharedNeighbor | Water | Porous | Wet | R245fa | MinimizeLCOE_Brownfield | IgnoreSilica | 0 | 0 | 0 | 4 | [6 empty] | 10.8342 | [19 empty] | 100 | 0
1 | 4200 | 707 | 0.035 | 15 | 15 | 7 | 1.3335e-13 | 5spot_SharedNeighbor | Water | Porous | Wet | R245fa | MinimizeLCOE_Brownfield | IgnoreSilica | 0 | 0 | 0 | 4 | [6 empty] | 11.1968 | [19 empty] | 133.3521 | 0
1 | 4200 | 707 | 0.035 | 15 | 15 | 7 | 1.7783e-13 | 5spot_SharedNeighbor | Water | Porous | Wet | R245fa | MinimizeLCOE_Brownfield | IgnoreSilica | 1.0498 | 0.20103 | 0.0056028 | 4 | 737071.77 | 1746392.6974 | 15026.205 | 35602.5773 | 110.8772 | 0 | 22.6283 | 123627.9917 | 4640.5528 | 94995.4158 | 61649.6539 | 0 | 65727.8233 | 0 | 136750.1606 | 355795.8666 | 242837.9898 | 1086025.4546 | 961560.8286 | 14470997.6721 | 14470997.6721 | 1478867.319 | 6670120.1387 | 0 | 16518583.9553 | 39138569.0851 | 177.8279 | 0.022411 | 737071.77 | 1746392.6974 | 15026.205 | 35602.5773
1 | 4200 | 707 | 0.035 | 15 | 15 | 7 | 2.3714e-13 | 5spot_SharedNeighbor | Water | Porous | Wet | R245fa | MinimizeLCOE_Brownfield | IgnoreSilica | 1.3639 | 0.29879 | 0.012876 | 4 | 327182.4468 | 766388.2654 | 6670.0567 | 15623.8614 | 119.5712 | 0 | 32.4247 | 170867.5844 | 6828.7123 | 129629.1683 | 76166.4345 | 0 | 74332.1345 | 0 | 178551.3732 | 464554.0473 | 317067.6829 | 1417997.1374 | 961560.8286 | 14470997.6721 | 14470997.6721 | 1478867.319 | 6670120.1387 | 0 | 16850555.6381 | 39470540.7679 | 237.1374 | 0.051502 | 327182.4468 | 766388.2654 | 6670.0567 | 15623.8614
1 | 4200 | 707 | 0.035 | 15 | 15 | 7 | 3.1623e-13 | 5spot_SharedNeighbor | Water | Porous | Wet | R245fa | MinimizeLCOE_Brownfield | IgnoreSilica | 1.7681 | 0.43125 | 0.023714 | 4 | 181986.767 | 420457.8721 | 3710.0464 | 8571.6024 | 126.9699 | 0 | 141.3768 | 228964.1902 | 9651.3603 | 172969.7155 | 95282.4875 | 0 | 83865.3095 | 0 | 230385.8946 | 599416.8391 | 409114.3095 | 1829650.1062 | 961560.8286 | 14470997.6721 | 14470997.6721 | 1478867.319 | 6670120.1387 | 0 | 17262208.6069 | 39882193.7367 | 316.2278 | 0.094854 | 181986.767 | 420457.8721 | 3710.0464 | 8571.6024
1 | 4200 | 707 | 0.035 | 15 | 15 | 7 | 4.217e-13 | 5spot_SharedNeighbor | Water | Porous | Wet | R245fa | MinimizeLCOE_Brownfield | IgnoreSilica | 2.3126 | 0.6166 | 0.039647 | 4 | 112216.4047 | 254849.0015 | 2287.6832 | 5195.4416 | 133.3673 | 0 | 187.0632 | 302829.9678 | 13377.8764 | 229237.1978 | 121900.8467 | 0 | 95829.5801 | 0 | 297638.4329 | 774394.1483 | 528539.9184 | 2363747.9684 | 961560.8286 | 14470997.6721 | 14470997.6721 | 1478867.319 | 6670120.1387 | 0 | 17796306.4691 | 40416291.5989 | 421.6965 | 0.15859 | 112216.4047 | 254849.0015 | 2287.6832 | 5195.4416
1 | 4200 | 707 | 0.035 | 15 | 15 | 7 | 5.6234e-13 | 5spot_SharedNeighbor | Water | Porous | Wet | R245fa | MinimizeLCOE_Brownfield | IgnoreSilica | 3.0322 | 0.86723 | 0.061985 | 4 | 74470.2902 | 165702.1578 | 1518.1776 | 3378.0626 | 138.6358 | 0 | 249.4924 | 393356.5956 | 18059.4216 | 300099.5289 | 157185.4044 | 0 | 110091.751 | 0 | 381729.1536 | 993180.9542 | 677866.4091 | 3031569.2183 | 961560.8286 | 14470997.6721 | 14470997.6721 | 1478867.319 | 6670120.1387 | 0 | 18464127.719 | 41084112.8488 | 562.3413 | 0.24794 | 74470.2902 | 165702.1578 | 1518.1776 | 3378.0626
1 | 4200 | 707 | 0.035 | 15 | 15 | 7 | 7.4989e-13 | 5spot_SharedNeighbor | Water | Porous | Wet | R245fa | MinimizeLCOE_Brownfield | IgnoreSilica | 4.0117 | 1.2147 | 0.093529 | 4 | 51667.0968 | 112129.8867 | 1053.3037 | 2285.9194 | 142.9894 | 0 | 37.1966 | 507405.8477 | 24070.9587 | 391805.8503 | 206463.787 | 0 | 128411.2269 | 0 | 490681.4915 | 1276652.5882 | 871341.624 | 3896833.3742 | 961560.8286 | 14470997.6721 | 14470997.6721 | 1478867.319 | 6670120.1387 | 0 | 19329391.8749 | 41949377.0047 | 749.8942 | 0.37411 | 51667.0968 | 112129.8867 | 1053.3037 | 2285.9194
1 | 4200 | 707 | 0.035 | 15 | 15 | 7 | 1e-12 | 5spot_SharedNeighbor | Water | Porous | Wet | R245fa | MinimizeLCOE_Brownfield | IgnoreSilica | 5.2958 | 1.6738 | 0.13594 | 4 | 37500.1667 | 79098.4307 | 764.4916 | 1612.5285 | 146.3847 | 0 | 39.2781 | 644122.3239 | 31335.3426 | 505232.9878 | 270568.3159 | 0 | 149835.179 | 0 | 624426.7182 | 1624630.2332 | 1108843.517 | 4958994.6177 | 961560.8286 | 14470997.6721 | 14470997.6721 | 1478867.319 | 6670120.1387 | 0 | 20391553.1184 | 43011538.2482 | 1000 | 0.54377 | 37500.1667 | 79098.4307 | 764.4916 | 1612.5285
1 | 4200 | 707 | 0.035 | 15 | 15 | 7 | 1.3335e-12 | 5spot_SharedNeighbor | Water | Porous | Wet | R245fa | MinimizeLCOE_Brownfield | IgnoreSilica | 6.9937 | 2.2839 | 0.19287 | 4 | 28147.7958 | 57468.4977 | 573.8309 | 1171.5731 | 148.9809 | 0 | 42.0244 | 809623.6603 | 40164.7366 | 646722.3959 | 356307.0115 | 0 | 175613.7607 | 0 | 791088.3103 | 2058249.5089 | 1404797.5826 | 6282566.9668 | 961560.8286 | 14470997.6721 | 14470997.6721 | 1478867.319 | 6670120.1387 | 0 | 21715125.4675 | 44335110.5973 | 1333.5214 | 0.77147 | 28147.7958 | 57468.4977 | 573.8309 | 1171.5731
1 | 4200 | 707 | 0.035 | 15 | 15 | 7 | 1.7783e-12 | 5spot_SharedNeighbor | Water | Porous | Wet | R245fa | MinimizeLCOE_Brownfield | IgnoreSilica | 9.2595 | 3.1028 | 0.2698 | 4 | 21663.5671 | 42623.8876 | 441.6411 | 868.9456 | 151.0974 | 0 | 38.8391 | 1012440.8459 | 50999.0538 | 825254.684 | 469826.6264 | 0 | 207092.7493 | 0 | 1000589.4442 | 2603328.4846 | 1776825.1838 | 7946357.0718 | 961560.8286 | 14470997.6721 | 14470997.6721 | 1478867.319 | 6670120.1387 | 0 | 23378915.5725 | 45998900.7023 | 1778.2794 | 1.0792 | 21663.5671 | 42623.8876 | 441.6411 | 868.9456
1 | 4200 | 707 | 0.035 | 15 | 15 | 7 | 2.3714e-12 | 5spot_SharedNeighbor | Water | Porous | Wet | R245fa | MinimizeLCOE_Brownfield | IgnoreSilica | 12.2795 | 4.2012 | 0.37382 | 4 | 17048.9195 | 32176.4955 | 347.5653 | 655.9614 | 152.7297 | 0 | 48.6568 | 1261841.8793 | 64378.8214 | 1050463.1503 | 625757.0926 | 0 | 245719.3477 | 0 | 1266782.5136 | 3295908.2475 | 2249525.1031 | 10060376.1553 | 961560.8286 | 14470997.6721 | 14470997.6721 | 1478867.319 | 6670120.1387 | 0 | 25492934.656 | 48112919.7858 | 2371.3737 | 1.4953 | 17048.9195 | 32176.4955 | 347.5653 | 655.9614
1 | 4200 | 707 | 0.035 | 15 | 15 | 7 | 3.1623e-12 | 5spot_SharedNeighbor | Water | Porous | Wet | R245fa | MinimizeLCOE_Brownfield | IgnoreSilica | 16.2969 | 5.6615 | 0.5121 | 4 | 13737.5129 | 24780.3767 | 280.0578 | 505.1815 | 153.9587 | 0 | 40.4381 | 1564878.8692 | 80555.0435 | 1332478.9479 | 831945.227 | 0 | 292838.9155 | 0 | 1600051.8312 | 4163006.6491 | 2841337.5793 | 12707093.0628 | 961560.8286 | 14470997.6721 | 14470997.6721 | 1478867.319 | 6670120.1387 | 0 | 28139651.5635 | 50759636.6933 | 3162.2777 | 2.0484 | 13737.5129 | 24780.3767 | 280.0578 | 505.1815
1 | 4200 | 707 | 0.035 | 15 | 15 | 7 | 4.217e-12 | 5spot_SharedNeighbor | Water | Porous | Wet | R245fa | MinimizeLCOE_Brownfield | IgnoreSilica | 21.6365 | 7.6026 | 0.69583 | 4 | 11303.1207 | 19430.1529 | 230.4294 | 396.1099 | 154.8961 | 0 | 39.8815 | 1933785.4784 | 100145.7052 | 1685838.9565 | 1104641.1269 | 0 | 350315.235 | 0 | 2018143.3358 | 5250794.9815 | 3583775.4679 | 16027440.2872 | 961560.8286 | 14470997.6721 | 14470997.6721 | 1478867.319 | 6670120.1387 | 0 | 31459998.7879 | 54079983.9177 | 4216.965 | 2.7833 | 11303.1207 | 19430.1529 | 230.4294 | 396.1099
1 | 4200 | 707 | 0.035 | 15 | 15 | 7 | 5.6234e-12 | 5spot_SharedNeighbor | Water | Porous | Wet | R245fa | MinimizeLCOE_Brownfield | IgnoreSilica | 28.7018 | 10.1695 | 0.93855 | 4 | 9485.2698 | 15510.5209 | 193.3701 | 316.2029 | 155.6074 | 0 | 38.031 | 2381184.5686 | 123764.4469 | 2126635.996 | 1462858.0629 | 0 | 420044.9038 | 0 | 2540650.3115 | 6610250.9515 | 4511632.1014 | 20177021.3426 | 961560.8286 | 14470997.6721 | 14470997.6721 | 1478867.319 | 6670120.1387 | 0 | 35609579.8433 | 58229564.9731 | 5623.4133 | 3.7542 | 9485.2698 | 15510.5209 | 193.3701 | 316.2029
1 | 4200 | 707 | 0.035 | 15 | 15 | 7 | 7.4989e-12 | 5spot_SharedNeighbor | Water | Porous | Wet | R245fa | MinimizeLCOE_Brownfield | IgnoreSilica | 37.9754 | 13.5403 | 1.2575 | 4 | 8107.6761 | 12604.7461 | 165.2859 | 256.9648 | 156.1444 | 0 | 43.2617 | 2921461.3994 | 152166.8025 | 2673072.1414 | 1933558.9897 | 0 | 503943.8819 | 0 | 3191839.2538 | 8304511.0021 | 5667999.3996 | 25348552.8704 | 961560.8286 | 14470997.6721 | 14470997.6721 | 1478867.319 | 6670120.1387 | 0 | 40781111.3711 | 63401096.5009 | 7498.9421 | 5.0299 | 8107.6761 | 12604.7461 | 165.2859 | 256.9648
1 | 4200 | 707 | 0.035 | 15 | 15 | 7 | 1e-11 | 5spot_SharedNeighbor | Water | Porous | Wet | R245fa | MinimizeLCOE_Brownfield | IgnoreSilica | 50.0358 | 17.9248 | 1.6722 | 4 | 7054.2616 | 10435.9367 | 143.8107 | 212.7507 | 156.5368 | 0 | 54.4992 | 3569016.3405 | 186073.8515 | 3344699.1511 | 2547836.7794 | 0 | 604461.426 | 0 | 3998314.1439 | 10402793.2355 | 7100120.1392 | 31753315.0672 | 961560.8286 | 14470997.6721 | 14470997.6721 | 1478867.319 | 6670120.1387 | 0 | 47185873.5679 | 69805858.6976 | 10000 | 6.689 | 7054.2616 | 10435.9367 | 143.8107 | 212.7507
1 | 4200 | 707 | 0.035 | 15 | 15 | 7 | 1.3335e-11 | 5spot_SharedNeighbor | Water | Porous | Wet | R245fa | MinimizeLCOE_Brownfield | IgnoreSilica | 65.4662 | 23.5147 | 2.1983 | 4 | 6251.9039 | 8824.3123 | 127.4535 | 179.8955 | 156.757 | 0 | 61.1903 | 4330208.2594 | 225618.6929 | 4155301.5278 | 3331957.4946 | 0 | 723828.5411 | 0 | 4979096.6612 | 12954588.1592 | 8841772.6088 | 39542371.9449 | 961560.8286 | 14470997.6721 | 14470997.6721 | 1478867.319 | 6670120.1387 | 0 | 54974930.4456 | 77594915.5754 | 13335.2143 | 8.7933 | 6251.9039 | 8824.3123 | 127.4535 | 179.8955
1 | 4200 | 707 | 0.035 | 15 | 15 | 7 | 1.7783e-11 | 5spot_SharedNeighbor | Water | Porous | Wet | R245fa | MinimizeLCOE_Brownfield | IgnoreSilica | 84.6185 | 30.3742 | 2.8351 | 4 | 5654.5785 | 7649.1839 | 115.2762 | 155.939 | 156.7028 | 0 | 53.8327 | 5191732.5998 | 269713.5986 | 5099763.5086 | 4297825.7947 | 0 | 862522.2879 | 0 | 6131407.538 | 15952664.6892 | 10888021.4449 | 48693651.4618 | 961560.8286 | 14470997.6721 | 14470997.6721 | 1478867.319 | 6670120.1387 | 0 | 64126209.9625 | 86746195.0923 | 17782.7941 | 11.3406 | 5654.5785 | 7649.1839 | 115.2762 | 155.939
1 | 4200 | 707 | 0.035 | 15 | 15 | 7 | 2.3714e-11 | 5spot_SharedNeighbor | Water | Porous | Wet | R245fa | MinimizeLCOE_Brownfield | IgnoreSilica | 99.3272 | 35.5474 | 3.3827 | 4 | 5216.8818 | 6888.6255 | 106.3532 | 140.4339 | 156.4539 | 0 | 63.1901 | 5799517.4667 | 300187.4541 | 5784482.1597 | 5030734.8133 | 0 | 893076.6572 | 0 | 6945119.4349 | 18069776.1297 | 12332993.5053 | 55155887.621 | 961560.8286 | 14470997.6721 | 14470997.6721 | 1478867.319 | 6670120.1387 | 0 | 70588446.1217 | 93208431.2514 | 23713.7371 | 13.5308 | 5216.8818 | 6888.6255 | 106.3532 | 140.4339
1 | 4200 | 707 | 0.035 | 15 | 15 | 7 | 3.1623e-11 | 5spot_SharedNeighbor | Water | Porous | Wet | R245fa | MinimizeLCOE_Brownfield | IgnoreSilica | 110.8682 | 39.5335 | 3.8581 | 4 | 4879.2842 | 6345.0409 | 99.4708 | 129.3522 | 156.1506 | 0 | 84.4184 | 6246809.4956 | 322172.7587 | 6299101.0549 | 5599036.1761 | 0 | 861610.241 | 0 | 7538204.5932 | 19612862.0532 | 13386181.3553 | 59865977.728 | 961560.8286 | 14470997.6721 | 14470997.6721 | 1478867.319 | 6670120.1387 | 0 | 75298536.2287 | 97918521.3585 | 31622.7766 | 15.4323 | 4879.2842 | 6345.0409 | 99.4708 | 129.3522
1 | 4200 | 707 | 0.035 | 15 | 15 | 7 | 4.217e-11 | 5spot_SharedNeighbor | Water | Porous | Wet | R245fa | MinimizeLCOE_Brownfield | IgnoreSilica | 121.2935 | 43.075 | 4.2961 | 4 | 4618.871 | 5935.1742 | 94.1619 | 120.9966 | 155.8049 | 0 | 102.5313 | 6630711.8818 | 340731.8624 | 6748107.84 | 6110200.2272 | 0 | 814454.0685 | 0 | 8051240.2932 | 20947675.7064 | 14297219.1013 | 63940340.9808 | 961560.8286 | 14470997.6721 | 14470997.6721 | 1478867.319 | 6670120.1387 | 0 | 79372899.4815 | 101992884.6113 | 42169.6503 | 17.1845 | 4618.871 | 5935.1742 | 94.1619 | 120.9966
1 | 4200 | 707 | 0.035 | 15 | 15 | 7 | 5.6234e-11 | 5spot_SharedNeighbor | Water | Porous | Wet | R245fa | MinimizeLCOE_Brownfield | IgnoreSilica | 130.2212 | 46.06 | 4.6802 | 4 | 4418.7318 | 5627.0246 | 90.0818 | 114.7145 | 155.4596 | 0 | 121.5795 | 6945211.4836 | 355703.9987 | 7121206.4669 | 6547230.7636 | 0 | 755965.6722 | 0 | 8472874.1701 | 22044680.5652 | 15045947.4586 | 67288820.5788 | 961560.8286 | 14470997.6721 | 14470997.6721 | 1478867.319 | 6670120.1387 | 0 | 82721379.0795 | 105341364.2093 | 56234.1325 | 18.7206 | 4418.7318 | 5627.0246 | 90.0818 | 114.7145
1 | 4200 | 707 | 0.035 | 15 | 15 | 7 | 7.4989e-11 | 5spot_SharedNeighbor | Water | Porous | Wet | R245fa | MinimizeLCOE_Brownfield | IgnoreSilica | 140.3138 | 49.4018 | 5.0743 | 4 | 4263.4361 | 5377.8706 | 86.9159 | 109.6352 | 155.0632 | 0 | 119.5626 | 7288999.887 | 371907.4971 | 7533478.5751 | 7039535.3649 | 0 | 723055.788 | 0 | 8953221.0738 | 23294444.6758 | 15898937.1442 | 71103580.0059 | 961560.8286 | 14470997.6721 | 14470997.6721 | 1478867.319 | 6670120.1387 | 0 | 86536138.5066 | 109156123.6364 | 74989.4209 | 20.2973 | 4263.4361 | 5377.8706 | 86.9159 | 109.6352
1 | 4200 | 707 | 0.035 | 15 | 15 | 7 | 1e-10 | 5spot_SharedNeighbor | Water | Porous | Wet | R245fa | MinimizeLCOE_Brownfield | IgnoreSilica | 147.0734 | 51.6142 | 5.3652 | 4 | 4143.5955 | 5197.618 | 84.4728 | 105.9605 | 154.7943 | 0 | 127.7039 | 7511657.1887 | 382266.0824 | 7803554.9877 | 7363206.2031 | 0 | 667307.6279 | 0 | 9253916.915 | 24076793.5735 | 16432906.3425 | 73491608.9207 | 961560.8286 | 14470997.6721 | 14470997.6721 | 1478867.319 | 6670120.1387 | 0 | 88924167.4214 | 111544152.5512 | 100000 | 21.4606 | 4143.5955 | 5197.618 | 84.4728 | 105.9605
1 | 4200 | 707 | 0.035 | 15 | 15 | 7 | 1.3335e-10 | 5spot_SharedNeighbor | Water | Porous | Wet | R245fa | MinimizeLCOE_Brownfield | IgnoreSilica | 152.4332 | 53.35 | 5.5992 | 4 | 4052.0976 | 5062.0579 | 82.6075 | 103.1969 | 154.571 | 0 | 120.9895 | 7683540.7431 | 390168.3925 | 8013990.663 | 7617148.5463 | 0 | 614079.5094 | 0 | 9484381.8632 | 24676416.0938 | 16842161.0337 | 75321886.845 | 961560.8286 | 14470997.6721 | 14470997.6721 | 1478867.319 | 6670120.1387 | 0 | 90754445.3457 | 113374430.4755 | 133352.1432 | 22.3969 | 4052.0976 | 5062.0579 | 82.6075 | 103.1969
1 | 4200 | 707 | 0.035 | 15 | 15 | 7 | 1.7783e-10 | 5spot_SharedNeighbor | Water | Porous | Wet | R245fa | MinimizeLCOE_Brownfield | IgnoreSilica | 156.6083 | 54.6916 | 5.7842 | 4 | 3982.4431 | 4960.1053 | 81.1875 | 101.1185 | 154.3913 | 0 | 126.6785 | 7814782.5198 | 396149.8362 | 8175780.7468 | 7814009.6148 | 0 | 565888.0503 | 0 | 9658978.1995 | 25130679.9462 | 17152205.4471 | 76708474.3607 | 961560.8286 | 14470997.6721 | 14470997.6721 | 1478867.319 | 6670120.1387 | 0 | 92141032.8614 | 114761017.9912 | 177827.941 | 23.1368 | 3982.4431 | 4960.1053 | 81.1875 | 101.1185
1 | 4200 | 707 | 0.035 | 15 | 15 | 7 | 2.3714e-10 | 5spot_SharedNeighbor | Water | Porous | Wet | R245fa | MinimizeLCOE_Brownfield | IgnoreSilica | 159.8191 | 55.7169 | 5.9283 | 4 | 3929.5444 | 4883.4483 | 80.1091 | 99.5557 | 154.2497 | 0 | 127.3018 | 7914158.9696 | 400647.5576 | 8298950.4549 | 7964830.2153 | 0 | 523970.2637 | 0 | 9789997.4098 | 25471565.0558 | 17384866.5389 | 77748986.4657 | 961560.8286 | 14470997.6721 | 14470997.6721 | 1478867.319 | 6670120.1387 | 0 | 93181544.9664 | 115801530.0962 | 237137.3706 | 23.7131 | 3929.5444 | 4883.4483 | 80.1091 | 99.5557
1 | 4200 | 707 | 0.035 | 15 | 15 | 7 | 3.1623e-10 | 5spot_SharedNeighbor | Water | Porous | Wet | R245fa | MinimizeLCOE_Brownfield | IgnoreSilica | 162.2498 | 56.4893 | 6.0389 | 4 | 3889.4533 | 4825.8886 | 79.2918 | 98.3823 | 154.1405 | 0 | 133.4074 | 7988502.6892 | 403993.899 | 8391478.722 | 8078675.9646 | 0 | 488455.9248 | 0 | 9886931.8078 | 25723768.4754 | 17557000.5551 | 78518808.038 | 961560.8286 | 14470997.6721 | 14470997.6721 | 1478867.319 | 6670120.1387 | 0 | 93951366.5386 | 116571351.6684 | 316227.766 | 24.1554 | 3889.4533 | 4825.8886 | 79.2918 | 98.3823
1 | 4200 | 707 | 0.035 | 15 | 15 | 7 | 4.217e-10 | 5spot_SharedNeighbor | Water | Porous | Wet | R245fa | MinimizeLCOE_Brownfield | IgnoreSilica | 164.0797 | 57.0687 | 6.1231 | 4 | 3859.1225 | 4782.6715 | 78.6734 | 97.5012 | 154.0572 | 0 | 149.1635 | 8043969.2158 | 406479.9991 | 8460731.7708 | 8164192.1272 | 0 | 459128.8476 | 0 | 9958455.7646 | 25909859.1393 | 17684011.257 | 79086828.1214 | 961560.8286 | 14470997.6721 | 14470997.6721 | 1478867.319 | 6670120.1387 | 0 | 94519386.6221 | 117139371.7519 | 421696.5034 | 24.4925 | 3859.1225 | 4782.6715 | 78.6734 | 97.5012
1 | 4200 | 707 | 0.035 | 15 | 15 | 7 | 5.6234e-10 | 5spot_SharedNeighbor | Water | Porous | Wet | R245fa | MinimizeLCOE_Brownfield | IgnoreSilica | 165.4876 | 57.5132 | 6.1879 | 4 | 3836.2101 | 4750.0955 | 78.2063 | 96.8371 | 153.9924 | 0 | 140.1917 | 8086348.1484 | 408373.3817 | 8513771.5154 | 8229853.786 | 0 | 435753.5418 | 0 | 10012899.1456 | 26051509.6488 | 17780690.6403 | 79519199.8079 | 961560.8286 | 14470997.6721 | 14470997.6721 | 1478867.319 | 6670120.1387 | 0 | 94951758.3086 | 117571743.4384 | 562341.3252 | 24.7514 | 3836.2101 | 4750.0955 | 78.2063 | 96.8371
1 | 4200 | 707 | 0.035 | 15 | 15 | 7 | 7.4989e-10 | 5spot_SharedNeighbor | Water | Porous | Wet | R245fa | MinimizeLCOE_Brownfield | IgnoreSilica | 166.5157 | 57.8368 | 6.2361 | 4 | 3818.9211 | 4725.7415 | 77.8539 | 96.3406 | 153.9448 | 0 | 134.3286 | 8117112.7657 | 409744.4701 | 8552345.6413 | 8277637.0103 | 0 | 416862.7478 | 0 | 10051744.0277 | 26152576.0638 | 17849670.5452 | 79827693.2718 | 961560.8286 | 14470997.6721 | 14470997.6721 | 1478867.319 | 6670120.1387 | 0 | 95260251.7725 | 117880236.9023 | 749894.2093 | 24.9443 | 3818.9211 | 4725.7415 | 77.8539 | 96.3406
1 | 4200 | 707 | 0.035 | 15 | 15 | 7 | 1e-09 | 5spot_SharedNeighbor | Water | Porous | Wet | R245fa | MinimizeLCOE_Brownfield | IgnoreSilica | 167.2586 | 58.0703 | 6.2717 | 4 | 3805.8933 | 4707.5589 | 77.5883 | 95.97 | 153.9102 | 0 | 134.3591 | 8139256.6203 | 410729.4906 | 8580148.7371 | 8312128.5882 | 0 | 401750.5949 | 0 | 10079165.4721 | 26223921.0374 | 17898364.9557 | 80045465.4964 | 961560.8286 | 14470997.6721 | 14470997.6721 | 1478867.319 | 6670120.1387 | 0 | 95478023.9971 | 118098009.1269 | 1000000 | 25.0869 | 3805.8933 | 4707.5589 | 77.5883 | 95.97
1 | 4200 | 707 | 0.035 | 15 | 15 | 7 | 1.3335e-09 | 5spot_SharedNeighbor | Water | Porous | Wet | R245fa | MinimizeLCOE_Brownfield | IgnoreSilica | 167.8265 | 58.2485 | 6.2989 | 4 | 3796.0861 | 4693.8681 | 77.3884 | 95.6909 | 153.8836 | 0 | 130.066 | 8156136.583 | 411479.3619 | 8601363.3785 | 8338474.98 | 0 | 390130.4282 | 0 | 10100058.0453 | 26278279.2272 | 17935465.5372 | 80211387.5414 | 961560.8286 | 14470997.6721 | 14470997.6721 | 1478867.319 | 6670120.1387 | 0 | 95643946.0421 | 118263931.1718 | 1333521.4322 | 25.1954 | 3796.0861 | 4693.8681 | 77.3884 | 95.6909
1 | 4200 | 707 | 0.035 | 15 | 15 | 7 | 1.7783e-09 | 5spot_SharedNeighbor | Water | Porous | Wet | R245fa | MinimizeLCOE_Brownfield | IgnoreSilica | 168.2332 | 58.376 | 6.3188 | 4 | 3788.7094 | 4683.6603 | 77.238 | 95.4828 | 153.8645 | 0 | 142.4094 | 8168200.218 | 412014.6834 | 8616536.7519 | 8357334.2104 | 0 | 380985.123 | 0 | 10114677.6848 | 26316316.5301 | 17961426.778 | 80327491.9795 | 961560.8286 | 14470997.6721 | 14470997.6721 | 1478867.319 | 6670120.1387 | 0 | 95760050.4802 | 118380035.61 | 1778279.41 | 25.2751 | 3788.7094 | 4683.6603 | 77.238 | 95.4828
1 | 4200 | 707 | 0.035 | 15 | 15 | 7 | 2.3714e-09 | 5spot_SharedNeighbor | Water | Porous | Wet | R245fa | MinimizeLCOE_Brownfield | IgnoreSilica | 168.5427 | 58.473 | 6.3339 | 4 | 3783.1644 | 4675.9825 | 77.1249 | 95.3262 | 153.85 | 0 | 138.3724 | 8177365.9885 | 412421.1197 | 8628071.3675 | 8371679.1178 | 0 | 374034.0174 | 0 | 10125792.9283 | 26345236.1136 | 17981164.988 | 80415765.6408 | 961560.8286 | 14470997.6721 | 14470997.6721 | 1478867.319 | 6670120.1387 | 0 | 95848324.1415 | 118468309.2713 | 2371373.7057 | 25.3355 | 3783.1644 | 4675.9825 | 77.1249 | 95.3262
1 | 4200 | 707 | 0.035 | 15 | 15 | 7 | 3.1623e-09 | 5spot_SharedNeighbor | Water | Porous | Wet | R245fa | MinimizeLCOE_Brownfield | IgnoreSilica | 168.7667 | 58.5432 | 6.345 | 4 | 3778.9985 | 4670.2502 | 77.04 | 95.2094 | 153.8394 | 0 | 129.1939 | 8183989.9443 | 412714.6586 | 8636410.9385 | 8382055.2548 | 0 | 368656.9462 | 0 | 10133692.8195 | 26365790.0102 | 17995193.4448 | 80478504.0169 | 961560.8286 | 14470997.6721 | 14470997.6721 | 1478867.319 | 6670120.1387 | 0 | 95911062.5175 | 118531047.6473 | 3162277.6602 | 25.38 | 3778.9985 | 4670.2502 | 77.04 | 95.2094
1 | 4200 | 707 | 0.035 | 15 | 15 | 7 | 4.217e-09 | 5spot_SharedNeighbor | Water | Porous | Wet | R245fa | MinimizeLCOE_Brownfield | IgnoreSilica | 168.9519 | 58.6012 | 6.3538 | 4 | 3775.8701 | 4665.887 | 76.9762 | 95.1204 | 153.8307 | 0 | 122.1716 | 8189464.9576 | 412957.2222 | 8643305.5176 | 8390636.0618 | 0 | 364755.4027 | 0 | 10140436.4732 | 26383335.6138 | 18007168.6797 | 80532059.9289 | 961560.8286 | 14470997.6721 | 14470997.6721 | 1478867.319 | 6670120.1387 | 0 | 95964618.4296 | 118584603.5594 | 4216965.0343 | 25.4152 | 3775.8701 | 4665.887 | 76.9762 | 95.1204
1 | 4200 | 707 | 0.035 | 15 | 15 | 7 | 5.6234e-09 | 5spot_SharedNeighbor | Water | Porous | Wet | R245fa | MinimizeLCOE_Brownfield | IgnoreSilica | 169.0808 | 58.6415 | 6.3602 | 4 | 3773.5216 | 4662.6495 | 76.9283 | 95.0544 | 153.8246 | 0 | 142.2728 | 8193272.1024 | 413125.8139 | 8648101.2584 | 8396606.4334 | 0 | 361700.2978 | 0 | 10144994.3033 | 26395194.1528 | 18015262.3763 | 80568256.7384 | 961560.8286 | 14470997.6721 | 14470997.6721 | 1478867.319 | 6670120.1387 | 0 | 96000815.2391 | 118620800.3688 | 5623413.2519 | 25.4406 | 3773.5216 | 4662.6495 | 76.9283 | 95.0544
1 | 4200 | 707 | 0.035 | 15 | 15 | 7 | 7.4989e-09 | 5spot_SharedNeighbor | Water | Porous | Wet | R245fa | MinimizeLCOE_Brownfield | IgnoreSilica | 169.1734 | 58.6705 | 6.3648 | 4 | 3771.759 | 4660.2354 | 76.8924 | 95.0052 | 153.8202 | 0 | 143.4331 | 8196005.7271 | 413246.8282 | 8651545.4461 | 8400895.0735 | 0 | 359352.2343 | 0 | 10148207.6706 | 26403554.6752 | 18020968.6046 | 80593776.2595 | 961560.8286 | 14470997.6721 | 14470997.6721 | 1478867.319 | 6670120.1387 | 0 | 96026334.7602 | 118646319.89 | 7498942.0933 | 25.4593 | 3771.759 | 4660.2354 | 76.8924 | 95.0052
1 | 4200 | 707 | 0.035 | 15 | 15 | 7 | 1e-08 | 5spot_SharedNeighbor | Water | Porous | Wet | R245fa | MinimizeLCOE_Brownfield | IgnoreSilica | 169.242 | 58.692 | 6.3683 | 4 | 3770.4364 | 4658.4279 | 76.8654 | 94.9684 | 153.817 | 0 | 138.1952 | 8198027.8429 | 413336.3272 | 8654093.5275 | 8404068.337 | 0 | 357573.2291 | 0 | 10150568.7128 | 26409697.6229 | 18025161.2926 | 80612526.8921 | 961560.8286 | 14470997.6721 | 14470997.6721 | 1478867.319 | 6670120.1387 | 0 | 96045085.3927 | 118665070.5225 | 10000000 | 25.4732 | 3770.4364 | 4658.4279 | 76.8654 | 94.9684
1 | 4300 | 707 | 0.035 | 15 | 15 | 7 | 1e-13 | 5spot_SharedNeighbor | Water | Porous | Wet | R245fa | MinimizeLCOE_Brownfield | IgnoreSilica | 0 | 0 | 0 | 4 | [6 empty] | 16.8385 | [19 empty] | 100 | 0
1 | 4300 | 707 | 0.035 | 15 | 15 | 7 | 1.3335e-13 | 5spot_SharedNeighbor | Water | Porous | Wet | R245fa | MinimizeLCOE_Brownfield | IgnoreSilica | 0.81347 | 0.13527 | 0.0017366 | 4 | 2407456.3694 | 5755005.5221 | 49079.2544 | 117323.5718 | 102.4035 | 0 | 25.6686 | 89132.8977 | 3145.7322 | 69626.4457 | 51382.7249 | 0 | 57321.2402 | 0 | 105537.5259 | 274586.9936 | 187411.2653 | 838144.8255 | 961560.8286 | 14923245.9986 | 14923245.9986 | 1478867.319 | 6851019.4693 | 0 | 16722951.6527 | 39976084.4396 | 133.3521 | 0.0069463 | 2407456.3694 | 5755005.5221 | 49079.2544 | 117323.5718
1 | 4300 | 707 | 0.035 | 15 | 15 | 7 | 1.7783e-13 | 5spot_SharedNeighbor | Water | Porous | Wet | R245fa | MinimizeLCOE_Brownfield | IgnoreSilica | 1.0692 | 0.21163 | 0.0068079 | 4 | 624503.4841 | 1478400.7585 | 12731.3482 | 30139.1991 | 112.9543 | 0 | 26.7351 | 129683.1505 | 4939.3888 | 98835.8886 | 62947.7255 | 0 | 65697.6783 | 0 | 141220.4943 | 367426.7579 | 250776.3121 | 1121527.396 | 961560.8286 | 14923245.9986 | 14923245.9986 | 1478867.319 | 6851019.4693 | 0 | 17006334.2232 | 40259467.0101 | 177.8279 | 0.027232 | 624503.4841 | 1478400.7585 | 12731.3482 | 30139.1991
1 | 4300 | 707 | 0.035 | 15 | 15 | 7 | 2.3714e-13 | 5spot_SharedNeighbor | Water | Porous | Wet | R245fa | MinimizeLCOE_Brownfield | IgnoreSilica | 1.3982 | 0.31791 | 0.014997 | 4 | 289458.9233 | 677097.6341 | 5901.0117 | 13803.5511 | 122.0754 | 0 | 28.8443 | 180771.1785 | 7353.5151 | 135984.6577 | 78504.3773 | 0 | 74858.6928 | 0 | 186214.2444 | 484491.266 | 330675.2444 | 1478853.1762 | 961560.8286 | 14923245.9986 | 14923245.9986 | 1478867.319 | 6851019.4693 | 0 | 17363660.0034 | 40616792.7903 | 237.1374 | 0.059987 | 289458.9233 | 677097.6341 | 5901.0117 | 13803.5511
1 | 4300 | 707 | 0.035 | 15 | 15 | 7 | 3.1623e-13 | 5spot_SharedNeighbor | Water | Porous | Wet | R245fa | MinimizeLCOE_Brownfield | IgnoreSilica | 1.807 | 0.45714 | 0.026943 | 4 | 165076.2873 | 380840.8351 | 3365.3034 | 7763.9555 | 129.5537 | 0 | 159.8365 | 241512.7286 | 10370.9439 | 180902.8355 | 98364.2026 | 0 | 84106.6512 | 0 | 239950.3711 | 624301.645 | 426098.7008 | 1905608.0786 | 961560.8286 | 14923245.9986 | 14923245.9986 | 1478867.319 | 6851019.4693 | 0 | 17790414.9058 | 41043547.6928 | 316.2278 | 0.10777 | 165076.2873 | 380840.8351 | 3365.3034 | 7763.9555
1 | 4300 | 707 | 0.035 | 15 | 15 | 7 | 4.217e-13 | 5spot_SharedNeighbor | Water | Porous | Wet | R245fa | MinimizeLCOE_Brownfield | IgnoreSilica | 2.371 | 0.65629 | 0.044653 | 4 | 102772.457 | 232959.5834 | 2095.1555 | 4749.1962 | 136.1719 | 0 | 214.7894 | 320348.5934 | 14436.2093 | 240520.112 | 126263.6249 | 0 | 96462.8128 | 0 | 311232.2275 | 809762.4134 | 552679.4861 | 2471705.4794 | 961560.8286 | 14923245.9986 | 14923245.9986 | 1478867.319 | 6851019.4693 | 0 | 18356512.3066 | 41609645.0935 | 421.6965 | 0.17861 | 102772.457 | 232959.5834 | 2095.1555 | 4749.1962
1 | 4300 | 707 | 0.035 | 15 | 15 | 7 | 5.6234e-13 | 5spot_SharedNeighbor | Water | Porous | Wet | R245fa | MinimizeLCOE_Brownfield | IgnoreSilica | 3.11 | 0.92444 | 0.069522 | 4 | 68552.2248 | 152169.9755 | 1397.5298 | 3102.1908 | 141.5585 | 0 | 277.9284 | 416734.2341 | 19552.5829 | 315211.4867 | 163943.1729 | 0 | 110879.6496 | 0 | 400265.2392 | 1041408.0467 | 710782.3907 | 3178776.8027 | 961560.8286 | 14923245.9986 | 14923245.9986 | 1478867.319 | 6851019.4693 | 0 | 19063583.6299 | 42316716.4169 | 562.3413 | 0.27809 | 68552.2248 | 152169.9755 | 1397.5298 | 3102.1908
1 | 4300 | 707 | 0.035 | 15 | 15 | 7 | 7.4989e-13 | 5spot_SharedNeighbor | Water | Porous | Wet | R245fa | MinimizeLCOE_Brownfield | IgnoreSilica | 4.1043 | 1.2904 | 0.10404 | 4 | 47961.5571 | 103836.3075 | 977.7612 | 2116.8436 | 145.9653 | 0 | 37.4439 | 535994.6177 | 25987.5367 | 410406.6593 | 214467.8758 | 0 | 128866.8192 | 0 | 513132.1684 | 1335064.6444 | 911209.0526 | 4075129.3743 | 961560.8286 | 14923245.9986 | 14923245.9986 | 1478867.319 | 6851019.4693 | 0 | 19959936.2015 | 43213068.9884 | 749.8942 | 0.41617 | 47961.5571 | 103836.3075 | 977.7612 | 2116.8436
1 | 4300 | 707 | 0.035 | 15 | 15 | 7 | 1e-12 | 5spot_SharedNeighbor | Water | Porous | Wet | R245fa | MinimizeLCOE_Brownfield | IgnoreSilica | 5.4079 | 1.7755 | 0.15075 | 4 | 34943.1374 | 73506.5974 | 712.3631 | 1498.5314 | 149.4144 | 0 | 42.9755 | 679939.8847 | 33848.3081 | 528582.9726 | 281819.3993 | 0 | 149980.0323 | 0 | 652926.5329 | 1698780.9049 | 1159452.874 | 5185330.9089 | 961560.8286 | 14923245.9986 | 14923245.9986 | 1478867.319 | 6851019.4693 | 0 | 21070137.7361 | 44323270.523 | 1000 | 0.60298 | 34943.1374 | 73506.5974 | 712.3631 | 1498.5314
1 | 4300 | 707 | 0.035 | 15 | 15 | 7 | 1.3335e-12 | 5spot_SharedNeighbor | Water | Porous | Wet | R245fa | MinimizeLCOE_Brownfield | IgnoreSilica | 7.14 | 2.4213 | 0.2132 | 4 | 26327.2001 | 53594.6201 | 536.7156 | 1092.5988 | 152.0604 | 0 | 38.9558 | 854171.2305 | 43372.8767 | 676306.7463 | 370569.4256 | 0 | 175691.7214 | 0 | 826843.6801 | 2151277.6468 | 1468291.1983 | 6566524.5256 | 961560.8286 | 14923245.9986 | 14923245.9986 | 1478867.319 | 6851019.4693 | 0 | 22451331.3528 | 45704464.1397 | 1333.5214 | 0.85278 | 26327.2001 | 53594.6201 | 536.7156 | 1092.5988
1 | 4300 | 707 | 0.035 | 15 | 15 | 7 | 1.7783e-12 | 5spot_SharedNeighbor | Water | Porous | Wet | R245fa | MinimizeLCOE_Brownfield | IgnoreSilica | 9.4615 | 3.2993 | 0.29941 | 4 | 20229.6295 | 39645.1932 | 412.4084 | 808.2209 | 154.2702 | 0 | 50.5386 | 1071714.9984 | 55408.8651 | 864908.7328 | 494257.9437 | 0 | 207481.5138 | 0 | 1050571.1009 | 2733370.5029 | 1865581.5334 | 8343295.191 | 961560.8286 | 14923245.9986 | 14923245.9986 | 1478867.319 | 6851019.4693 | 0 | 24228102.0182 | 47481234.8051 | 1778.2794 | 1.1977 | 20229.6295 | 39645.1932 | 412.4084 | 808.2209
1 | 4300 | 707 | 0.035 | 15 | 15 | 7 | 2.3714e-12 | 5spot_SharedNeighbor | Water | Porous | Wet | R245fa | MinimizeLCOE_Brownfield | IgnoreSilica | 12.5574 | 4.4655 | 0.4134 | 4 | 15985.469 | 30047.5525 | 325.8854 | 612.56 | 155.92 | 0 | 50.3627 | 1334443.0112 | 69811.4776 | 1100692.3157 | 654521.2468 | 0 | 246402.8685 | 0 | 1328289.6587 | 3455937.2223 | 2358748.1666 | 10548845.9675 | 961560.8286 | 14923245.9986 | 14923245.9986 | 1478867.319 | 6851019.4693 | 0 | 26433652.7947 | 49686785.5816 | 2371.3737 | 1.6536 | 15985.469 | 30047.5525 | 325.8854 | 612.56
1 | 4300 | 707 | 0.035 | 15 | 15 | 7 | 3.1623e-12 | 5spot_SharedNeighbor | Water | Porous | Wet | R245fa | MinimizeLCOE_Brownfield | IgnoreSilica | 16.6453 | 6.0088 | 0.56504 | 4 | 12915.4804 | 23203.8116 | 263.2995 | 473.0411 | 157.1718 | 0 | 47.1231 | 1653084.3816 | 87260.5608 | 1394570.8541 | 868072.5107 | 0 | 293097.4359 | 0 | 1675473.4398 | 4359238.2034 | 2975269.6472 | 13306067.0335 | 961560.8286 | 14923245.9986 | 14923245.9986 | 1478867.319 | 6851019.4693 | 0 | 29190873.8607 | 52444006.6476 | 3162.2777 | 2.2601 | 12915.4804 | 23203.8116 | 263.2995 | 473.0411
1 | 4300 | 707 | 0.035 | 15 | 15 | 7 | 4.217e-12 | 5spot_SharedNeighbor | Water | Porous | Wet | R245fa | MinimizeLCOE_Brownfield | IgnoreSilica | 22.0775 | 8.0626 | 0.76709 | 4 | 10645.0307 | 18223.4183 | 217.0133 | 371.509 | 158.1285 | 0 | 47.6162 | 2042038.8906 | 108495.2143 | 1763228.2758 | 1153094.782 | 0 | 350153.3068 | 0 | 2112634.0831 | 5496640.5234 | 3751570.1019 | 16777855.1778 | 961560.8286 | 14923245.9986 | 14923245.9986 | 1478867.319 | 6851019.4693 | 0 | 32662662.005 | 55915794.7919 | 4216.965 | 3.0683 | 10645.0307 | 18223.4183 | 217.0133 | 371.509
1 | 4300 | 707 | 0.035 | 15 | 15 | 7 | 5.6234e-12 | 5spot_SharedNeighbor | Water | Porous | Wet | R245fa | MinimizeLCOE_Brownfield | IgnoreSilica | 29.2789 | 10.7861 | 1.0349 | 4 | 8943.2792 | 14560.5529 | 182.3208 | 296.8366 | 158.8568 | 0 | 48.9752 | 2515463.6659 | 134221.0339 | 2224366.709 | 1530448.226 | 0 | 419797.5371 | 0 | 2661475.897 | 6924614.3403 | 4726191.5738 | 21136578.983 | 961560.8286 | 14923245.9986 | 14923245.9986 | 1478867.319 | 6851019.4693 | 0 | 37021385.8102 | 60274518.5971 | 5623.4133 | 4.1396 | 8943.2792 | 14560.5529 | 182.3208 | 296.8366
1 | 4300 | 707 | 0.035 | 15 | 15 | 7 | 7.4989e-12 | 5spot_SharedNeighbor | Water | Porous | Wet | R245fa | MinimizeLCOE_Brownfield | IgnoreSilica | 38.7259 | 14.3564 | 1.3857 | 4 | 7655.634 | 11850.8999 | 156.0705 | 241.5966 | 159.4063 | 0 | 48.0876 | 3085684.88 | 165014.7636 | 2795123.9095 | 2022171.9219 | 0 | 503512.704 | 0 | 3342888.1898 | 8697509.3492 | 5936228.8468 | 26548134.5649 | 961560.8286 | 14923245.9986 | 14923245.9986 | 1478867.319 | 6851019.4693 | 0 | 42432941.3921 | 65686074.179 | 7498.9421 | 5.5427 | 7655.634 | 11850.8999 | 156.0705 | 241.5966
1 | 4300 | 707 | 0.035 | 15 | 15 | 7 | 1e-11 | 5spot_SharedNeighbor | Water | Porous | Wet | R245fa | MinimizeLCOE_Brownfield | IgnoreSilica | 51.0032 | 18.9933 | 1.8406 | 4 | 6671.1523 | 9829.56 | 136.0005 | 200.3889 | 159.8054 | 0 | 60.6511 | 3767719.9553 | 201639.5147 | 3495742.372 | 2660007.1671 | 0 | 603812.7848 | 0 | 4184279.4996 | 10886636.9443 | 7430353.4125 | 33230191.6503 | 961560.8286 | 14923245.9986 | 14923245.9986 | 1478867.319 | 6851019.4693 | 0 | 49114998.4775 | 72368131.2644 | 10000 | 7.3623 | 6671.1523 | 9829.56 | 136.0005 | 200.3889
1 | 4300 | 707 | 0.035 | 15 | 15 | 7 | 1.3335e-11 | 5spot_SharedNeighbor | Water | Porous | Wet | R245fa | MinimizeLCOE_Brownfield | IgnoreSilica | 66.6648 | 24.8862 | 2.4159 | 4 | 5921.1575 | 8327.4113 | 120.7108 | 169.7655 | 160.0198 | 0 | 58.3885 | 4567196.8629 | 244227.7953 | 4338796.5701 | 3472917.0613 | 0 | 722567.3401 | 0 | 5204825.1955 | 13541887.5023 | 9242616.4783 | 41335034.8058 | 961560.8286 | 14923245.9986 | 14923245.9986 | 1478867.319 | 6851019.4693 | 0 | 57219841.633 | 80472974.4199 | 13335.2143 | 9.6636 | 5921.1575 | 8327.4113 | 120.7108 | 169.7655
1 | 4300 | 707 | 0.035 | 15 | 15 | 7 | 1.7783e-11 | 5spot_SharedNeighbor | Water | Porous | Wet | R245fa | MinimizeLCOE_Brownfield | IgnoreSilica | 86.0385 | 32.0894 | 3.1098 | 4 | 5363.3629 | 7232.7086 | 109.3394 | 147.4485 | 159.9408 | 0 | 63.1775 | 5468959.023 | 291524.2798 | 5317568.1188 | 4473244.0682 | 0 | 860356.1499 | 0 | 6400544.1395 | 16652902.9187 | 11365948.425 | 50831047.1228 | 961560.8286 | 14923245.9986 | 14923245.9986 | 1478867.319 | 6851019.4693 | 0 | 66715853.95 | 89968986.7369 | 17782.7941 | 12.4392 | 5363.3629 | 7232.7086 | 109.3394 | 147.4485
1 | 4300 | 707 | 0.035 | 15 | 15 | 7 | 2.3714e-11 | 5spot_SharedNeighbor | Water | Porous | Wet | R245fa | MinimizeLCOE_Brownfield | IgnoreSilica | 103.1614 | 38.3308 | 3.7553 | 4 | 4961.4953 | 6509.5226 | 101.1468 | 132.7054 | 159.6077 | 0 | 73.462 | 6197641.6536 | 328902.6442 | 6131274.704 | 5351214.5292 | 0 | 924676.5249 | 0 | 7384146.9218 | 19212035.5937 | 13112609.0606 | 58642501.6321 | 961560.8286 | 14923245.9986 | 14923245.9986 | 1478867.319 | 6851019.4693 | 0 | 74527308.4593 | 97780441.2462 | 23713.7371 | 15.0211 | 4961.4953 | 6509.5226 | 101.1468 | 132.7054
1 | 4300 | 707 | 0.035 | 15 | 15 | 7 | 3.1623e-11 | 5spot_SharedNeighbor | Water | Porous | Wet | R245fa | MinimizeLCOE_Brownfield | IgnoreSilica | 114.5781 | 42.4097 | 4.258 | 4 | 4655.2904 | 6020.5547 | 94.9044 | 122.7372 | 159.2675 | 0 | 99.4965 | 6651330.8889 | 351668.562 | 6649279.1011 | 5932480.6016 | 0 | 886258.5146 | 0 | 7983696.8906 | 20771941.6279 | 14177276.9818 | 63403933.1684 | 961560.8286 | 14923245.9986 | 14923245.9986 | 1478867.319 | 6851019.4693 | 0 | 79288739.9956 | 102541872.7825 | 31622.7766 | 17.032 | 4655.2904 | 6020.5547 | 94.9044 | 122.7372
1 | 4300 | 707 | 0.035 | 15 | 15 | 7 | 4.217e-11 | 5spot_SharedNeighbor | Water | Porous | Wet | R245fa | MinimizeLCOE_Brownfield | IgnoreSilica | 124.7501 | 45.9784 | 4.7142 | 4 | 4419.2523 | 5652.3961 | 90.0924 | 115.2317 | 158.8957 | 0 | 128.1523 | 7034802.5925 | 370521.0501 | 7094897.649 | 6444445.1907 | 0 | 832078.798 | 0 | 8492930.6593 | 22096863.436 | 15081563.3402 | 67448102.7159 | 961560.8286 | 14923245.9986 | 14923245.9986 | 1478867.319 | 6851019.4693 | 0 | 83332909.5431 | 106586042.3301 | 42169.6503 | 18.8568 | 4419.2523 | 5652.3961 | 90.0924 | 115.2317
1 | 4300 | 707 | 0.035 | 15 | 15 | 7 | 5.6234e-11 | 5spot_SharedNeighbor | Water | Porous | Wet | R245fa | MinimizeLCOE_Brownfield | IgnoreSilica | 135.9 | 49.8113 | 5.1723 | 4 | 4237.7932 | 5361.7244 | 86.3931 | 109.306 | 158.4334 | 0 | 118.0952 | 7433181.8166 | 389634.1094 | 7566589.2192 | 6991359.7377 | 0 | 798270.4441 | 0 | 9039823.7775 | 23519767.1463 | 16052724.3602 | 71791350.6109 | 961560.8286 | 14923245.9986 | 14923245.9986 | 1478867.319 | 6851019.4693 | 0 | 87676157.4381 | 110929290.2251 | 56234.1325 | 20.6891 | 4237.7932 | 5361.7244 | 86.3931 | 109.306
1 | 4300 | 707 | 0.035 | 15 | 15 | 7 | 7.4989e-11 | 5spot_SharedNeighbor | Water | Porous | Wet | R245fa | MinimizeLCOE_Brownfield | IgnoreSilica | 143.6855 | 52.4694 | 5.5264 | 4 | 4095.7407 | 5147.6475 | 83.4972 | 104.9418 | 158.1219 | 0 | 106.1625 | 7703509.4347 | 402508.9674 | 7889584.4745 | 7371600.1187 | 0 | 736213.658 | 0 | 9400332.4948 | 24457736.8781 | 16692907.9755 | 74654394.0018 | 961560.8286 | 14923245.9986 | 14923245.9986 | 1478867.319 | 6851019.4693 | 0 | 90539200.829 | 113792333.6159 | 74989.4209 | 22.1057 | 4095.7407 | 5147.6475 | 83.4972 | 104.9418
1 | 4300 | 707 | 0.035 | 15 | 15 | 7 | 1e-10 | 5spot_SharedNeighbor | Water | Porous | Wet | R245fa | MinimizeLCOE_Brownfield | IgnoreSilica | 150.2166 | 54.6719 | 5.8233 | 4 | 3986.9314 | 4985.2086 | 81.279 | 101.6302 | 157.8456 | 0 | 125.1579 | 7923269.0545 | 412833.596 | 8154955.8077 | 7687121.9837 | 0 | 677332.2506 | 0 | 9693649.9501 | 25220888.7292 | 17213774.7951 | 76983826.1669 | 961560.8286 | 14923245.9986 | 14923245.9986 | 1478867.319 | 6851019.4693 | 0 | 92868632.9941 | 116121765.7811 | 100000 | 23.2933 | 3986.9314 | 4985.2086 | 81.279 | 101.6302
1 | 4300 | 707 | 0.035 | 15 | 15 | 7 | 1.3335e-10 | 5spot_SharedNeighbor | Water | Porous | Wet | R245fa | MinimizeLCOE_Brownfield | IgnoreSilica | 155.3755 | 56.3933 | 6.0612 | 4 | 3903.85 | 4862.9502 | 79.5853 | 99.1378 | 157.6179 | 0 | 133.5677 | 8092423.387 | 420687.4202 | 8361026.5615 | 7933972.1926 | 0 | 621842.4688 | 0 | 9917681.2917 | 25803772.3248 | 17611604.8262 | 78763010.4726 | 961560.8286 | 14923245.9986 | 14923245.9986 | 1478867.319 | 6851019.4693 | 0 | 94647817.2998 | 117900950.0867 | 133352.1432 | 24.2447 | 3903.85 | 4862.9502 | 79.5853 | 99.1378
1 | 4300 | 707 | 0.035 | 15 | 15 | 7 | 1.7783e-10 | 5spot_SharedNeighbor | Water | Porous | Wet | R245fa | MinimizeLCOE_Brownfield | IgnoreSilica | 159.3781 | 57.7184 | 6.2483 | 4 | 3840.6 | 4770.9756 | 78.2958 | 97.2628 | 157.4358 | 0 | 128.1369 | 8221103.8433 | 426605.6343 | 8518879.2955 | 8124429.7743 | 0 | 572011.3515 | 0 | 10086581.6606 | 26243216.4384 | 17911534.4634 | 80104362.4612 | 961560.8286 | 14923245.9986 | 14923245.9986 | 1478867.319 | 6851019.4693 | 0 | 95989169.2884 | 119242302.0754 | 177827.941 | 24.9933 | 3840.6 | 4770.9756 | 78.2958 | 97.2628
1 | 4300 | 707 | 0.035 | 15 | 15 | 7 | 2.3714e-10 | 5spot_SharedNeighbor | Water | Porous | Wet | R245fa | MinimizeLCOE_Brownfield | IgnoreSilica | 162.4519 | 58.7296 | 6.3937 | 4 | 3792.561 | 4701.7822 | 77.3165 | 95.8522 | 157.2927 | 0 | 143.4677 | 8318428.3081 | 431047.9363 | 8638915.5466 | 8270057.5535 | 0 | 528977.911 | 0 | 10213096.6296 | 26572382.4361 | 18136197.0205 | 81109103.3415 | 961560.8286 | 14923245.9986 | 14923245.9986 | 1478867.319 | 6851019.4693 | 0 | 96993910.1688 | 120247042.9557 | 237137.3706 | 25.5748 | 3792.561 | 4701.7822 | 77.3165 | 95.8522
1 | 4300 | 707 | 0.035 | 15 | 15 | 7 | 3.1623e-10 | 5spot_SharedNeighbor | Water | Porous | Wet | R245fa | MinimizeLCOE_Brownfield | IgnoreSilica | 164.7714 | 59.489 | 6.5049 | 4 | 3756.1486 | 4649.8203 | 76.5742 | 94.7929 | 157.1828 | 0 | 127.0919 | 8391016.949 | 434341.5544 | 8728818.0393 | 8379580.7366 | 0 | 492658.8388 | 0 | 10306302.286 | 26814884.435 | 18301709.6177 | 81849312.4567 | 961560.8286 | 14923245.9986 | 14923245.9986 | 1478867.319 | 6851019.4693 | 0 | 97734119.284 | 120987252.0709 | 316227.766 | 26.0198 | 3756.1486 | 4649.8203 | 76.5742 | 94.7929
1 | 4300 | 707 | 0.035 | 15 | 15 | 7 | 4.217e-10 | 5spot_SharedNeighbor | Water | Porous | Wet | R245fa | MinimizeLCOE_Brownfield | IgnoreSilica | 166.5157 | 60.058 | 6.5896 | 4 | 3728.5976 | 4610.792 | 76.0125 | 93.9972 | 157.0992 | 0 | 134.8576 | 8445127.6087 | 436785.5532 | 8796048.1283 | 8461738.3337 | 0 | 462781.3773 | 0 | 10374967.5905 | 26993537.472 | 18423643.9864 | 82394630.0501 | 961560.8286 | 14923245.9986 | 14923245.9986 | 1478867.319 | 6851019.4693 | 0 | 98279436.8773 | 121532569.6642 | 421696.5034 | 26.3583 | 3728.5976 | 4610.792 | 76.0125 | 93.9972
1 | 4300 | 707 | 0.035 | 15 | 15 | 7 | 5.6234e-10 | 5spot_SharedNeighbor | Water | Porous | Wet | R245fa | MinimizeLCOE_Brownfield | IgnoreSilica | 167.8117 | 60.4795 | 6.6533 | 4 | 3707.7835 | 4581.5244 | 75.5882 | 93.4006 | 157.0365 | 0 | 135.8773 | 8485062.1691 | 438582.9652 | 8845784.26 | 8522658.7374 | 0 | 438550.7641 | 0 | 10424949.1693 | 27123579.2875 | 18512400.1976 | 82791567.5502 | 961560.8286 | 14923245.9986 | 14923245.9986 | 1478867.319 | 6851019.4693 | 0 | 98676374.3774 | 121929507.1643 | 562341.3252 | 26.6133 | 3707.7835 | 4581.5244 | 75.5882 | 93.4006
1 | 4300 | 707 | 0.035 | 15 | 15 | 7 | 7.4989e-10 | 5spot_SharedNeighbor | Water | Porous | Wet | R245fa | MinimizeLCOE_Brownfield | IgnoreSilica | 168.7324 | 60.7784 | 6.7001 | 4 | 3692.0808 | 4559.7179 | 75.2681 | 92.956 | 156.9916 | 0 | 131.645 | 8513303.5753 | 439851.6919 | 8881007.6282 | 8565934.1759 | 0 | 418792.4769 | 0 | 10459366.9238 | 27213127.2246 | 18573518.5046 | 83064902.2012 | 961560.8286 | 14923245.9986 | 14923245.9986 | 1478867.319 | 6851019.4693 | 0 | 98949709.0284 | 122202841.8153 | 749894.2093 | 26.8005 | 3692.0808 | 4559.7179 | 75.2681 | 92.956
1 | 4300 | 707 | 0.035 | 15 | 15 | 7 | 1e-09 | 5spot_SharedNeighbor | Water | Porous | Wet | R245fa | MinimizeLCOE_Brownfield | IgnoreSilica | 169.4512 | 61.0114 | 6.7362 | 4 | 3680.2492 | 4543.236 | 75.0269 | 92.62 | 156.9564 | 0 | 125.616 | 8535311.7405 | 440842.0773 | 8908445.9296 | 8599885.0612 | 0 | 403627.0534 | 0 | 10486363.6262 | 27283367.1064 | 18621458.6672 | 83279301.2618 | 961560.8286 | 14923245.9986 | 14923245.9986 | 1478867.319 | 6851019.4693 | 0 | 99164108.089 | 122417240.8759 | 1000000 | 26.9449 | 3680.2492 | 4543.236 | 75.0269 | 92.62
1 | 4300 | 707 | 0.035 | 15 | 15 | 7 | 1.3335e-09 | 5spot_SharedNeighbor | Water | Porous | Wet | R245fa | MinimizeLCOE_Brownfield | IgnoreSilica | 169.9628 | 61.1771 | 6.7627 | 4 | 3671.342 | 4530.9539 | 74.8453 | 92.3696 | 156.9313 | 0 | 140.0226 | 8550930.1257 | 441543.8576 | 8927937.5457 | 8624028.082 | 0 | 391578.2803 | 0 | 10505046.9776 | 27331977.3542 | 18654636.1602 | 83427678.3833 | 961560.8286 | 14923245.9986 | 14923245.9986 | 1478867.319 | 6851019.4693 | 0 | 99312485.2105 | 122565617.9974 | 1333521.4322 | 27.0507 | 3671.342 | 4530.9539 | 74.8453 | 92.3696
1 | 4300 | 707 | 0.035 | 15 | 15 | 7 | 1.7783e-09 | 5spot_SharedNeighbor | Water | Porous | Wet | R245fa | MinimizeLCOE_Brownfield | IgnoreSilica | 170.3667 | 61.3077 | 6.7831 | 4 | 3664.6418 | 4521.6632 | 74.7087 | 92.1802 | 156.9114 | 0 | 144.8536 | 8563237.8534 | 442096.3649 | 8943307.6395 | 8643079.9399 | 0 | 382524.2251 | 0 | 10519955.9489 | 27370767.4394 | 18681111.1904 | 83546080.6015 | 961560.8286 | 14923245.9986 | 14923245.9986 | 1478867.319 | 6851019.4693 | 0 | 99430887.4287 | 122684020.2157 | 1778279.41 | 27.1325 | 3664.6418 | 4521.6632 | 74.7087 | 92.1802
1 | 4300 | 707 | 0.035 | 15 | 15 | 7 | 2.3714e-09 | 5spot_SharedNeighbor | Water | Porous | Wet | R245fa | MinimizeLCOE_Brownfield | IgnoreSilica | 170.6419 | 61.3967 | 6.7977 | 4 | 3659.6052 | 4514.7835 | 74.606 | 92.04 | 156.8977 | 0 | 150.5902 | 8571610.702 | 442471.8581 | 8953770.3906 | 8656056.7613 | 0 | 375308.1585 | 0 | 10529694.9695 | 27396106.3732 | 18698405.5334 | 83623424.7467 | 961560.8286 | 14923245.9986 | 14923245.9986 | 1478867.319 | 6851019.4693 | 0 | 99508231.5739 | 122761364.3608 | 2371373.7057 | 27.191 | 3659.6052 | 4514.7835 | 74.606 | 92.04
1 | 4300 | 707 | 0.035 | 15 | 15 | 7 | 3.1623e-09 | 5spot_SharedNeighbor | Water | Porous | Wet | R245fa | MinimizeLCOE_Brownfield | IgnoreSilica | 170.864 | 61.4685 | 6.8092 | 4 | 3655.8212 | 4509.5669 | 74.5289 | 91.9336 | 156.8868 | 0 | 144.8063 | 8578360.9484 | 442774.4625 | 8962208.1294 | 8666525.8948 | 0 | 369982.7382 | 0 | 10537742.3476 | 27417044.0002 | 18712695.8941 | 83687334.4151 | 961560.8286 | 14923245.9986 | 14923245.9986 | 1478867.319 | 6851019.4693 | 0 | 99572141.2423 | 122825274.0292 | 3162277.6602 | 27.2366 | 3655.8212 | 4509.5669 | 74.5289 | 91.9336
1 | 4300 | 707 | 0.035 | 15 | 15 | 7 | 4.217e-09 | 5spot_SharedNeighbor | Water | Porous | Wet | R245fa | MinimizeLCOE_Brownfield | IgnoreSilica | 171.0124 | 61.5164 | 6.8172 | 4 | 3652.9794 | 4505.7142 | 74.4709 | 91.8551 | 156.8794 | 0 | 137.2926 | 8582864.9769 | 442976.2298 | 8967840.4824 | 8673516.7667 | 0 | 365751.4622 | 0 | 10542850.4681 | 27430334.2819 | 18721766.7844 | 83727901.4525 | 961560.8286 | 14923245.9986 | 14923245.9986 | 1478867.319 | 6851019.4693 | 0 | 99612708.2797 | 122865841.0666 | 4216965.0343 | 27.2689 | 3652.9794 | 4505.7142 | 74.4709 | 91.8551
1 | 4300 | 707 | 0.035 | 15 | 15 | 7 | 5.6234e-09 | 5spot_SharedNeighbor | Water | Porous | Wet | R245fa | MinimizeLCOE_Brownfield | IgnoreSilica | 171.1413 | 61.558 | 6.8238 | 4 | 3650.8461 | 4502.7638 | 74.4274 | 91.7949 | 156.873 | 0 | 152.9689 | 8586777.7195 | 443151.5133 | 8972733.7022 | 8679591.1859 | 0 | 362738.4771 | 0 | 10547547.1132 | 27442553.9892 | 18730106.9857 | 83765200.686 | 961560.8286 | 14923245.9986 | 14923245.9986 | 1478867.319 | 6851019.4693 | 0 | 99650007.5132 | 122903140.3002 | 5623413.2519 | 27.295 | 3650.8461 | 4502.7638 | 74.4274 | 91.7949
1 | 4300 | 707 | 0.035 | 15 | 15 | 7 | 7.4989e-09 | 5spot_SharedNeighbor | Water | Porous | Wet | R245fa | MinimizeLCOE_Brownfield | IgnoreSilica | 171.2339 | 61.5879 | 6.8286 | 4 | 3649.2449 | 4500.5643 | 74.3948 | 91.7501 | 156.8684 | 0 | 151.2007 | 8589587.1286 | 443277.3255 | 8976247.8738 | 8683954.5394 | 0 | 360421.2334 | 0 | 10550860.3593 | 27451174.3757 | 18735990.5767 | 83791513.4123 | 961560.8286 | 14923245.9986 | 14923245.9986 | 1478867.319 | 6851019.4693 | 0 | 99676320.2395 | 122929453.0264 | 7498942.0933 | 27.3142 | 3649.2449 | 4500.5643 | 74.3948 | 91.7501
1 | 4300 | 707 | 0.035 | 15 | 15 | 7 | 1e-08 | 5spot_SharedNeighbor | Water | Porous | Wet | R245fa | MinimizeLCOE_Brownfield | IgnoreSilica | 171.2876 | 61.6053 | 6.8317 | 4 | 3648.0435 | 4498.9674 | 74.3703 | 91.7175 | 156.8658 | 0 | 144.4077 | 8591214.8301 | 443350.1571 | 8978284.7631 | 8686484.2797 | 0 | 358508.4697 | 0 | 10552558.5749 | 27455592.7845 | 18739006.2315 | 83805000.0907 | 961560.8286 | 14923245.9986 | 14923245.9986 | 1478867.319 | 6851019.4693 | 0 | 99689806.9179 | 122942939.7048 | 10000000 | 27.3269 | 3648.0435 | 4498.9674 | 74.3703 | 91.7175
1 | 4400 | 707 | 0.035 | 15 | 15 | 7 | 1e-13 | 5spot_SharedNeighbor | Water | Porous | Wet | R245fa | MinimizeLCOE_Brownfield | IgnoreSilica | 0 | 0 | 0 | 4 | [6 empty] | 10.5635 | [19 empty] | 100 | 0
1 | 4400 | 707 | 0.035 | 15 | 15 | 7 | 1.3335e-13 | 5spot_SharedNeighbor | Water | Porous | Wet | R245fa | MinimizeLCOE_Brownfield | IgnoreSilica | 0.85236 | 0.1492 | 0.0026075 | 4 | 1652579.7735 | 3943482.7836 | 33690.074 | 80393.2305 | 105.4054 | 0 | 25.6007 | 97269.0317 | 3507.4284 | 75134.8295 | 53355.5718 | 0 | 59297.1554 | 0 | 112539.9666 | 292805.9079 | 199846.0487 | 893755.94 | 961560.8286 | 15381354.416 | 15381354.416 | 1478867.319 | 7034262.8363 | 0 | 17236671.1846 | 41131155.7559 | 133.3521 | 0.01043 | 1652579.7735 | 3943482.7836 | 33690.074 | 80393.2305
1 | 4400 | 707 | 0.035 | 15 | 15 | 7 | 1.7783e-13 | 5spot_SharedNeighbor | Water | Porous | Wet | R245fa | MinimizeLCOE_Brownfield | IgnoreSilica | 1.0887 | 0.22258 | 0.0080844 | 4 | 541183.2893 | 1280086.0782 | 11032.7534 | 26096.2861 | 115.0305 | 0 | 26.4788 | 135899.8008 | 5252.1522 | 102753.0648 | 64265.3274 | 0 | 65630.9187 | 0 | 145782.4929 | 379296.1425 | 258877.411 | 1157757.3103 | 961560.8286 | 15381354.416 | 15381354.416 | 1478867.319 | 7034262.8363 | 0 | 17500672.5549 | 41395157.1261 | 177.8279 | 0.032338 | 541183.2893 | 1280086.0782 | 11032.7534 | 26096.2861
1 | 4400 | 707 | 0.035 | 15 | 15 | 7 | 2.3714e-13 | 5spot_SharedNeighbor | Water | Porous | Wet | R245fa | MinimizeLCOE_Brownfield | IgnoreSilica | 1.4371 | 0.33928 | 0.017336 | 4 | 257982.3743 | 602568.5131 | 5259.3196 | 12284.1742 | 124.6828 | 0 | 29.4932 | 191654.0206 | 7940.0245 | 142991.7871 | 81016.0475 | 0 | 75628.3716 | 0 | 194699.798 | 506568.936 | 345743.7078 | 1546242.6931 | 961560.8286 | 15381354.416 | 15381354.416 | 1478867.319 | 7034262.8363 | 0 | 17889157.9377 | 41783642.5089 | 237.1374 | 0.069343 | 257982.3743 | 602568.5131 | 5259.3196 | 12284.1742
1 | 4400 | 707 | 0.035 | 15 | 15 | 7 | 3.1623e-13 | 5spot_SharedNeighbor | Water | Porous | Wet | R245fa | MinimizeLCOE_Brownfield | IgnoreSilica | 1.8653 | 0.49094 | 0.030774 | 4 | 149059.0088 | 343172.0682 | 3038.7695 | 6996.0268 | 132.4223 | 0 | 150.115 | 257297.3947 | 11277.6893 | 191156.4766 | 102394.6761 | 0 | 85418.1099 | 0 | 252542.2952 | 657063.2484 | 448459.1684 | 2005609.0585 | 961560.8286 | 15381354.416 | 15381354.416 | 1478867.319 | 7034262.8363 | 0 | 18348524.3031 | 42243008.8743 | 316.2278 | 0.1231 | 149059.0088 | 343172.0682 | 3038.7695 | 6996.0268
1 | 4400 | 707 | 0.035 | 15 | 15 | 7 | 4.217e-13 | 5spot_SharedNeighbor | Water | Porous | Wet | R245fa | MinimizeLCOE_Brownfield | IgnoreSilica | 2.4293 | 0.69788 | 0.050054 | 4 | 94533.2333 | 213876.8991 | 1927.1878 | 4360.1699 | 138.9747 | 0 | 198.7847 | 338611.4399 | 15572.4581 | 252165.2274 | 130965.8502 | 0 | 97014.3018 | 0 | 325388.4182 | 846593.9177 | 577817.7446 | 2584129.3577 | 961560.8286 | 15381354.416 | 15381354.416 | 1478867.319 | 7034262.8363 | 0 | 18927044.6023 | 42821529.1736 | 421.6965 | 0.20022 | 94533.2333 | 213876.8991 | 1927.1878 | 4360.1699
1 | 4400 | 707 | 0.035 | 15 | 15 | 7 | 5.6234e-13 | 5spot_SharedNeighbor | Water | Porous | Wet | R245fa | MinimizeLCOE_Brownfield | IgnoreSilica | 3.1878 | 0.98391 | 0.077556 | 4 | 63413.2636 | 140436.6266 | 1292.7652 | 2862.9906 | 144.4787 | 0 | 257.5641 | 440842.0916 | 21138.429 | 330688.3901 | 170724.6604 | 0 | 111556.1379 | 0 | 419230.3865 | 1090751.4698 | 744460.2908 | 3329391.8561 | 961560.8286 | 15381354.416 | 15381354.416 | 1478867.319 | 7034262.8363 | 0 | 19672307.1007 | 43566791.672 | 562.3413 | 0.31022 | 63413.2636 | 140436.6266 | 1292.7652 | 2862.9906
1 | 4400 | 707 | 0.035 | 15 | 15 | 7 | 7.4989e-13 | 5spot_SharedNeighbor | Water | Porous | Wet | R245fa | MinimizeLCOE_Brownfield | IgnoreSilica | 4.1969 | 1.3698 | 0.1154 | 4 | 44641.5367 | 96408.2506 | 910.0781 | 1965.4126 | 148.9385 | 0 | 35.3515 | 565962.3227 | 28068.706 | 429659.4409 | 223382.4296 | 0 | 129220.3953 | 0 | 536754.3849 | 1396524.8059 | 953156.8758 | 4262729.3611 | 961560.8286 | 15381354.416 | 15381354.416 | 1478867.319 | 7034262.8363 | 0 | 20605644.6057 | 44500129.1769 | 749.8942 | 0.46158 | 44641.5367 | 96408.2506 | 910.0781 | 1965.4126
1 | 4400 | 707 | 0.035 | 15 | 15 | 7 | 1e-12 | 5spot_SharedNeighbor | Water | Porous | Wet | R245fa | MinimizeLCOE_Brownfield | IgnoreSilica | 5.5394 | 1.8889 | 0.16707 | 4 | 32590.8763 | 68346.1605 | 664.4091 | 1393.3289 | 152.4798 | 0 | 43.5798 | 719176.3173 | 36664.1427 | 554290.0283 | 294519.3391 | 0 | 150732.3973 | 0 | 684599.0677 | 1781186.3435 | 1215696.2792 | 5436863.9152 | 961560.8286 | 15381354.416 | 15381354.416 | 1478867.319 | 7034262.8363 | 0 | 21779779.1598 | 45674263.7311 | 1000 | 0.66828 | 32590.8763 | 68346.1605 | 664.4091 | 1393.3289
1 | 4400 | 707 | 0.035 | 15 | 15 | 7 | 1.3335e-12 | 5spot_SharedNeighbor | Water | Porous | Wet | R245fa | MinimizeLCOE_Brownfield | IgnoreSilica | 7.3032 | 2.574 | 0.23601 | 4 | 24610.8525 | 49921.2616 | 501.7255 | 1017.7124 | 155.1527 | 0 | 40.5453 | 903505.7545 | 47062.9735 | 708699.5544 | 389379.1527 | 0 | 176274.5429 | 0 | 867719.5714 | 2257628.3311 | 1540877.7256 | 6891147.606 | 961560.8286 | 15381354.416 | 15381354.416 | 1478867.319 | 7034262.8363 | 0 | 23234062.8506 | 47128547.4219 | 1333.5214 | 0.94406 | 24610.8525 | 49921.2616 | 501.7255 | 1017.7124
1 | 4400 | 707 | 0.035 | 15 | 15 | 7 | 1.7783e-12 | 5spot_SharedNeighbor | Water | Porous | Wet | R245fa | MinimizeLCOE_Brownfield | IgnoreSilica | 9.6764 | 3.5039 | 0.33025 | 4 | 18987.6091 | 37075.8329 | 387.0881 | 755.841 | 157.4279 | 0 | 36.2688 | 1132198.3489 | 60014.2017 | 905689.7969 | 515842.4693 | 0 | 207998.4484 | 0 | 1100479.8734 | 2863222.8912 | 1954208.4566 | 8739654.4865 | 961560.8286 | 15381354.416 | 15381354.416 | 1478867.319 | 7034262.8363 | 0 | 25082569.7311 | 48977054.3024 | 1778.2794 | 1.321 | 18987.6091 | 37075.8329 | 387.0881 | 755.841
1 | 4400 | 707 | 0.035 | 15 | 15 | 7 | 2.3714e-12 | 5spot_SharedNeighbor | Water | Porous | Wet | R245fa | MinimizeLCOE_Brownfield | IgnoreSilica | 12.8131 | 4.7335 | 0.45526 | 4 | 15038.6592 | 28159.9674 | 306.5834 | 574.079 | 159.0969 | 0 | 48.5958 | 1408461.7439 | 75630.3096 | 1150788.5262 | 684351.3589 | 0 | 246233.4867 | 0 | 1390531.5158 | 3617877.767 | 2469275.9159 | 11043150.6239 | 961560.8286 | 15381354.416 | 15381354.416 | 1478867.319 | 7034262.8363 | 0 | 27386065.8685 | 51280550.4398 | 2371.3737 | 1.821 | 15038.6592 | 28159.9674 | 306.5834 | 574.079
1 | 4400 | 707 | 0.035 | 15 | 15 | 7 | 3.1623e-12 | 5spot_SharedNeighbor | Water | Porous | Wet | R245fa | MinimizeLCOE_Brownfield | IgnoreSilica | 16.9937 | 6.3713 | 0.62164 | 4 | 12174.3185 | 21783.8344 | 248.19 | 444.0929 | 160.3803 | 0 | 45.5117 | 1744939.3196 | 94541.1662 | 1458406.1424 | 906264.3409 | 0 | 293079.8144 | 0 | 1753920.0056 | 4563340.0761 | 3114573.3692 | 13929064.2345 | 961560.8286 | 15381354.416 | 15381354.416 | 1478867.319 | 7034262.8363 | 0 | 30271979.4791 | 54166464.0504 | 3162.2777 | 2.4865 | 12174.3185 | 21783.8344 | 248.19 | 444.0929
1 | 4400 | 707 | 0.035 | 15 | 15 | 7 | 4.217e-12 | 5spot_SharedNeighbor | Water | Porous | Wet | R245fa | MinimizeLCOE_Brownfield | IgnoreSilica | 22.5379 | 8.5492 | 0.84358 | 4 | 10049.4816 | 17130.753 | 204.8723 | 349.2336 | 161.3586 | 0 | 44.9201 | 2155824.0085 | 117613.8806 | 1843923.9951 | 1204408.2496 | 0 | 350114.1732 | 0 | 2212034.8798 | 5755261.0064 | 3928083.8957 | 17567264.089 | 961560.8286 | 15381354.416 | 15381354.416 | 1478867.319 | 7034262.8363 | 0 | 33910179.3336 | 57804663.9049 | 4216.965 | 3.3743 | 10049.4816 | 17130.753 | 204.8723 | 349.2336
1 | 4400 | 707 | 0.035 | 15 | 15 | 7 | 5.6234e-12 | 5spot_SharedNeighbor | Water | Porous | Wet | R245fa | MinimizeLCOE_Brownfield | IgnoreSilica | 29.8636 | 11.4271 | 1.1369 | 4 | 8457.3441 | 13711.8086 | 172.4144 | 279.5338 | 162.1016 | 0 | 48.7534 | 2654204.7324 | 145455.3016 | 2324536.3833 | 1597253.2813 | 0 | 419246.5349 | 0 | 2784871.5311 | 7245664.4682 | 4945314.883 | 22116547.1158 | 961560.8286 | 15381354.416 | 15381354.416 | 1478867.319 | 7034262.8363 | 0 | 38459462.3604 | 62353946.9317 | 5623.4133 | 4.5475 | 8457.3441 | 13711.8086 | 172.4144 | 279.5338
1 | 4400 | 707 | 0.035 | 15 | 15 | 7 | 7.4989e-12 | 5spot_SharedNeighbor | Water | Porous | Wet | R245fa | MinimizeLCOE_Brownfield | IgnoreSilica | 39.4958 | 15.212 | 1.5225 | 4 | 7247.7681 | 11171.4039 | 147.7556 | 227.7442 | 162.6637 | 0 | 45.6333 | 3257050.3489 | 178980.5288 | 2921280.086 | 2113839.3386 | 0 | 502976.73 | 0 | 3499909.5426 | 9106046.6997 | 6215063.9831 | 27795147.2578 | 961560.8286 | 15381354.416 | 15381354.416 | 1478867.319 | 7034262.8363 | 0 | 44138062.5024 | 68032547.0737 | 7498.9421 | 6.0899 | 7247.7681 | 11171.4039 | 147.7556 | 227.7442
1 | 4400 | 707 | 0.035 | 15 | 15 | 7 | 1e-11 | 5spot_SharedNeighbor | Water | Porous | Wet | R245fa | MinimizeLCOE_Brownfield | IgnoreSilica | 51.9849 | 20.1155 | 2.0214 | 4 | 6323.9426 | 9279.1957 | 128.9221 | 189.169 | 163.0685 | 0 | 47.3215 | 3976302.5097 | 218736.7299 | 3652029.0748 | 2782144.645 | 0 | 602952.4057 | 0 | 4380544.4924 | 11397278.196 | 7778876.5594 | 34788864.6129 | 961560.8286 | 15381354.416 | 15381354.416 | 1478867.319 | 7034262.8363 | 0 | 51131779.8575 | 75026264.4287 | 10000 | 8.0854 | 6323.9426 | 9279.1957 | 128.9221 | 189.169
1 | 4400 | 707 | 0.035 | 15 | 15 | 7 | 1.3335e-11 | 5spot_SharedNeighbor | Water | Porous | Wet | R245fa | MinimizeLCOE_Brownfield | IgnoreSilica | 67.8757 | 26.3213 | 2.6489 | 4 | 5621.538 | 7876.6508 | 114.6027 | 160.5762 | 163.2755 | 0 | 58.1235 | 4815334.737 | 264632.7934 | 4527964.2419 | 3625758.958 | 0 | 720987.6074 | 0 | 5442324.5517 | 14159812.1094 | 9664362.7197 | 43221177.7186 | 961560.8286 | 15381354.416 | 15381354.416 | 1478867.319 | 7034262.8363 | 0 | 59564092.9632 | 83458577.5344 | 13335.2143 | 10.5957 | 5621.538 | 7876.6508 | 114.6027 | 160.5762
1 | 4400 | 707 | 0.035 | 15 | 15 | 7 | 1.7783e-11 | 5spot_SharedNeighbor | Water | Porous | Wet | R245fa | MinimizeLCOE_Brownfield | IgnoreSilica | 87.5079 | 33.8967 | 3.4046 | 4 | 5099.564 | 6854.1366 | 103.9615 | 139.7308 | 163.1689 | 0 | 56.6335 | 5760861.3183 | 315525.6998 | 5543823.1764 | 4667143.0353 | 0 | 858489.527 | 0 | 6686878.6752 | 17397886.6453 | 11874415.1263 | 53105023.2035 | 961560.8286 | 15381354.416 | 15381354.416 | 1478867.319 | 7034262.8363 | 0 | 69447938.4481 | 93342423.0194 | 17782.7941 | 13.6184 | 5099.564 | 6854.1366 | 103.9615 | 139.7308
1 | 4400 | 707 | 0.035 | 15 | 15 | 7 | 2.3714e-11 | 5spot_SharedNeighbor | Water | Porous | Wet | R245fa | MinimizeLCOE_Brownfield | IgnoreSilica | 106.8614 | 41.1959 | 4.1531 | 4 | 4728.256 | 6166.6046 | 96.3919 | 125.7146 | 162.7419 | 0 | 71.8376 | 6606954.0402 | 359834.5045 | 6481621.3506 | 5681721.4355 | 0 | 953781.705 | 0 | 7832726.0839 | 20379146.5574 | 13909186.275 | 62204971.952 | 961560.8286 | 15381354.416 | 15381354.416 | 1478867.319 | 7034262.8363 | 0 | 78547887.1966 | 102442371.7679 | 23713.7371 | 16.6124 | 4728.256 | 6166.6046 | 96.3919 | 125.7146
1 | 4400 | 707 | 0.035 | 15 | 15 | 7 | 3.1623e-11 | 5spot_SharedNeighbor | Water | Porous | Wet | R245fa | MinimizeLCOE_Brownfield | IgnoreSilica | 118.1324 | 45.342 | 4.6788 | 4 | 4450.2159 | 5726.946 | 90.7237 | 116.7515 | 162.3667 | 0 | 84.3577 | 7062735.396 | 382990.6309 | 7000205.2527 | 6259990.738 | 0 | 908244.0327 | 0 | 8429524.7596 | 21931894.2912 | 14968968.5091 | 66944553.6101 | 961560.8286 | 15381354.416 | 15381354.416 | 1478867.319 | 7034262.8363 | 0 | 83287468.8547 | 107181953.426 | 31622.7766 | 18.7154 | 4450.2159 | 5726.946 | 90.7237 | 116.7515
1 | 4400 | 707 | 0.035 | 15 | 15 | 7 | 4.217e-11 | 5spot_SharedNeighbor | Water | Porous | Wet | R245fa | MinimizeLCOE_Brownfield | IgnoreSilica | 128.105 | 48.9423 | 5.1514 | 4 | 4235.9056 | 5395.5171 | 86.3547 | 109.9949 | 161.9681 | 0 | 110.4989 | 7445383.7821 | 401992.0273 | 7443438.5968 | 6765452.4028 | 0 | 848038.6634 | 0 | 8932679.1342 | 23240998.7629 | 15862459.2104 | 70940442.5799 | 961560.8286 | 15381354.416 | 15381354.416 | 1478867.319 | 7034262.8363 | 0 | 87283357.8245 | 111177842.3958 | 42169.6503 | 20.6056 | 4235.9056 | 5395.5171 | 86.3547 | 109.9949
1 | 4400 | 707 | 0.035 | 15 | 15 | 7 | 5.6234e-11 | 5spot_SharedNeighbor | Water | Porous | Wet | R245fa | MinimizeLCOE_Brownfield | IgnoreSilica | 139.1345 | 52.8627 | 5.6311 | 4 | 4069.845 | 5130.6765 | 82.9693 | 104.5958 | 161.4969 | 0 | 120.3135 | 7850313.1166 | 421765.7799 | 7919217.2613 | 7318580.4155 | 0 | 810859.2744 | 0 | 9485086.9806 | 24678250.6646 | 16843413.166 | 75327486.6588 | 961560.8286 | 15381354.416 | 15381354.416 | 1478867.319 | 7034262.8363 | 0 | 91670401.9034 | 115564886.4747 | 56234.1325 | 22.5243 | 4069.845 | 5130.6765 | 82.9693 | 104.5958
1 | 4400 | 707 | 0.035 | 15 | 15 | 7 | 7.4989e-11 | 5spot_SharedNeighbor | Water | Porous | Wet | R245fa | MinimizeLCOE_Brownfield | IgnoreSilica | 146.9102 | 55.6013 | 6.001 | 4 | 3940.6332 | 4936.0764 | 80.3351 | 100.6286 | 161.1659 | 0 | 120.1958 | 8126888.4789 | 435126.5389 | 8247584.0279 | 7706349.6661 | 0 | 747569.4059 | 0 | 9852772.0659 | 25634891.8341 | 17496340.4211 | 78247522.439 | 961560.8286 | 15381354.416 | 15381354.416 | 1478867.319 | 7034262.8363 | 0 | 94590437.6836 | 118484922.2548 | 74989.4209 | 24.0039 | 3940.6332 | 4936.0764 | 80.3351 | 100.6286
1 | 4400 | 707 | 0.035 | 15 | 15 | 7 | 1e-10 | 5spot_SharedNeighbor | Water | Porous | Wet | R245fa | MinimizeLCOE_Brownfield | IgnoreSilica | 153.2614 | 57.8094 | 6.3053 | 4 | 3841.6733 | 4789.0698 | 78.3177 | 97.6317 | 160.8809 | 0 | 121.8598 | 8345673.6325 | 445530.4915 | 8510243.9681 | 8018882.6671 | 0 | 686167.8931 | 0 | 10142534.4743 | 26388794.1823 | 18010894.2649 | 80548721.5738 | 961560.8286 | 15381354.416 | 15381354.416 | 1478867.319 | 7034262.8363 | 0 | 96891636.8184 | 120786121.3896 | 100000 | 25.2212 | 3841.6733 | 4789.0698 | 78.3177 | 97.6317
1 | 4400 | 707 | 0.035 | 15 | 15 | 7 | 1.3335e-10 | 5spot_SharedNeighbor | Water | Porous | Wet | R245fa | MinimizeLCOE_Brownfield | IgnoreSilica | 158.2138 | 59.5111 | 6.5464 | 4 | 3766.0966 | 4678.6063 | 76.777 | 95.3797 | 160.6498 | 0 | 125.3126 | 8511679.5435 | 453311.4167 | 8711460.1379 | 8258734.8983 | 0 | 628360.4722 | 0 | 10359783.1227 | 26954030.6016 | 18396679.7356 | 82274039.9285 | 961560.8286 | 15381354.416 | 15381354.416 | 1478867.319 | 7034262.8363 | 0 | 98616955.1731 | 122511439.7444 | 133352.1432 | 26.1855 | 3766.0966 | 4678.6063 | 76.777 | 95.3797
1 | 4400 | 707 | 0.035 | 15 | 15 | 7 | 1.7783e-10 | 5spot_SharedNeighbor | Water | Porous | Wet | R245fa | MinimizeLCOE_Brownfield | IgnoreSilica | 162.0387 | 60.8149 | 6.7351 | 4 | 3708.5621 | 4595.4974 | 75.6041 | 93.6854 | 160.466 | 0 | 128.4815 | 8637428.9113 | 459144.8567 | 8864944.4884 | 8442867.9327 | 0 | 576813.926 | 0 | 10522668.0448 | 27377823.7567 | 18685927.272 | 83567619.1885 | 961560.8286 | 15381354.416 | 15381354.416 | 1478867.319 | 7034262.8363 | 0 | 99910534.4331 | 123805019.0043 | 177827.941 | 26.9405 | 3708.5621 | 4595.4974 | 75.6041 | 93.6854
1 | 4400 | 707 | 0.035 | 15 | 15 | 7 | 2.3714e-10 | 5spot_SharedNeighbor | Water | Porous | Wet | R245fa | MinimizeLCOE_Brownfield | IgnoreSilica | 164.9734 | 61.8089 | 6.8814 | 4 | 3664.8632 | 4532.9405 | 74.7132 | 92.4101 | 160.3217 | 0 | 138.0024 | 8732454.3271 | 463516.0307 | 8981569.7544 | 8583468.2264 | 0 | 532598.1965 | 0 | 10644506.5487 | 27694822.5512 | 18902285.4629 | 84535221.0979 | 961560.8286 | 15381354.416 | 15381354.416 | 1478867.319 | 7034262.8363 | 0 | 100878136.3425 | 124772620.9137 | 237137.3706 | 27.5258 | 3664.8632 | 4532.9405 | 74.7132 | 92.4101
1 | 4400 | 707 | 0.035 | 15 | 15 | 7 | 3.1623e-10 | 5spot_SharedNeighbor | Water | Porous | Wet | R245fa | MinimizeLCOE_Brownfield | IgnoreSilica | 167.1855 | 62.5545 | 6.9932 | 4 | 3631.7338 | 4485.9376 | 74.0378 | 91.4519 | 160.2112 | 0 | 134.4582 | 8803265.2948 | 466752.4666 | 9068839.9916 | 8689066.5568 | 0 | 495459.0433 | 0 | 10734119.5077 | 27927977.0883 | 19061418.2253 | 85246898.1743 | 961560.8286 | 15381354.416 | 15381354.416 | 1478867.319 | 7034262.8363 | 0 | 101589813.4189 | 125484297.9901 | 316227.766 | 27.9728 | 3631.7338 | 4485.9376 | 74.0378 | 91.4519
1 | 4400 | 707 | 0.035 | 15 | 15 | 7 | 4.217e-10 | 5spot_SharedNeighbor | Water | Porous | Wet | R245fa | MinimizeLCOE_Brownfield | IgnoreSilica | 168.8445 | 63.1117 | 7.078 | 4 | 3606.6619 | 4450.6296 | 73.5267 | 90.7321 | 160.1274 | 0 | 129.9557 | 8855914.5852 | 469146.9482 | 9133933.2123 | 8768047.1895 | 0 | 464975.5982 | 0 | 10799886.838 | 28099090.191 | 19178206.4339 | 85769200.9961 | 961560.8286 | 15381354.416 | 15381354.416 | 1478867.319 | 7034262.8363 | 0 | 102112116.2407 | 126006600.812 | 421696.5034 | 28.3121 | 3606.6619 | 4450.6296 | 73.5267 | 90.7321
1 | 4400 | 707 | 0.035 | 15 | 15 | 7 | 5.6234e-10 | 5spot_SharedNeighbor | Water | Porous | Wet | R245fa | MinimizeLCOE_Brownfield | IgnoreSilica | 170.0749 | 63.5237 | 7.1418 | 4 | 3587.7176 | 4424.1465 | 73.1405 | 90.1922 | 160.0646 | 0 | 137.6435 | 8894708.467 | 470904.6354 | 9182011.3364 | 8826502.0489 | 0 | 440306.4393 | 0 | 10847628.8415 | 28223305.0911 | 19262985.6556 | 86148352.5152 | 961560.8286 | 15381354.416 | 15381354.416 | 1478867.319 | 7034262.8363 | 0 | 102491267.7598 | 126385752.3311 | 562341.3252 | 28.5673 | 3587.7176 | 4424.1465 | 73.1405 | 90.1922
1 | 4400 | 707 | 0.035 | 15 | 15 | 7 | 7.4989e-10 | 5spot_SharedNeighbor | Water | Porous | Wet | R245fa | MinimizeLCOE_Brownfield | IgnoreSilica | 170.9735 | 63.824 | 7.1893 | 4 | 3573.4228 | 4404.3268 | 72.8491 | 89.7882 | 160.0185 | 0 | 135.5841 | 8922903.4936 | 472178.4492 | 9217016.9408 | 8869127.121 | 0 | 420516.1372 | 0 | 10881679.4353 | 28311897.7513 | 19323451.9666 | 86418771.295 | 961560.8286 | 15381354.416 | 15381354.416 | 1478867.319 | 7034262.8363 | 0 | 102761686.5396 | 126656171.1108 | 749894.2093 | 28.7572 | 3573.4228 | 4404.3268 | 72.8491 | 89.7882
1 | 4400 | 707 | 0.035 | 15 | 15 | 7 | 1e-09 | 5spot_SharedNeighbor | Water | Porous | Wet | R245fa | MinimizeLCOE_Brownfield | IgnoreSilica | 171.3218 | 63.9401 | 7.2159 | 4 | 3562.6537 | 4390.4943 | 72.6295 | 89.5062 | 160.0003 | 0 | 138.755 | 8933775.7812 | 472667.5968 | 9230544.4373 | 8885617.4761 | 0 | 401553.5293 | 0 | 10890421.9401 | 28334643.9553 | 19338976.7182 | 86488201.4342 | 961560.8286 | 15381354.416 | 15381354.416 | 1478867.319 | 7034262.8363 | 0 | 102831116.6788 | 126725601.2501 | 1000000 | 28.8636 | 3562.6537 | 4390.4943 | 72.6295 | 89.5062
1 | 4400 | 707 | 0.035 | 15 | 15 | 7 | 1.3335e-09 | 5spot_SharedNeighbor | Water | Porous | Wet | R245fa | MinimizeLCOE_Brownfield | IgnoreSilica | 171.6554 | 64.052 | 7.2382 | 4 | 3554.5615 | 4379.8554 | 72.4645 | 89.2893 | 159.983 | 0 | 153.1348 | 8944337.8956 | 473153.2793 | 9243561.4591 | 8902199.3239 | 0 | 387713.8701 | 0 | 10900876.6729 | 28361845.0257 | 19357542.0077 | 86571229.5344 | 961560.8286 | 15381354.416 | 15381354.416 | 1478867.319 | 7034262.8363 | 0 | 102914144.779 | 126808629.3503 | 1333521.4322 | 28.9527 | 3554.5615 | 4379.8554 | 72.4645 | 89.2893
1 | 4400 | 707 | 0.035 | 15 | 15 | 7 | 1.7783e-09 | 5spot_SharedNeighbor | Water | Porous | Wet | R245fa | MinimizeLCOE_Brownfield | IgnoreSilica | 172.0038 | 64.1689 | 7.2578 | 4 | 3548.4749 | 4371.5404 | 72.3405 | 89.1198 | 159.9649 | 0 | 157.3524 | 8955368.1319 | 473660.7797 | 9257154.1005 | 8919534.0176 | 0 | 378157.2392 | 0 | 10913710.9649 | 28395237.2208 | 19380332.867 | 86673155.3217 | 961560.8286 | 15381354.416 | 15381354.416 | 1478867.319 | 7034262.8363 | 0 | 103016070.5663 | 126910555.1375 | 1778279.41 | 29.0311 | 3548.4749 | 4371.5404 | 72.3405 | 89.1198
1 | 4400 | 707 | 0.035 | 15 | 15 | 7 | 2.3714e-09 | 5spot_SharedNeighbor | Water | Porous | Wet | R245fa | MinimizeLCOE_Brownfield | IgnoreSilica | 172.2692 | 64.2579 | 7.2726 | 4 | 3543.8992 | 4365.2842 | 72.2472 | 88.9922 | 159.9511 | 0 | 140.4177 | 8963761.5004 | 474046.7058 | 9267501.8828 | 8932739.3096 | 0 | 370899.7794 | 0 | 10923490.1794 | 28420680.7308 | 19397698.5854 | 86750818.6735 | 961560.8286 | 15381354.416 | 15381354.416 | 1478867.319 | 7034262.8363 | 0 | 103093733.9181 | 126988218.4894 | 2371373.7057 | 29.0905 | 3543.8992 | 4365.2842 | 72.2472 | 88.9922
1 | 4400 | 707 | 0.035 | 15 | 15 | 7 | 3.1623e-09 | 5spot_SharedNeighbor | Water | Porous | Wet | R245fa | MinimizeLCOE_Brownfield | IgnoreSilica | 172.4472 | 64.3175 | 7.2832 | 4 | 3540.4613 | 4360.6573 | 72.1771 | 88.8979 | 159.9419 | 0 | 133.0148 | 8969382.4045 | 474304.9499 | 9274434.8357 | 8941592.2172 | 0 | 365150.3786 | 0 | 10929697.2665 | 28436830.2982 | 19408720.9969 | 86800113.3475 | 961560.8286 | 15381354.416 | 15381354.416 | 1478867.319 | 7034262.8363 | 0 | 103143028.5921 | 127037513.1633 | 3162277.6602 | 29.1327 | 3540.4613 | 4360.6573 | 72.1771 | 88.8979
1 | 4400 | 707 | 0.035 | 15 | 15 | 7 | 4.217e-09 | 5spot_SharedNeighbor | Water | Porous | Wet | R245fa | MinimizeLCOE_Brownfield | IgnoreSilica | 172.5982 | 64.3681 | 7.2916 | 4 | 3537.8794 | 4357.1279 | 72.1245 | 88.8259 | 159.934 | 0 | 134.9228 | 8974148.0122 | 474523.8888 | 9280313.4286 | 8949100.4761 | 0 | 360981.8422 | 0 | 10935236.3827 | 28451241.9423 | 19418557.2402 | 86844103.2132 | 961560.8286 | 15381354.416 | 15381354.416 | 1478867.319 | 7034262.8363 | 0 | 103187018.4578 | 127081503.029 | 4216965.0343 | 29.1663 | 3537.8794 | 4357.1279 | 72.1245 | 88.8259
1 | 4400 | 707 | 0.035 | 15 | 15 | 7 | 5.6234e-09 | 5spot_SharedNeighbor | Water | Porous | Wet | R245fa | MinimizeLCOE_Brownfield | IgnoreSilica | 172.7102 | 64.4057 | 7.2979 | 4 | 3535.941 | 4354.4834 | 72.0849 | 88.772 | 159.9282 | 0 | 135.3419 | 8977683.5433 | 474686.262 | 9284675.5975 | 8954673.6378 | 0 | 357817.112 | 0 | 10939319.0995 | 28461864.334 | 19425807.2408 | 86876526.8268 | 961560.8286 | 15381354.416 | 15381354.416 | 1478867.319 | 7034262.8363 | 0 | 103219442.0714 | 127113926.6426 | 5623413.2519 | 29.1915 | 3535.941 | 4354.4834 | 72.0849 | 88.772
1 | 4400 | 707 | 0.035 | 15 | 15 | 7 | 7.4989e-09 | 5spot_SharedNeighbor | Water | Porous | Wet | R245fa | MinimizeLCOE_Brownfield | IgnoreSilica | 172.7808 | 64.4293 | 7.3022 | 4 | 3534.4862 | 4352.5434 | 72.0553 | 88.7325 | 159.9245 | 0 | 142.7597 | 8979907.718 | 474788.3403 | 9287420.7629 | 8958182.3068 | 0 | 355282.614 | 0 | 10941676.8794 | 28467998.7936 | 19429994.1355 | 86895251.5505 | 961560.8286 | 15381354.416 | 15381354.416 | 1478867.319 | 7034262.8363 | 0 | 103238166.7951 | 127132651.3663 | 7498942.0933 | 29.2088 | 3534.4862 | 4352.5434 | 72.0553 | 88.7325
1 | 4400 | 707 | 0.035 | 15 | 15 | 7 | 1e-08 | 5spot_SharedNeighbor | Water | Porous | Wet | R245fa | MinimizeLCOE_Brownfield | IgnoreSilica | 172.8493 | 64.4522 | 7.3059 | 4 | 3533.3945 | 4351.0372 | 72.033 | 88.7018 | 159.921 | 0 | 141.0975 | 8982068.9451 | 474887.5805 | 9290087.709 | 8961590.5604 | 0 | 353542.8529 | 0 | 10944249.2827 | 28474691.6593 | 19434562.1539 | 86915680.7439 | 961560.8286 | 15381354.416 | 15381354.416 | 1478867.319 | 7034262.8363 | 0 | 103258595.9885 | 127153080.5597 | 10000000 | 29.2236 | 3533.3945 | 4351.0372 | 72.033 | 88.7018
1 | 4500 | 707 | 0.035 | 15 | 15 | 7 | 1e-13 | 5spot_SharedNeighbor | Water | Porous | Wet | R245fa | MinimizeLCOE_Brownfield | IgnoreSilica | 0 | 0 | 0 | 4 | [6 empty] | 10.6006 | [19 empty] | 100 | 0
1 | 4500 | 707 | 0.035 | 15 | 15 | 7 | 1.3335e-13 | 5spot_SharedNeighbor | Water | Porous | Wet | R245fa | MinimizeLCOE_Brownfield | IgnoreSilica | 0.87181 | 0.15792 | 0.0034476 | 4 | 1285864.4207 | 3065662.9359 | 26214.0855 | 62497.6856 | 107.4539 | 0 | 26.825 | 102488.021 | 3749.721 | 78512.0012 | 54505.7481 | 0 | 59600.822 | 0 | 116553.9622 | 303249.5011 | 206974.0157 | 925633.7924 | 961560.8286 | 15845322.9242 | 15845322.9242 | 1478867.319 | 7219850.2396 | 0 | 17732517.5452 | 42276558.028 | 133.3521 | 0.01379 | 1285864.4207 | 3065662.9359 | 26214.0855 | 62497.6856
1 | 4500 | 707 | 0.035 | 15 | 15 | 7 | 1.7783e-13 | 5spot_SharedNeighbor | Water | Porous | Wet | R245fa | MinimizeLCOE_Brownfield | IgnoreSilica | 1.1276 | 0.24041 | 0.0097172 | 4 | 463785.5658 | 1095241.6088 | 9454.8961 | 22327.9816 | 117.7669 | 0 | 30.323 | 145560.0389 | 5735.8312 | 109073.5942 | 66571.9238 | 0 | 66949.3307 | 0 | 153617.3803 | 399680.9122 | 272790.4352 | 1219979.4464 | 961560.8286 | 15845322.9242 | 15845322.9242 | 1478867.319 | 7219850.2396 | 0 | 18026863.1992 | 42570903.682 | 177.8279 | 0.038869 | 463785.5658 | 1095241.6088 | 9454.8961 | 22327.9816
1 | 4500 | 707 | 0.035 | 15 | 15 | 7 | 2.3714e-13 | 5spot_SharedNeighbor | Water | Porous | Wet | R245fa | MinimizeLCOE_Brownfield | IgnoreSilica | 1.4565 | 0.35467 | 0.019491 | 4 | 235984.569 | 550792.7971 | 4810.8646 | 11228.6562 | 126.8529 | 0 | 31.5899 | 199805.7039 | 8405.048 | 147936.7622 | 82681.4404 | 0 | 75066.9348 | 0 | 200419.3968 | 521450.1588 | 355900.4481 | 1591665.893 | 961560.8286 | 15845322.9242 | 15845322.9242 | 1478867.319 | 7219850.2396 | 0 | 18398549.6458 | 42942590.1286 | 237.1374 | 0.077965 | 235984.569 | 550792.7971 | 4810.8646 | 11228.6562
1 | 4500 | 707 | 0.035 | 15 | 15 | 7 | 3.1623e-13 | 5spot_SharedNeighbor | Water | Porous | Wet | R245fa | MinimizeLCOE_Brownfield | IgnoreSilica | 1.9042 | 0.51911 | 0.034479 | 4 | 136989.9451 | 314956.2112 | 2792.7253 | 6420.8084 | 135.0046 | 0 | 153.5618 | 270728.7218 | 12089.628 | 199530.7002 | 105618.9489 | 0 | 85515.1763 | 0 | 262658.4384 | 683383.378 | 466423.1976 | 2085948.1893 | 961560.8286 | 15845322.9242 | 15845322.9242 | 1478867.319 | 7219850.2396 | 0 | 18892831.9421 | 43436872.4249 | 316.2278 | 0.13791 | 136989.9451 | 314956.2112 | 2792.7253 | 6420.8084
1 | 4500 | 707 | 0.035 | 15 | 15 | 7 | 4.217e-13 | 5spot_SharedNeighbor | Water | Porous | Wet | R245fa | MinimizeLCOE_Brownfield | IgnoreSilica | 2.4877 | 0.74154 | 0.055893 | 4 | 87259.1088 | 197040.0605 | 1778.895 | 4016.9281 | 141.7757 | 0 | 201.2903 | 357715.5525 | 16799.0212 | 264208.6445 | 136139.5443 | 0 | 97485.5906 | 0 | 340215.8577 | 885171.874 | 604147.9924 | 2701884.0773 | 961560.8286 | 15845322.9242 | 15845322.9242 | 1478867.319 | 7219850.2396 | 0 | 19508767.8301 | 44052808.3129 | 421.6965 | 0.22357 | 87259.1088 | 197040.0605 | 1778.895 | 4016.9281
1 | 4500 | 707 | 0.035 | 15 | 15 | 7 | 5.6234e-13 | 5spot_SharedNeighbor | Water | Porous | Wet | R245fa | MinimizeLCOE_Brownfield | IgnoreSilica | 3.2656 | 1.0455 | 0.086062 | 4 | 58937.7881 | 130235.5856 | 1201.5265 | 2655.0286 | 147.3964 | 0 | 268.6138 | 465575.0864 | 22812.6541 | 346480.085 | 177325.5027 | 0 | 112113.2903 | 0 | 438479.5812 | 1140833.9258 | 778642.5962 | 3482262.7217 | 961560.8286 | 15845322.9242 | 15845322.9242 | 1478867.319 | 7219850.2396 | 0 | 20289146.4746 | 44833186.9574 | 562.3413 | 0.34425 | 58937.7881 | 130235.5856 | 1201.5265 | 2655.0286
1 | 4500 | 707 | 0.035 | 15 | 15 | 7 | 7.4989e-13 | 5spot_SharedNeighbor | Water | Porous | Wet | R245fa | MinimizeLCOE_Brownfield | IgnoreSilica | 4.2869 | 1.4508 | 0.12727 | 4 | 41755.9427 | 89969.9729 | 851.2514 | 1834.1596 | 151.8997 | 0 | 42.8309 | 596290.0003 | 30243.382 | 448995.9415 | 231766.7238 | 0 | 129323.4943 | 0 | 560281.6213 | 1457737.8492 | 994936.0356 | 4449575.048 | 961560.8286 | 15845322.9242 | 15845322.9242 | 1478867.319 | 7219850.2396 | 0 | 21256458.8008 | 45800499.2836 | 749.8942 | 0.50906 | 41755.9427 | 89969.9729 | 851.2514 | 1834.1596
1 | 4500 | 707 | 0.035 | 15 | 15 | 7 | 1e-12 | 5spot_SharedNeighbor | Water | Porous | Wet | R245fa | MinimizeLCOE_Brownfield | IgnoreSilica | 5.6636 | 2.0048 | 0.18442 | 4 | 30501.8901 | 63774.646 | 621.8223 | 1300.1324 | 155.5266 | 0 | 45.1973 | 759369.4182 | 39677.5037 | 580146.2909 | 307876.6103 | 0 | 151073.1492 | 0 | 716875.7592 | 1865163.674 | 1273012.5328 | 5693194.9382 | 961560.8286 | 15845322.9242 | 15845322.9242 | 1478867.319 | 7219850.2396 | 0 | 22500078.691 | 47044119.1738 | 1000 | 0.73766 | 30501.8901 | 63774.646 | 621.8223 | 1300.1324
1 | 4500 | 707 | 0.035 | 15 | 15 | 7 | 1.3335e-12 | 5spot_SharedNeighbor | Water | Porous | Wet | R245fa | MinimizeLCOE_Brownfield | IgnoreSilica | 7.4736 | 2.7332 | 0.25997 | 4 | 23103.8124 | 46706.3047 | 471.0025 | 952.1712 | 158.2464 | 0 | 47.3667 | 954139.3226 | 50954.5087 | 742038.9447 | 406639.3138 | 0 | 176868.0402 | 0 | 908949.6507 | 2364900.5399 | 1614093.2123 | 7218583.533 | 961560.8286 | 15845322.9242 | 15845322.9242 | 1478867.319 | 7219850.2396 | 0 | 24025467.2858 | 48569507.7686 | 1333.5214 | 1.0399 | 23103.8124 | 46706.3047 | 471.0025 | 952.1712
1 | 4500 | 707 | 0.035 | 15 | 15 | 7 | 1.7783e-12 | 5spot_SharedNeighbor | Water | Porous | Wet | R245fa | MinimizeLCOE_Brownfield | IgnoreSilica | 9.8831 | 3.714 | 0.36292 | 4 | 17876.5146 | 34783.8678 | 364.4369 | 709.1162 | 160.5722 | 0 | 46.9877 | 1194307.6292 | 64957.4113 | 946907.6995 | 538082.8735 | 0 | 208059.1834 | 0 | 1151402.7708 | 2995713.8243 | 2044636.2409 | 9144067.6328 | 961560.8286 | 15845322.9242 | 15845322.9242 | 1478867.319 | 7219850.2396 | 0 | 25950951.3856 | 50494991.8684 | 1778.2794 | 1.4517 | 17876.5146 | 34783.8678 | 364.4369 | 709.1162
1 | 4500 | 707 | 0.035 | 15 | 15 | 7 | 2.3714e-12 | 5spot_SharedNeighbor | Water | Porous | Wet | R245fa | MinimizeLCOE_Brownfield | IgnoreSilica | 13.0986 | 5.0225 | 0.50037 | 4 | 14177.0615 | 26440.1194 | 289.0186 | 539.0176 | 162.2812 | 0 | 43.9549 | 1487104.6594 | 81999.7057 | 1204130.8875 | 715055.6046 | 0 | 246618.5557 | 0 | 1456614.671 | 3789812.5812 | 2586624.9595 | 11567961.6246 | 961560.8286 | 15845322.9242 | 15845322.9242 | 1478867.319 | 7219850.2396 | 0 | 28374845.3774 | 52918885.8603 | 2371.3737 | 2.0015 | 14177.0615 | 26440.1194 | 289.0186 | 539.0176
1 | 4500 | 707 | 0.035 | 15 | 15 | 7 | 3.1623e-12 | 5spot_SharedNeighbor | Water | Porous | Wet | R245fa | MinimizeLCOE_Brownfield | IgnoreSilica | 17.3615 | 6.7546 | 0.68224 | 4 | 11501.6016 | 20495.5124 | 234.4757 | 417.8287 | 163.5884 | 0 | 50.2751 | 1841340.262 | 102477.677 | 1524970.8881 | 945559.3692 | 0 | 293225.5518 | 0 | 1835953.7617 | 4776775.0821 | 3260247.1464 | 14580549.7381 | 961560.8286 | 15845322.9242 | 15845322.9242 | 1478867.319 | 7219850.2396 | 0 | 31387433.491 | 55931473.9738 | 3162.2777 | 2.729 | 11501.6016 | 20495.5124 | 234.4757 | 417.8287
1 | 4500 | 707 | 0.035 | 15 | 15 | 7 | 4.217e-12 | 5spot_SharedNeighbor | Water | Porous | Wet | R245fa | MinimizeLCOE_Brownfield | IgnoreSilica | 23.0178 | 9.0529 | 0.92375 | 4 | 9516.5726 | 16159.0862 | 194.0082 | 329.4248 | 164.5863 | 0 | 51.4809 | 2272488.7761 | 127301.8762 | 1926368.987 | 1250658.401 | 0 | 349976.1273 | 0 | 2311449.7253 | 6013918.0418 | 4104622.6372 | 18356784.5717 | 961560.8286 | 15845322.9242 | 15845322.9242 | 1478867.319 | 7219850.2396 | 0 | 35163668.3246 | 59707708.8074 | 4216.965 | 3.695 | 9516.5726 | 16159.0862 | 194.0082 | 329.4248
1 | 4500 | 707 | 0.035 | 15 | 15 | 7 | 5.6234e-12 | 5spot_SharedNeighbor | Water | Porous | Wet | R245fa | MinimizeLCOE_Brownfield | IgnoreSilica | 30.489 | 12.0965 | 1.2443 | 4 | 8019.427 | 12950.7635 | 163.4869 | 264.0188 | 165.3444 | 0 | 52.6509 | 2797620.4875 | 157487.7202 | 2427795.1463 | 1658688.1439 | 0 | 418911.7313 | 0 | 2909596.2594 | 7570172.6267 | 5166798.3692 | 23107070.4844 | 961560.8286 | 15845322.9242 | 15845322.9242 | 1478867.319 | 7219850.2396 | 0 | 39913954.2372 | 64457994.72 | 5623.4133 | 4.9772 | 8019.427 | 12950.7635 | 163.4869 | 264.0188
1 | 4500 | 707 | 0.035 | 15 | 15 | 7 | 7.4989e-12 | 5spot_SharedNeighbor | Water | Porous | Wet | R245fa | MinimizeLCOE_Brownfield | IgnoreSilica | 40.2916 | 16.0956 | 1.6657 | 4 | 6880.8467 | 10564.6899 | 140.2754 | 215.3755 | 165.917 | 0 | 56.7243 | 3432521.4081 | 193838.4008 | 3049825.2633 | 2196892.5546 | 0 | 502186.5202 | 0 | 3656353.0174 | 9513080.5301 | 6492872.936 | 29037570.6305 | 961560.8286 | 15845322.9242 | 15845322.9242 | 1478867.319 | 7219850.2396 | 0 | 45844454.3834 | 70388494.8662 | 7498.9421 | 6.6626 | 6880.8467 | 10564.6899 | 140.2754 | 215.3755
1 | 4500 | 707 | 0.035 | 15 | 15 | 7 | 1e-11 | 5spot_SharedNeighbor | Water | Porous | Wet | R245fa | MinimizeLCOE_Brownfield | IgnoreSilica | 52.9984 | 21.2724 | 2.2104 | 4 | 6010.7178 | 8786.6408 | 122.5366 | 179.1276 | 166.3263 | 0 | 55.5482 | 4189758.7658 | 236948.569 | 3810980.0209 | 2893004.8876 | 0 | 601776.4372 | 0 | 4575662.7854 | 11904935.9702 | 8125363.4216 | 36338430.8578 | 961560.8286 | 15845322.9242 | 15845322.9242 | 1478867.319 | 7219850.2396 | 0 | 53145314.6107 | 77689355.0935 | 10000 | 8.8418 | 6010.7178 | 8786.6408 | 122.5366 | 179.1276
1 | 4500 | 707 | 0.035 | 15 | 15 | 7 | 1.3335e-11 | 5spot_SharedNeighbor | Water | Porous | Wet | R245fa | MinimizeLCOE_Brownfield | IgnoreSilica | 69.1326 | 27.8116 | 2.8946 | 4 | 5349.7319 | 7469.5266 | 109.0615 | 152.2764 | 166.524 | 0 | 58.5226 | 5071735.2906 | 286630.5711 | 4721767.2179 | 3773132.2745 | 0 | 719315.9412 | 0 | 5683306.7051 | 14786798.2402 | 10092293.6373 | 45134979.8777 | 961560.8286 | 15845322.9242 | 15845322.9242 | 1478867.319 | 7219850.2396 | 0 | 61941863.6306 | 86485904.1134 | 13335.2143 | 11.5785 | 5349.7319 | 7469.5266 | 109.0615 | 152.2764
1 | 4500 | 707 | 0.035 | 15 | 15 | 7 | 1.7783e-11 | 5spot_SharedNeighbor | Water | Porous | Wet | R245fa | MinimizeLCOE_Brownfield | IgnoreSilica | 88.9816 | 35.7406 | 3.7113 | 4 | 4860.3825 | 6513.723 | 99.0855 | 132.7911 | 166.3878 | 0 | 56.3117 | 6057645.9869 | 341006.9941 | 5771573.3825 | 4843554.8496 | 0 | 855626.1217 | 0 | 6969068.8606 | 18132087.6226 | 12375522.3796 | 55346086.1976 | 961560.8286 | 15845322.9242 | 15845322.9242 | 1478867.319 | 7219850.2396 | 0 | 72152969.9505 | 96697010.4333 | 17782.7941 | 14.8451 | 4860.3825 | 6513.723 | 99.0855 | 132.7911
1 | 4500 | 707 | 0.035 | 15 | 15 | 7 | 2.3714e-11 | 5spot_SharedNeighbor | Water | Porous | Wet | R245fa | MinimizeLCOE_Brownfield | IgnoreSilica | 110.5427 | 44.1262 | 4.5684 | 4 | 4514.908 | 5858.054 | 92.0425 | 119.4244 | 165.8545 | 0 | 68.4043 | 7021565.6317 | 392344.045 | 6834174.8468 | 5981515.1968 | 0 | 981608.9628 | 0 | 8272371.3864 | 21523013.4507 | 14689898.9338 | 65696492.4541 | 961560.8286 | 15845322.9242 | 15845322.9242 | 1478867.319 | 7219850.2396 | 0 | 82503376.2069 | 107047416.6898 | 23713.7371 | 18.2735 | 4514.908 | 5858.054 | 92.0425 | 119.4244
1 | 4500 | 707 | 0.035 | 15 | 15 | 7 | 3.1623e-11 | 5spot_SharedNeighbor | Water | Porous | Wet | R245fa | MinimizeLCOE_Brownfield | IgnoreSilica | 121.6675 | 48.3294 | 5.1159 | 4 | 4261.5076 | 5460.9079 | 86.8766 | 111.328 | 165.4449 | 0 | 88.4545 | 7478515.9191 | 415836.9551 | 7352287.4167 | 6553683.7948 | 0 | 929129.4377 | 0 | 8864486.8741 | 23063576.4901 | 15741364.8636 | 70398881.751 | 961560.8286 | 15845322.9242 | 15845322.9242 | 1478867.319 | 7219850.2396 | 0 | 87205765.5039 | 111749805.9867 | 31622.7766 | 20.4636 | 4261.5076 | 5460.9079 | 86.8766 | 111.328
1 | 4500 | 707 | 0.035 | 15 | 15 | 7 | 4.217e-11 | 5spot_SharedNeighbor | Water | Porous | Wet | R245fa | MinimizeLCOE_Brownfield | IgnoreSilica | 131.3324 | 51.9086 | 5.5998 | 4 | 4066.2724 | 5162.018 | 82.8965 | 105.2347 | 165.0252 | 0 | 104.7193 | 7854907.6398 | 434684.4382 | 7787053.3818 | 7042659.8294 | 0 | 861670.0161 | 0 | 9352580.369 | 24333495.6422 | 16608110.7792 | 74275162.0957 | 961560.8286 | 15845322.9242 | 15845322.9242 | 1478867.319 | 7219850.2396 | 0 | 91082045.8485 | 115626086.3313 | 42169.6503 | 22.3994 | 4066.2724 | 5162.018 | 82.8965 | 105.2347
1 | 4500 | 707 | 0.035 | 15 | 15 | 7 | 5.6234e-11 | 5spot_SharedNeighbor | Water | Porous | Wet | R245fa | MinimizeLCOE_Brownfield | IgnoreSilica | 142.4332 | 55.99 | 6.1069 | 4 | 3913.7665 | 4918.5302 | 79.7874 | 100.2709 | 164.5398 | 0 | 121.1982 | 8274016.8744 | 455515.7407 | 8275801.1484 | 7611903.0496 | 0 | 823795.3148 | 0 | 9922002.5299 | 25815015.3002 | 17619278.3879 | 78797328.3459 | 961560.8286 | 15845322.9242 | 15845322.9242 | 1478867.319 | 7219850.2396 | 0 | 95604212.0988 | 120148252.5816 | 56234.1325 | 24.4277 | 3913.7665 | 4918.5302 | 79.7874 | 100.2709
1 | 4500 | 707 | 0.035 | 15 | 15 | 7 | 7.4989e-11 | 5spot_SharedNeighbor | Water | Porous | Wet | R245fa | MinimizeLCOE_Brownfield | IgnoreSilica | 149.8339 | 58.6795 | 6.482 | 4 | 3796.0396 | 4742.6572 | 77.3874 | 96.6855 | 164.2044 | 0 | 116.7475 | 8543839.8713 | 468724.8339 | 8594240.1735 | 7989619.2386 | 0 | 755110.5849 | 0 | 10277098.5339 | 26738902.2623 | 18249850.2235 | 81617385.7219 | 961560.8286 | 15845322.9242 | 15845322.9242 | 1478867.319 | 7219850.2396 | 0 | 98424269.4748 | 122968309.9576 | 74989.4209 | 25.9281 | 3796.0396 | 4742.6572 | 77.3874 | 96.6855
1 | 4500 | 707 | 0.035 | 15 | 15 | 7 | 1e-10 | 5spot_SharedNeighbor | Water | Porous | Wet | R245fa | MinimizeLCOE_Brownfield | IgnoreSilica | 155.6922 | 60.7879 | 6.7857 | 4 | 3705.9731 | 4610.2322 | 75.5513 | 93.9858 | 163.9255 | 0 | 127.1536 | 8752080.958 | 478816.8035 | 8841978.7882 | 8290144.6466 | 0 | 687805.7508 | 0 | 10549822.5094 | 27448474.1032 | 18734147.5852 | 83783271.1448 | 961560.8286 | 15845322.9242 | 15845322.9242 | 1478867.319 | 7219850.2396 | 0 | 100590154.8977 | 125134195.3805 | 100000 | 27.1427 | 3705.9731 | 4610.2322 | 75.5513 | 93.9858
1 | 4500 | 707 | 0.035 | 15 | 15 | 7 | 1.3335e-10 | 5spot_SharedNeighbor | Water | Porous | Wet | R245fa | MinimizeLCOE_Brownfield | IgnoreSilica | 160.3138 | 62.4426 | 7.0299 | 4 | 3637.329 | 4510.1795 | 74.1519 | 91.9461 | 163.6973 | 0 | 122.4621 | 8914239.1583 | 486696.4985 | 9035189.4541 | 8533710.9587 | 0 | 626438.4414 | 0 | 10762547.0593 | 28001939.7463 | 19111899.2592 | 85472660.5757 | 961560.8286 | 15845322.9242 | 15845322.9242 | 1478867.319 | 7219850.2396 | 0 | 102279544.3285 | 126823584.8113 | 133352.1432 | 28.1194 | 3637.329 | 4510.1795 | 74.1519 | 91.9461
1 | 4500 | 707 | 0.035 | 15 | 15 | 7 | 1.7783e-10 | 5spot_SharedNeighbor | Water | Porous | Wet | R245fa | MinimizeLCOE_Brownfield | IgnoreSilica | 163.9601 | 63.7395 | 7.2233 | 4 | 3585.1105 | 4434.5843 | 73.0873 | 90.405 | 163.5127 | 0 | 139.2601 | 9040062.2764 | 492760.1708 | 9185967.0397 | 8725886.1284 | 0 | 573224.1737 | 0 | 10926980.9177 | 28429762.916 | 19403897.3634 | 86778540.9861 | 961560.8286 | 15845322.9242 | 15845322.9242 | 1478867.319 | 7219850.2396 | 0 | 103585424.739 | 128129465.2218 | 177827.941 | 28.8932 | 3585.1105 | 4434.5843 | 73.0873 | 90.405
1 | 4500 | 707 | 0.035 | 15 | 15 | 7 | 2.3714e-10 | 5spot_SharedNeighbor | Water | Porous | Wet | R245fa | MinimizeLCOE_Brownfield | IgnoreSilica | 166.6519 | 64.6921 | 7.37 | 4 | 3545.4616 | 4378.0244 | 72.279 | 89.252 | 163.3742 | 0 | 132.53 | 9131808.0727 | 497154.622 | 9296376.5407 | 8867769.6264 | 0 | 526723.0716 | 0 | 11044734.454 | 28736133.4628 | 19613001.5568 | 87713701.407 | 961560.8286 | 15845322.9242 | 15845322.9242 | 1478867.319 | 7219850.2396 | 0 | 104520585.1599 | 129064625.6427 | 237137.3706 | 29.4801 | 3545.4616 | 4378.0244 | 72.279 | 89.252
1 | 4500 | 707 | 0.035 | 15 | 15 | 7 | 3.1623e-10 | 5spot_SharedNeighbor | Water | Porous | Wet | R245fa | MinimizeLCOE_Brownfield | IgnoreSilica | 168.6593 | 65.3997 | 7.4814 | 4 | 3515.4234 | 4335.5947 | 71.6667 | 88.387 | 163.2695 | 0 | 132.6826 | 9199573.5738 | 500384.1893 | 9378200.4307 | 8973588.449 | 0 | 487713.0276 | 0 | 11130389.2715 | 28958989.7276 | 19765105.5368 | 88393944.2063 | 961560.8286 | 15845322.9242 | 15845322.9242 | 1478867.319 | 7219850.2396 | 0 | 105200827.9591 | 129744868.4419 | 316227.766 | 29.9255 | 3515.4234 | 4335.5947 | 71.6667 | 88.387
1 | 4500 | 707 | 0.035 | 15 | 15 | 7 | 4.217e-10 | 5spot_SharedNeighbor | Water | Porous | Wet | R245fa | MinimizeLCOE_Brownfield | IgnoreSilica | 170.1427 | 65.9211 | 7.5652 | 4 | 3492.7008 | 4303.7884 | 71.2034 | 87.7385 | 163.1912 | 0 | 147.0105 | 9249295.1125 | 502744.7763 | 9438387.8635 | 9051796.4184 | 0 | 455625.9324 | 0 | 11192161.5402 | 29119708.4996 | 19874799.4011 | 88884519.5439 | 961560.8286 | 15845322.9242 | 15845322.9242 | 1478867.319 | 7219850.2396 | 0 | 105691403.2968 | 130235443.7796 | 421696.5034 | 30.2607 | 3492.7008 | 4303.7884 | 71.2034 | 87.7385
1 | 4500 | 707 | 0.035 | 15 | 15 | 7 | 5.6234e-10 | 5spot_SharedNeighbor | Water | Porous | Wet | R245fa | MinimizeLCOE_Brownfield | IgnoreSilica | 171.2339 | 66.3037 | 7.6279 | 4 | 3475.5356 | 4279.9545 | 70.8535 | 87.2527 | 163.1332 | 0 | 149.8747 | 9285671.776 | 504466.8358 | 9482503.8746 | 9109323.5776 | 0 | 429680.2758 | 0 | 11236542.0725 | 29235177.5411 | 19953609.3946 | 89236975.3481 | 961560.8286 | 15845322.9242 | 15845322.9242 | 1478867.319 | 7219850.2396 | 0 | 106043859.1009 | 130587899.5837 | 562341.3252 | 30.5115 | 3475.5356 | 4279.9545 | 70.8535 | 87.2527
1 | 4500 | 707 | 0.035 | 15 | 15 | 7 | 7.4989e-10 | 5spot_SharedNeighbor | Water | Porous | Wet | R245fa | MinimizeLCOE_Brownfield | IgnoreSilica | 172.0381 | 66.5853 | 7.6748 | 4 | 3462.5845 | 4262.0874 | 70.5895 | 86.8884 | 163.0903 | 0 | 145.824 | 9312377.6826 | 505728.3703 | 9514936.5494 | 9151726.1405 | 0 | 409036.6341 | 0 | 11268584.097 | 29318544.316 | 20010508.9315 | 89491442.7213 | 961560.8286 | 15845322.9242 | 15845322.9242 | 1478867.319 | 7219850.2396 | 0 | 106298326.4742 | 130842366.957 | 749894.2093 | 30.6991 | 3462.5845 | 4262.0874 | 70.5895 | 86.8884
1 | 4500 | 707 | 0.035 | 15 | 15 | 7 | 1e-09 | 5spot_SharedNeighbor | Water | Porous | Wet | R245fa | MinimizeLCOE_Brownfield | IgnoreSilica | 172.6176 | 66.7879 | 7.7094 | 4 | 3452.8237 | 4248.7369 | 70.3905 | 86.6162 | 163.0591 | 0 | 138.1675 | 9331566.9073 | 506633.3345 | 9538265.0755 | 9182285.4899 | 0 | 392660.8834 | 0 | 11291050.5593 | 29376997.4424 | 20050404.3914 | 89669864.0836 | 961560.8286 | 15845322.9242 | 15845322.9242 | 1478867.319 | 7219850.2396 | 0 | 106476747.8365 | 131020788.3193 | 1000000 | 30.8376 | 3452.8237 | 4248.7369 | 70.3905 | 86.6162
1 | 4500 | 707 | 0.035 | 15 | 15 | 7 | 1.3335e-09 | 5spot_SharedNeighbor | Water | Porous | Wet | R245fa | MinimizeLCOE_Brownfield | IgnoreSilica | 173.0586 | 66.942 | 7.7356 | 4 | 3445.4743 | 4238.6863 | 70.2407 | 86.4114 | 163.0354 | 0 | 138.5366 | 9346138.2615 | 507319.7556 | 9555992.4551 | 9205539.4812 | 0 | 380063.5662 | 0 | 11308070.8727 | 29421280.8065 | 20080628.6973 | 89805033.8962 | 961560.8286 | 15845322.9242 | 15845322.9242 | 1478867.319 | 7219850.2396 | 0 | 106611917.649 | 131155958.1318 | 1333521.4322 | 30.9426 | 3445.4743 | 4238.6863 | 70.2407 | 86.4114
1 | 4500 | 707 | 0.035 | 15 | 15 | 7 | 1.7783e-09 | 5spot_SharedNeighbor | Water | Porous | Wet | R245fa | MinimizeLCOE_Brownfield | IgnoreSilica | 174.3816 | 67.401 | 7.7856 | 4 | 3439.9327 | 4228.0538 | 70.1277 | 86.1946 | 162.9647 | 0 | 147.8872 | 9389294.8307 | 509327.9131 | 9608796.073 | 9272902.8248 | 0 | 381361.8937 | 0 | 11373056.5787 | 29590360.2831 | 20196028.9143 | 90321129.3113 | 961560.8286 | 15845322.9242 | 15845322.9242 | 1478867.319 | 7219850.2396 | 0 | 107128013.0641 | 131672053.5469 | 1778279.41 | 31.1425 | 3439.9327 | 4228.0538 | 70.1277 | 86.1946
1 | 4500 | 707 | 0.035 | 15 | 15 | 7 | 2.3714e-09 | 5spot_SharedNeighbor | Water | Porous | Wet | R245fa | MinimizeLCOE_Brownfield | IgnoreSilica | 174.625 | 67.4846 | 7.8001 | 4 | 3435.7563 | 4222.4136 | 70.0425 | 86.0796 | 162.9514 | 0 | 138.6509 | 9397096.1926 | 509684.6472 | 9618415.1957 | 9284831.2379 | 0 | 373944.7597 | 0 | 11381749.0929 | 29612976.4221 | 20211464.8939 | 90390162.442 | 961560.8286 | 15845322.9242 | 15845322.9242 | 1478867.319 | 7219850.2396 | 0 | 107197046.1949 | 131741086.6777 | 2371373.7057 | 31.2004 | 3435.7563 | 4222.4136 | 70.0425 | 86.0796
1 | 4500 | 707 | 0.035 | 15 | 15 | 7 | 3.1623e-09 | 5spot_SharedNeighbor | Water | Porous | Wet | R245fa | MinimizeLCOE_Brownfield | IgnoreSilica | 174.8102 | 67.5482 | 7.8111 | 4 | 3432.6182 | 4218.1716 | 69.9786 | 85.9931 | 162.9414 | 0 | 136.6341 | 9403027.5863 | 509955.7236 | 9625731.0952 | 9293906.6175 | 0 | 368334.9046 | 0 | 11388372.8116 | 29630209.9792 | 20223227.1507 | 90442765.8686 | 961560.8286 | 15845322.9242 | 15845322.9242 | 1478867.319 | 7219850.2396 | 0 | 107249649.6214 | 131793690.1043 | 3162277.6602 | 31.2443 | 3432.6182 | 4218.1716 | 69.9786 | 85.9931
1 | 4500 | 707 | 0.035 | 15 | 15 | 7 | 4.217e-09 | 5spot_SharedNeighbor | Water | Porous | Wet | R245fa | MinimizeLCOE_Brownfield | IgnoreSilica | 174.954 | 67.5975 | 7.8194 | 4 | 3430.2614 | 4214.9734 | 69.9305 | 85.9279 | 162.9335 | 0 | 141.3145 | 9407627.1738 | 510165.8608 | 9631405.6023 | 9300947.6219 | 0 | 364136.8764 | 0 | 11393570.4227 | 29643733.0973 | 20232456.9567 | 90484043.6121 | 961560.8286 | 15845322.9242 | 15845322.9242 | 1478867.319 | 7219850.2396 | 0 | 107290927.3649 | 131834967.8477 | 4216965.0343 | 31.2778 | 3430.2614 | 4214.9734 | 69.9305 | 85.9279
1 | 4500 | 707 | 0.035 | 15 | 15 | 7 | 5.6234e-09 | 5spot_SharedNeighbor | Water | Porous | Wet | R245fa | MinimizeLCOE_Brownfield | IgnoreSilica | 175.0466 | 67.6293 | 7.8253 | 4 | 3428.492 | 4212.6194 | 69.8944 | 85.8799 | 162.9285 | 0 | 135.8058 | 9410587.8404 | 510301.0045 | 9635059.7068 | 9305482.9745 | 0 | 360793.9942 | 0 | 11396667.953 | 29651792.2356 | 20237957.4842 | 90508643.1932 | 961560.8286 | 15845322.9242 | 15845322.9242 | 1478867.319 | 7219850.2396 | 0 | 107315526.946 | 131859567.4288 | 5623413.2519 | 31.3011 | 3428.492 | 4212.6194 | 69.8944 | 85.8799
1 | 4500 | 707 | 0.035 | 15 | 15 | 7 | 7.4989e-09 | 5spot_SharedNeighbor | Water | Porous | Wet | R245fa | MinimizeLCOE_Brownfield | IgnoreSilica | 175.1346 | 67.6595 | 7.8302 | 4 | 3427.1639 | 4210.7974 | 69.8674 | 85.8428 | 162.9237 | 0 | 134.5022 | 9413401.59 | 510429.5132 | 9638531.8438 | 9309792.5341 | 0 | 358478.9773 | 0 | 11399947.4388 | 29660324.7849 | 20243781.1244 | 90534687.8065 | 961560.8286 | 15845322.9242 | 15845322.9242 | 1478867.319 | 7219850.2396 | 0 | 107341571.5593 | 131885612.0421 | 7498942.0933 | 31.3208 | 3427.1639 | 4210.7974 | 69.8674 | 85.8428
1 | 4500 | 707 | 0.035 | 15 | 15 | 7 | 1e-08 | 5spot_SharedNeighbor | Water | Porous | Wet | R245fa | MinimizeLCOE_Brownfield | IgnoreSilica | 175.1929 | 67.6795 | 7.8337 | 4 | 3426.1673 | 4209.4536 | 69.8471 | 85.8154 | 162.9205 | 0 | 134.4146 | 9415266.1876 | 510514.6208 | 9640833.401 | 9312649.7255 | 0 | 356649.4512 | 0 | 11402006.2206 | 29665681.313 | 20247437.0649 | 90551037.9848 | 961560.8286 | 15845322.9242 | 15845322.9242 | 1478867.319 | 7219850.2396 | 0 | 107357921.7376 | 131901962.2205 | 10000000 | 31.3347 | 3426.1673 | 4209.4536 | 69.8471 | 85.8154
1 | 4600 | 707 | 0.035 | 15 | 15 | 7 | 1e-13 | 5spot_SharedNeighbor | Water | Porous | Wet | R245fa | MinimizeLCOE_Brownfield | IgnoreSilica | 0 | 0 | 0 | 4 | [6 empty] | 11.8031 | [19 empty] | 100 | 0
1 | 4600 | 707 | 0.035 | 15 | 15 | 7 | 1.3335e-13 | 5spot_SharedNeighbor | Water | Porous | Wet | R245fa | MinimizeLCOE_Brownfield | IgnoreSilica | 0.88403 | 0.16464 | 0.0042735 | 4 | 1066157.1152 | 2540447.6719 | 21735.0549 | 51790.462 | 109.1525 | 0 | 27.9164 | 106590.6892 | 3946.698 | 81071.1332 | 55314.8871 | 0 | 59276.3272 | 0 | 119417.8965 | 310700.8708 | 212059.7286 | 948378.2307 | 961560.8286 | 16315151.5233 | 16315151.5233 | 1478867.319 | 7407781.6792 | 0 | 18225090.5826 | 43426891.1042 | 133.3521 | 0.017094 | 1066157.1152 | 2540447.6719 | 21735.0549 | 51790.462
1 | 4600 | 707 | 0.035 | 15 | 15 | 7 | 1.7783e-13 | 5spot_SharedNeighbor | Water | Porous | Wet | R245fa | MinimizeLCOE_Brownfield | IgnoreSilica | 1.1619 | 0.25745 | 0.01143 | 4 | 405830.5224 | 957053.3274 | 8273.4041 | 19510.8266 | 120.3413 | 0 | 26.0884 | 154772.33 | 6210.9085 | 115008.7628 | 68694.9777 | 0 | 67865.9364 | 0 | 160895.637 | 418617.4433 | 285715.0067 | 1277781.0024 | 961560.8286 | 16315151.5233 | 16315151.5233 | 1478867.319 | 7407781.6792 | 0 | 18554493.3544 | 43756293.8759 | 177.8279 | 0.04572 | 405830.5224 | 957053.3274 | 8273.4041 | 19510.8266
1 | 4600 | 707 | 0.035 | 15 | 15 | 7 | 2.3714e-13 | 5spot_SharedNeighbor | Water | Porous | Wet | R245fa | MinimizeLCOE_Brownfield | IgnoreSilica | 1.5102 | 0.38332 | 0.022516 | 4 | 210505.1913 | 490322.0342 | 4291.4331 | 9995.8779 | 129.7908 | 0 | 28.7236 | 213975.2082 | 9194.196 | 157105.6728 | 86275.4695 | 0 | 76675.9888 | 0 | 211858.3488 | 551211.9654 | 376213.4927 | 1682510.3421 | 961560.8286 | 16315151.5233 | 16315151.5233 | 1478867.319 | 7407781.6792 | 0 | 18959222.6941 | 44161023.2157 | 237.1374 | 0.090065 | 210505.1913 | 490322.0342 | 4291.4331 | 9995.8779
1 | 4600 | 707 | 0.035 | 15 | 15 | 7 | 3.1623e-13 | 5spot_SharedNeighbor | Water | Porous | Wet | R245fa | MinimizeLCOE_Brownfield | IgnoreSilica | 1.9626 | 0.55569 | 0.038886 | 4 | 125159.4999 | 287184.1396 | 2551.5457 | 5854.6371 | 137.8678 | 0 | 168.2731 | 287548.2147 | 13107.6 | 210303.3042 | 109775.7916 | 0 | 86657.3702 | 0 | 275882.9895 | 717790.9473 | 489907.0707 | 2190973.2883 | 961560.8286 | 16315151.5233 | 16315151.5233 | 1478867.319 | 7407781.6792 | 0 | 19467685.6403 | 44669486.1618 | 316.2278 | 0.15554 | 125159.4999 | 287184.1396 | 2551.5457 | 5854.6371
1 | 4600 | 707 | 0.035 | 15 | 15 | 7 | 4.217e-13 | 5spot_SharedNeighbor | Water | Porous | Wet | R245fa | MinimizeLCOE_Brownfield | IgnoreSilica | 2.546 | 0.78679 | 0.062089 | 4 | 80927.2857 | 182402.3301 | 1649.8122 | 3718.5182 | 144.575 | 0 | 218.1963 | 377359.4097 | 18096.5163 | 276512.0787 | 141286.2809 | 0 | 97861.4373 | 0 | 355335.1319 | 924509.124 | 630996.4739 | 2821956.4528 | 961560.8286 | 16315151.5233 | 16315151.5233 | 1478867.319 | 7407781.6792 | 0 | 20098668.8048 | 45300469.3263 | 421.6965 | 0.24835 | 80927.2857 | 182402.3301 | 1649.8122 | 3718.5182
1 | 4600 | 707 | 0.035 | 15 | 15 | 7 | 5.6234e-13 | 5spot_SharedNeighbor | Water | Porous | Wet | R245fa | MinimizeLCOE_Brownfield | IgnoreSilica | 3.3434 | 1.1098 | 0.095191 | 4 | 54936.7035 | 121124.0657 | 1119.959 | 2469.2779 | 150.3117 | 0 | 302.0144 | 491326.7414 | 24615.2644 | 362749.5705 | 184376.0973 | 0 | 112566.2076 | 0 | 458497.2137 | 1192915.6993 | 814189.4767 | 3641236.271 | 961560.8286 | 16315151.5233 | 16315151.5233 | 1478867.319 | 7407781.6792 | 0 | 20917948.6229 | 46119749.1445 | 562.3413 | 0.38076 | 54936.7035 | 121124.0657 | 1119.959 | 2469.2779
1 | 4600 | 707 | 0.035 | 15 | 15 | 7 | 7.4989e-13 | 5spot_SharedNeighbor | Water | Porous | Wet | R245fa | MinimizeLCOE_Brownfield | IgnoreSilica | 4.399 | 1.5464 | 0.14112 | 4 | 38892.9189 | 83539.1373 | 792.8848 | 1703.0583 | 154.9333 | 0 | 48.2928 | 631713.8856 | 32861.0519 | 471515.4447 | 243835.7701 | 0 | 130275.7043 | 0 | 588978.7241 | 1532401.8238 | 1045895.7325 | 4677478.137 | 961560.8286 | 16315151.5233 | 16315151.5233 | 1478867.319 | 7407781.6792 | 0 | 21954190.4889 | 47155991.0105 | 749.8942 | 0.56448 | 38892.9189 | 83539.1373 | 792.8848 | 1703.0583
1 | 4600 | 707 | 0.035 | 15 | 15 | 7 | 1e-12 | 5spot_SharedNeighbor | Water | Porous | Wet | R245fa | MinimizeLCOE_Brownfield | IgnoreSilica | 5.7757 | 2.1198 | 0.20235 | 4 | 28687.8496 | 59824.6678 | 584.8406 | 1219.6068 | 158.5449 | 0 | 55.9029 | 799318.9187 | 42808.9687 | 605394.9666 | 320457.9953 | 0 | 150789.9622 | 0 | 748320.6165 | 1946976.7425 | 1328851.6331 | 5942919.8037 | 961560.8286 | 16315151.5233 | 16315151.5233 | 1478867.319 | 7407781.6792 | 0 | 23219632.1557 | 48421432.6772 | 1000 | 0.80939 | 28687.8496 | 59824.6678 | 584.8406 | 1219.6068
1 | 4600 | 707 | 0.035 | 15 | 15 | 7 | 1.3335e-12 | 5spot_SharedNeighbor | Water | Porous | Wet | R245fa | MinimizeLCOE_Brownfield | IgnoreSilica | 7.6394 | 2.8968 | 0.2853 | 4 | 21756.3931 | 43840.0941 | 443.5335 | 893.7396 | 161.3279 | 0 | 50.5529 | 1006068.0591 | 55116.5317 | 775785.949 | 424061.5284 | 0 | 177117.0722 | 0 | 950878.1648 | 2473989.9328 | 1688548.9645 | 7551566.2025 | 961560.8286 | 16315151.5233 | 16315151.5233 | 1478867.319 | 7407781.6792 | 0 | 24828278.5545 | 50030079.076 | 1333.5214 | 1.1412 | 21756.3931 | 43840.0941 | 443.5335 | 893.7396
1 | 4600 | 707 | 0.035 | 15 | 15 | 7 | 1.7783e-12 | 5spot_SharedNeighbor | Water | Porous | Wet | R245fa | MinimizeLCOE_Brownfield | IgnoreSilica | 10.1064 | 3.9375 | 0.39793 | 4 | 16865.1836 | 32698.2615 | 343.8196 | 666.5983 | 163.7233 | 0 | 58.1858 | 1259697.03 | 70339.7648 | 990204.9134 | 560546.9526 | 0 | 208370.5812 | 0 | 1204772.1044 | 3134569.8829 | 2139408.354 | 9567909.5833 | 961560.8286 | 16315151.5233 | 16315151.5233 | 1478867.319 | 7407781.6792 | 0 | 26844621.9352 | 52046422.4568 | 1778.2794 | 1.5917 | 16865.1836 | 32698.2615 | 343.8196 | 666.5983
1 | 4600 | 707 | 0.035 | 15 | 15 | 7 | 2.3714e-12 | 5spot_SharedNeighbor | Water | Porous | Wet | R245fa | MinimizeLCOE_Brownfield | IgnoreSilica | 13.381 | 5.3162 | 0.54726 | 4 | 13413.0027 | 24925.795 | 273.4422 | 508.146 | 165.4597 | 0 | 47.9413 | 1566628.77 | 88712.3476 | 1257567.0225 | 742312.6994 | 0 | 246525.5976 | 0 | 1521681.1105 | 3959102.1097 | 2702168.5413 | 12084698.1985 | 961560.8286 | 16315151.5233 | 16315151.5233 | 1478867.319 | 7407781.6792 | 0 | 29361410.5504 | 54563211.072 | 2371.3737 | 2.189 | 13413.0027 | 24925.795 | 273.4422 | 508.146
1 | 4600 | 707 | 0.035 | 15 | 15 | 7 | 3.1623e-12 | 5spot_SharedNeighbor | Water | Porous | Wet | R245fa | MinimizeLCOE_Brownfield | IgnoreSilica | 17.7294 | 7.1546 | 0.74724 | 4 | 10886.4186 | 19318.0509 | 221.9344 | 393.8246 | 166.7917 | 0 | 61.0026 | 1942167.3713 | 111216.4147 | 1593337.0621 | 987908.3084 | 0 | 293072.8791 | 0 | 1921803.7939 | 5000139.2555 | 3412697.7845 | 15262342.8696 | 961560.8286 | 16315151.5233 | 16315151.5233 | 1478867.319 | 7407781.6792 | 0 | 32539055.2215 | 57740855.7431 | 3162.2777 | 2.989 | 10886.4186 | 19318.0509 | 221.9344 | 393.8246
1 | 4600 | 707 | 0.035 | 15 | 15 | 7 | 4.217e-12 | 5spot_SharedNeighbor | Water | Porous | Wet | R245fa | MinimizeLCOE_Brownfield | IgnoreSilica | 23.4905 | 9.5902 | 1.0125 | 4 | 9016.3837 | 15239.1233 | 183.8112 | 310.6701 | 167.808 | 0 | 60.8173 | 2398499.5697 | 138454.1501 | 2012766.3259 | 1312396.7105 | 0 | 349584.5065 | 0 | 2422563.4925 | 6303013.2713 | 4301936.0716 | 19239214.0982 | 961560.8286 | 16315151.5233 | 16315151.5233 | 1478867.319 | 7407781.6792 | 0 | 36515926.4502 | 61717726.9717 | 4216.965 | 4.05 | 9016.3837 | 15239.1233 | 183.8112 | 310.6701
1 | 4600 | 707 | 0.035 | 15 | 15 | 7 | 5.6234e-12 | 5spot_SharedNeighbor | Water | Porous | Wet | R245fa | MinimizeLCOE_Brownfield | IgnoreSilica | 31.1152 | 12.8145 | 1.3633 | 4 | 7609.488 | 12230.8489 | 155.1297 | 249.3424 | 168.5821 | 0 | 58.9034 | 2953025.2304 | 171358.2771 | 2536663.9719 | 1740391.8062 | 0 | 418497.6688 | 0 | 3049775.4123 | 7934890.0277 | 5415725.4896 | 24220327.8841 | 961560.8286 | 16315151.5233 | 16315151.5233 | 1478867.319 | 7407781.6792 | 0 | 41497040.2361 | 66698840.7576 | 5623.4133 | 5.4533 | 7609.488 | 12230.8489 | 155.1297 | 249.3424
1 | 4600 | 707 | 0.035 | 15 | 15 | 7 | 7.4989e-12 | 5spot_SharedNeighbor | Water | Porous | Wet | R245fa | MinimizeLCOE_Brownfield | IgnoreSilica | 41.0958 | 17.0358 | 1.8231 | 4 | 6539.69 | 9995.5931 | 133.3204 | 203.7737 | 169.1651 | 0 | 59.1995 | 3621307.3623 | 210866.524 | 3184299.5207 | 2301650.0259 | 0 | 501309.0137 | 0 | 3829578.6542 | 9963778.1036 | 6800483.2909 | 30413272.4952 | 961560.8286 | 16315151.5233 | 16315151.5233 | 1478867.319 | 7407781.6792 | 0 | 47689984.8472 | 72891785.3687 | 7498.9421 | 7.2924 | 6539.69 | 9995.5931 | 133.3204 | 203.7737
1 | 4600 | 707 | 0.035 | 15 | 15 | 7 | 1e-11 | 5spot_SharedNeighbor | Water | Porous | Wet | R245fa | MinimizeLCOE_Brownfield | IgnoreSilica | 54.0117 | 22.4924 | 2.4175 | 4 | 5720.574 | 8326.7159 | 116.6216 | 169.7514 | 169.5779 | 0 | 54.9702 | 4418295.945 | 257828.9424 | 3975651.0488 | 3030522.1484 | 0 | 600239.6456 | 0 | 4790189.7148 | 12463091.0349 | 8506315.7223 | 38042134.2023 | 961560.8286 | 16315151.5233 | 16315151.5233 | 1478867.319 | 7407781.6792 | 0 | 55318846.5543 | 80520647.0758 | 10000 | 9.6702 | 5720.574 | 8326.7159 | 116.6216 | 169.7514
1 | 4600 | 707 | 0.035 | 15 | 15 | 7 | 1.3335e-11 | 5spot_SharedNeighbor | Water | Porous | Wet | R245fa | MinimizeLCOE_Brownfield | IgnoreSilica | 70.399 | 29.3777 | 3.1625 | 4 | 5098.8491 | 7091.1134 | 103.9469 | 144.5619 | 169.7648 | 0 | 57.6641 | 5345207.011 | 311752.1065 | 4921865.8848 | 3950527.5001 | 0 | 717332.8707 | 0 | 5946207.2955 | 15470811.6481 | 10559146.8432 | 47222851.1599 | 961560.8286 | 16315151.5233 | 16315151.5233 | 1478867.319 | 7407781.6792 | 0 | 64499563.5119 | 89701364.0334 | 13335.2143 | 12.6498 | 5098.8491 | 7091.1134 | 103.9469 | 144.5619
1 | 4600 | 707 | 0.035 | 15 | 15 | 7 | 1.7783e-11 | 5spot_SharedNeighbor | Water | Porous | Wet | R245fa | MinimizeLCOE_Brownfield | IgnoreSilica | 90.4768 | 37.6853 | 4.0459 | 4 | 4640.1209 | 6197.3794 | 94.5951 | 126.342 | 169.596 | 0 | 70.2416 | 6375133.7496 | 370128.0959 | 6007742.7655 | 5061243.7053 | 0 | 852742.8344 | 0 | 7280126.5488 | 18941395.9206 | 12927891.9226 | 57816405.5428 | 961560.8286 | 16315151.5233 | 16315151.5233 | 1478867.319 | 7407781.6792 | 0 | 75093117.8947 | 100294918.4163 | 17782.7941 | 16.1834 | 4640.1209 | 6197.3794 | 94.5951 | 126.342
1 | 4600 | 707 | 0.035 | 15 | 15 | 7 | 2.3714e-11 | 5spot_SharedNeighbor | Water | Porous | Wet | R245fa | MinimizeLCOE_Brownfield | IgnoreSilica | 113.8996 | 47.1054 | 5.0154 | 4 | 4318.1462 | 5574.3755 | 88.0313 | 113.6412 | 168.9533 | 0 | 65.9397 | 7449637.0674 | 428343.8022 | 7185406.0176 | 6323542.193 | 0 | 1004400.6994 | 0 | 8732618.614 | 22720482.3273 | 15507196.0476 | 69351626.7686 | 961560.8286 | 16315151.5233 | 16315151.5233 | 1478867.319 | 7407781.6792 | 0 | 86628339.1205 | 111830139.6421 | 23713.7371 | 20.0615 | 4318.1462 | 5574.3755 | 88.0313 | 113.6412
1 | 4600 | 707 | 0.035 | 15 | 15 | 7 | 3.1623e-11 | 5spot_SharedNeighbor | Water | Porous | Wet | R245fa | MinimizeLCOE_Brownfield | IgnoreSilica | 125.0003 | 51.4353 | 5.5926 | 4 | 4087.4379 | 5214.013 | 83.328 | 106.2947 | 168.5048 | 0 | 76.4597 | 7916991.9485 | 452849.3706 | 7711405.5405 | 6915308.801 | 0 | 947371.9055 | 0 | 9338131.7508 | 24295903.3013 | 16582453.234 | 74160415.8521 | 961560.8286 | 16315151.5233 | 16315151.5233 | 1478867.319 | 7407781.6792 | 0 | 91437128.2041 | 116638928.7257 | 31622.7766 | 22.3703 | 4087.4379 | 5214.013 | 83.328 | 106.2947
1 | 4600 | 707 | 0.035 | 15 | 15 | 7 | 4.217e-11 | 5spot_SharedNeighbor | Water | Porous | Wet | R245fa | MinimizeLCOE_Brownfield | IgnoreSilica | 136.9286 | 55.9967 | 6.1708 | 4 | 3909.3816 | 4930.3937 | 79.698 | 100.5127 | 167.9548 | 0 | 109.0044 | 8392552.4969 | 477105.5434 | 8256881.7921 | 7543426.642 | 0 | 907263.9798 | 0 | 9975119.8772 | 25953215.742 | 17713603.0292 | 79219169.1027 | 961560.8286 | 16315151.5233 | 16315151.5233 | 1478867.319 | 7407781.6792 | 0 | 96495881.4546 | 121697681.9762 | 42169.6503 | 24.6832 | 3909.3816 | 4930.3937 | 79.698 | 100.5127
1 | 4600 | 707 | 0.035 | 15 | 15 | 7 | 5.6234e-11 | 5spot_SharedNeighbor | Water | Porous | Wet | R245fa | MinimizeLCOE_Brownfield | IgnoreSilica | 145.7512 | 59.3339 | 6.6332 | 4 | 3769.5502 | 4719.3903 | 76.8474 | 96.2112 | 167.5572 | 0 | 120.7922 | 8731557.1347 | 494131.2231 | 8650657.9745 | 8000453.3087 | 0 | 837042.5546 | 0 | 10418398.4563 | 27106535.6759 | 18500767.5824 | 82739543.9102 | 961560.8286 | 16315151.5233 | 16315151.5233 | 1478867.319 | 7407781.6792 | 0 | 100016256.2622 | 125218056.7838 | 56234.1325 | 26.5327 | 3769.5502 | 4719.3903 | 76.8474 | 96.2112
1 | 4600 | 707 | 0.035 | 15 | 15 | 7 | 7.4989e-11 | 5spot_SharedNeighbor | Water | Porous | Wet | R245fa | MinimizeLCOE_Brownfield | IgnoreSilica | 153.0445 | 62.0555 | 7.0191 | 4 | 3662.1363 | 4559.7488 | 74.6576 | 92.9566 | 167.2076 | 0 | 131.1479 | 9002027.6844 | 507445.5078 | 8968875.4606 | 8374746.4718 | 0 | 765949.4893 | 0 | 10771427.3994 | 28025044.5697 | 19127668.7759 | 85543185.3588 | 961560.8286 | 16315151.5233 | 16315151.5233 | 1478867.319 | 7407781.6792 | 0 | 102819897.7108 | 128021698.2323 | 74989.4209 | 28.0765 | 3662.1363 | 4559.7488 | 74.6576 | 92.9566
1 | 4600 | 707 | 0.035 | 15 | 15 | 7 | 1e-10 | 5spot_SharedNeighbor | Water | Porous | Wet | R245fa | MinimizeLCOE_Brownfield | IgnoreSilica | 158.9714 | 64.2403 | 7.3342 | 4 | 3579.9012 | 4438.9478 | 72.9811 | 90.494 | 166.9105 | 0 | 125.8615 | 9215345.4518 | 517765.8201 | 9222543.7026 | 8675831.9215 | 0 | 698982.7199 | 0 | 11048883.1502 | 28746927.5193 | 19620368.7222 | 87746649.0077 | 961560.8286 | 16315151.5233 | 16315151.5233 | 1478867.319 | 7407781.6792 | 0 | 105023361.3596 | 130225161.8812 | 100000 | 29.3369 | 3579.9012 | 4438.9478 | 72.9811 | 90.494
1 | 4600 | 707 | 0.035 | 15 | 15 | 7 | 1.3335e-10 | 5spot_SharedNeighbor | Water | Porous | Wet | R245fa | MinimizeLCOE_Brownfield | IgnoreSilica | 163.5339 | 65.9028 | 7.5811 | 4 | 3517.1043 | 4348.1781 | 71.7009 | 88.6435 | 166.6737 | 0 | 137.3611 | 9375431.7179 | 525399.3698 | 9414562.8053 | 8904689.7589 | 0 | 636872.9958 | 0 | 11254213.0927 | 29281153.9106 | 19984989.2115 | 89377312.8626 | 961560.8286 | 16315151.5233 | 16315151.5233 | 1478867.319 | 7407781.6792 | 0 | 106654025.2145 | 131855825.7361 | 133352.1432 | 30.3244 | 3517.1043 | 4348.1781 | 71.7009 | 88.6435
1 | 4600 | 707 | 0.035 | 15 | 15 | 7 | 1.7783e-10 | 5spot_SharedNeighbor | Water | Porous | Wet | R245fa | MinimizeLCOE_Brownfield | IgnoreSilica | 167.0734 | 67.1829 | 7.7743 | 4 | 3469.293 | 4279.7165 | 70.7262 | 87.2478 | 166.4856 | 0 | 147.0615 | 9497400.95 | 531148.4606 | 9561852.0511 | 9081281.0352 | 0 | 582670.0782 | 0 | 11409197.5043 | 29684391.5579 | 20260207.1915 | 90608148.8288 | 961560.8286 | 16315151.5233 | 16315151.5233 | 1478867.319 | 7407781.6792 | 0 | 107884861.1807 | 133086661.7023 | 177827.941 | 31.0971 | 3469.293 | 4279.7165 | 70.7262 | 87.2478
1 | 4600 | 707 | 0.035 | 15 | 15 | 7 | 2.3714e-10 | 5spot_SharedNeighbor | Water | Porous | Wet | R245fa | MinimizeLCOE_Brownfield | IgnoreSilica | 169.7265 | 68.1369 | 7.9217 | 4 | 3432.9737 | 4228.3134 | 69.9858 | 86.1999 | 166.3422 | 0 | 147.8771 | 9587571.029 | 535360.3101 | 9671309.2763 | 9213104.8108 | 0 | 536044.601 | 0 | 11521922.1106 | 29977677.8607 | 20460381.1196 | 91503371.1181 | 961560.8286 | 16315151.5233 | 16315151.5233 | 1478867.319 | 7407781.6792 | 0 | 108780083.4701 | 133981883.9916 | 237137.3706 | 31.6868 | 3432.9737 | 4228.3134 | 69.9858 | 86.1999
1 | 4600 | 707 | 0.035 | 15 | 15 | 7 | 3.1623e-10 | 5spot_SharedNeighbor | Water | Porous | Wet | R245fa | MinimizeLCOE_Brownfield | IgnoreSilica | 171.7091 | 68.8467 | 8.0336 | 4 | 3405.4412 | 4189.7064 | 69.4245 | 85.4128 | 166.2336 | 0 | 153.2929 | 9654248.5204 | 538452.5552 | 9752575.393 | 9311306.4672 | 0 | 497099.7342 | 0 | 11603936.2413 | 30191061.8053 | 20606020.0464 | 92154700.7629 | 961560.8286 | 16315151.5233 | 16315151.5233 | 1478867.319 | 7407781.6792 | 0 | 109431413.1149 | 134633213.6364 | 316227.766 | 32.1343 | 3405.4412 | 4189.7064 | 69.4245 | 85.4128
1 | 4600 | 707 | 0.035 | 15 | 15 | 7 | 4.217e-10 | 5spot_SharedNeighbor | Water | Porous | Wet | R245fa | MinimizeLCOE_Brownfield | IgnoreSilica | 173.1661 | 69.3665 | 8.1174 | 4 | 3384.6048 | 4160.7714 | 68.9997 | 84.823 | 166.1529 | 0 | 127.0085 | 9702859.4668 | 540694.5901 | 9812002.5346 | 9383297.1006 | 0 | 465046.46 | 0 | 11662521.0594 | 30343487.4844 | 20710053.7044 | 92619962.4004 | 961560.8286 | 16315151.5233 | 16315151.5233 | 1478867.319 | 7407781.6792 | 0 | 109896674.7523 | 135098475.2739 | 421696.5034 | 32.4696 | 3384.6048 | 4160.7714 | 68.9997 | 84.823
1 | 4600 | 707 | 0.035 | 15 | 15 | 7 | 5.6234e-10 | 5spot_SharedNeighbor | Water | Porous | Wet | R245fa | MinimizeLCOE_Brownfield | IgnoreSilica | 174.2501 | 69.7524 | 8.1805 | 4 | 3368.8594 | 4139.0403 | 68.6788 | 84.3799 | 166.0925 | 0 | 145.014 | 9738818.8454 | 542346.3263 | 9856062.2705 | 9436769.4936 | 0 | 439319.2694 | 0 | 11705193.32 | 30454511.9535 | 20785830.1859 | 92958851.6646 | 961560.8286 | 16315151.5233 | 16315151.5233 | 1478867.319 | 7407781.6792 | 0 | 110235564.0166 | 135437364.5382 | 562341.3252 | 32.7219 | 3368.8594 | 4139.0403 | 68.6788 | 84.3799
1 | 4600 | 707 | 0.035 | 15 | 15 | 7 | 7.4989e-10 | 5spot_SharedNeighbor | Water | Porous | Wet | R245fa | MinimizeLCOE_Brownfield | IgnoreSilica | 175.0466 | 70.0353 | 8.2276 | 4 | 3356.9772 | 4122.7515 | 68.4365 | 84.0479 | 166.0478 | 0 | 138.5431 | 9765122.0785 | 543550.7519 | 9888345.5177 | 9476002.8672 | 0 | 418845.675 | 0 | 11735828.0872 | 30534217.3335 | 20840230.7455 | 93202143.0564 | 961560.8286 | 16315151.5233 | 16315151.5233 | 1478867.319 | 7407781.6792 | 0 | 110478855.4084 | 135680655.93 | 749894.2093 | 32.9102 | 3356.9772 | 4122.7515 | 68.4365 | 84.0479
1 | 4600 | 707 | 0.035 | 15 | 15 | 7 | 1e-09 | 5spot_SharedNeighbor | Water | Porous | Wet | R245fa | MinimizeLCOE_Brownfield | IgnoreSilica | 175.6339 | 70.2436 | 8.2627 | 4 | 3348.0206 | 4110.5375 | 68.2539 | 83.7989 | 166.0147 | 0 | 132.001 | 9784456.0668 | 544433.9953 | 9912104.994 | 9504906.3311 | 0 | 402768.6351 | 0 | 11757981.3087 | 30591855.4716 | 20879569.9591 | 93378076.7615 | 961560.8286 | 16315151.5233 | 16315151.5233 | 1478867.319 | 7407781.6792 | 0 | 110654789.1135 | 135856589.6351 | 1000000 | 33.0508 | 3348.0206 | 4110.5375 | 68.2539 | 83.7989
1 | 4600 | 707 | 0.035 | 15 | 15 | 7 | 1.3335e-09 | 5spot_SharedNeighbor | Water | Porous | Wet | R245fa | MinimizeLCOE_Brownfield | IgnoreSilica | 176.4233 | 70.5224 | 8.3 | 4 | 3341.2664 | 4100.3589 | 68.1162 | 83.5914 | 165.9705 | 0 | 137.8547 | 9810309.4663 | 545616.9899 | 9943867.7542 | 9543355.9053 | 0 | 394292.4757 | 0 | 11792602.6106 | 30681932.9974 | 20941049.7214 | 93653027.9208 | 961560.8286 | 16315151.5233 | 16315151.5233 | 1478867.319 | 7407781.6792 | 0 | 110929740.2728 | 136131540.7943 | 1333521.4322 | 33.1999 | 3341.2664 | 4100.3589 | 68.1162 | 83.5914
1 | 4600 | 707 | 0.035 | 15 | 15 | 7 | 1.7783e-09 | 5spot_SharedNeighbor | Water | Porous | Wet | R245fa | MinimizeLCOE_Brownfield | IgnoreSilica | 176.7593 | 70.6405 | 8.32 | 4 | 3336.1831 | 4093.4507 | 68.0126 | 83.4505 | 165.9514 | 0 | 126.5046 | 9821248.1443 | 546116.2544 | 9957323.7363 | 9559610.5526 | 0 | 384830.2069 | 0 | 11804960.2689 | 30714085.0894 | 20962994.1848 | 93751168.4378 | 961560.8286 | 16315151.5233 | 16315151.5233 | 1478867.319 | 7407781.6792 | 0 | 111027880.7897 | 136229681.3113 | 1778279.41 | 33.2799 | 3336.1831 | 4093.4507 | 68.0126 | 83.4505
1 | 4600 | 707 | 0.035 | 15 | 15 | 7 | 2.3714e-09 | 5spot_SharedNeighbor | Water | Porous | Wet | R245fa | MinimizeLCOE_Brownfield | IgnoreSilica | 176.9808 | 70.7183 | 8.3341 | 4 | 3332.3613 | 4088.3497 | 67.9347 | 83.3465 | 165.9388 | 0 | 142.8382 | 9828446.521 | 546444.3181 | 9966184.979 | 9570318.9075 | 0 | 377259.042 | 0 | 11812574.9693 | 30733896.9779 | 20976516.2059 | 93811641.9207 | 961560.8286 | 16315151.5233 | 16315151.5233 | 1478867.319 | 7407781.6792 | 0 | 111088354.2726 | 136290154.7942 | 2371373.7057 | 33.3362 | 3332.3613 | 4088.3497 | 67.9347 | 83.3465
1 | 4600 | 707 | 0.035 | 15 | 15 | 7 | 3.1623e-09 | 5spot_SharedNeighbor | Water | Porous | Wet | R245fa | MinimizeLCOE_Brownfield | IgnoreSilica | 177.164 | 70.7827 | 8.3452 | 4 | 3329.4896 | 4084.472 | 67.8761 | 83.2675 | 165.9284 | 0 | 131.4365 | 9834396.2175 | 546715.4106 | 9973510.5124 | 9579173.567 | 0 | 371700.0758 | 0 | 11819143.3555 | 30750986.5714 | 20988180.2045 | 93863805.9147 | 961560.8286 | 16315151.5233 | 16315151.5233 | 1478867.319 | 7407781.6792 | 0 | 111140518.2667 | 136342318.7883 | 3162277.6602 | 33.3806 | 3329.4896 | 4084.472 | 67.8761 | 83.2675
1 | 4600 | 707 | 0.035 | 15 | 15 | 7 | 4.217e-09 | 5spot_SharedNeighbor | Water | Porous | Wet | R245fa | MinimizeLCOE_Brownfield | IgnoreSilica | 177.2929 | 70.8279 | 8.3532 | 4 | 3327.3328 | 4081.5856 | 67.8322 | 83.2086 | 165.9211 | 0 | 121.7216 | 9838578.6308 | 546905.827 | 9978662.0763 | 9585401.7865 | 0 | 367391.0069 | 0 | 11823606.3377 | 30762598.3356 | 20996105.4722 | 93899249.4731 | 961560.8286 | 16315151.5233 | 16315151.5233 | 1478867.319 | 7407781.6792 | 0 | 111175961.825 | 136377762.3466 | 4216965.0343 | 33.4129 | 3327.3328 | 4081.5856 | 67.8322 | 83.2086
1 | 4600 | 707 | 0.035 | 15 | 15 | 7 | 5.6234e-09 | 5spot_SharedNeighbor | Water | Porous | Wet | R245fa | MinimizeLCOE_Brownfield | IgnoreSilica | 177.3855 | 70.8604 | 8.3592 | 4 | 3325.7135 | 4079.4311 | 67.7992 | 83.1647 | 165.9158 | 0 | 118.867 | 9841581.327 | 547042.4558 | 9982361.5753 | 9589875.1399 | 0 | 364087.958 | 0 | 11826729.8978 | 30770725.1983 | 21001652.223 | 93924055.7751 | 961560.8286 | 16315151.5233 | 16315151.5233 | 1478867.319 | 7407781.6792 | 0 | 111200768.1271 | 136402568.6486 | 5623413.2519 | 33.4367 | 3325.7135 | 4079.4311 | 67.7992 | 83.1647
1 | 4600 | 707 | 0.035 | 15 | 15 | 7 | 7.4989e-09 | 5spot_SharedNeighbor | Water | Porous | Wet | R245fa | MinimizeLCOE_Brownfield | IgnoreSilica | 177.4561 | 70.8852 | 8.3637 | 4 | 3324.4981 | 4077.8114 | 67.7744 | 83.1317 | 165.9117 | 0 | 128.6593 | 9843868.3679 | 547146.5004 | 9985179.676 | 9593283.071 | 0 | 361609.2154 | 0 | 11829123.864 | 30776953.8072 | 21005903.3766 | 93943067.8785 | 961560.8286 | 16315151.5233 | 16315151.5233 | 1478867.319 | 7407781.6792 | 0 | 111219780.2304 | 136421580.752 | 7498942.0933 | 33.4546 | 3324.4981 | 4077.8114 | 67.7744 | 83.1317
1 | 4600 | 707 | 0.035 | 15 | 15 | 7 | 1e-08 | 5spot_SharedNeighbor | Water | Porous | Wet | R245fa | MinimizeLCOE_Brownfield | IgnoreSilica | 177.5 | 70.9006 | 8.3667 | 4 | 3323.5861 | 4076.6216 | 67.7558 | 83.1074 | 165.9092 | 0 | 130.271 | 9845290.4786 | 547211.1213 | 9986932.8405 | 9595403.42 | 0 | 359639.0679 | 0 | 11830446.002 | 30780393.7392 | 21008251.2008 | 93953567.8703 | 961560.8286 | 16315151.5233 | 16315151.5233 | 1478867.319 | 7407781.6792 | 0 | 111230280.2223 | 136432080.7438 | 10000000 | 33.4669 | 3323.5861 | 4076.6216 | 67.7558 | 83.1074
1 | 4700 | 707 | 0.035 | 15 | 15 | 7 | 1e-13 | 5spot_SharedNeighbor | Water | Porous | Wet | R245fa | MinimizeLCOE_Brownfield | IgnoreSilica | 0 | 0 | 0 | 4 | [6 empty] | 10.4512 | [19 empty] | 100 | 0
1 | 4700 | 707 | 0.035 | 15 | 15 | 7 | 1.3335e-13 | 5spot_SharedNeighbor | Water | Porous | Wet | R245fa | MinimizeLCOE_Brownfield | IgnoreSilica | 0.92292 | 0.18033 | 0.0054595 | 4 | 859068.7205 | 2043592.8206 | 17513.2778 | 41661.4038 | 112.1357 | 0 | 29.4827 | 115560.9457 | 4370.5777 | 87008.4652 | 57435.3278 | 0 | 61085.3001 | 0 | 126929.6405 | 330244.8877 | 225398.9217 | 1008034.0665 | 961560.8286 | 16790840.2133 | 16790840.2133 | 1478867.319 | 7598057.1552 | 0 | 18760435.1085 | 44628199.796 | 133.3521 | 0.021838 | 859068.7205 | 2043592.8206 | 17513.2778 | 41661.4038
1 | 4700 | 707 | 0.035 | 15 | 15 | 7 | 1.7783e-13 | 5spot_SharedNeighbor | Water | Porous | Wet | R245fa | MinimizeLCOE_Brownfield | IgnoreSilica | 1.1813 | 0.26995 | 0.013017 | 4 | 366238.5778 | 863030.0254 | 7466.2688 | 17594.0344 | 122.4225 | 0 | 25.7101 | 161703.5945 | 6585.1665 | 119278.4058 | 70159.397 | 0 | 67656.537 | 0 | 165899.4093 | 431636.2324 | 294600.5978 | 1317519.3403 | 961560.8286 | 16790840.2133 | 16790840.2133 | 1478867.319 | 7598057.1552 | 0 | 19069920.3823 | 44937685.0698 | 177.8279 | 0.05207 | 366238.5778 | 863030.0254 | 7466.2688 | 17594.0344
1 | 4700 | 707 | 0.035 | 15 | 15 | 7 | 2.3714e-13 | 5spot_SharedNeighbor | Water | Porous | Wet | R245fa | MinimizeLCOE_Brownfield | IgnoreSilica | 1.5491 | 0.40757 | 0.025436 | 4 | 191739.7144 | 445979.4078 | 3908.8734 | 9091.8935 | 132.3944 | 0 | 29.5623 | 226072.6871 | 9896.7672 | 164714.4773 | 89104.9239 | 0 | 77251.2891 | 0 | 221145.6564 | 575375.6348 | 392705.6935 | 1756267.1294 | 961560.8286 | 16790840.2133 | 16790840.2133 | 1478867.319 | 7598057.1552 | 0 | 19508668.1713 | 45376432.8588 | 237.1374 | 0.10175 | 191739.7144 | 445979.4078 | 3908.8734 | 9091.8935
1 | 4700 | 707 | 0.035 | 15 | 15 | 7 | 3.1623e-13 | 5spot_SharedNeighbor | Water | Porous | Wet | R245fa | MinimizeLCOE_Brownfield | IgnoreSilica | 2.0015 | 0.58631 | 0.043123 | 4 | 116113.9418 | 266077.9301 | 2367.1398 | 5424.3585 | 140.4487 | 0 | 156.169 | 301963.5569 | 14029.4294 | 219143.0787 | 113250.8152 | 0 | 86606.7352 | 0 | 286647.51 | 745798.0215 | 509022.4743 | 2276461.621 | 961560.8286 | 16790840.2133 | 16790840.2133 | 1478867.319 | 7598057.1552 | 0 | 20028862.6629 | 45896627.3505 | 316.2278 | 0.17249 | 116113.9418 | 266077.9301 | 2367.1398 | 5424.3585
1 | 4700 | 707 | 0.035 | 15 | 15 | 7 | 4.217e-13 | 5spot_SharedNeighbor | Water | Porous | Wet | R245fa | MinimizeLCOE_Brownfield | IgnoreSilica | 2.6238 | 0.84162 | 0.069249 | 4 | 74798.7924 | 168185.2727 | 1524.8746 | 3428.6843 | 147.549 | 0 | 207.7589 | 400455.2363 | 19634.3428 | 291258.1235 | 147351.8349 | 0 | 99127.0728 | 0 | 373552.378 | 971906.6613 | 663346.267 | 2966631.9165 | 961560.8286 | 16790840.2133 | 16790840.2133 | 1478867.319 | 7598057.1552 | 0 | 20719032.9584 | 46586797.646 | 421.6965 | 0.277 | 74798.7924 | 168185.2727 | 1524.8746 | 3428.6843
1 | 4700 | 707 | 0.035 | 15 | 15 | 7 | 5.6234e-13 | 5spot_SharedNeighbor | Water | Porous | Wet | R245fa | MinimizeLCOE_Brownfield | IgnoreSilica | 3.4212 | 1.1779 | 0.10515 | 4 | 51268.4263 | 112770.4257 | 1045.1762 | 2298.9777 | 153.2244 | 0 | 272.3835 | 518596.8511 | 26604.3962 | 379678.8415 | 192670.7538 | 0 | 112932.4699 | 0 | 479888.4919 | 1248571.4172 | 852175.6478 | 3811118.8694 | 961560.8286 | 16790840.2133 | 16790840.2133 | 1478867.319 | 7598057.1552 | 0 | 21563519.9113 | 47431284.5988 | 562.3413 | 0.4206 | 51268.4263 | 112770.4257 | 1045.1762 | 2298.9777
1 | 4700 | 707 | 0.035 | 15 | 15 | 7 | 7.4989e-13 | 5spot_SharedNeighbor | Water | Porous | Wet | R245fa | MinimizeLCOE_Brownfield | IgnoreSilica | 4.5018 | 1.6402 | 0.15516 | 4 | 36485.3079 | 78163.7485 | 743.8024 | 1593.4737 | 157.932 | 0 | 32.1719 | 666195.9852 | 35500.2601 | 493281.2396 | 253908.3296 | 0 | 130655.7478 | 0 | 616021.2093 | 1602760.8232 | 1093917.1953 | 4892240.7901 | 961560.8286 | 16790840.2133 | 16790840.2133 | 1478867.319 | 7598057.1552 | 0 | 22644641.832 | 48512406.5195 | 749.8942 | 0.62065 | 36485.3079 | 78163.7485 | 743.8024 | 1593.4737
1 | 4700 | 707 | 0.035 | 15 | 15 | 7 | 1e-12 | 5spot_SharedNeighbor | Water | Porous | Wet | R245fa | MinimizeLCOE_Brownfield | IgnoreSilica | 5.907 | 2.247 | 0.22197 | 4 | 26995.2832 | 56129.1349 | 550.3354 | 1144.2683 | 161.5978 | 0 | 36.739 | 842729.555 | 46295.2845 | 633011.4821 | 334015.2565 | 0 | 151062.72 | 0 | 782774.5763 | 2036618.8783 | 1390034.2328 | 6216541.9854 | 961560.8286 | 16790840.2133 | 16790840.2133 | 1478867.319 | 7598057.1552 | 0 | 23968943.0273 | 49836707.7148 | 1000 | 0.88789 | 26995.2832 | 56129.1349 | 550.3354 | 1144.2683
1 | 4700 | 707 | 0.035 | 15 | 15 | 7 | 1.3335e-12 | 5spot_SharedNeighbor | Water | Porous | Wet | R245fa | MinimizeLCOE_Brownfield | IgnoreSilica | 7.8025 | 3.0624 | 0.31151 | 4 | 20569.7445 | 41329.6667 | 419.3421 | 842.5612 | 164.3995 | 0 | 47.7314 | 1058329.1672 | 59469.112 | 809479.9177 | 439377.9722 | 0 | 177014.7742 | 0 | 992031.6679 | 2581062.9062 | 1761628.469 | 7878393.9864 | 961560.8286 | 16790840.2133 | 16790840.2133 | 1478867.319 | 7598057.1552 | 0 | 25630795.0284 | 51498559.7159 | 1333.5214 | 1.246 | 20569.7445 | 41329.6667 | 419.3421 | 842.5612
1 | 4700 | 707 | 0.035 | 15 | 15 | 7 | 1.7783e-12 | 5spot_SharedNeighbor | Water | Porous | Wet | R245fa | MinimizeLCOE_Brownfield | IgnoreSilica | 10.3259 | 4.1706 | 0.43566 | 4 | 15933.9488 | 30778.0174 | 324.8351 | 627.4515 | 166.8674 | 0 | 41.9896 | 1328276.2863 | 76304.4269 | 1034608.0868 | 585820.4029 | 0 | 208379.6097 | 0 | 1261021.6369 | 3280919.6282 | 2239295.0624 | 10014625.1401 | 961560.8286 | 16790840.2133 | 16790840.2133 | 1478867.319 | 7598057.1552 | 0 | 27767026.182 | 53634790.8695 | 1778.2794 | 1.7426 | 15933.9488 | 30778.0174 | 324.8351 | 627.4515
1 | 4700 | 707 | 0.035 | 15 | 15 | 7 | 2.3714e-12 | 5spot_SharedNeighbor | Water | Porous | Wet | R245fa | MinimizeLCOE_Brownfield | IgnoreSilica | 13.6562 | 5.6272 | 0.59883 | 4 | 12693.7196 | 23493.0849 | 258.7786 | 478.9383 | 168.6306 | 0 | 48.2111 | 1651884.4938 | 96382.8767 | 1313182.4519 | 777614.4763 | 0 | 246141.5221 | 0 | 1593230.2701 | 4145258.3463 | 2829223.9979 | 12652918.4351 | 961560.8286 | 16790840.2133 | 16790840.2133 | 1478867.319 | 7598057.1552 | 0 | 30405319.4771 | 56273084.1646 | 2371.3737 | 2.3953 | 12693.7196 | 23493.0849 | 258.7786 | 478.9383
1 | 4700 | 707 | 0.035 | 15 | 15 | 7 | 3.1623e-12 | 5spot_SharedNeighbor | Water | Porous | Wet | R245fa | MinimizeLCOE_Brownfield | IgnoreSilica | 18.0996 | 7.5721 | 0.81771 | 4 | 10315.6025 | 18224.1601 | 210.2975 | 371.5242 | 169.9906 | 0 | 38.8146 | 2048863.1656 | 121117.3845 | 1663460.928 | 1036034.6432 | 0 | 292666.364 | 0 | 2013235.5692 | 5238025.9798 | 3575060.3619 | 15988464.3962 | 961560.8286 | 16790840.2133 | 16790840.2133 | 1478867.319 | 7598057.1552 | 0 | 33740865.4381 | 59608630.1256 | 3162.2777 | 3.2709 | 10315.6025 | 18224.1601 | 210.2975 | 371.5242
1 | 4700 | 707 | 0.035 | 15 | 15 | 7 | 4.217e-12 | 5spot_SharedNeighbor | Water | Porous | Wet | R245fa | MinimizeLCOE_Brownfield | IgnoreSilica | 23.9922 | 10.1597 | 1.1081 | 4 | 8556.0358 | 14392.2259 | 174.4264 | 293.405 | 171.0284 | 0 | 42.2829 | 2531733.6426 | 150876.6698 | 2103010.349 | 1377330.1239 | 0 | 349446.2798 | 0 | 2539834.8554 | 6608129.302 | 4510184.0321 | 20170545.2547 | 961560.8286 | 16790840.2133 | 16790840.2133 | 1478867.319 | 7598057.1552 | 0 | 37922946.2966 | 63790710.9841 | 4216.965 | 4.4323 | 8556.0358 | 14392.2259 | 174.4264 | 293.405
1 | 4700 | 707 | 0.035 | 15 | 15 | 7 | 5.6234e-12 | 5spot_SharedNeighbor | Water | Porous | Wet | R245fa | MinimizeLCOE_Brownfield | IgnoreSilica | 31.7459 | 13.5554 | 1.4915 | 4 | 7231.0307 | 11567.0223 | 147.4143 | 235.8094 | 171.8147 | 0 | 50.5418 | 3116243.8602 | 187088.4761 | 2646925.9172 | 1828658.723 | 0 | 417589.5234 | 0 | 3196637.5349 | 8316995.1454 | 5676520.0839 | 25386659.264 | 961560.8286 | 16790840.2133 | 16790840.2133 | 1478867.319 | 7598057.1552 | 0 | 43139060.3059 | 69006824.9934 | 5623.4133 | 5.9658 | 7231.0307 | 11567.0223 | 147.4143 | 235.8094
1 | 4700 | 707 | 0.035 | 15 | 15 | 7 | 7.4989e-12 | 5spot_SharedNeighbor | Water | Porous | Wet | R245fa | MinimizeLCOE_Brownfield | IgnoreSilica | 41.9117 | 18.0189 | 1.9937 | 4 | 6223.7587 | 9467.4102 | 126.8797 | 193.006 | 172.4081 | 0 | 48.4113 | 3821426.1851 | 230287.9435 | 3322407.6128 | 2419189.7595 | 0 | 500127.2025 | 0 | 4014441.0943 | 10444752.2523 | 7128758.0304 | 31881390.0803 | 961560.8286 | 16790840.2133 | 16790840.2133 | 1478867.319 | 7598057.1552 | 0 | 49633791.1222 | 75501555.8097 | 7498.9421 | 7.9749 | 6223.7587 | 9467.4102 | 126.8797 | 193.006
1 | 4700 | 707 | 0.035 | 15 | 15 | 7 | 1e-11 | 5spot_SharedNeighbor | Water | Porous | Wet | R245fa | MinimizeLCOE_Brownfield | IgnoreSilica | 55.0595 | 23.7894 | 2.6413 | 4 | 5453.4182 | 7901.7783 | 111.1753 | 161.0884 | 172.8239 | 0 | 50.3551 | 4660840.5638 | 281261.4151 | 4148226.476 | 3181787.9864 | 0 | 598910.3285 | 0 | 5019700.4402 | 13060230.8634 | 8913875.9252 | 39864833.9987 | 961560.8286 | 16790840.2133 | 16790840.2133 | 1478867.319 | 7598057.1552 | 0 | 57617235.0406 | 83484999.7281 | 10000 | 10.5653 | 5453.4182 | 7901.7783 | 111.1753 | 161.0884
1 | 4700 | 707 | 0.035 | 15 | 15 | 7 | 1.3335e-11 | 5spot_SharedNeighbor | Water | Porous | Wet | R245fa | MinimizeLCOE_Brownfield | IgnoreSilica | 71.6948 | 31.0418 | 3.4501 | 4 | 4868.8576 | 6743.252 | 99.2582 | 137.4703 | 172.9975 | 0 | 53.7097 | 5633840.2576 | 339622.6428 | 5131740.3534 | 4142085.3314 | 0 | 715482.5726 | 0 | 6225480.7515 | 16197423.8938 | 11055074.6313 | 49440750.4343 | 961560.8286 | 16790840.2133 | 16790840.2133 | 1478867.319 | 7598057.1552 | 0 | 67193151.4763 | 93060916.1638 | 13335.2143 | 13.8006 | 4868.8576 | 6743.252 | 99.2582 | 137.4703
1 | 4700 | 707 | 0.035 | 15 | 15 | 7 | 1.7783e-11 | 5spot_SharedNeighbor | Water | Porous | Wet | R245fa | MinimizeLCOE_Brownfield | IgnoreSilica | 91.9849 | 39.7291 | 4.4044 | 4 | 4437.9262 | 5906.2213 | 90.4731 | 120.4063 | 172.7934 | 0 | 54.89 | 6709090.1621 | 402571.511 | 6252460.8825 | 5298093.5588 | 0 | 849584.0817 | 0 | 7609602.0765 | 19798623.659 | 13512967.4683 | 60432993.3999 | 961560.8286 | 16790840.2133 | 16790840.2133 | 1478867.319 | 7598057.1552 | 0 | 78185394.4418 | 104053159.1294 | 17782.7941 | 17.6176 | 4437.9262 | 5906.2213 | 90.4731 | 120.4063
1 | 4700 | 707 | 0.035 | 15 | 15 | 7 | 2.3714e-11 | 5spot_SharedNeighbor | Water | Porous | Wet | R245fa | MinimizeLCOE_Brownfield | IgnoreSilica | 115.571 | 49.5024 | 5.4469 | 4 | 4135.6173 | 5322.8809 | 84.3102 | 108.5141 | 172.0951 | 0 | 67.3497 | 7825535.747 | 465272.1979 | 7458647.1372 | 6611255.3704 | 0 | 999747.7508 | 0 | 9110578.6993 | 23703856.9388 | 16178369.4263 | 72353263.2677 | 961560.8286 | 16790840.2133 | 16790840.2133 | 1478867.319 | 7598057.1552 | 0 | 90105664.3096 | 115973428.9971 | 23713.7371 | 21.7877 | 4135.6173 | 5322.8809 | 84.3102 | 108.5141
1 | 4700 | 707 | 0.035 | 15 | 15 | 7 | 3.1623e-11 | 5spot_SharedNeighbor | Water | Porous | Wet | R245fa | MinimizeLCOE_Brownfield | IgnoreSilica | 127.9887 | 54.5011 | 6.0918 | 4 | 3925.6444 | 4987.2328 | 80.0296 | 101.6715 | 171.5577 | 0 | 75.2571 | 8359706.9627 | 493367.3932 | 8058761.686 | 7280754.2642 | 0 | 959991.2289 | 0 | 9809506.7986 | 25522324.4835 | 17419510.8913 | 77903923.7084 | 961560.8286 | 16790840.2133 | 16790840.2133 | 1478867.319 | 7598057.1552 | 0 | 95656324.7503 | 121524089.4378 | 31622.7766 | 24.367 | 3925.6444 | 4987.2328 | 80.0296 | 101.6715
1 | 4700 | 707 | 0.035 | 15 | 15 | 7 | 4.217e-11 | 5spot_SharedNeighbor | Water | Porous | Wet | R245fa | MinimizeLCOE_Brownfield | IgnoreSilica | 140.5024 | 59.4539 | 6.7155 | 4 | 3762.6749 | 4725.6595 | 76.7072 | 96.339 | 170.9639 | 0 | 99.504 | 8868889.0899 | 519176.0053 | 8643727.1022 | 7944296.6704 | 0 | 925441.7496 | 0 | 10491596.9408 | 27296983.1176 | 18630751.8746 | 83320862.5505 | 961560.8286 | 16790840.2133 | 16790840.2133 | 1478867.319 | 7598057.1552 | 0 | 101073263.5924 | 126941028.2799 | 42169.6503 | 26.8621 | 3762.6749 | 4725.6595 | 76.7072 | 96.339
1 | 4700 | 707 | 0.035 | 15 | 15 | 7 | 5.6234e-11 | 5spot_SharedNeighbor | Water | Porous | Wet | R245fa | MinimizeLCOE_Brownfield | IgnoreSilica | 149.1151 | 62.793 | 7.1912 | 4 | 3634.8676 | 4534.1507 | 74.1017 | 92.4348 | 170.5516 | 0 | 114.7899 | 9206448.024 | 536470.6099 | 9032412.0858 | 8400289.2623 | 0 | 850535.7044 | 0 | 10930200.7177 | 28438140.1751 | 19409615.0148 | 86804111.5941 | 961560.8286 | 16790840.2133 | 16790840.2133 | 1478867.319 | 7598057.1552 | 0 | 104556512.636 | 130424277.3236 | 56234.1325 | 28.7649 | 3634.8676 | 4534.1507 | 74.1017 | 92.4348
1 | 4700 | 707 | 0.035 | 15 | 15 | 7 | 7.4989e-11 | 5spot_SharedNeighbor | Water | Porous | Wet | R245fa | MinimizeLCOE_Brownfield | IgnoreSilica | 156.0944 | 65.4605 | 7.5824 | 4 | 3536.7678 | 4389.6613 | 72.1018 | 89.4892 | 170.1974 | 0 | 124.2515 | 9470556.1222 | 549725.5934 | 9340288.8209 | 8766442.3561 | 0 | 774631.1464 | 0 | 11271641.1752 | 29326498.2064 | 20015937.6251 | 89515721.0458 | 961560.8286 | 16790840.2133 | 16790840.2133 | 1478867.319 | 7598057.1552 | 0 | 107268122.0877 | 133135886.7753 | 74989.4209 | 30.3294 | 3536.7678 | 4389.6613 | 72.1018 | 89.4892
1 | 4700 | 707 | 0.035 | 15 | 15 | 7 | 1e-10 | 5spot_SharedNeighbor | Water | Porous | Wet | R245fa | MinimizeLCOE_Brownfield | IgnoreSilica | 161.5512 | 67.5242 | 7.8935 | 4 | 3461.7269 | 4281.0035 | 70.572 | 87.274 | 169.9084 | 0 | 117.6462 | 9670915.6946 | 559510.8207 | 9577080.534 | 9048430.1385 | 0 | 701812.0781 | 0 | 11527522.2137 | 29992248.1801 | 20470325.662 | 91547845.3216 | 961560.8286 | 16790840.2133 | 16790840.2133 | 1478867.319 | 7598057.1552 | 0 | 109300246.3636 | 135168011.0511 | 100000 | 31.5739 | 3461.7269 | 4281.0035 | 70.572 | 87.274
1 | 4700 | 707 | 0.035 | 15 | 15 | 7 | 1.3335e-10 | 5spot_SharedNeighbor | Water | Porous | Wet | R245fa | MinimizeLCOE_Brownfield | IgnoreSilica | 165.924 | 69.1671 | 8.1417 | 4 | 3404.4916 | 4198.7945 | 69.4052 | 85.5981 | 169.6696 | 0 | 131.8351 | 9827174.3067 | 566852.1971 | 9764903.8255 | 9268920.7214 | 0 | 637624.5473 | 0 | 11725535.4832 | 30507438.0893 | 20821953.3611 | 93120402.5316 | 961560.8286 | 16790840.2133 | 16790840.2133 | 1478867.319 | 7598057.1552 | 0 | 110872803.5735 | 136740568.261 | 133352.1432 | 32.5666 | 3404.4916 | 4198.7945 | 69.4052 | 85.5981
1 | 4700 | 707 | 0.035 | 15 | 15 | 7 | 1.7783e-10 | 5spot_SharedNeighbor | Water | Porous | Wet | R245fa | MinimizeLCOE_Brownfield | IgnoreSilica | 169.3003 | 70.4269 | 8.335 | 4 | 3360.903 | 4136.7799 | 68.5166 | 84.3339 | 169.481 | 0 | 116.4228 | 9945693.9735 | 572340.9808 | 9908417.3272 | 9438122.3719 | 0 | 581826.2378 | 0 | 11874096.3475 | 30893962.9843 | 21085764.5442 | 94300224.7672 | 961560.8286 | 16790840.2133 | 16790840.2133 | 1478867.319 | 7598057.1552 | 0 | 112052625.8091 | 137920390.4966 | 177827.941 | 33.34 | 3360.903 | 4136.7799 | 68.5166 | 84.3339
1 | 4700 | 707 | 0.035 | 15 | 15 | 7 | 2.3714e-10 | 5spot_SharedNeighbor | Water | Porous | Wet | R245fa | MinimizeLCOE_Brownfield | IgnoreSilica | 171.8212 | 71.3624 | 8.4821 | 4 | 3327.7823 | 4090.2074 | 67.8413 | 83.3844 | 169.3379 | 0 | 140.0384 | 10032981.9859 | 576337.5961 | 10014719.1186 | 9563857.3232 | 0 | 533997.6102 | 0 | 11981538.5173 | 31173505.4704 | 21276558.035 | 95153495.6567 | 961560.8286 | 16790840.2133 | 16790840.2133 | 1478867.319 | 7598057.1552 | 0 | 112905896.6986 | 138773661.3861 | 237137.3706 | 33.9283 | 3327.7823 | 4090.2074 | 67.8413 | 83.3844
1 | 4700 | 707 | 0.035 | 15 | 15 | 7 | 3.1623e-10 | 5spot_SharedNeighbor | Water | Porous | Wet | R245fa | MinimizeLCOE_Brownfield | IgnoreSilica | 173.6971 | 72.0557 | 8.5933 | 4 | 3302.666 | 4055.2248 | 67.3293 | 82.6712 | 169.2299 | 0 | 139.6146 | 10097265.3811 | 579254.807 | 10093349.2905 | 9657083.7688 | 0 | 494119.6081 | 0 | 12059218.4136 | 31375612.6264 | 21414500.3219 | 95770404.2173 | 961560.8286 | 16790840.2133 | 16790840.2133 | 1478867.319 | 7598057.1552 | 0 | 113522805.2593 | 139390569.9468 | 316227.766 | 34.3731 | 3302.666 | 4055.2248 | 67.3293 | 82.6712
1 | 4700 | 707 | 0.035 | 15 | 15 | 7 | 4.217e-10 | 5spot_SharedNeighbor | Water | Porous | Wet | R245fa | MinimizeLCOE_Brownfield | IgnoreSilica | 175.0855 | 72.5672 | 8.6769 | 4 | 3283.6521 | 4028.9605 | 66.9417 | 82.1358 | 169.1493 | 0 | 137.9759 | 10144475.7417 | 581382.7252 | 10151287.2644 | 9725897.5649 | 0 | 461519.8603 | 0 | 12115179.6311 | 31521212.2349 | 21513875.0465 | 96214830.069 | 961560.8286 | 16790840.2133 | 16790840.2133 | 1478867.319 | 7598057.1552 | 0 | 113967231.111 | 139834995.7985 | 421696.5034 | 34.7075 | 3283.6521 | 4028.9605 | 66.9417 | 82.1358
1 | 4700 | 707 | 0.035 | 15 | 15 | 7 | 5.6234e-10 | 5spot_SharedNeighbor | Water | Porous | Wet | R245fa | MinimizeLCOE_Brownfield | IgnoreSilica | 176.0944 | 72.938 | 8.739 | 4 | 3269.2797 | 4009.2927 | 66.6487 | 81.7349 | 169.0902 | 0 | 131.7862 | 10178582.3603 | 582912.0522 | 10193248.2969 | 9775799.1654 | 0 | 435121.9185 | 0 | 12154608.8794 | 31623799.0511 | 21583892.6564 | 96527964.3802 | 961560.8286 | 16790840.2133 | 16790840.2133 | 1478867.319 | 7598057.1552 | 0 | 114280365.4221 | 140148130.1097 | 562341.3252 | 34.9558 | 3269.2797 | 4009.2927 | 66.6487 | 81.7349
1 | 4700 | 707 | 0.035 | 15 | 15 | 7 | 7.4989e-10 | 5spot_SharedNeighbor | Water | Porous | Wet | R245fa | MinimizeLCOE_Brownfield | IgnoreSilica | 176.8325 | 73.2088 | 8.7852 | 4 | 3258.4305 | 3994.5506 | 66.4275 | 81.4343 | 169.0468 | 0 | 120.161 | 10203429.1964 | 584021.8924 | 10223873.1953 | 9812253.2893 | 0 | 414122.087 | 0 | 12182702.8676 | 31696893.8454 | 21633781.3555 | 96751077.7289 | 961560.8286 | 16790840.2133 | 16790840.2133 | 1478867.319 | 7598057.1552 | 0 | 114503478.7708 | 140371243.4583 | 749894.2093 | 35.1407 | 3258.4305 | 3994.5506 | 66.4275 | 81.4343
1 | 4700 | 707 | 0.035 | 15 | 15 | 7 | 1e-09 | 5spot_SharedNeighbor | Water | Porous | Wet | R245fa | MinimizeLCOE_Brownfield | IgnoreSilica | 177.3823 | 73.4103 | 8.8199 | 4 | 3250.2508 | 3983.4765 | 66.2608 | 81.2086 | 169.0144 | 0 | 164.854 | 10221879.9312 | 584843.7305 | 10246645.0075 | 9839378.1148 | 0 | 397719.252 | 0 | 12203281.754 | 31750435.8867 | 21670324.8989 | 96914508.5757 | 961560.8286 | 16790840.2133 | 16790840.2133 | 1478867.319 | 7598057.1552 | 0 | 114666909.6176 | 140534674.3052 | 1000000 | 35.2794 | 3250.2508 | 3983.4765 | 66.2608 | 81.2086
1 | 4700 | 707 | 0.035 | 15 | 15 | 7 | 1.3335e-09 | 5spot_SharedNeighbor | Water | Porous | Wet | R245fa | MinimizeLCOE_Brownfield | IgnoreSilica | 177.8381 | 73.5769 | 8.8475 | 4 | 3244.0892 | 3975.0261 | 66.1351 | 81.0363 | 168.9874 | 0 | 157.8041 | 10237216.233 | 585540.9847 | 10265444.6218 | 9862234.7117 | 0 | 385551.2252 | 0 | 12221035.2328 | 31796626.7967 | 21701851.1441 | 97055500.9499 | 961560.8286 | 16790840.2133 | 16790840.2133 | 1478867.319 | 7598057.1552 | 0 | 114807901.9918 | 140675666.6793 | 1333521.4322 | 35.3899 | 3244.0892 | 3975.0261 | 66.1351 | 81.0363
1 | 4700 | 707 | 0.035 | 15 | 15 | 7 | 1.7783e-09 | 5spot_SharedNeighbor | Water | Porous | Wet | R245fa | MinimizeLCOE_Brownfield | IgnoreSilica | 178.1204 | 73.6796 | 8.8663 | 4 | 3239.4519 | 3968.8338 | 66.0406 | 80.91 | 168.9706 | 0 | 152.6556 | 10246739.794 | 585983.6833 | 10277029.1065 | 9876649.1521 | 0 | 375515.7252 | 0 | 12231147.8098 | 31822937.6478 | 21719808.8406 | 97135811.7592 | 961560.8286 | 16790840.2133 | 16790840.2133 | 1478867.319 | 7598057.1552 | 0 | 114888212.8011 | 140755977.4887 | 1778279.41 | 35.4653 | 3239.4519 | 3968.8338 | 66.0406 | 80.91
1 | 4700 | 707 | 0.035 | 15 | 15 | 7 | 2.3714e-09 | 5spot_SharedNeighbor | Water | Porous | Wet | R245fa | MinimizeLCOE_Brownfield | IgnoreSilica | 178.3445 | 73.7612 | 8.8809 | 4 | 3235.9651 | 3964.1491 | 65.9695 | 80.8145 | 168.9573 | 0 | 153.2506 | 10254293.8076 | 586334.6224 | 10286220.9993 | 9888091.1981 | 0 | 368002.4694 | 0 | 12239347.8077 | 31844272.3603 | 21734370.2202 | 97200933.485 | 961560.8286 | 16790840.2133 | 16790840.2133 | 1478867.319 | 7598057.1552 | 0 | 114953334.5269 | 140821099.2144 | 2371373.7057 | 35.5237 | 3235.9651 | 3964.1491 | 65.9695 | 80.8145
1 | 4700 | 707 | 0.035 | 15 | 15 | 7 | 3.1623e-09 | 5spot_SharedNeighbor | Water | Porous | Wet | R245fa | MinimizeLCOE_Brownfield | IgnoreSilica | 178.4908 | 73.8144 | 8.8911 | 4 | 3233.3448 | 3960.6912 | 65.9161 | 80.744 | 168.9486 | 0 | 143.9638 | 10259218.4543 | 586563.0958 | 10292216.965 | 9895558.3496 | 0 | 362037.3092 | 0 | 12244281.7279 | 31857109.4083 | 21743131.7693 | 97240117.0795 | 961560.8286 | 16790840.2133 | 16790840.2133 | 1478867.319 | 7598057.1552 | 0 | 114992518.1214 | 140860282.8089 | 3162277.6602 | 35.5646 | 3233.3448 | 3960.6912 | 65.9161 | 80.744
1 | 4700 | 707 | 0.035 | 15 | 15 | 7 | 4.217e-09 | 5spot_SharedNeighbor | Water | Porous | Wet | R245fa | MinimizeLCOE_Brownfield | IgnoreSilica | 178.6003 | 73.8542 | 8.8988 | 4 | 3231.3766 | 3958.0963 | 65.876 | 80.6911 | 168.942 | 0 | 158.126 | 10262900.0478 | 586733.8207 | 10296700.5053 | 9901143.2859 | 0 | 357515.4193 | 0 | 12247947.3008 | 31866646.4773 | 21749641.0149 | 97269227.872 | 961560.8286 | 16790840.2133 | 16790840.2133 | 1478867.319 | 7598057.1552 | 0 | 115021628.9139 | 140889393.6014 | 4216965.0343 | 35.5952 | 3231.3766 | 3958.0963 | 65.876 | 80.6911
1 | 4700 | 707 | 0.035 | 15 | 15 | 7 | 5.6234e-09 | 5spot_SharedNeighbor | Water | Porous | Wet | R245fa | MinimizeLCOE_Brownfield | IgnoreSilica | 178.6929 | 73.8879 | 8.9049 | 4 | 3229.8988 | 3956.1203 | 65.8459 | 80.6509 | 168.9365 | 0 | 155.8551 | 10266015.2604 | 586878.3235 | 10300494.0906 | 9905869.137 | 0 | 354221.7657 | 0 | 12251256.6451 | 31875256.7122 | 21755517.6771 | 97295509.6115 | 961560.8286 | 16790840.2133 | 16790840.2133 | 1478867.319 | 7598057.1552 | 0 | 115047910.6534 | 140915675.3409 | 5623413.2519 | 35.6197 | 3229.8988 | 3956.1203 | 65.8459 | 80.6509
1 | 4700 | 707 | 0.035 | 15 | 15 | 7 | 7.4989e-09 | 5spot_SharedNeighbor | Water | Porous | Wet | R245fa | MinimizeLCOE_Brownfield | IgnoreSilica | 178.7466 | 73.9074 | 8.909 | 4 | 3228.7896 | 3954.6804 | 65.8232 | 80.6215 | 168.9333 | 0 | 149.7334 | 10267819.1933 | 586961.8562 | 10302692.3086 | 9908608.5908 | 0 | 351552.3525 | 0 | 12252877.3775 | 31879473.5256 | 21758395.7389 | 97308380.9434 | 961560.8286 | 16790840.2133 | 16790840.2133 | 1478867.319 | 7598057.1552 | 0 | 115060781.9854 | 140928546.6729 | 7498942.0933 | 35.6359 | 3228.7896 | 3954.6804 | 65.8232 | 80.6215
1 | 4700 | 707 | 0.035 | 15 | 15 | 7 | 1e-08 | 5spot_SharedNeighbor | Water | Porous | Wet | R245fa | MinimizeLCOE_Brownfield | IgnoreSilica | 178.8003 | 73.9269 | 8.9125 | 4 | 3227.9572 | 3953.5636 | 65.8063 | 80.5987 | 168.9301 | 0 | 143.3686 | 10269625.1846 | 587045.6052 | 10304891.9494 | 9911349.3468 | 0 | 349699.7689 | 0 | 12254818.6234 | 31884524.2492 | 21761842.9615 | 97323797.689 | 961560.8286 | 16790840.2133 | 16790840.2133 | 1478867.319 | 7598057.1552 | 0 | 115076198.7309 | 140943963.4184 | 10000000 | 35.6499 | 3227.9572 | 3953.5636 | 65.8063 | 80.5987
1 | 4800 | 707 | 0.035 | 15 | 15 | 7 | 1e-13 | 5spot_SharedNeighbor | Water | Porous | Wet | R245fa | MinimizeLCOE_Brownfield | IgnoreSilica | 0 | 0 | 0 | 4 | [6 empty] | 10.6994 | [19 empty] | 100 | 0
1 | 4800 | 707 | 0.035 | 15 | 15 | 7 | 1.3335e-13 | 5spot_SharedNeighbor | Water | Porous | Wet | R245fa | MinimizeLCOE_Brownfield | IgnoreSilica | 0.94237 | 0.19016 | 0.006515 | 4 | 739690.4616 | 1758186.1716 | 15079.5906 | 35843.0032 | 114.1858 | 0 | 31.6895 | 121311.8384 | 4654.91 | 90647.6692 | 58656.2952 | 0 | 61264.9321 | 0 | 131248.9015 | 341482.7189 | 233068.9724 | 1042336.2379 | 961560.8286 | 17272388.9941 | 17272388.9941 | 1478867.319 | 7790676.6675 | 0 | 19276286.0606 | 45818219.0413 | 133.3521 | 0.02606 | 739690.4616 | 1758186.1716 | 15079.5906 | 35843.0032
1 | 4800 | 707 | 0.035 | 15 | 15 | 7 | 1.7783e-13 | 5spot_SharedNeighbor | Water | Porous | Wet | R245fa | MinimizeLCOE_Brownfield | IgnoreSilica | 1.2202 | 0.28999 | 0.01508 | 4 | 325229.6429 | 765243.7689 | 6630.2462 | 15600.5293 | 125.1478 | 0 | 29.9559 | 172301.1341 | 7152.6005 | 126075.7786 | 72563.0356 | 0 | 68790.4131 | 0 | 174284.3551 | 453452.1415 | 309490.404 | 1384109.8626 | 961560.8286 | 17272388.9941 | 17272388.9941 | 1478867.319 | 7790676.6675 | 0 | 19618059.6853 | 46159992.666 | 177.8279 | 0.060321 | 325229.6429 | 765243.7689 | 6630.2462 | 15600.5293
1 | 4800 | 707 | 0.035 | 15 | 15 | 7 | 2.3714e-13 | 5spot_SharedNeighbor | Water | Porous | Wet | R245fa | MinimizeLCOE_Brownfield | IgnoreSilica | 1.5834 | 0.43101 | 0.028452 | 4 | 176267.0987 | 409487.8289 | 3593.4432 | 8347.9633 | 134.8955 | 0 | 24.271 | 237800.2507 | 10600.5385 | 171960.9661 | 91828.5556 | 0 | 77465.8322 | 0 | 229965.8958 | 598324.0885 | 408368.4847 | 1826314.6122 | 961560.8286 | 17272388.9941 | 17272388.9941 | 1478867.319 | 7790676.6675 | 0 | 20060264.435 | 46602197.4157 | 237.1374 | 0.11381 | 176267.0987 | 409487.8289 | 3593.4432 | 8347.9633
1 | 4800 | 707 | 0.035 | 15 | 15 | 7 | 3.1623e-13 | 5spot_SharedNeighbor | Water | Porous | Wet | R245fa | MinimizeLCOE_Brownfield | IgnoreSilica | 2.0598 | 0.62626 | 0.048238 | 4 | 106883.1234 | 244440.038 | 2178.957 | 4983.2408 | 143.3068 | 0 | 162.5301 | 320145.8555 | 15195.8912 | 230568.9094 | 117963.423 | 0 | 87584.3516 | 0 | 300868.7879 | 782798.8696 | 534276.3134 | 2389402.4015 | 961560.8286 | 17272388.9941 | 17272388.9941 | 1478867.319 | 7790676.6675 | 0 | 20623352.2243 | 47165285.205 | 316.2278 | 0.19295 | 106883.1234 | 244440.038 | 2178.957 | 4983.2408
1 | 4800 | 707 | 0.035 | 15 | 15 | 7 | 4.217e-13 | 5spot_SharedNeighbor | Water | Porous | Wet | R245fa | MinimizeLCOE_Brownfield | IgnoreSilica | 2.6822 | 0.89069 | 0.076299 | 4 | 69881.3259 | 156848.6484 | 1424.6254 | 3197.5719 | 150.3441 | 0 | 214.395 | 421452.9126 | 21109.8812 | 304207.6803 | 152692.8516 | 0 | 99303.4607 | 0 | 389519.0467 | 1013448.6581 | 691699.5334 | 3093434.0245 | 961560.8286 | 17272388.9941 | 17272388.9941 | 1478867.319 | 7790676.6675 | 0 | 21327383.8473 | 47869316.8279 | 421.6965 | 0.30519 | 69881.3259 | 156848.6484 | 1424.6254 | 3197.5719
1 | 4800 | 707 | 0.035 | 15 | 15 | 7 | 5.6234e-13 | 5spot_SharedNeighbor | Water | Porous | Wet | R245fa | MinimizeLCOE_Brownfield | IgnoreSilica | 3.499 | 1.2474 | 0.11548 | 4 | 48089.8668 | 105551.9152 | 980.377 | 2151.8186 | 156.1345 | 0 | 284.0417 | 546093.0015 | 28664.1611 | 396756.6937 | 199999.5866 | 0 | 113152.9875 | 0 | 501019.9079 | 1303551.027 | 889700.3612 | 3978937.7264 | 961560.8286 | 17272388.9941 | 17272388.9941 | 1478867.319 | 7790676.6675 | 0 | 22212887.5492 | 48754820.5299 | 562.3413 | 0.4619 | 48089.8668 | 105551.9152 | 980.377 | 2151.8186
1 | 4800 | 707 | 0.035 | 15 | 15 | 7 | 7.4989e-13 | 5spot_SharedNeighbor | Water | Porous | Wet | R245fa | MinimizeLCOE_Brownfield | IgnoreSilica | 4.599 | 1.7353 | 0.16991 | 4 | 34344.3275 | 73396.6216 | 700.1556 | 1496.2894 | 160.9087 | 0 | 33.8822 | 701215.8698 | 38300.0433 | 515035.0688 | 264047.8302 | 0 | 130671.5744 | 0 | 643215.4508 | 1673514.6612 | 1142208.1436 | 5108208.6421 | 961560.8286 | 17272388.9941 | 17272388.9941 | 1478867.319 | 7790676.6675 | 0 | 23342158.4648 | 49884091.4455 | 749.8942 | 0.67965 | 34344.3275 | 73396.6216 | 700.1556 | 1496.2894
1 | 4800 | 707 | 0.035 | 15 | 15 | 7 | 1e-12 | 5spot_SharedNeighbor | Water | Porous | Wet | R245fa | MinimizeLCOE_Brownfield | IgnoreSilica | 6.058 | 2.3852 | 0.24315 | 4 | 25437.8756 | 52727.9116 | 518.5855 | 1074.9298 | 164.6852 | 0 | 42.6072 | 889051.0086 | 50107.1938 | 662683.7429 | 347097.2091 | 0 | 151823.9671 | 0 | 819297.6174 | 2131644.3394 | 1454891.0626 | 6506596.1409 | 961560.8286 | 17272388.9941 | 17272388.9941 | 1478867.319 | 7790676.6675 | 0 | 24740545.9636 | 51282478.9443 | 1000 | 0.97259 | 25437.8756 | 52727.9116 | 518.5855 | 1074.9298
1 | 4800 | 707 | 0.035 | 15 | 15 | 7 | 1.3335e-12 | 5spot_SharedNeighbor | Water | Porous | Wet | R245fa | MinimizeLCOE_Brownfield | IgnoreSilica | 7.9754 | 3.2436 | 0.34087 | 4 | 19423.3097 | 38889.3938 | 395.9704 | 792.8129 | 167.4733 | 0 | 35.8389 | 1115852.7764 | 64527.8952 | 845771.1137 | 460223.6025 | 0 | 177165.1 | 0 | 1038780.7902 | 2702694.533 | 1844644.5536 | 8249660.3646 | 961560.8286 | 17272388.9941 | 17272388.9941 | 1478867.319 | 7790676.6675 | 0 | 26483610.1874 | 53025543.1681 | 1333.5214 | 1.3635 | 19423.3097 | 38889.3938 | 395.9704 | 792.8129
1 | 4800 | 707 | 0.035 | 15 | 15 | 7 | 1.7783e-12 | 5spot_SharedNeighbor | Water | Porous | Wet | R245fa | MinimizeLCOE_Brownfield | IgnoreSilica | 10.5474 | 4.4135 | 0.47643 | 4 | 15070.7116 | 28998.1939 | 307.2368 | 591.1674 | 170.0083 | 0 | 52.8155 | 1400595.1053 | 83025.809 | 1080082.0631 | 613885.0807 | 0 | 208205.8231 | 0 | 1320459.6137 | 3435565.0513 | 2344843.7413 | 10486662.2876 | 961560.8286 | 17272388.9941 | 17272388.9941 | 1478867.319 | 7790676.6675 | 0 | 28720612.1103 | 55262545.091 | 1778.2794 | 1.9057 | 15070.7116 | 28998.1939 | 307.2368 | 591.1674
1 | 4800 | 707 | 0.035 | 15 | 15 | 7 | 2.3714e-12 | 5spot_SharedNeighbor | Water | Porous | Wet | R245fa | MinimizeLCOE_Brownfield | IgnoreSilica | 13.958 | 5.9595 | 0.65541 | 4 | 12016.7324 | 22140.9414 | 244.9773 | 451.373 | 171.8073 | 0 | 46.4995 | 1743847.952 | 105235.5683 | 1371590.5218 | 817451.9277 | 0 | 246146.9414 | 0 | 1670866.4353 | 4347251.7229 | 2967088.628 | 13269479.6973 | 961560.8286 | 17272388.9941 | 17272388.9941 | 1478867.319 | 7790676.6675 | 0 | 31503429.5201 | 58045362.5007 | 2371.3737 | 2.6216 | 12016.7324 | 22140.9414 | 244.9773 | 451.373
1 | 4800 | 707 | 0.035 | 15 | 15 | 7 | 3.1623e-12 | 5spot_SharedNeighbor | Water | Porous | Wet | R245fa | MinimizeLCOE_Brownfield | IgnoreSilica | 18.4869 | 8.0208 | 0.8937 | 4 | 9789.4779 | 17214.1962 | 199.5717 | 350.9347 | 173.1883 | 0 | 46.9557 | 2161970.4156 | 132071.3432 | 1737887.3833 | 1087329.4853 | 0 | 292484.8924 | 0 | 2110579.9727 | 5491296.1496 | 3747922.4569 | 16761542.0991 | 961560.8286 | 17272388.9941 | 17272388.9941 | 1478867.319 | 7790676.6675 | 0 | 34995491.9219 | 61537424.9025 | 3162.2777 | 3.5748 | 9789.4779 | 17214.1962 | 199.5717 | 350.9347
1 | 4800 | 707 | 0.035 | 15 | 15 | 7 | 4.217e-12 | 5spot_SharedNeighbor | Water | Porous | Wet | R245fa | MinimizeLCOE_Brownfield | IgnoreSilica | 24.4916 | 10.7493 | 1.2101 | 4 | 8133.4151 | 13616.9568 | 165.8107 | 277.6001 | 174.2432 | 0 | 50.2228 | 2670606.288 | 164735.7476 | 2194916.167 | 1444433.4559 | 0 | 348817.9382 | 0 | 2661168.7427 | 6923815.1878 | 4725646.1358 | 21134139.663 | 961560.8286 | 17272388.9941 | 17272388.9941 | 1478867.319 | 7790676.6675 | 0 | 39368089.4858 | 65910022.4665 | 4216.965 | 4.8403 | 8133.4151 | 13616.9568 | 165.8107 | 277.6001
1 | 4800 | 707 | 0.035 | 15 | 15 | 7 | 5.6234e-12 | 5spot_SharedNeighbor | Water | Porous | Wet | R245fa | MinimizeLCOE_Brownfield | IgnoreSilica | 32.4064 | 14.351 | 1.6287 | 4 | 6884.1099 | 10958.2499 | 140.3419 | 223.3987 | 175.0442 | 0 | 44.0458 | 3288349.289 | 204374.1916 | 2764041.5218 | 1919037.0447 | 0 | 417031.653 | 0 | 3351205.143 | 8719148.3554 | 5950997.9131 | 26614185.1115 | 961560.8286 | 17272388.9941 | 17272388.9941 | 1478867.319 | 7790676.6675 | 0 | 44848134.9343 | 71390067.915 | 5623.4133 | 6.5147 | 6884.1099 | 10958.2499 | 140.3419 | 223.3987
1 | 4800 | 707 | 0.035 | 15 | 15 | 7 | 7.4989e-12 | 5spot_SharedNeighbor | Water | Porous | Wet | R245fa | MinimizeLCOE_Brownfield | IgnoreSilica | 42.7548 | 19.0532 | 2.1746 | 4 | 5934.6115 | 8985.914 | 120.9851 | 183.19 | 175.6466 | 0 | 48.8949 | 4029883.9623 | 251595.7726 | 3465929.7259 | 2533744.6918 | 0 | 498917.0885 | 0 | 4204227.784 | 10938538.2884 | 7465777.1463 | 33388614.4598 | 961560.8286 | 17272388.9941 | 17272388.9941 | 1478867.319 | 7790676.6675 | 0 | 51622564.2826 | 78164497.2633 | 7498.9421 | 8.6986 | 5934.6115 | 8985.914 | 120.9851 | 183.19
1 | 4800 | 707 | 0.035 | 15 | 15 | 7 | 1e-11 | 5spot_SharedNeighbor | Water | Porous | Wet | R245fa | MinimizeLCOE_Brownfield | IgnoreSilica | 56.1311 | 25.1246 | 2.8781 | 4 | 5207.1295 | 7512.6248 | 106.1544 | 153.155 | 176.0638 | 0 | 51.4221 | 4912284.1678 | 307366.2123 | 4323057.2182 | 3327966.8886 | 0 | 597045.4555 | 0 | 5252410.7775 | 13665695.4255 | 9327117.9299 | 41712944.0753 | 961560.8286 | 17272388.9941 | 17272388.9941 | 1478867.319 | 7790676.6675 | 0 | 59946893.8981 | 86488826.8788 | 10000 | 11.5125 | 5207.1295 | 7512.6248 | 106.1544 | 153.155
1 | 4800 | 707 | 0.035 | 15 | 15 | 7 | 1.3335e-11 | 5spot_SharedNeighbor | Water | Porous | Wet | R245fa | MinimizeLCOE_Brownfield | IgnoreSilica | 72.9984 | 32.7272 | 3.753 | 4 | 4655.9658 | 6424.014 | 94.9182 | 130.9622 | 176.2221 | 0 | 59.1134 | 5931098.4281 | 370799.5284 | 5340562.9473 | 4324767.5234 | 0 | 712513.9154 | 0 | 6505099.5136 | 16924934.555 | 11551615.6064 | 51661392.0176 | 961560.8286 | 17272388.9941 | 17272388.9941 | 1478867.319 | 7790676.6675 | 0 | 69895341.8404 | 96437274.8211 | 13335.2143 | 15.012 | 4655.9658 | 6424.014 | 94.9182 | 130.9622
1 | 4800 | 707 | 0.035 | 15 | 15 | 7 | 1.7783e-11 | 5spot_SharedNeighbor | Water | Porous | Wet | R245fa | MinimizeLCOE_Brownfield | IgnoreSilica | 93.5294 | 41.8281 | 4.7819 | 4 | 4250.9365 | 5638.5515 | 86.6611 | 114.9495 | 175.9797 | 0 | 72.3402 | 7054440.4892 | 438555.9662 | 6499996.4738 | 5526437.4814 | 0 | 845980.4566 | 0 | 7942510.2382 | 20664782.4069 | 14104138.6116 | 63076842.1239 | 961560.8286 | 17272388.9941 | 17272388.9941 | 1478867.319 | 7790676.6675 | 0 | 81310791.9467 | 107852724.9273 | 17782.7941 | 19.1277 | 4250.9365 | 5638.5515 | 86.6611 | 114.9495
1 | 4800 | 707 | 0.035 | 15 | 15 | 7 | 2.3714e-11 | 5spot_SharedNeighbor | Water | Porous | Wet | R245fa | MinimizeLCOE_Brownfield | IgnoreSilica | 117.2495 | 52.0192 | 5.898 | 4 | 3968.7473 | 5093.778 | 80.9083 | 103.8436 | 175.2222 | 0 | 67.5793 | 8212716.4405 | 504824.1047 | 7743047.6922 | 6887789.3854 | 0 | 994954.0646 | 0 | 9493899.3581 | 24701178.6631 | 16859061.996 | 75397471.7045 | 961560.8286 | 17272388.9941 | 17272388.9941 | 1478867.319 | 7790676.6675 | 0 | 93631421.5273 | 120173354.508 | 23713.7371 | 23.5922 | 3968.7473 | 5093.778 | 80.9083 | 103.8436
1 | 4800 | 707 | 0.035 | 15 | 15 | 7 | 3.1623e-11 | 5spot_SharedNeighbor | Water | Porous | Wet | R245fa | MinimizeLCOE_Brownfield | IgnoreSilica | 131.3145 | 57.8446 | 6.6305 | 4 | 3775.9247 | 4776.6767 | 76.9773 | 97.379 | 174.5712 | 0 | 70.7799 | 8832220.8808 | 538003.0077 | 8433550.9289 | 7665503.4264 | 0 | 977082.6411 | 0 | 10314080.7451 | 26835122.3899 | 18315522.4377 | 81911086.4575 | 961560.8286 | 17272388.9941 | 17272388.9941 | 1478867.319 | 7790676.6675 | 0 | 100145036.2803 | 126686969.261 | 31622.7766 | 26.522 | 3775.9247 | 4776.6767 | 76.9773 | 97.379
1 | 4800 | 707 | 0.035 | 15 | 15 | 7 | 4.217e-11 | 5spot_SharedNeighbor | Water | Porous | Wet | R245fa | MinimizeLCOE_Brownfield | IgnoreSilica | 143.5381 | 62.8125 | 7.2751 | 4 | 3625.8585 | 4537.9391 | 73.918 | 92.512 | 173.9749 | 0 | 97.2186 | 9340869.9334 | 564321.5069 | 9012435.5658 | 8326214.1735 | 0 | 935988.984 | 0 | 10990133.7638 | 28594073.6669 | 19516042.8271 | 87280080.4213 | 961560.8286 | 17272388.9941 | 17272388.9941 | 1478867.319 | 7790676.6675 | 0 | 105514030.2441 | 132055963.2248 | 42169.6503 | 29.1004 | 3625.8585 | 4537.9391 | 73.918 | 92.512
1 | 4800 | 707 | 0.035 | 15 | 15 | 7 | 5.6234e-11 | 5spot_SharedNeighbor | Water | Porous | Wet | R245fa | MinimizeLCOE_Brownfield | IgnoreSilica | 151.8265 | 66.1337 | 7.7602 | 4 | 3509.3618 | 4364.4275 | 71.5431 | 88.9748 | 173.5541 | 0 | 122.2305 | 9673696.5232 | 581430.1589 | 9394486.6885 | 8778724.5078 | 0 | 855501.553 | 0 | 11420697.3782 | 29714311.871 | 20280628.42 | 90699477.1005 | 961560.8286 | 17272388.9941 | 17272388.9941 | 1478867.319 | 7790676.6675 | 0 | 108933426.9233 | 135475359.904 | 56234.1325 | 31.0408 | 3509.3618 | 4364.4275 | 71.5431 | 88.9748
1 | 4800 | 707 | 0.035 | 15 | 15 | 7 | 7.4989e-11 | 5spot_SharedNeighbor | Water | Porous | Wet | R245fa | MinimizeLCOE_Brownfield | IgnoreSilica | 158.7519 | 68.8738 | 8.1656 | 4 | 3419.8719 | 4232.4899 | 69.7187 | 86.285 | 173.1847 | 0 | 126.9032 | 9942669.7541 | 594937.1369 | 9707164.676 | 9154261.3937 | 0 | 778269.8565 | 0 | 11769148.0987 | 30620909.1686 | 20899399.7043 | 93466759.7887 | 961560.8286 | 17272388.9941 | 17272388.9941 | 1478867.319 | 7790676.6675 | 0 | 111700709.6115 | 138242642.5922 | 74989.4209 | 32.6622 | 3419.8719 | 4232.4899 | 69.7187 | 86.285
1 | 4800 | 707 | 0.035 | 15 | 15 | 7 | 1e-10 | 5spot_SharedNeighbor | Water | Porous | Wet | R245fa | MinimizeLCOE_Brownfield | IgnoreSilica | 164.6593 | 71.1723 | 8.5041 | 4 | 3351.3062 | 4131.5732 | 68.3209 | 84.2277 | 172.8571 | 0 | 120.2792 | 10165029.5712 | 605967.0719 | 9967704.2715 | 9470165.694 | 0 | 710679.9413 | 0 | 12058623.1544 | 31374063.8841 | 21413443.2734 | 95765676.8618 | 961560.8286 | 17272388.9941 | 17272388.9941 | 1478867.319 | 7790676.6675 | 0 | 113999626.6846 | 140541559.6652 | 100000 | 34.0165 | 3351.3062 | 4131.5732 | 68.3209 | 84.2277
1 | 4800 | 707 | 0.035 | 15 | 15 | 7 | 1.3335e-10 | 5spot_SharedNeighbor | Water | Porous | Wet | R245fa | MinimizeLCOE_Brownfield | IgnoreSilica | 168.8593 | 72.7776 | 8.7559 | 4 | 3298.877 | 4056.7043 | 67.2521 | 82.7014 | 172.6166 | 0 | 115.2577 | 10318817.0881 | 613556.083 | 10148719.8528 | 9690988.6522 | 0 | 644463.7161 | 0 | 12252452.703 | 31878368.6095 | 21757641.611 | 97305008.3157 | 961560.8286 | 17272388.9941 | 17272388.9941 | 1478867.319 | 7790676.6675 | 0 | 115538958.1384 | 142080891.1191 | 133352.1432 | 35.0237 | 3298.877 | 4056.7043 | 67.2521 | 82.7014
1 | 4800 | 707 | 0.035 | 15 | 15 | 7 | 1.7783e-10 | 5spot_SharedNeighbor | Water | Porous | Wet | R245fa | MinimizeLCOE_Brownfield | IgnoreSilica | 171.9649 | 73.9547 | 8.947 | 4 | 3258.9901 | 4000.6333 | 66.4389 | 81.5583 | 172.4341 | 0 | 145.7404 | 10430493.9817 | 618994.4208 | 10281030.6078 | 9853453.8015 | 0 | 585727.4917 | 0 | 12390183.1184 | 32236714.898 | 22002220.3161 | 98398818.6359 | 961560.8286 | 17272388.9941 | 17272388.9941 | 1478867.319 | 7790676.6675 | 0 | 116632768.4587 | 143174701.4393 | 177827.941 | 35.788 | 3258.9901 | 4000.6333 | 66.4389 | 81.5583
1 | 4800 | 707 | 0.035 | 15 | 15 | 7 | 2.3714e-10 | 5spot_SharedNeighbor | Water | Porous | Wet | R245fa | MinimizeLCOE_Brownfield | IgnoreSilica | 174.3887 | 74.8679 | 9.0958 | 4 | 3228.6859 | 3958.1969 | 65.8211 | 80.6932 | 172.2893 | 0 | 129.5886 | 10516521.0013 | 623143.7948 | 10383437.2435 | 9979811.3465 | 0 | 537058.1755 | 0 | 12495588.909 | 32510959.1435 | 22189397.6488 | 99235917.2629 | 961560.8286 | 17272388.9941 | 17272388.9941 | 1478867.319 | 7790676.6675 | 0 | 117469867.0856 | 144011800.0663 | 237137.3706 | 36.3832 | 3228.6859 | 3958.1969 | 65.8211 | 80.6932
1 | 4800 | 707 | 0.035 | 15 | 15 | 7 | 3.1623e-10 | 5spot_SharedNeighbor | Water | Porous | Wet | R245fa | MinimizeLCOE_Brownfield | IgnoreSilica | 176.1797 | 75.5396 | 9.2078 | 4 | 3205.7034 | 3926.3417 | 65.3526 | 80.0438 | 172.1809 | 0 | 143.1091 | 10579450.8413 | 626156.136 | 10458626.9336 | 10072932.8271 | 0 | 496477.1987 | 0 | 12571121.1353 | 32707478.5026 | 22323526.1495 | 99835769.7242 | 961560.8286 | 17272388.9941 | 17272388.9941 | 1478867.319 | 7790676.6675 | 0 | 118069719.5469 | 144611652.5276 | 316227.766 | 36.8311 | 3205.7034 | 3926.3417 | 65.3526 | 80.0438
1 | 4800 | 707 | 0.035 | 15 | 15 | 7 | 4.217e-10 | 5spot_SharedNeighbor | Water | Porous | Wet | R245fa | MinimizeLCOE_Brownfield | IgnoreSilica | 177.4903 | 76.0294 | 9.2914 | 4 | 3188.3028 | 3902.4556 | 64.9979 | 79.5568 | 172.1009 | 0 | 133.3495 | 10625155.2348 | 628331.319 | 10513387.2675 | 10140940.2616 | 0 | 463223.1356 | 0 | 12624704.5152 | 32846891.4656 | 22418678.3614 | 100261311.5607 | 961560.8286 | 17272388.9941 | 17272388.9941 | 1478867.319 | 7790676.6675 | 0 | 118495261.3834 | 145037194.3641 | 421696.5034 | 37.1656 | 3188.3028 | 3902.4556 | 64.9979 | 79.5568
1 | 4800 | 707 | 0.035 | 15 | 15 | 7 | 5.6234e-10 | 5spot_SharedNeighbor | Water | Porous | Wet | R245fa | MinimizeLCOE_Brownfield | IgnoreSilica | 178.4519 | 76.3879 | 9.3538 | 4 | 3175.1484 | 3884.5368 | 64.7297 | 79.1915 | 172.0418 | 0 | 139.6974 | 10658501.7653 | 629911.5101 | 10553423.5423 | 10190762.8051 | 0 | 436478.3907 | 0 | 12662940.4253 | 32946373.4603 | 22486576.8669 | 100564968.766 | 961560.8286 | 17272388.9941 | 17272388.9941 | 1478867.319 | 7790676.6675 | 0 | 118798918.5888 | 145340851.5695 | 562341.3252 | 37.4152 | 3175.1484 | 3884.5368 | 64.7297 | 79.1915
1 | 4800 | 707 | 0.035 | 15 | 15 | 7 | 7.4989e-10 | 5spot_SharedNeighbor | Water | Porous | Wet | R245fa | MinimizeLCOE_Brownfield | IgnoreSilica | 179.1144 | 76.6343 | 9.3988 | 4 | 3165.2177 | 3871.2088 | 64.5272 | 78.9198 | 172.0008 | 0 | 153.1752 | 10681378.7226 | 630991.7722 | 10580934.2446 | 10225049.732 | 0 | 414756.6776 | 0 | 12687913.3481 | 33011347.8829 | 22530923.2455 | 100763295.6255 | 961560.8286 | 17272388.9941 | 17272388.9941 | 1478867.319 | 7790676.6675 | 0 | 118997245.4483 | 145539178.4289 | 749894.2093 | 37.5953 | 3165.2177 | 3871.2088 | 64.5272 | 78.9198
1 | 4800 | 707 | 0.035 | 15 | 15 | 7 | 1e-09 | 5spot_SharedNeighbor | Water | Porous | Wet | R245fa | MinimizeLCOE_Brownfield | IgnoreSilica | 179.1487 | 76.6467 | 9.4166 | 4 | 3157.739 | 3862.3946 | 64.3748 | 78.7401 | 171.9981 | 0 | 147.6944 | 10682477.2809 | 631035.9571 | 10582321.2949 | 10226733.4322 | 0 | 392406.7507 | 0 | 12680840.1391 | 32992944.8441 | 22518362.7933 | 100707122.4922 | 961560.8286 | 17272388.9941 | 17272388.9941 | 1478867.319 | 7790676.6675 | 0 | 118941072.315 | 145483005.2957 | 1000000 | 37.6665 | 3157.739 | 3862.3946 | 64.3748 | 78.7401
1 | 4800 | 707 | 0.035 | 15 | 15 | 7 | 1.3335e-09 | 5spot_SharedNeighbor | Water | Porous | Wet | R245fa | MinimizeLCOE_Brownfield | IgnoreSilica | 179.5165 | 76.7852 | 9.4418 | 4 | 3152.1109 | 3854.8869 | 64.26 | 78.5871 | 171.9752 | 0 | 151.4261 | 10695074.2386 | 631591.0859 | 10597813.9865 | 10245292.4805 | 0 | 379283.6712 | 0 | 12694131.6305 | 33027526.5781 | 22541965.5373 | 100812679.2086 | 961560.8286 | 17272388.9941 | 17272388.9941 | 1478867.319 | 7790676.6675 | 0 | 119046629.0314 | 145588562.0121 | 1333521.4322 | 37.7673 | 3152.1109 | 3854.8869 | 64.26 | 78.5871
1 | 4800 | 707 | 0.035 | 15 | 15 | 7 | 1.7783e-09 | 5spot_SharedNeighbor | Water | Porous | Wet | R245fa | MinimizeLCOE_Brownfield | IgnoreSilica | 179.7749 | 76.8824 | 9.4601 | 4 | 3147.8749 | 3849.2896 | 64.1737 | 78.473 | 171.9591 | 0 | 143.3718 | 10703906.1885 | 631979.4521 | 10608685.5593 | 10258320.079 | 0 | 369009.8225 | 0 | 12703041.4295 | 33050708.0476 | 22557787.3666 | 100883437.9451 | 961560.8286 | 17272388.9941 | 17272388.9941 | 1478867.319 | 7790676.6675 | 0 | 119117387.7678 | 145659320.7485 | 1778279.41 | 37.8406 | 3147.8749 | 3849.2896 | 64.1737 | 78.473
1 | 4800 | 707 | 0.035 | 15 | 15 | 7 | 2.3714e-09 | 5spot_SharedNeighbor | Water | Porous | Wet | R245fa | MinimizeLCOE_Brownfield | IgnoreSilica | 179.9723 | 76.9566 | 9.474 | 4 | 3144.6893 | 3845.0755 | 64.1087 | 78.3871 | 171.9468 | 0 | 156.2889 | 10710648.0281 | 632275.6081 | 10616988.1203 | 10268271.6711 | 0 | 361214.7077 | 0 | 12709865.2728 | 33068462.2879 | 22569905.0005 | 100937630.6965 | 961560.8286 | 17272388.9941 | 17272388.9941 | 1478867.319 | 7790676.6675 | 0 | 119171580.5193 | 145713513.5 | 2371373.7057 | 37.8961 | 3144.6893 | 3845.0755 | 64.1087 | 78.3871
1 | 4800 | 707 | 0.035 | 15 | 15 | 7 | 3.1623e-09 | 5spot_SharedNeighbor | Water | Porous | Wet | R245fa | MinimizeLCOE_Brownfield | IgnoreSilica | 180.1085 | 77.0078 | 9.4841 | 4 | 3142.295 | 3841.9414 | 64.0599 | 78.3232 | 171.9383 | 0 | 158.8911 | 10715290.707 | 632479.2192 | 10622709.0245 | 10275129.9932 | 0 | 355147.869 | 0 | 12714295.157 | 33079987.938 | 22577771.4934 | 100972811.4012 | 961560.8286 | 17272388.9941 | 17272388.9941 | 1478867.319 | 7790676.6675 | 0 | 119206761.224 | 145748694.2047 | 3162277.6602 | 37.9362 | 3142.295 | 3841.9414 | 64.0599 | 78.3232
1 | 4800 | 707 | 0.035 | 15 | 15 | 7 | 4.217e-09 | 5spot_SharedNeighbor | Water | Porous | Wet | R245fa | MinimizeLCOE_Brownfield | IgnoreSilica | 180.2157 | 77.0481 | 9.4918 | 4 | 3140.4964 | 3839.5754 | 64.0233 | 78.2749 | 171.9316 | 0 | 145.3862 | 10718947.2105 | 632639.5515 | 10627215.315 | 10280532.9695 | 0 | 350614.0413 | 0 | 12717880.1443 | 33089315.3394 | 22584137.6366 | 101001282.2082 | 961560.8286 | 17272388.9941 | 17272388.9941 | 1478867.319 | 7790676.6675 | 0 | 119235232.0309 | 145777165.0116 | 4216965.0343 | 37.967 | 3140.4964 | 3839.5754 | 64.0233 | 78.2749
1 | 4800 | 707 | 0.035 | 15 | 15 | 7 | 5.6234e-09 | 5spot_SharedNeighbor | Water | Porous | Wet | R245fa | MinimizeLCOE_Brownfield | IgnoreSilica | 180.2935 | 77.0773 | 9.4974 | 4 | 3139.1458 | 3837.8063 | 63.9957 | 78.2389 | 171.9268 | 0 | 143.6601 | 10721597.6198 | 632755.676 | 10630482.6716 | 10284450.854 | 0 | 347155.9804 | 0 | 12720412.6927 | 33095904.5109 | 22588634.8815 | 101021394.8868 | 961560.8286 | 17272388.9941 | 17272388.9941 | 1478867.319 | 7790676.6675 | 0 | 119255344.7096 | 145797277.6902 | 5623413.2519 | 37.9897 | 3139.1458 | 3837.8063 | 63.9957 | 78.2389
1 | 4800 | 707 | 0.035 | 15 | 15 | 7 | 7.4989e-09 | 5spot_SharedNeighbor | Water | Porous | Wet | R245fa | MinimizeLCOE_Brownfield | IgnoreSilica | 180.3324 | 77.0919 | 9.501 | 4 | 3138.132 | 3836.5283 | 63.9751 | 78.2128 | 171.9243 | 0 | 146.6133 | 10722918.6261 | 632813.2633 | 10632113.7309 | 10286406.6216 | 0 | 344313.6899 | 0 | 12721240.7134 | 33098058.8509 | 22590105.2629 | 101027970.7589 | 961560.8286 | 17272388.9941 | 17272388.9941 | 1478867.319 | 7790676.6675 | 0 | 119261920.5817 | 145803853.5624 | 7498942.0933 | 38.0041 | 3138.132 | 3836.5283 | 63.9751 | 78.2128
1 | 4800 | 707 | 0.035 | 15 | 15 | 7 | 1e-08 | 5spot_SharedNeighbor | Water | Porous | Wet | R245fa | MinimizeLCOE_Brownfield | IgnoreSilica | 180.3861 | 77.1121 | 9.5046 | 4 | 3137.3711 | 3835.507 | 63.9596 | 78.192 | 171.9209 | 0 | 142.1083 | 10724749.6836 | 632893.5848 | 10634370.3382 | 10289112.9049 | 0 | 342468.6984 | 0 | 12723202.1319 | 33103162.0596 | 22593588.3076 | 101043547.7091 | 961560.8286 | 17272388.9941 | 17272388.9941 | 1478867.319 | 7790676.6675 | 0 | 119277497.5318 | 145819430.5125 | 10000000 | 38.0183 | 3137.3711 | 3835.507 | 63.9596 | 78.192
1 | 4900 | 707 | 0.035 | 15 | 15 | 7 | 1e-13 | 5spot_SharedNeighbor | Water | Porous | Wet | R245fa | MinimizeLCOE_Brownfield | IgnoreSilica | 0.74031 | 0.12622 | 0.0019681 | 4 | 2479808.8548 | 5938067.9833 | 50554.2577 | 121055.5477 | 103.8454 | 0 | 22.7804 | 85805.9098 | 3055.8119 | 65800.5148 | 49218.4324 | 0 | 54520.6686 | 0 | 100776.5217 | 262199.8372 | 178956.7766 | 800334.473 | 961560.8286 | 17759797.8658 | 17759797.8658 | 1478867.319 | 7985640.2162 | 0 | 19521693.1675 | 46745998.5686 | 100 | 0.0078723 | 2479808.8548 | 5938067.9833 | 50554.2577 | 121055.5477
1 | 4900 | 707 | 0.035 | 15 | 15 | 7 | 1.3335e-13 | 5spot_SharedNeighbor | Water | Porous | Wet | R245fa | MinimizeLCOE_Brownfield | IgnoreSilica | 0.95719 | 0.19869 | 0.0075662 | 4 | 653967.073 | 1553501.9323 | 13332.0033 | 31670.2382 | 116.0171 | 0 | 23.7643 | 126356.7939 | 4911.6117 | 93763.339 | 59678.053 | 0 | 61038.3282 | 0 | 134841.7691 | 350830.6233 | 239449.1093 | 1070869.6276 | 961560.8286 | 17759797.8658 | 17759797.8658 | 1478867.319 | 7985640.2162 | 0 | 19792228.322 | 47016533.7231 | 133.3521 | 0.030265 | 653967.073 | 1553501.9323 | 13332.0033 | 31670.2382
1 | 4900 | 707 | 0.035 | 15 | 15 | 7 | 1.7783e-13 | 5spot_SharedNeighbor | Water | Porous | Wet | R245fa | MinimizeLCOE_Brownfield | IgnoreSilica | 1.2545 | 0.30928 | 0.017239 | 4 | 292479.7 | 687281.8251 | 5962.5943 | 14011.1696 | 127.7158 | 0 | 23.4563 | 182521.9228 | 7718.2792 | 132508.0463 | 74945.4355 | 0 | 69531.8671 | 0 | 182217.9648 | 474093.7665 | 323578.7373 | 1447116.0195 | 961560.8286 | 17759797.8658 | 17759797.8658 | 1478867.319 | 7985640.2162 | 0 | 20168474.714 | 47392780.115 | 177.8279 | 0.068957 | 292479.7 | 687281.8251 | 5962.5943 | 14011.1696
1 | 4900 | 707 | 0.035 | 15 | 15 | 7 | 2.3714e-13 | 5spot_SharedNeighbor | Water | Porous | Wet | R245fa | MinimizeLCOE_Brownfield | IgnoreSilica | 1.632 | 0.46109 | 0.032048 | 4 | 160992.0443 | 373363.3571 | 3282.0406 | 7611.517 | 137.7062 | 0 | 126.7194 | 252385.1981 | 11480.7321 | 181156.0662 | 95252.2138 | 0 | 78511.0961 | 0 | 241326.2695 | 627881.4504 | 428541.9916 | 1916535.0179 | 961560.8286 | 17759797.8658 | 17759797.8658 | 1478867.319 | 7985640.2162 | 0 | 20637893.7124 | 47862199.1134 | 237.1374 | 0.12819 | 160992.0443 | 373363.3571 | 3282.0406 | 7611.517
1 | 4900 | 707 | 0.035 | 15 | 15 | 7 | 3.1623e-13 | 5spot_SharedNeighbor | Water | Porous | Wet | R245fa | MinimizeLCOE_Brownfield | IgnoreSilica | 2.1182 | 0.66758 | 0.053655 | 4 | 98896.1376 | 225745.9318 | 2016.1315 | 4602.1362 | 146.1605 | 0 | 165.7038 | 338747.1855 | 16421.7937 | 242208.9446 | 122481.9376 | 0 | 88461.5595 | 0 | 315245.3542 | 820203.7458 | 559805.91 | 2503576.4309 | 961560.8286 | 17759797.8658 | 17759797.8658 | 1478867.319 | 7985640.2162 | 0 | 21224935.1254 | 48449240.5264 | 316.2278 | 0.21462 | 98896.1376 | 225745.9318 | 2016.1315 | 4602.1362
1 | 4900 | 707 | 0.035 | 15 | 15 | 7 | 4.217e-13 | 5spot_SharedNeighbor | Water | Porous | Wet | R245fa | MinimizeLCOE_Brownfield | IgnoreSilica | 2.7405 | 0.94254 | 0.083977 | 4 | 65346.3834 | 146393.1656 | 1332.1744 | 2984.4227 | 153.1374 | 0 | 218.6739 | 443692.9128 | 22736.83 | 317684.8217 | 159033.4103 | 0 | 99404.3207 | 0 | 406595.3953 | 1057877.8143 | 722023.3455 | 3229048.8505 | 961560.8286 | 17759797.8658 | 17759797.8658 | 1478867.319 | 7985640.2162 | 0 | 21950407.5449 | 49174712.946 | 421.6965 | 0.33591 | 65346.3834 | 146393.1656 | 1332.1744 | 2984.4227
1 | 4900 | 707 | 0.035 | 15 | 15 | 7 | 5.6234e-13 | 5spot_SharedNeighbor | Water | Porous | Wet | R245fa | MinimizeLCOE_Brownfield | IgnoreSilica | 3.5962 | 1.3293 | 0.12742 | 4 | 44930.0886 | 98343.8123 | 915.9606 | 2004.8716 | 159.1496 | 0 | 292.6516 | 577934.8184 | 31107.8282 | 416620.1719 | 209433.4091 | 0 | 114145.6315 | 0 | 526204.325 | 1369075.7143 | 934422.3067 | 4178944.2051 | 961560.8286 | 17759797.8658 | 17759797.8658 | 1478867.319 | 7985640.2162 | 0 | 22900302.8996 | 50124608.3006 | 562.3413 | 0.50969 | 44930.0886 | 98343.8123 | 915.9606 | 2004.8716
1 | 4900 | 707 | 0.035 | 15 | 15 | 7 | 7.4989e-13 | 5spot_SharedNeighbor | Water | Porous | Wet | R245fa | MinimizeLCOE_Brownfield | IgnoreSilica | 4.7085 | 1.8383 | 0.18582 | 4 | 32369.0488 | 68997.1664 | 659.8868 | 1406.6006 | 163.9232 | 0 | 43.228 | 738513.7397 | 41360.0375 | 538310.1024 | 274060.5996 | 0 | 131005.0362 | 0 | 672067.311 | 1748581.2833 | 1193442.6556 | 5337340.7654 | 961560.8286 | 17759797.8658 | 17759797.8658 | 1478867.319 | 7985640.2162 | 0 | 24058699.4598 | 51283004.8609 | 749.8942 | 0.74326 | 32369.0488 | 68997.1664 | 659.8868 | 1406.6006
1 | 4900 | 707 | 0.035 | 15 | 15 | 7 | 1e-12 | 5spot_SharedNeighbor | Water | Porous | Wet | R245fa | MinimizeLCOE_Brownfield | IgnoreSilica | 6.1849 | 2.5225 | 0.26567 | 4 | 24019.949 | 49638.9506 | 489.6792 | 1011.9571 | 167.7201 | 0 | 34.8982 | 936188.0785 | 54297.8622 | 691545.4007 | 363023.868 | 0 | 151631.7255 | 0 | 856707.9046 | 2228978.2329 | 1521323.4449 | 6803696.5174 | 961560.8286 | 17759797.8658 | 17759797.8658 | 1478867.319 | 7985640.2162 | 0 | 25525055.2119 | 52749360.613 | 1000 | 1.0627 | 24019.949 | 49638.9506 | 489.6792 | 1011.9571
1 | 4900 | 707 | 0.035 | 15 | 15 | 7 | 1.3335e-12 | 5spot_SharedNeighbor | Water | Porous | Wet | R245fa | MinimizeLCOE_Brownfield | IgnoreSilica | 8.158 | 3.4352 | 0.37255 | 4 | 18362.2116 | 36631.1875 | 374.3385 | 746.7763 | 170.5486 | 0 | 41.8302 | 1176691.9265 | 70171.5594 | 883571.1366 | 482322.3936 | 0 | 177419.9986 | 0 | 1088169.0357 | 2831192.6167 | 1932347.1361 | 8641885.8031 | 961560.8286 | 17759797.8658 | 17759797.8658 | 1478867.319 | 7985640.2162 | 0 | 27363244.4976 | 54587549.8986 | 1333.5214 | 1.4902 | 18362.2116 | 36631.1875 | 374.3385 | 746.7763
1 | 4900 | 707 | 0.035 | 15 | 15 | 7 | 1.7783e-12 | 5spot_SharedNeighbor | Water | Porous | Wet | R245fa | MinimizeLCOE_Brownfield | IgnoreSilica | 10.7863 | 4.6782 | 0.52077 | 4 | 14266.2124 | 27335.3949 | 290.836 | 557.269 | 173.1567 | 0 | 46.2953 | 1478112.3696 | 90512.2951 | 1129066.1194 | 644302.1075 | 0 | 208400.8855 | 0 | 1384653.5731 | 3602584.5657 | 2458837.9918 | 10996469.9077 | 961560.8286 | 17759797.8658 | 17759797.8658 | 1478867.319 | 7985640.2162 | 0 | 29717828.6021 | 56942134.0032 | 1778.2794 | 2.0831 | 14266.2124 | 27335.3949 | 290.836 | 557.269
1 | 4900 | 707 | 0.035 | 15 | 15 | 7 | 2.3714e-12 | 5spot_SharedNeighbor | Water | Porous | Wet | R245fa | MinimizeLCOE_Brownfield | IgnoreSilica | 14.2675 | 6.3141 | 0.71586 | 4 | 11397.5062 | 20905.0504 | 232.3536 | 426.1777 | 174.9822 | 0 | 45.8487 | 1840321.8846 | 114919.9125 | 1433206.7852 | 857978.7155 | 0 | 246179.9458 | 0 | 1752116.825 | 4558648.57 | 3111371.3199 | 13914743.9584 | 961560.8286 | 17759797.8658 | 17759797.8658 | 1478867.319 | 7985640.2162 | 0 | 32636102.6529 | 59860408.0539 | 2371.3737 | 2.8634 | 11397.5062 | 20905.0504 | 232.3536 | 426.1777
1 | 4900 | 707 | 0.035 | 15 | 15 | 7 | 3.1623e-12 | 5spot_SharedNeighbor | Water | Porous | Wet | R245fa | MinimizeLCOE_Brownfield | IgnoreSilica | 18.887 | 8.4816 | 0.97468 | 4 | 9304.1735 | 16287.0611 | 189.6782 | 332.0338 | 176.3838 | 0 | 44.0337 | 2279909.5906 | 144470.2354 | 1812970.0041 | 1137882.4833 | 0 | 292041.554 | 0 | 2210236.8083 | 5750582.7932 | 3924890.919 | 17552984.3879 | 961560.8286 | 17759797.8658 | 17759797.8658 | 1478867.319 | 7985640.2162 | 0 | 36274343.0823 | 63498648.4834 | 3162.2777 | 3.8987 | 9304.1735 | 16287.0611 | 189.6782 | 332.0338
1 | 4900 | 707 | 0.035 | 15 | 15 | 7 | 4.217e-12 | 5spot_SharedNeighbor | Water | Porous | Wet | R245fa | MinimizeLCOE_Brownfield | IgnoreSilica | 25.0058 | 11.3631 | 1.3184 | 4 | 7744.6337 | 12906.8473 | 157.8848 | 263.1235 | 177.4546 | 0 | 51.7815 | 2815361.3394 | 180199.5257 | 2289181.0669 | 1509725.4433 | 0 | 347997.5817 | 0 | 2785561.3332 | 7247459.1918 | 4946539.8188 | 22122025.3008 | 961560.8286 | 17759797.8658 | 17759797.8658 | 1478867.319 | 7985640.2162 | 0 | 40843383.9952 | 68067689.3963 | 4216.965 | 5.2738 | 7744.6337 | 12906.8473 | 157.8848 | 263.1235
1 | 4900 | 707 | 0.035 | 15 | 15 | 7 | 5.6234e-12 | 5spot_SharedNeighbor | Water | Porous | Wet | R245fa | MinimizeLCOE_Brownfield | IgnoreSilica | 33.0689 | 15.2141 | 1.7732 | 4 | 6570.5574 | 10408.9584 | 133.9497 | 212.2007 | 178.2684 | 0 | 59.4643 | 3466838.8229 | 222403.0705 | 2890401.1534 | 2005598.756 | 0 | 416631.1117 | 0 | 3510730.4366 | 9134200.4463 | 6234279.4937 | 27881083.2911 | 961560.8286 | 17759797.8658 | 17759797.8658 | 1478867.319 | 7985640.2162 | 0 | 46602441.9855 | 73826747.3866 | 5623.4133 | 7.0926 | 6570.5574 | 10408.9584 | 133.9497 | 212.2007
1 | 4900 | 707 | 0.035 | 15 | 15 | 7 | 7.4989e-12 | 5spot_SharedNeighbor | Water | Porous | Wet | R245fa | MinimizeLCOE_Brownfield | IgnoreSilica | 43.622 | 20.3318 | 2.3693 | 4 | 5679.6619 | 8552.327 | 115.7876 | 174.3508 | 178.8804 | 0 | 65.6784 | 4254355.4613 | 271589.4294 | 3645553.397 | 2662067.5852 | 0 | 500640.2601 | 0 | 4420340.3918 | 11500818.9631 | 7849545.2605 | 35104910.7483 | 961560.8286 | 17759797.8658 | 17759797.8658 | 1478867.319 | 7985640.2162 | 0 | 53826269.4428 | 81050574.8438 | 7498.9421 | 9.477 | 5679.6619 | 8552.327 | 115.7876 | 174.3508
1 | 4900 | 707 | 0.035 | 15 | 15 | 7 | 1e-11 | 5spot_SharedNeighbor | Water | Porous | Wet | R245fa | MinimizeLCOE_Brownfield | IgnoreSilica | 57.23 | 26.8623 | 3.1325 | 4 | 4995.9619 | 7168.7124 | 101.8494 | 146.1439 | 179.2972 | 0 | 57.8526 | 5184460.0636 | 330108.0116 | 4555491.3615 | 3496642.6918 | 0 | 599864.1868 | 0 | 5524960.863 | 14374814.8402 | 9811106.5014 | 43877448.5199 | 961560.8286 | 17759797.8658 | 17759797.8658 | 1478867.319 | 7985640.2162 | 0 | 62598807.2144 | 89823112.6154 | 10000 | 12.5299 | 4995.9619 | 7168.7124 | 101.8494 | 146.1439
1 | 4900 | 707 | 0.035 | 15 | 15 | 7 | 1.3335e-11 | 5spot_SharedNeighbor | Water | Porous | Wet | R245fa | MinimizeLCOE_Brownfield | IgnoreSilica | 74.3406 | 34.9668 | 4.0779 | 4 | 4476.272 | 6145.2981 | 91.2549 | 125.2802 | 179.4356 | 0 | 57.615 | 6253390.9185 | 397164.5462 | 5625200.8793 | 4538222.2724 | 0 | 715524.6163 | 0 | 6836506.2608 | 17787186.9303 | 12140120.5701 | 54293316.994 | 961560.8286 | 17759797.8658 | 17759797.8658 | 1478867.319 | 7985640.2162 | 0 | 73014675.6884 | 100238981.0895 | 13335.2143 | 16.3115 | 4476.272 | 6145.2981 | 91.2549 | 125.2802
1 | 4900 | 707 | 0.035 | 15 | 15 | 7 | 1.7783e-11 | 5spot_SharedNeighbor | Water | Porous | Wet | R245fa | MinimizeLCOE_Brownfield | IgnoreSilica | 95.0789 | 44.5263 | 5.1848 | 4 | 4092.1583 | 5404.8607 | 83.4242 | 110.1854 | 179.1474 | 0 | 62.1657 | 7425075.9478 | 470022.5993 | 6825298.5677 | 5788613.3575 | 0 | 847470.8936 | 0 | 8329027.7327 | 21670421.642 | 14790508.0533 | 66146438.7939 | 961560.8286 | 17759797.8658 | 17759797.8658 | 1478867.319 | 7985640.2162 | 0 | 84867797.4883 | 112092102.8894 | 17782.7941 | 20.7391 | 4092.1583 | 5404.8607 | 83.4242 | 110.1854
1 | 4900 | 707 | 0.035 | 15 | 15 | 7 | 2.3714e-11 | 5spot_SharedNeighbor | Water | Porous | Wet | R245fa | MinimizeLCOE_Brownfield | IgnoreSilica | 118.9622 | 54.8068 | 6.3729 | 4 | 3816.7466 | 4884.7154 | 77.8095 | 99.5815 | 178.3329 | 0 | 62.2521 | 8615733.191 | 545264.8121 | 8058152.233 | 7159342.5151 | 0 | 990393.4151 | 0 | 9893865.6048 | 25741808.7929 | 17569313.4424 | 78573874.0064 | 961560.8286 | 17759797.8658 | 17759797.8658 | 1478867.319 | 7985640.2162 | 0 | 97295232.7009 | 124519538.1019 | 23713.7371 | 25.4917 | 3816.7466 | 4884.7154 | 77.8095 | 99.5815
1 | 4900 | 707 | 0.035 | 15 | 15 | 7 | 3.1623e-11 | 5spot_SharedNeighbor | Water | Porous | Wet | R245fa | MinimizeLCOE_Brownfield | IgnoreSilica | 137.4 | 62.418 | 7.2932 | 4 | 3635.1587 | 4568.3706 | 74.1076 | 93.1324 | 177.4287 | 0 | 83.5585 | 9437215.0884 | 593562.855 | 8944102.8534 | 8185638.0006 | 0 | 1034140.0892 | 0 | 10995916.9658 | 28609120.3723 | 19526312.5127 | 87326008.7375 | 961560.8286 | 17759797.8658 | 17759797.8658 | 1478867.319 | 7985640.2162 | 0 | 106047367.4319 | 133271672.833 | 31622.7766 | 29.1727 | 3635.1587 | 4568.3706 | 74.1076 | 93.1324
1 | 4900 | 707 | 0.035 | 15 | 15 | 7 | 4.217e-11 | 5spot_SharedNeighbor | Water | Porous | Wet | R245fa | MinimizeLCOE_Brownfield | IgnoreSilica | 146.5413 | 66.2107 | 7.8628 | 4 | 3496.6988 | 4362.3039 | 71.2849 | 88.9315 | 176.9696 | 0 | 96.22 | 9826056.1317 | 614631.9818 | 9379054.4493 | 8697916.7986 | 0 | 945201.9593 | 0 | 11490515.9151 | 29895965.3821 | 20404610.6739 | 91253953.2918 | 961560.8286 | 17759797.8658 | 17759797.8658 | 1478867.319 | 7985640.2162 | 0 | 109975311.9862 | 137199617.3873 | 42169.6503 | 31.4512 | 3496.6988 | 4362.3039 | 71.2849 | 88.9315
1 | 4900 | 707 | 0.035 | 15 | 15 | 7 | 5.6234e-11 | 5spot_SharedNeighbor | Water | Porous | Wet | R245fa | MinimizeLCOE_Brownfield | IgnoreSilica | 154.5138 | 69.5014 | 8.3558 | 4 | 3390.4318 | 4204.9674 | 69.1185 | 85.7239 | 176.542 | 0 | 118.9882 | 10153304.4931 | 631469.4189 | 9753268.2749 | 9144914.5739 | 0 | 859386.8752 | 0 | 11911514.018 | 30991316.0875 | 21152210.0376 | 94597383.7791 | 961560.8286 | 17759797.8658 | 17759797.8658 | 1478867.319 | 7985640.2162 | 0 | 113318742.4735 | 140543047.8746 | 56234.1325 | 33.4231 | 3390.4318 | 4204.9674 | 69.1185 | 85.7239
1 | 4900 | 707 | 0.035 | 15 | 15 | 7 | 7.4989e-11 | 5spot_SharedNeighbor | Water | Porous | Wet | R245fa | MinimizeLCOE_Brownfield | IgnoreSilica | 161.0371 | 72.1626 | 8.7616 | 4 | 3308.8792 | 4085.6896 | 67.456 | 83.2923 | 176.1748 | 0 | 125.305 | 10412583.4761 | 644447.4021 | 10053673.2951 | 9508904.3538 | 0 | 776760.8648 | 0 | 12244584.0628 | 31857896.0219 | 21743668.6492 | 97242518.1258 | 961560.8286 | 17759797.8658 | 17759797.8658 | 1478867.319 | 7985640.2162 | 0 | 115963876.8202 | 143188182.2213 | 74989.4209 | 35.0463 | 3308.8792 | 4085.6896 | 67.456 | 83.2923
1 | 4900 | 707 | 0.035 | 15 | 15 | 7 | 1e-10 | 5spot_SharedNeighbor | Water | Porous | Wet | R245fa | MinimizeLCOE_Brownfield | IgnoreSilica | 166.365 | 74.3094 | 9.0915 | 4 | 3246.4651 | 3995.0828 | 66.1836 | 81.4452 | 175.8635 | 0 | 140.2259 | 10618461.7285 | 654539.0312 | 10294627.0396 | 9803659.5551 | 0 | 702262.1755 | 0 | 12508684.3167 | 32545030.708 | 22212652.1917 | 99339916.7463 | 961560.8286 | 17759797.8658 | 17759797.8658 | 1478867.319 | 7985640.2162 | 0 | 118061275.4408 | 145285580.8418 | 100000 | 36.3661 | 3246.4651 | 3995.0828 | 66.1836 | 81.4452
1 | 4900 | 707 | 0.035 | 15 | 15 | 7 | 1.3335e-10 | 5spot_SharedNeighbor | Water | Porous | Wet | R245fa | MinimizeLCOE_Brownfield | IgnoreSilica | 170.3083 | 75.8798 | 9.3428 | 4 | 3198.7992 | 3927.2796 | 65.2118 | 80.0629 | 175.6262 | 0 | 142.2282 | 10767281.1536 | 661719.7663 | 10470133.6262 | 10019679.4252 | 0 | 633296.7998 | 0 | 12695323.2007 | 33030626.7994 | 22544081.5021 | 100822142.2732 | 961560.8286 | 17759797.8658 | 17759797.8658 | 1478867.319 | 7985640.2162 | 0 | 119543500.9677 | 146767806.3688 | 133352.1432 | 37.3714 | 3198.7992 | 3927.2796 | 65.2118 | 80.0629
1 | 4900 | 707 | 0.035 | 15 | 15 | 7 | 1.7783e-10 | 5spot_SharedNeighbor | Water | Porous | Wet | R245fa | MinimizeLCOE_Brownfield | IgnoreSilica | 173.3876 | 77.099 | 9.5396 | 4 | 3162.4909 | 3875.9489 | 64.4717 | 79.0165 | 175.438 | 0 | 142.0359 | 10881749.8932 | 667167.5948 | 10605980.1373 | 10187980.7717 | 0 | 574589.0802 | 0 | 12837812.3161 | 33401354.2492 | 22797110.6043 | 101953744.6468 | 961560.8286 | 17759797.8658 | 17759797.8658 | 1478867.319 | 7985640.2162 | 0 | 120675103.3413 | 147899408.7423 | 177827.941 | 38.1582 | 3162.4909 | 3875.9489 | 64.4717 | 79.0165
1 | 4900 | 707 | 0.035 | 15 | 15 | 7 | 2.3714e-10 | 5spot_SharedNeighbor | Water | Porous | Wet | R245fa | MinimizeLCOE_Brownfield | IgnoreSilica | 175.5996 | 77.9707 | 9.6857 | 4 | 3134.9081 | 3837.6023 | 63.9093 | 78.2347 | 175.3007 | 0 | 139.3624 | 10962981.8687 | 670987.4653 | 10702885.3839 | 10308651.6894 | 0 | 523751.262 | 0 | 12936010.491 | 33656845.757 | 22971488.8082 | 102733602.7254 | 961560.8286 | 17759797.8658 | 17759797.8658 | 1478867.319 | 7985640.2162 | 0 | 121454961.4199 | 148679266.8209 | 237137.3706 | 38.7427 | 3134.9081 | 3837.6023 | 63.9093 | 78.2347
1 | 4900 | 707 | 0.035 | 15 | 15 | 7 | 3.1623e-10 | 5spot_SharedNeighbor | Water | Porous | Wet | R245fa | MinimizeLCOE_Brownfield | IgnoreSilica | 177.2339 | 78.6124 | 9.7956 | 4 | 3113.99 | 3808.8 | 63.4829 | 77.6475 | 175.1982 | 0 | 150.1704 | 11022460.7914 | 673759.321 | 10774114.0197 | 10397680.7071 | 0 | 481586.2582 | 0 | 13006344.428 | 33839840.2335 | 23096386.2985 | 103292172.0574 | 961560.8286 | 17759797.8658 | 17759797.8658 | 1478867.319 | 7985640.2162 | 0 | 122013530.7519 | 149237836.1529 | 316227.766 | 39.1824 | 3113.99 | 3808.8 | 63.4829 | 77.6475
1 | 4900 | 707 | 0.035 | 15 | 15 | 7 | 4.217e-10 | 5spot_SharedNeighbor | Water | Porous | Wet | R245fa | MinimizeLCOE_Brownfield | IgnoreSilica | 178.4176 | 79.0759 | 9.8772 | 4 | 3098.1502 | 3787.2215 | 63.16 | 77.2076 | 175.1232 | 0 | 151.6678 | 11065255.2832 | 675739.9052 | 10825511.2268 | 10462100.3935 | 0 | 447017.7663 | 0 | 13055493.5843 | 33967716.2563 | 23183664.3117 | 103682498.7273 | 961560.8286 | 17759797.8658 | 17759797.8658 | 1478867.319 | 7985640.2162 | 0 | 122403857.4217 | 149628162.8228 | 421696.5034 | 39.5087 | 3098.1502 | 3787.2215 | 63.16 | 77.2076
1 | 4900 | 707 | 0.035 | 15 | 15 | 7 | 5.6234e-10 | 5spot_SharedNeighbor | Water | Porous | Wet | R245fa | MinimizeLCOE_Brownfield | IgnoreSilica | 179.2607 | 79.4054 | 9.9371 | 4 | 3086.1727 | 3771.0888 | 62.9158 | 76.8787 | 175.0695 | 0 | 150.6269 | 11095584.3396 | 677136.1961 | 10862016.2477 | 10507947.3846 | 0 | 418981.3682 | 0 | 13089049.5591 | 34055022.0196 | 23243252.2891 | 103948989.404 | 961560.8286 | 17759797.8658 | 17759797.8658 | 1478867.319 | 7985640.2162 | 0 | 122670348.0984 | 149894653.4995 | 562341.3252 | 39.7484 | 3086.1727 | 3771.0888 | 62.9158 | 76.8787
1 | 4900 | 707 | 0.035 | 15 | 15 | 7 | 7.4989e-10 | 5spot_SharedNeighbor | Water | Porous | Wet | R245fa | MinimizeLCOE_Brownfield | IgnoreSilica | 179.982 | 79.687 | 9.9855 | 4 | 3077.1278 | 3758.7206 | 62.7314 | 76.6266 | 175.0234 | 0 | 130.2246 | 11121451.5718 | 678323.7316 | 10893191.451 | 10547155.8129 | 0 | 398018.4762 | 0 | 13118875.0069 | 34132621.7168 | 23296215.677 | 104185853.4442 | 961560.8286 | 17759797.8658 | 17759797.8658 | 1478867.319 | 7985640.2162 | 0 | 122907212.1386 | 150131517.5397 | 749894.2093 | 39.9422 | 3077.1278 | 3758.7206 | 62.7314 | 76.6266
1 | 4900 | 707 | 0.035 | 15 | 15 | 7 | 1e-09 | 5spot_SharedNeighbor | Water | Porous | Wet | R245fa | MinimizeLCOE_Brownfield | IgnoreSilica | 181.3218 | 80.2046 | 10.0506 | 4 | 3070.2743 | 3747.4523 | 62.5917 | 76.3969 | 174.9384 | 0 | 143.5689 | 11168710.7015 | 680454.575 | 10950483.4674 | 10616907.3787 | 0 | 391330.7554 | 0 | 13185075.8824 | 34304862.8151 | 23413773.7658 | 104711599.3413 | 961560.8286 | 17759797.8658 | 17759797.8658 | 1478867.319 | 7985640.2162 | 0 | 123432958.0357 | 150657263.4368 | 1000000 | 40.2026 | 3070.2743 | 3747.4523 | 62.5917 | 76.3969
1 | 4900 | 707 | 0.035 | 15 | 15 | 7 | 1.3335e-09 | 5spot_SharedNeighbor | Water | Porous | Wet | R245fa | MinimizeLCOE_Brownfield | IgnoreSilica | 181.6554 | 80.3324 | 10.0751 | 4 | 3065.1119 | 3740.6455 | 62.4865 | 76.2581 | 174.9168 | 0 | 157.6534 | 11180316.2898 | 680968.5029 | 10964632.6093 | 10633920.5894 | 0 | 377886.1473 | 0 | 13196712.4141 | 34335138.6836 | 23434437.6681 | 104804012.9045 | 961560.8286 | 17759797.8658 | 17759797.8658 | 1478867.319 | 7985640.2162 | 0 | 123525371.5989 | 150749677 | 1333521.4322 | 40.3004 | 3065.1119 | 3740.6455 | 62.4865 | 76.2581
1 | 4900 | 707 | 0.035 | 15 | 15 | 7 | 1.7783e-09 | 5spot_SharedNeighbor | Water | Porous | Wet | R245fa | MinimizeLCOE_Brownfield | IgnoreSilica | 181.9092 | 80.4296 | 10.0936 | 4 | 3061.2261 | 3735.5206 | 62.4072 | 76.1536 | 174.9003 | 0 | 150.0028 | 11189132.5335 | 681358.325 | 10975387.6412 | 10646857.1266 | 0 | 367622.9051 | 0 | 13205539.8272 | 34358105.8018 | 23450113.1982 | 104874117.3586 | 961560.8286 | 17759797.8658 | 17759797.8658 | 1478867.319 | 7985640.2162 | 0 | 123595476.053 | 150819781.4541 | 1778279.41 | 40.3745 | 3061.2261 | 3735.5206 | 62.4072 | 76.1536
1 | 4900 | 707 | 0.035 | 15 | 15 | 7 | 2.3714e-09 | 5spot_SharedNeighbor | Water | Porous | Wet | R245fa | MinimizeLCOE_Brownfield | IgnoreSilica | 182.077 | 80.4939 | 10.1067 | 4 | 3058.3036 | 3731.7245 | 62.3477 | 76.0763 | 174.8894 | 0 | 157.4605 | 11194951.6365 | 681614.9672 | 10982492.4867 | 10655405.028 | 0 | 359518.0879 | 0 | 13210853.0604 | 34371929.7447 | 23459548.3233 | 104916313.3346 | 961560.8286 | 17759797.8658 | 17759797.8658 | 1478867.319 | 7985640.2162 | 0 | 123637672.029 | 150861977.4301 | 2371373.7057 | 40.4269 | 3058.3036 | 3731.7245 | 62.3477 | 76.0763
1 | 4900 | 707 | 0.035 | 15 | 15 | 7 | 3.1623e-09 | 5spot_SharedNeighbor | Water | Porous | Wet | R245fa | MinimizeLCOE_Brownfield | IgnoreSilica | 182.2085 | 80.5442 | 10.1168 | 4 | 3056.1069 | 3728.8598 | 62.3029 | 76.0179 | 174.8808 | 0 | 159.8231 | 11199510.0147 | 681815.9369 | 10988059.1286 | 10662103.5254 | 0 | 353430.3684 | 0 | 13215118.3999 | 34383027.2829 | 23467122.6211 | 104950187.2779 | 961560.8286 | 17759797.8658 | 17759797.8658 | 1478867.319 | 7985640.2162 | 0 | 123671545.9723 | 150895851.3734 | 3162277.6602 | 40.467 | 3056.1069 | 3728.8598 | 62.3029 | 76.0179
1 | 4900 | 707 | 0.035 | 15 | 15 | 7 | 4.217e-09 | 5spot_SharedNeighbor | Water | Porous | Wet | R245fa | MinimizeLCOE_Brownfield | IgnoreSilica | 182.3035 | 80.5805 | 10.1242 | 4 | 3054.4567 | 3726.7176 | 62.2692 | 75.9742 | 174.8746 | 0 | 131.7385 | 11202801.5882 | 681960.9012 | 10992080.2553 | 10666942.8736 | 0 | 348775.1733 | 0 | 13218098.7087 | 34390781.4352 | 23472414.9894 | 104973855.925 | 961560.8286 | 17759797.8658 | 17759797.8658 | 1478867.319 | 7985640.2162 | 0 | 123695214.6194 | 150919520.0205 | 4216965.0343 | 40.4966 | 3054.4567 | 3726.7176 | 62.2692 | 75.9742
1 | 4900 | 707 | 0.035 | 15 | 15 | 7 | 5.6234e-09 | 5spot_SharedNeighbor | Water | Porous | Wet | R245fa | MinimizeLCOE_Brownfield | IgnoreSilica | 182.3741 | 80.6075 | 10.1297 | 4 | 3053.2175 | 3725.1115 | 62.244 | 75.9414 | 174.87 | 0 | 143.0747 | 11205244.2043 | 682068.4131 | 10995064.9109 | 10670535.1914 | 0 | 345248.837 | 0 | 13220283.0071 | 34396464.5315 | 23476293.8194 | 104991202.9147 | 961560.8286 | 17759797.8658 | 17759797.8658 | 1478867.319 | 7985640.2162 | 0 | 123712561.6092 | 150936867.0103 | 5623413.2519 | 40.5188 | 3053.2175 | 3725.1115 | 62.244 | 75.9414
1 | 4900 | 707 | 0.035 | 15 | 15 | 7 | 7.4989e-09 | 5spot_SharedNeighbor | Water | Porous | Wet | R245fa | MinimizeLCOE_Brownfield | IgnoreSilica | 182.413 | 80.6224 | 10.1333 | 4 | 3052.2872 | 3723.9397 | 62.225 | 75.9175 | 174.8675 | 0 | 147.2971 | 11206586.9523 | 682127.2442 | 10996707.7817 | 10672512.5515 | 0 | 342416.0269 | 0 | 13221136.717 | 34398685.7097 | 23477809.8192 | 104997982.8024 | 961560.8286 | 17759797.8658 | 17759797.8658 | 1478867.319 | 7985640.2162 | 0 | 123719341.4969 | 150943646.8979 | 7498942.0933 | 40.5333 | 3052.2872 | 3723.9397 | 62.225 | 75.9175
1 | 4900 | 707 | 0.035 | 15 | 15 | 7 | 1e-08 | 5spot_SharedNeighbor | Water | Porous | Wet | R245fa | MinimizeLCOE_Brownfield | IgnoreSilica | 182.4519 | 80.6373 | 10.1364 | 4 | 3051.5891 | 3723.0372 | 62.2108 | 75.8991 | 174.8649 | 0 | 151.6176 | 11207932.6174 | 682186.4278 | 10998352.5186 | 10674492.36 | 0 | 340402.8822 | 0 | 13222313.0544 | 34401746.2981 | 23479898.7337 | 105007324.8922 | 961560.8286 | 17759797.8658 | 17759797.8658 | 1478867.319 | 7985640.2162 | 0 | 123728683.5867 | 150952988.9878 | 10000000 | 40.5457 | 3051.5891 | 3723.0372 | 62.2108 | 75.8991
1 | 5000 | 707 | 0.035 | 15 | 15 | 7 | 1e-13 | 5spot_SharedNeighbor | Water | Porous | Wet | R245fa | MinimizeLCOE_Brownfield | IgnoreSilica | 0.75975 | 0.13419 | 0.0026525 | 4 | 1889288.7345 | 4520236.9974 | 38515.7063 | 92151.1453 | 105.9427 | 0 | 25.4426 | 90726.1017 | 3279.4818 | 68996.8688 | 50272.4973 | 0 | 55059.5064 | 0 | 104650.4378 | 272278.9725 | 185835.9935 | 831099.8599 | 961560.8286 | 18253066.8284 | 18253066.8284 | 1478867.319 | 8182947.8012 | 0 | 20045727.5169 | 47960609.4655 | 100 | 0.01061 | 1889288.7345 | 4520236.9974 | 38515.7063 | 92151.1453
1 | 5000 | 707 | 0.035 | 15 | 15 | 7 | 1.3335e-13 | 5spot_SharedNeighbor | Water | Porous | Wet | R245fa | MinimizeLCOE_Brownfield | IgnoreSilica | 0.99609 | 0.21632 | 0.0091119 | 4 | 558323.8492 | 1324216.2304 | 11382.1869 | 26995.939 | 118.9817 | 0 | 28.2605 | 136217.3141 | 5407.668 | 100151.5231 | 61967.64 | 0 | 62675.6301 | 0 | 142903.7124 | 371806.1461 | 253765.3345 | 1134894.9684 | 961560.8286 | 18253066.8284 | 18253066.8284 | 1478867.319 | 8182947.8012 | 0 | 20349522.6254 | 48264404.574 | 133.3521 | 0.036448 | 558323.8492 | 1324216.2304 | 11382.1869 | 26995.939
1 | 5000 | 707 | 0.035 | 15 | 15 | 7 | 1.7783e-13 | 5spot_SharedNeighbor | Water | Porous | Wet | R245fa | MinimizeLCOE_Brownfield | IgnoreSilica | 1.2934 | 0.33121 | 0.019676 | 4 | 263422.8327 | 618097.6828 | 5370.2308 | 12600.7573 | 130.4288 | 0 | 28.3711 | 193958.2654 | 8363.7396 | 139712.295 | 77610.9847 | 0 | 70535.2276 | 0 | 191170.3998 | 497386.1659 | 339476.2785 | 1518213.3565 | 961560.8286 | 18253066.8284 | 18253066.8284 | 1478867.319 | 8182947.8012 | 0 | 20732841.0135 | 48647722.9621 | 177.8279 | 0.078706 | 263422.8327 | 618097.6828 | 5370.2308 | 12600.7573
1 | 5000 | 707 | 0.035 | 15 | 15 | 7 | 2.3714e-13 | 5spot_SharedNeighbor | Water | Porous | Wet | R245fa | MinimizeLCOE_Brownfield | IgnoreSilica | 1.6709 | 0.48853 | 0.035645 | 4 | 148771.4958 | 344555.4326 | 3032.9082 | 7024.2285 | 140.3052 | 0 | 135.5067 | 265811.3951 | 12325.7965 | 189400.0978 | 98421.3922 | 0 | 78876.6234 | 0 | 251485.7689 | 654314.384 | 446583.0119 | 1997218.4697 | 961560.8286 | 18253066.8284 | 18253066.8284 | 1478867.319 | 8182947.8012 | 0 | 21211846.1267 | 49126728.0754 | 237.1374 | 0.14258 | 148771.4958 | 344555.4326 | 3032.9082 | 7024.2285
1 | 5000 | 707 | 0.035 | 15 | 15 | 7 | 3.1623e-13 | 5spot_SharedNeighbor | Water | Porous | Wet | R245fa | MinimizeLCOE_Brownfield | IgnoreSilica | 2.1571 | 0.7023 | 0.058803 | 4 | 92733.5137 | 211412.5989 | 1890.4981 | 4309.9318 | 148.7396 | 0 | 175.3548 | 354774.6041 | 17542.8382 | 251804.5171 | 126354.9973 | 0 | 88173.9606 | 0 | 327073.8578 | 850979.0859 | 580810.712 | 2597514.5731 | 961560.8286 | 18253066.8284 | 18253066.8284 | 1478867.319 | 8182947.8012 | 0 | 21812142.2301 | 49727024.1788 | 316.2278 | 0.23521 | 92733.5137 | 211412.5989 | 1890.4981 | 4309.9318
1 | 5000 | 707 | 0.035 | 15 | 15 | 7 | 4.217e-13 | 5spot_SharedNeighbor | Water | Porous | Wet | R245fa | MinimizeLCOE_Brownfield | IgnoreSilica | 2.8183 | 1.0044 | 0.092709 | 4 | 60948.6809 | 136224.6213 | 1242.5213 | 2777.1232 | 156.1014 | 0 | 233.8391 | 469310.4109 | 24619.1908 | 333604.6906 | 165738.9986 | 0 | 100346.7512 | 0 | 426511.8164 | 1109696.2566 | 757390.4971 | 3387218.6121 | 961560.8286 | 18253066.8284 | 18253066.8284 | 1478867.319 | 8182947.8012 | 0 | 22601846.2691 | 50516728.2178 | 421.6965 | 0.37083 | 60948.6809 | 136224.6213 | 1242.5213 | 2777.1232
1 | 5000 | 707 | 0.035 | 15 | 15 | 7 | 5.6234e-13 | 5spot_SharedNeighbor | Water | Porous | Wet | R245fa | MinimizeLCOE_Brownfield | IgnoreSilica | 3.674 | 1.4051 | 0.13923 | 4 | 42330.7426 | 92455.9603 | 862.9694 | 1884.8398 | 162.0541 | 0 | 309.9989 | 607671.6113 | 33519.5359 | 434667.4747 | 217548.0101 | 0 | 114126.8156 | 0 | 548938.0446 | 1428224.1893 | 974792.3563 | 4359488.0378 | 961560.8286 | 18253066.8284 | 18253066.8284 | 1478867.319 | 8182947.8012 | 0 | 23574115.6948 | 51488997.6434 | 562.3413 | 0.5569 | 42330.7426 | 92455.9603 | 862.9694 | 1884.8398
1 | 5000 | 707 | 0.035 | 15 | 15 | 7 | 7.4989e-13 | 5spot_SharedNeighbor | Water | Porous | Wet | R245fa | MinimizeLCOE_Brownfield | IgnoreSilica | 4.8205 | 1.9487 | 0.20336 | 4 | 30490.667 | 64807.0167 | 621.5935 | 1321.1787 | 166.9426 | 0 | 46.084 | 778716.5506 | 44841.6751 | 562848.8481 | 286505.0986 | 0 | 131339.5433 | 0 | 703658.1691 | 1830774.2158 | 1249541.021 | 5588225.1215 | 961560.8286 | 18253066.8284 | 18253066.8284 | 1478867.319 | 8182947.8012 | 0 | 24802852.7785 | 52717734.7272 | 749.8942 | 0.81346 | 30490.667 | 64807.0167 | 621.5935 | 1321.1787
1 | 5000 | 707 | 0.035 | 15 | 15 | 7 | 1e-12 | 5spot_SharedNeighbor | Water | Porous | Wet | R245fa | MinimizeLCOE_Brownfield | IgnoreSilica | 6.3358 | 2.6757 | 0.2907 | 4 | 22660.3594 | 46667.2216 | 461.9621 | 951.3744 | 170.7972 | 0 | 41.9295 | 988192.871 | 59106.8275 | 723369.8301 | 380720.2439 | 0 | 152121.1368 | 0 | 898369.2546 | 2337372.5196 | 1595304.7728 | 7134557.4564 | 961560.8286 | 18253066.8284 | 18253066.8284 | 1478867.319 | 8182947.8012 | 0 | 26349185.1134 | 54264067.062 | 1000 | 1.1628 | 22660.3594 | 46667.2216 | 461.9621 | 951.3744
1 | 5000 | 707 | 0.035 | 15 | 15 | 7 | 1.3335e-12 | 5spot_SharedNeighbor | Water | Porous | Wet | R245fa | MinimizeLCOE_Brownfield | IgnoreSilica | 8.3432 | 3.6367 | 0.40644 | 4 | 17386.5909 | 34556.9419 | 354.4492 | 704.49 | 173.6182 | 0 | 42.0894 | 1240405.1791 | 76402.9172 | 922750.5796 | 505385.6245 | 0 | 177583.1487 | 0 | 1139785.7052 | 2965488.6027 | 2024006.906 | 9051808.663 | 961560.8286 | 18253066.8284 | 18253066.8284 | 1478867.319 | 8182947.8012 | 0 | 28266436.32 | 56181318.2687 | 1333.5214 | 1.6258 | 17386.5909 | 34556.9419 | 354.4492 | 704.49
1 | 5000 | 707 | 0.035 | 15 | 15 | 7 | 1.7783e-12 | 5spot_SharedNeighbor | Water | Porous | Wet | R245fa | MinimizeLCOE_Brownfield | IgnoreSilica | 11.0226 | 4.9456 | 0.56759 | 4 | 13533.1467 | 25828.5858 | 275.8915 | 526.5507 | 176.2985 | 0 | 50.0481 | 1557860.5152 | 98899.9955 | 1177638.1677 | 673770.4841 | 0 | 208115.7421 | 0 | 1449351.1128 | 3770914.2927 | 2573726.4893 | 11510276.7993 | 961560.8286 | 18253066.8284 | 18253066.8284 | 1478867.319 | 8182947.8012 | 0 | 30724904.4563 | 58639786.4049 | 1778.2794 | 2.2703 | 13533.1467 | 25828.5858 | 275.8915 | 526.5507
1 | 5000 | 707 | 0.035 | 15 | 15 | 7 | 2.3714e-12 | 5spot_SharedNeighbor | Water | Porous | Wet | R245fa | MinimizeLCOE_Brownfield | IgnoreSilica | 14.5648 | 6.6834 | 0.77874 | 4 | 10843.0753 | 19804.6159 | 221.0508 | 403.7439 | 178.1471 | 0 | 47.801 | 1938505.3753 | 125124.1729 | 1496748.4024 | 895215.5395 | 0 | 245722.7424 | 0 | 1833513.3307 | 4770425.5811 | 3255913.4816 | 14561168.6258 | 961560.8286 | 18253066.8284 | 18253066.8284 | 1478867.319 | 8182947.8012 | 0 | 33775796.2829 | 61690678.2315 | 2371.3737 | 3.115 | 10843.0753 | 19804.6159 | 221.0508 | 403.7439
1 | 5000 | 707 | 0.035 | 15 | 15 | 7 | 3.1623e-12 | 5spot_SharedNeighbor | Water | Porous | Wet | R245fa | MinimizeLCOE_Brownfield | IgnoreSilica | 19.2789 | 9.0868 | 1.0608 | 4 | 8881.4541 | 15459.9739 | 181.0605 | 315.1725 | 179.5723 | 0 | 45.1238 | 2406185.4663 | 154686.6372 | 1913969.1184 | 1195607.7153 | 0 | 293668.0236 | 0 | 2326005.6147 | 6051789.4801 | 4130470.672 | 18472382.7276 | 961560.8286 | 18253066.8284 | 18253066.8284 | 1478867.319 | 8182947.8012 | 0 | 37687010.3846 | 65601892.3332 | 3162.2777 | 4.2433 | 8881.4541 | 15459.9739 | 181.0605 | 315.1725
1 | 5000 | 707 | 0.035 | 15 | 15 | 7 | 4.217e-12 | 5spot_SharedNeighbor | Water | Porous | Wet | R245fa | MinimizeLCOE_Brownfield | IgnoreSilica | 25.5199 | 12.2314 | 1.4319 | 4 | 7422.5229 | 12296.3596 | 151.3182 | 250.6779 | 180.6606 | 0 | 50.6728 | 2969675.2768 | 190669.0272 | 2427534.9759 | 1583094.7097 | 0 | 351123.9687 | 0 | 2933618.2038 | 7632672.7983 | 5209456.0206 | 23297844.981 | 961560.8286 | 18253066.8284 | 18253066.8284 | 1478867.319 | 8182947.8012 | 0 | 42512472.638 | 70427354.5867 | 4216.965 | 5.7275 | 7422.5229 | 12296.3596 | 151.3182 | 250.6779
1 | 5000 | 707 | 0.035 | 15 | 15 | 7 | 5.6234e-12 | 5spot_SharedNeighbor | Water | Porous | Wet | R245fa | MinimizeLCOE_Brownfield | IgnoreSilica | 33.7559 | 16.3855 | 1.9212 | 4 | 6316.676 | 9949.2371 | 128.774 | 202.8287 | 181.4889 | 0 | 43.1493 | 3652745.7389 | 233974.291 | 3067268.3214 | 2093680.0745 | 0 | 420939.7103 | 0 | 3692757.1731 | 9607796.6757 | 6557518.6516 | 29326680.6364 | 961560.8286 | 18253066.8284 | 18253066.8284 | 1478867.319 | 8182947.8012 | 0 | 48541308.2935 | 76456190.2421 | 5623.4133 | 7.6846 | 6316.676 | 9949.2371 | 128.774 | 202.8287
1 | 5000 | 707 | 0.035 | 15 | 15 | 7 | 7.4989e-12 | 5spot_SharedNeighbor | Water | Porous | Wet | R245fa | MinimizeLCOE_Brownfield | IgnoreSilica | 44.5064 | 21.8073 | 2.5597 | 4 | 5470.2503 | 8196.6837 | 111.5185 | 167.1005 | 182.1089 | 0 | 46.0834 | 4473407.8997 | 285803.6577 | 3855366.2983 | 2760075.8293 | 0 | 504618.8697 | 0 | 4632916.2964 | 12053897.8613 | 8227032.9732 | 36793119.6856 | 961560.8286 | 18253066.8284 | 18253066.8284 | 1478867.319 | 8182947.8012 | 0 | 56007747.3426 | 83922629.2912 | 7498.9421 | 10.2386 | 5470.2503 | 8196.6837 | 111.5185 | 167.1005
1 | 5000 | 707 | 0.035 | 15 | 15 | 7 | 1e-11 | 5spot_SharedNeighbor | Water | Porous | Wet | R245fa | MinimizeLCOE_Brownfield | IgnoreSilica | 58.3432 | 28.7649 | 3.3783 | 4 | 4819.6999 | 6885.4294 | 98.2561 | 140.3688 | 182.5237 | 0 | 51.7555 | 5445241.9245 | 346937.2116 | 4811438.1242 | 3616965.7671 | 0 | 604022.0394 | 0 | 5781595.9761 | 15042526.7613 | 10266833.6076 | 45915561.4118 | 961560.8286 | 18253066.8284 | 18253066.8284 | 1478867.319 | 8182947.8012 | 0 | 65130189.0688 | 93045071.0175 | 10000 | 13.5133 | 4819.6999 | 6885.4294 | 98.2561 | 140.3688
1 | 5000 | 707 | 0.035 | 15 | 15 | 7 | 1.3335e-11 | 5spot_SharedNeighbor | Water | Porous | Wet | R245fa | MinimizeLCOE_Brownfield | IgnoreSilica | 75.7025 | 37.3878 | 4.3907 | 4 | 4324.8407 | 5914.2707 | 88.1677 | 120.5704 | 182.639 | 0 | 65.0378 | 6560778.811 | 416828.9379 | 5934287.6557 | 4688292.3437 | 0 | 719847.9461 | 0 | 7144813.9208 | 18589340.2191 | 12687606.6723 | 56741796.5065 | 961560.8286 | 18253066.8284 | 18253066.8284 | 1478867.319 | 8182947.8012 | 0 | 75956424.1635 | 103871306.1122 | 13335.2143 | 17.5628 | 4324.8407 | 5914.2707 | 88.1677 | 120.5704
1 | 5000 | 707 | 0.035 | 15 | 15 | 7 | 1.7783e-11 | 5spot_SharedNeighbor | Water | Porous | Wet | R245fa | MinimizeLCOE_Brownfield | IgnoreSilica | 96.6648 | 47.4989 | 5.5717 | 4 | 3958.6069 | 5211.1267 | 80.7016 | 106.2359 | 182.2991 | 0 | 60.2456 | 7779113.2978 | 492862.2174 | 7186735.1425 | 5971211.9483 | 0 | 851351.638 | 0 | 8689696.9551 | 22608808.9754 | 15430976.6902 | 69010756.8647 | 961560.8286 | 18253066.8284 | 18253066.8284 | 1478867.319 | 8182947.8012 | 0 | 88225384.5217 | 116140266.4704 | 17782.7941 | 22.287 | 3958.6069 | 5211.1267 | 80.7016 | 106.2359
1 | 5000 | 707 | 0.035 | 15 | 15 | 7 | 2.3714e-11 | 5spot_SharedNeighbor | Water | Porous | Wet | R245fa | MinimizeLCOE_Brownfield | IgnoreSilica | 120.6742 | 58.4971 | 6.8442 | 4 | 3699.7257 | 4719.3774 | 75.4239 | 96.2109 | 181.3996 | 0 | 67.731 | 9023173.408 | 570218.0576 | 8489696.0614 | 7419907.74 | 0 | 995423.1009 | 0 | 10334383.1635 | 26887945.1178 | 18351575.0349 | 82072321.684 | 961560.8286 | 18253066.8284 | 18253066.8284 | 1478867.319 | 8182947.8012 | 0 | 101286949.3411 | 129201831.2897 | 23713.7371 | 27.3769 | 3699.7257 | 4719.3774 | 75.4239 | 96.2109
1 | 5000 | 707 | 0.035 | 15 | 15 | 7 | 3.1623e-11 | 5spot_SharedNeighbor | Water | Porous | Wet | R245fa | MinimizeLCOE_Brownfield | IgnoreSilica | 142.6887 | 67.971 | 7.9684 | 4 | 3524.1043 | 4399.9058 | 71.8436 | 89.698 | 180.2658 | 0 | 67.4752 | 10042240.1732 | 633393.1463 | 9572898.3878 | 8725556.2866 | 0 | 1088355.2935 | 0 | 11724352.8821 | 30504361.2038 | 20819853.3235 | 93111010.6968 | 961560.8286 | 18253066.8284 | 18253066.8284 | 1478867.319 | 8182947.8012 | 0 | 112325638.3538 | 140240520.3024 | 31622.7766 | 31.8735 | 3524.1043 | 4399.9058 | 71.8436 | 89.698
1 | 5000 | 707 | 0.035 | 15 | 15 | 7 | 4.217e-11 | 5spot_SharedNeighbor | Water | Porous | Wet | R245fa | MinimizeLCOE_Brownfield | IgnoreSilica | 152.2734 | 71.9632 | 8.5879 | 4 | 3392.408 | 4205.0328 | 69.1588 | 85.7253 | 179.7488 | 0 | 105.3724 | 10457672.573 | 658781.633 | 10020419.623 | 9286287.9067 | 0 | 998120.9678 | 0 | 12254300.2544 | 31883175.5593 | 21760922.453 | 97319680.9703 | 961560.8286 | 18253066.8284 | 18253066.8284 | 1478867.319 | 8182947.8012 | 0 | 116534308.6273 | 144449190.5759 | 42169.6503 | 34.3515 | 3392.408 | 4205.0328 | 69.1588 | 85.7253
1 | 5000 | 707 | 0.035 | 15 | 15 | 7 | 5.6234e-11 | 5spot_SharedNeighbor | Water | Porous | Wet | R245fa | MinimizeLCOE_Brownfield | IgnoreSilica | 161.7493 | 75.8251 | 9.1633 | 4 | 3291.0581 | 4052.6503 | 67.0927 | 82.6188 | 179.2139 | 0 | 120.5996 | 10851099.0289 | 682387.7751 | 10449018.1727 | 9834235.4943 | 0 | 926324.7445 | 0 | 12769795.4341 | 33224388.2742 | 22676327.6901 | 101413576.614 | 961560.8286 | 18253066.8284 | 18253066.8284 | 1478867.319 | 8182947.8012 | 0 | 120628204.271 | 148543086.2196 | 56234.1325 | 36.6533 | 3291.0581 | 4052.6503 | 67.0927 | 82.6188
1 | 5000 | 707 | 0.035 | 15 | 15 | 7 | 7.4989e-11 | 5spot_SharedNeighbor | Water | Porous | Wet | R245fa | MinimizeLCOE_Brownfield | IgnoreSilica | 175.9 | 81.1146 | 9.8463 | 4 | 3213.4298 | 3922.1931 | 65.5101 | 79.9592 | 178.3768 | 0 | 214.9994 | 11393885.8386 | 717288.0487 | 11026845.8232 | 10581408.9298 | 0 | 939472.1179 | 0 | 13516971.2957 | 35168386.5994 | 24003146.4921 | 107347405.1454 | 961560.8286 | 18253066.8284 | 18253066.8284 | 1478867.319 | 8182947.8012 | 0 | 126562032.8024 | 154476914.7511 | 74989.4209 | 39.3853 | 3213.4298 | 3922.1931 | 65.5101 | 79.9592
1 | 5000 | 707 | 0.035 | 15 | 15 | 7 | 1e-10 | 5spot_SharedNeighbor | Water | Porous | Wet | R245fa | MinimizeLCOE_Brownfield | IgnoreSilica | 175.4485 | 80.9445 | 9.9853 | 4 | 3152.0887 | 3850.9901 | 64.2596 | 78.5076 | 178.3989 | 0 | 144.5698 | 11376495.0254 | 716153.0294 | 11008403.2912 | 10557810.8286 | 0 | 785595.7288 | 0 | 13433338.5824 | 34950791.4347 | 23854633.3211 | 106683221.2416 | 961560.8286 | 18253066.8284 | 18253066.8284 | 1478867.319 | 8182947.8012 | 0 | 125897848.8986 | 153812730.8473 | 100000 | 39.9411 | 3152.0887 | 3850.9901 | 64.2596 | 78.5076
1 | 5000 | 707 | 0.035 | 15 | 15 | 7 | 1.3335e-10 | 5spot_SharedNeighbor | Water | Porous | Wet | R245fa | MinimizeLCOE_Brownfield | IgnoreSilica | 179.5903 | 82.3819 | 10.2445 | 4 | 3106.3821 | 3787.5966 | 63.3278 | 77.2153 | 178.1313 | 0 | 137.0979 | 11524442.4236 | 726037.5258 | 11163810.9538 | 10763051.352 | 0 | 717774.9633 | 0 | 13609095.7153 | 35408075.4417 | 24166739.0522 | 108079027.4278 | 961560.8286 | 18253066.8284 | 18253066.8284 | 1478867.319 | 8182947.8012 | 0 | 127293655.0848 | 155208537.0334 | 133352.1432 | 40.9781 | 3106.3821 | 3787.5966 | 63.3278 | 77.2153
1 | 5000 | 707 | 0.035 | 15 | 15 | 7 | 1.7783e-10 | 5spot_SharedNeighbor | Water | Porous | Wet | R245fa | MinimizeLCOE_Brownfield | IgnoreSilica | 181.5707 | 83.055 | 10.4033 | 4 | 3071.6483 | 3742.4637 | 62.6197 | 76.2952 | 177.9998 | 0 | 129.7064 | 11593597.9708 | 730679.9463 | 11236375.6427 | 10859909.2582 | 0 | 645008.7314 | 0 | 13675572.9043 | 35581035.4512 | 24284787.8126 | 108606967.7174 | 961560.8286 | 18253066.8284 | 18253066.8284 | 1478867.319 | 8182947.8012 | 0 | 127821595.3744 | 155736477.3231 | 177827.941 | 41.6134 | 3071.6483 | 3742.4637 | 62.6197 | 76.2952
1 | 5000 | 707 | 0.035 | 15 | 15 | 7 | 2.3714e-10 | 5spot_SharedNeighbor | Water | Porous | Wet | R245fa | MinimizeLCOE_Brownfield | IgnoreSilica | 181.5239 | 83.0338 | 10.4704 | 4 | 3045.6304 | 3712.1471 | 62.0893 | 75.6771 | 178 | 0 | 156.7729 | 11591491.7075 | 730550.9361 | 11234079.3138 | 10857134.7846 | 0 | 566668.241 | 0 | 13642170.7434 | 35494129.8803 | 24225472.9748 | 108341698.5815 | 961560.8286 | 18253066.8284 | 18253066.8284 | 1478867.319 | 8182947.8012 | 0 | 127556326.2386 | 155471208.1872 | 237137.3706 | 41.8817 | 3045.6304 | 3712.1471 | 62.0893 | 75.6771
1 | 5000 | 707 | 0.035 | 15 | 15 | 7 | 3.1623e-10 | 5spot_SharedNeighbor | Water | Porous | Wet | R245fa | MinimizeLCOE_Brownfield | IgnoreSilica | 181.5045 | 83.024 | 10.5212 | 4 | 3026.1431 | 3689.4457 | 61.692 | 75.2143 | 177.9991 | 0 | 157.8117 | 11590479.3167 | 730481.8761 | 11233024.2779 | 10855892.35 | 0 | 504817.2335 | 0 | 13616731.0711 | 35427941.0715 | 24180297.7527 | 108139664.9496 | 961560.8286 | 18253066.8284 | 18253066.8284 | 1478867.319 | 8182947.8012 | 0 | 127354292.6066 | 155269174.5553 | 316227.766 | 42.0847 | 3026.1431 | 3689.4457 | 61.692 | 75.2143
1 | 5000 | 707 | 0.035 | 15 | 15 | 7 | 4.217e-10 | 5spot_SharedNeighbor | Water | Porous | Wet | R245fa | MinimizeLCOE_Brownfield | IgnoreSilica | 181.6041 | 83.0614 | 10.5635 | 4 | 3011.5029 | 3672.1505 | 61.3936 | 74.8618 | 177.9911 | 0 | 142.0043 | 11593872.9165 | 730630.9415 | 11237130.2757 | 10861103.5683 | 0 | 457474.2487 | 0 | 13603282.6607 | 35392951.0663 | 24156416.3552 | 108032862.0329 | 961560.8286 | 18253066.8284 | 18253066.8284 | 1478867.319 | 8182947.8012 | 0 | 127247489.6899 | 155162371.6385 | 421696.5034 | 42.2538 | 3011.5029 | 3672.1505 | 61.3936 | 74.8618
1 | 5000 | 707 | 0.035 | 15 | 15 | 7 | 5.6234e-10 | 5spot_SharedNeighbor | Water | Porous | Wet | R245fa | MinimizeLCOE_Brownfield | IgnoreSilica | 182.4324 | 83.3843 | 10.6238 | 4 | 3000.4603 | 3657.3568 | 61.1684 | 74.5602 | 177.936 | 0 | 151.902 | 11623739.352 | 732062.0756 | 11272451.9799 | 10905501.2429 | 0 | 429553.3161 | 0 | 13635690.107 | 35477268.5937 | 24213964.8001 | 108290231.4673 | 961560.8286 | 18253066.8284 | 18253066.8284 | 1478867.319 | 8182947.8012 | 0 | 127504859.1243 | 155419741.0729 | 562341.3252 | 42.4951 | 3000.4603 | 3657.3568 | 61.1684 | 74.5602
1 | 5000 | 707 | 0.035 | 15 | 15 | 7 | 7.4989e-10 | 5spot_SharedNeighbor | Water | Porous | Wet | R245fa | MinimizeLCOE_Brownfield | IgnoreSilica | 183.0197 | 83.6128 | 10.6679 | 4 | 2992.1219 | 3646.2993 | 60.9985 | 74.3347 | 177.8967 | 0 | 145.2738 | 11644836.2558 | 733069.2273 | 11297438.3966 | 10936955.4307 | 0 | 407234.6143 | 0 | 13657618.2306 | 35534321.0734 | 24252904.2899 | 108464377.5187 | 961560.8286 | 18253066.8284 | 18253066.8284 | 1478867.319 | 8182947.8012 | 0 | 127679005.1757 | 155593887.1243 | 749894.2093 | 42.6717 | 2992.1219 | 3646.2993 | 60.9985 | 74.3347
1 | 5000 | 707 | 0.035 | 15 | 15 | 7 | 1e-09 | 5spot_SharedNeighbor | Water | Porous | Wet | R245fa | MinimizeLCOE_Brownfield | IgnoreSilica | 183.4413 | 83.7766 | 10.7004 | 4 | 2985.8328 | 3638.0229 | 60.8702 | 74.166 | 177.8684 | 0 | 146.8895 | 11659936.5969 | 733788.1322 | 11315341.502 | 10959517.3177 | 0 | 389660.9832 | 0 | 13672715.3674 | 35573600.7265 | 24279713.4602 | 108584274.0861 | 961560.8286 | 18253066.8284 | 18253066.8284 | 1478867.319 | 8182947.8012 | 0 | 127798901.7431 | 155713783.6917 | 1000000 | 42.8018 | 2985.8328 | 3638.0229 | 60.8702 | 74.166
1 | 5000 | 707 | 0.035 | 15 | 15 | 7 | 1.3335e-09 | 5spot_SharedNeighbor | Water | Porous | Wet | R245fa | MinimizeLCOE_Brownfield | IgnoreSilica | 183.736 | 83.891 | 10.7241 | 4 | 2981.0945 | 3631.8478 | 60.7736 | 74.0401 | 177.8486 | 0 | 161.8097 | 11670468.3485 | 734288.351 | 11327838.7884 | 10975279.6898 | 0 | 375844.9639 | 0 | 13682650.8552 | 35599450.8276 | 24297356.6854 | 108663178.5097 | 961560.8286 | 18253066.8284 | 18253066.8284 | 1478867.319 | 8182947.8012 | 0 | 127877806.1667 | 155792688.1153 | 1333521.4322 | 42.8963 | 2981.0945 | 3631.8478 | 60.7736 | 74.0401
1 | 5000 | 707 | 0.035 | 15 | 15 | 7 | 1.7783e-09 | 5spot_SharedNeighbor | Water | Porous | Wet | R245fa | MinimizeLCOE_Brownfield | IgnoreSilica | 183.9601 | 83.9779 | 10.7419 | 4 | 2977.5278 | 3627.1986 | 60.7009 | 73.9453 | 177.8335 | 0 | 162.8398 | 11678468.7473 | 734667.9271 | 11337336.5641 | 10987265.1017 | 0 | 365298.0634 | 0 | 13690184.1974 | 35619051.0387 | 24310734.2322 | 108723005.8718 | 961560.8286 | 18253066.8284 | 18253066.8284 | 1478867.319 | 8182947.8012 | 0 | 127937633.5288 | 155852515.4774 | 1778279.41 | 42.9677 | 2977.5278 | 3627.1986 | 60.7009 | 73.9453
1 | 5000 | 707 | 0.035 | 15 | 15 | 7 | 2.3714e-09 | 5spot_SharedNeighbor | Water | Porous | Wet | R245fa | MinimizeLCOE_Brownfield | IgnoreSilica | 184.1038 | 84.0336 | 10.7544 | 4 | 2974.8452 | 3623.7613 | 60.6462 | 73.8753 | 177.8237 | 0 | 169.1814 | 11683588.4486 | 734910.2063 | 11343419.4531 | 10994945.8099 | 0 | 356949.6402 | 0 | 13694387.2876 | 35629986.6173 | 24318197.9893 | 108756385.4523 | 961560.8286 | 18253066.8284 | 18253066.8284 | 1478867.319 | 8182947.8012 | 0 | 127971013.1093 | 155885895.058 | 2371373.7057 | 43.0177 | 2974.8452 | 3623.7613 | 60.6462 | 73.8753
1 | 5000 | 707 | 0.035 | 15 | 15 | 7 | 3.1623e-09 | 5spot_SharedNeighbor | Water | Porous | Wet | R245fa | MinimizeLCOE_Brownfield | IgnoreSilica | 184.2159 | 84.077 | 10.764 | 4 | 2972.8287 | 3621.1696 | 60.6051 | 73.8224 | 177.8162 | 0 | 168.464 | 11687578.915 | 735099.0152 | 11348161.2245 | 11000934.3718 | 0 | 350662.7269 | 0 | 13697750.1388 | 35638736.0664 | 24324169.6681 | 108783092.1267 | 961560.8286 | 18253066.8284 | 18253066.8284 | 1478867.319 | 8182947.8012 | 0 | 127997719.7837 | 155912601.7324 | 3162277.6602 | 43.0559 | 2972.8287 | 3621.1696 | 60.6051 | 73.8224
1 | 5000 | 707 | 0.035 | 15 | 15 | 7 | 4.217e-09 | 5spot_SharedNeighbor | Water | Porous | Wet | R245fa | MinimizeLCOE_Brownfield | IgnoreSilica | 184.3085 | 84.1129 | 10.7715 | 4 | 2971.3137 | 3619.204 | 60.5742 | 73.7824 | 177.8099 | 0 | 172.1563 | 11690877.5666 | 735255.1779 | 11352080.5522 | 11005884.6233 | 0 | 346009.9424 | 0 | 13700742.0663 | 35646520.448 | 24329482.6685 | 108806853.0453 | 961560.8286 | 18253066.8284 | 18253066.8284 | 1478867.319 | 8182947.8012 | 0 | 128021480.7023 | 155936362.6509 | 4216965.0343 | 43.0858 | 2971.3137 | 3619.204 | 60.5742 | 73.7824
1 | 5000 | 707 | 0.035 | 15 | 15 | 7 | 5.6234e-09 | 5spot_SharedNeighbor | Water | Porous | Wet | R245fa | MinimizeLCOE_Brownfield | IgnoreSilica | 184.3498 | 84.1289 | 10.776 | 4 | 2970.1761 | 3617.7931 | 60.5511 | 73.7536 | 177.8071 | 0 | 149.308 | 11692341.7288 | 735323.9839 | 11353823.8256 | 11008088.7401 | 0 | 342138.3921 | 0 | 13701369.5015 | 35648152.9055 | 24330596.8543 | 108811835.9316 | 961560.8286 | 18253066.8284 | 18253066.8284 | 1478867.319 | 8182947.8012 | 0 | 128026463.5887 | 155941345.5373 | 5623413.2519 | 43.104 | 2970.1761 | 3617.7931 | 60.5511 | 73.7536
1 | 5000 | 707 | 0.035 | 15 | 15 | 7 | 7.4989e-09 | 5spot_SharedNeighbor | Water | Porous | Wet | R245fa | MinimizeLCOE_Brownfield | IgnoreSilica | 184.4035 | 84.1497 | 10.7803 | 4 | 2969.322 | 3616.6821 | 60.5336 | 73.731 | 177.8034 | 0 | 150.9872 | 11694254.2716 | 735414.5048 | 11356096.531 | 11010959.8169 | 0 | 339506.978 | 0 | 13703130.5199 | 35652734.7142 | 24333724.0329 | 108825821.3693 | 961560.8286 | 18253066.8284 | 18253066.8284 | 1478867.319 | 8182947.8012 | 0 | 128040449.0263 | 155955330.9749 | 7498942.0933 | 43.1211 | 2969.322 | 3616.6821 | 60.5336 | 73.731
1 | 5000 | 707 | 0.035 | 15 | 15 | 7 | 1e-08 | 5spot_SharedNeighbor | Water | Porous | Wet | R245fa | MinimizeLCOE_Brownfield | IgnoreSilica | 184.4398 | 84.1637 | 10.7833 | 4 | 2968.6811 | 3615.8577 | 60.5206 | 73.7141 | 177.801 | 0 | 161.7368 | 11695545.286 | 735475.5285 | 11357631.2617 | 11012899.0763 | 0 | 337474.4523 | 0 | 13704219.9859 | 35655569.2813 | 24335658.6832 | 108834473.5552 | 961560.8286 | 18253066.8284 | 18253066.8284 | 1478867.319 | 8182947.8012 | 0 | 128049101.2122 | 155963983.1609 | 10000000 | 43.1333 | 2968.6811 | 3615.8577 | 60.5206 | 73.7141
1 | 5100 | 707 | 0.035 | 15 | 15 | 7 | 1e-13 | 5spot_SharedNeighbor | Water | Porous | Wet | R245fa | MinimizeLCOE_Brownfield | IgnoreSilica | 0.78939 | 0.14593 | 0.0035206 | 4 | 1462199.1033 | 3494050.9117 | 29808.9065 | 71230.9539 | 108.6954 | 0 | 20.425 | 97811.6627 | 3605.9087 | 73638.3078 | 51883.7105 | 0 | 56453.7315 | 0 | 110523.3952 | 287559.2029 | 196265.0648 | 877740.9841 | 961560.8286 | 18752195.8818 | 18752195.8818 | 1478867.319 | 8382599.4226 | 0 | 20591497.6945 | 49205160.3179 | 100 | 0.014083 | 1462199.1033 | 3494050.9117 | 29808.9065 | 71230.9539
1 | 5100 | 707 | 0.035 | 15 | 15 | 7 | 1.3335e-13 | 5spot_SharedNeighbor | Water | Porous | Wet | R245fa | MinimizeLCOE_Brownfield | IgnoreSilica | 1.0155 | 0.22737 | 0.010415 | 4 | 501327.0551 | 1188151.2797 | 10220.2301 | 24222.0709 | 121.0341 | 0 | 34.4495 | 142552.5318 | 5741.9017 | 104075.1505 | 63285.969 | 0 | 62725.19 | 0 | 147568.4898 | 383942.94 | 262048.9458 | 1171941.1187 | 961560.8286 | 18752195.8818 | 18752195.8818 | 1478867.319 | 8382599.4226 | 0 | 20885697.8291 | 49499360.4526 | 133.3521 | 0.041661 | 501327.0551 | 1188151.2797 | 10220.2301 | 24222.0709
1 | 5100 | 707 | 0.035 | 15 | 15 | 7 | 1.7783e-13 | 5spot_SharedNeighbor | Water | Porous | Wet | R245fa | MinimizeLCOE_Brownfield | IgnoreSilica | 1.325 | 0.35106 | 0.022096 | 4 | 240934.9496 | 564684.6234 | 4911.7848 | 11511.8598 | 132.9073 | 0 | 33.6548 | 204334.3655 | 8969.5892 | 146124.2886 | 79918.7931 | 0 | 70966.3934 | 0 | 199022.2377 | 517815.0373 | 353419.403 | 1580570.1078 | 961560.8286 | 18752195.8818 | 18752195.8818 | 1478867.319 | 8382599.4226 | 0 | 21294326.8182 | 49907989.4417 | 177.8279 | 0.088382 | 240934.9496 | 564684.6234 | 4911.7848 | 11511.8598
1 | 5100 | 707 | 0.035 | 15 | 15 | 7 | 2.3714e-13 | 5spot_SharedNeighbor | Water | Porous | Wet | R245fa | MinimizeLCOE_Brownfield | IgnoreSilica | 1.7098 | 0.51713 | 0.039492 | 4 | 137966.8573 | 319102.4598 | 2812.641 | 6505.3353 | 142.9032 | 0 | 152.2222 | 279728.9138 | 13226.4193 | 197876.6146 | 101757.8635 | 0 | 79172.2718 | 0 | 261987.2124 | 681636.9857 | 465231.249 | 2080617.5301 | 961560.8286 | 18752195.8818 | 18752195.8818 | 1478867.319 | 8382599.4226 | 0 | 21794374.2405 | 50408036.8639 | 237.1374 | 0.15797 | 137966.8573 | 319102.4598 | 2812.641 | 6505.3353
1 | 5100 | 707 | 0.035 | 15 | 15 | 7 | 3.1623e-13 | 5spot_SharedNeighbor | Water | Porous | Wet | R245fa | MinimizeLCOE_Brownfield | IgnoreSilica | 2.2154 | 0.74688 | 0.064947 | 4 | 86346.4605 | 196488.3826 | 1760.2894 | 4005.6814 | 151.5888 | 0 | 197.1252 | 374618.8531 | 18930.6444 | 264024.5106 | 131141.572 | 0 | 88870.3276 | 0 | 342258.504 | 890486.4205 | 607775.2797 | 2718106.1119 | 961560.8286 | 18752195.8818 | 18752195.8818 | 1478867.319 | 8382599.4226 | 0 | 22431862.8224 | 51045525.4458 | 316.2278 | 0.25979 | 86346.4605 | 196488.3826 | 1760.2894 | 4005.6814
1 | 5100 | 707 | 0.035 | 15 | 15 | 7 | 4.217e-13 | 5spot_SharedNeighbor | Water | Porous | Wet | R245fa | MinimizeLCOE_Brownfield | IgnoreSilica | 2.8766 | 1.0602 | 0.10133 | 4 | 57344.7862 | 127940.2268 | 1169.051 | 2608.2346 | 158.8906 | 0 | 255.0913 | 492930.2502 | 26470.2402 | 347697.9841 | 172119.4555 | 0 | 100232.1902 | 0 | 444385.5469 | 1156200.0371 | 789130.2828 | 3529165.9871 | 961560.8286 | 18752195.8818 | 18752195.8818 | 1478867.319 | 8382599.4226 | 0 | 23242922.6975 | 51856585.3209 | 421.6965 | 0.40532 | 57344.7862 | 127940.2268 | 1169.051 | 2608.2346
1 | 5100 | 707 | 0.035 | 15 | 15 | 7 | 5.6234e-13 | 5spot_SharedNeighbor | Water | Porous | Wet | R245fa | MinimizeLCOE_Brownfield | IgnoreSilica | 3.7754 | 1.4932 | 0.15252 | 4 | 39796.2024 | 86696.9994 | 811.2994 | 1767.4356 | 165.0837 | 0 | 41.8208 | 641345.6215 | 36286.0983 | 455476.5566 | 225955.7408 | 0 | 114974.3081 | 0 | 574874.9469 | 1495706.6887 | 1020850.5487 | 4565470.5097 | 961560.8286 | 18752195.8818 | 18752195.8818 | 1478867.319 | 8382599.4226 | 0 | 24279227.2201 | 52892889.8435 | 562.3413 | 0.61009 | 39796.2024 | 86696.9994 | 811.2994 | 1767.4356
1 | 5100 | 707 | 0.035 | 15 | 15 | 7 | 7.4989e-13 | 5spot_SharedNeighbor | Water | Porous | Wet | R245fa | MinimizeLCOE_Brownfield | IgnoreSilica | 4.9326 | 2.0628 | 0.22218 | 4 | 28763.7768 | 60960.4683 | 586.3885 | 1242.7616 | 169.9581 | 0 | 51.6354 | 820687.3042 | 48714.1873 | 587788.9261 | 299762.9549 | 0 | 131502.0524 | 0 | 736497.6157 | 1916215.7196 | 1307856.6029 | 5849025.3631 | 961560.8286 | 18752195.8818 | 18752195.8818 | 1478867.319 | 8382599.4226 | 0 | 25562782.0735 | 54176444.6969 | 749.8942 | 0.88871 | 28763.7768 | 60960.4683 | 586.3885 | 1242.7616
1 | 5100 | 707 | 0.035 | 15 | 15 | 7 | 1e-12 | 5spot_SharedNeighbor | Water | Porous | Wet | R245fa | MinimizeLCOE_Brownfield | IgnoreSilica | 6.4795 | 2.8317 | 0.31705 | 4 | 21434.7053 | 43997.3332 | 436.9755 | 896.9451 | 173.8546 | 0 | 48.5248 | 1041382.5947 | 64351.4335 | 755231.803 | 398515.9885 | 0 | 152166.904 | 0 | 940543.0022 | 2447099.9599 | 1670196.0055 | 7469487.6912 | 961560.8286 | 18752195.8818 | 18752195.8818 | 1478867.319 | 8382599.4226 | 0 | 27183244.4017 | 55796907.0251 | 1000 | 1.2682 | 21434.7053 | 43997.3332 | 436.9755 | 896.9451
1 | 5100 | 707 | 0.035 | 15 | 15 | 7 | 1.3335e-12 | 5spot_SharedNeighbor | Water | Porous | Wet | R245fa | MinimizeLCOE_Brownfield | IgnoreSilica | 8.5212 | 3.8382 | 0.44195 | 4 | 16503.3477 | 32689.4097 | 336.4431 | 666.4178 | 176.6761 | 0 | 40.8358 | 1305351.4796 | 83328.3643 | 961207.2729 | 527498.4772 | 0 | 177192.2755 | 0 | 1191285.3691 | 3099480.1641 | 2115458.9 | 9460802.3026 | 961560.8286 | 18752195.8818 | 18752195.8818 | 1478867.319 | 8382599.4226 | 0 | 29174559.013 | 57788221.6364 | 1333.5214 | 1.7678 | 16503.3477 | 32689.4097 | 336.4431 | 666.4178
1 | 5100 | 707 | 0.035 | 15 | 15 | 7 | 1.7783e-12 | 5spot_SharedNeighbor | Water | Porous | Wet | R245fa | MinimizeLCOE_Brownfield | IgnoreSilica | 11.2662 | 5.2996 | 0.61812 | 4 | 12873.3752 | 24446.2648 | 262.4412 | 498.3702 | 179.4404 | 0 | 57.6474 | 1644592.914 | 106019.1644 | 1243381.8617 | 708206.4661 | 0 | 209433.4787 | 0 | 1525537.2151 | 3969134.903 | 2709016.1289 | 12115322.1318 | 961560.8286 | 18752195.8818 | 18752195.8818 | 1478867.319 | 8382599.4226 | 0 | 31829078.8422 | 60442741.4657 | 1778.2794 | 2.4725 | 12873.3752 | 24446.2648 | 262.4412 | 498.3702
1 | 5100 | 707 | 0.035 | 15 | 15 | 7 | 2.3714e-12 | 5spot_SharedNeighbor | Water | Porous | Wet | R245fa | MinimizeLCOE_Brownfield | IgnoreSilica | 14.8937 | 7.211 | 0.84497 | 4 | 10370.5374 | 18836.4558 | 211.4174 | 384.0066 | 181.3197 | 0 | 48.4163 | 2044299.9848 | 131717.3576 | 1590670.3716 | 936567.083 | 0 | 248635.9238 | 0 | 1931237.3811 | 5024683.5143 | 3429449.7454 | 15337261.3614 | 961560.8286 | 18752195.8818 | 18752195.8818 | 1478867.319 | 8382599.4226 | 0 | 35051018.0718 | 63664680.6953 | 2371.3737 | 3.3799 | 10370.5374 | 18836.4558 | 211.4174 | 384.0066
1 | 5100 | 707 | 0.035 | 15 | 15 | 7 | 3.1623e-12 | 5spot_SharedNeighbor | Water | Porous | Wet | R245fa | MinimizeLCOE_Brownfield | IgnoreSilica | 19.7005 | 9.7475 | 1.1455 | 4 | 8527.6315 | 14772.2273 | 173.8473 | 301.1518 | 182.7622 | 0 | 44.0586 | 2529257.4708 | 162656.4702 | 2024409.1316 | 1238515.0123 | 0 | 296220.4837 | 0 | 2437912.8417 | 6342949.1295 | 4329193.1154 | 19361113.6551 | 961560.8286 | 18752195.8818 | 18752195.8818 | 1478867.319 | 8382599.4226 | 0 | 39074870.3656 | 67688532.989 | 3162.2777 | 4.5821 | 8527.6315 | 14772.2273 | 173.8473 | 301.1518
1 | 5100 | 707 | 0.035 | 15 | 15 | 7 | 4.217e-12 | 5spot_SharedNeighbor | Water | Porous | Wet | R245fa | MinimizeLCOE_Brownfield | IgnoreSilica | 26.0682 | 13.1079 | 1.5437 | 4 | 7143.7634 | 11777.8181 | 145.6353 | 240.1068 | 183.8656 | 0 | 40.7247 | 3118749.2537 | 200134.0164 | 2565736.6584 | 1638078.0865 | 0 | 354111.4779 | 0 | 3071955.7022 | 7992598.5925 | 5455112.7709 | 24396476.5585 | 961560.8286 | 18752195.8818 | 18752195.8818 | 1478867.319 | 8382599.4226 | 0 | 44110233.269 | 72723895.8924 | 4216.965 | 6.1746 | 7143.7634 | 11777.8181 | 145.6353 | 240.1068
1 | 5100 | 707 | 0.035 | 15 | 15 | 7 | 5.6234e-12 | 5spot_SharedNeighbor | Water | Porous | Wet | R245fa | MinimizeLCOE_Brownfield | IgnoreSilica | 34.4527 | 17.5341 | 2.068 | 4 | 6091.5745 | 9550.6802 | 124.185 | 194.7035 | 184.7043 | 0 | 49.1766 | 3832406.6358 | 245338.4343 | 3238110.8476 | 2164221.3674 | 0 | 424065.4532 | 0 | 3862615.6679 | 10049733.6365 | 6859149.7083 | 30675641.751 | 961560.8286 | 18752195.8818 | 18752195.8818 | 1478867.319 | 8382599.4226 | 0 | 50389398.4614 | 79003061.0848 | 5623.4133 | 8.272 | 6091.5745 | 9550.6802 | 124.185 | 194.7035
1 | 5100 | 707 | 0.035 | 15 | 15 | 7 | 7.4989e-12 | 5spot_SharedNeighbor | Water | Porous | Wet | R245fa | MinimizeLCOE_Brownfield | IgnoreSilica | 45.3884 | 23.3058 | 2.7516 | 4 | 5284.0957 | 7883.7909 | 107.7234 | 160.7217 | 185.3311 | 0 | 52.9874 | 4689430.1343 | 299414.146 | 4065898.5747 | 2850292.0394 | 0 | 507858.9724 | 0 | 4841028.608 | 12595363.4066 | 8596594.3338 | 38445880.2153 | 961560.8286 | 18752195.8818 | 18752195.8818 | 1478867.319 | 8382599.4226 | 0 | 58159636.9257 | 86773299.5491 | 7498.9421 | 11.0065 | 5284.0957 | 7883.7909 | 107.7234 | 160.7217
1 | 5100 | 707 | 0.035 | 15 | 15 | 7 | 1e-11 | 5spot_SharedNeighbor | Water | Porous | Wet | R245fa | MinimizeLCOE_Brownfield | IgnoreSilica | 59.4615 | 30.7089 | 3.6276 | 4 | 4662.1407 | 6634.0581 | 95.044 | 135.2442 | 185.7428 | 0 | 62.0019 | 5704220.6443 | 363188.335 | 5069861.0487 | 3732273.7871 | 0 | 607588.8905 | 0 | 6036081.7552 | 15704646.5564 | 10718743.9729 | 47936604.99 | 961560.8286 | 18752195.8818 | 18752195.8818 | 1478867.319 | 8382599.4226 | 0 | 67650361.7005 | 96264024.3239 | 10000 | 14.5106 | 4662.1407 | 6634.0581 | 95.044 | 135.2442
1 | 5100 | 707 | 0.035 | 15 | 15 | 7 | 1.3335e-11 | 5spot_SharedNeighbor | Water | Porous | Wet | R245fa | MinimizeLCOE_Brownfield | IgnoreSilica | 77.0863 | 39.8614 | 4.7082 | 4 | 4188.8909 | 5708.2331 | 85.3962 | 116.3701 | 185.8328 | 0 | 60.0508 | 6866672.8847 | 435946.7899 | 6246351.9142 | 4833044.5924 | 0 | 723724.3523 | 0 | 7451238.8081 | 19386594.9194 | 13231749.3872 | 59175323.6482 | 961560.8286 | 18752195.8818 | 18752195.8818 | 1478867.319 | 8382599.4226 | 0 | 78889080.3586 | 107502742.982 | 13335.2143 | 18.8329 | 4188.8909 | 5708.2331 | 85.3962 | 116.3701
1 | 5100 | 707 | 0.035 | 15 | 15 | 7 | 1.7783e-11 | 5spot_SharedNeighbor | Water | Porous | Wet | R245fa | MinimizeLCOE_Brownfield | IgnoreSilica | 98.2654 | 50.5327 | 5.9622 | 4 | 3839.0786 | 5038.8671 | 78.2648 | 102.7241 | 185.438 | 0 | 54.0206 | 8129751.0738 | 514692.354 | 7551664.9696 | 6145215.5524 | 0 | 854751.9525 | 0 | 9046469.6019 | 23537058.2181 | 16064525.872 | 71844129.5944 | 961560.8286 | 18752195.8818 | 18752195.8818 | 1478867.319 | 8382599.4226 | 0 | 91557886.3048 | 120171548.9282 | 17782.7941 | 23.8489 | 3839.0786 | 5038.8671 | 78.2648 | 102.7241
1 | 5100 | 707 | 0.035 | 15 | 15 | 7 | 2.3714e-11 | 5spot_SharedNeighbor | Water | Porous | Wet | R245fa | MinimizeLCOE_Brownfield | IgnoreSilica | 122.4064 | 62.0766 | 7.3066 | 4 | 3591.8649 | 4570.9041 | 73.225 | 93.1841 | 184.4572 | 0 | 64.2863 | 9413328.5658 | 594424.2945 | 8902809.822 | 7620321.4399 | 0 | 997716.119 | 0 | 10736154.094 | 27933270.6646 | 19065031.1999 | 85263056.1996 | 961560.8286 | 18752195.8818 | 18752195.8818 | 1478867.319 | 8382599.4226 | 0 | 104976812.91 | 133590475.5335 | 23713.7371 | 29.2263 | 3591.8649 | 4570.9041 | 73.225 | 93.1841
1 | 5100 | 707 | 0.035 | 15 | 15 | 7 | 3.1623e-11 | 5spot_SharedNeighbor | Water | Porous | Wet | R245fa | MinimizeLCOE_Brownfield | IgnoreSilica | 146.0534 | 72.701 | 8.5535 | 4 | 3423.9527 | 4260.2692 | 69.8019 | 86.8514 | 183.1699 | 0 | 65.6391 | 10535812.2183 | 663934.2013 | 10102219.4686 | 9042643.36 | 0 | 1113285.7229 | 0 | 12268579.0387 | 31920326.0271 | 21786278.4106 | 97433078.4474 | 961560.8286 | 18752195.8818 | 18752195.8818 | 1478867.319 | 8382599.4226 | 0 | 117146835.1578 | 145760497.7812 | 31622.7766 | 34.2139 | 3423.9527 | 4260.2692 | 69.8019 | 86.8514
1 | 5100 | 707 | 0.035 | 15 | 15 | 7 | 4.217e-11 | 5spot_SharedNeighbor | Water | Porous | Wet | R245fa | MinimizeLCOE_Brownfield | IgnoreSilica | 156.0667 | 77.0232 | 9.2172 | 4 | 3299.608 | 4075.6992 | 67.267 | 83.0886 | 182.5914 | 0 | 80.0409 | 10978954.2544 | 691324.6902 | 10579909.9802 | 9637756.4153 | 0 | 1024859.4448 | 0 | 12835993.8661 | 33396623.0151 | 22793881.4398 | 101939303.1057 | 961560.8286 | 18752195.8818 | 18752195.8818 | 1478867.319 | 8382599.4226 | 0 | 121653059.8162 | 150266722.4396 | 42169.6503 | 36.8689 | 3299.608 | 4075.6992 | 67.267 | 83.0886
1 | 5100 | 707 | 0.035 | 15 | 15 | 7 | 5.6234e-11 | 5spot_SharedNeighbor | Water | Porous | Wet | R245fa | MinimizeLCOE_Brownfield | IgnoreSilica | 164.2218 | 80.4473 | 9.765 | 4 | 3204.1775 | 3936.7368 | 65.3215 | 80.2557 | 182.0939 | 0 | 113.8642 | 11325044.0106 | 712697.2435 | 10954535.9655 | 10118859.5678 | 0 | 932241.0723 | 0 | 13276917.3653 | 34543815.5142 | 23576863.8929 | 105440974.632 | 961560.8286 | 18752195.8818 | 18752195.8818 | 1478867.319 | 8382599.4226 | 0 | 125154731.3424 | 153768393.9659 | 56234.1325 | 39.0599 | 3204.1775 | 3936.7368 | 65.3215 | 80.2557
1 | 5100 | 707 | 0.035 | 15 | 15 | 7 | 7.4989e-11 | 5spot_SharedNeighbor | Water | Porous | Wet | R245fa | MinimizeLCOE_Brownfield | IgnoreSilica | 170.7204 | 83.112 | 10.2061 | 4 | 3131.2079 | 3832.1025 | 63.8339 | 78.1226 | 181.6816 | 0 | 134.7214 | 11591506.8978 | 729141.3327 | 11243871.1005 | 10499729.9466 | 0 | 842868.8345 | 0 | 13613776.0638 | 35420252.7484 | 24175050.3142 | 108116197.2386 | 961560.8286 | 18752195.8818 | 18752195.8818 | 1478867.319 | 8382599.4226 | 0 | 127829953.949 | 156443616.5725 | 74989.4209 | 40.8245 | 3131.2079 | 3832.1025 | 63.8339 | 78.1226
1 | 5100 | 707 | 0.035 | 15 | 15 | 7 | 1e-10 | 5spot_SharedNeighbor | Water | Porous | Wet | R245fa | MinimizeLCOE_Brownfield | IgnoreSilica | 175.7823 | 85.1484 | 10.5538 | 4 | 3075.5767 | 3753.3804 | 62.6998 | 76.5177 | 181.3514 | 0 | 155.9911 | 11793511.648 | 741601.2051 | 11463726.3791 | 10795145.7807 | 0 | 760908.6118 | 0 | 13866408.5137 | 36077550.561 | 24623669.5774 | 110122522.2769 | 961560.8286 | 18752195.8818 | 18752195.8818 | 1478867.319 | 8382599.4226 | 0 | 129836278.9873 | 158449941.6108 | 100000 | 42.2153 | 3075.5767 | 3753.3804 | 62.6998 | 76.5177
1 | 5100 | 707 | 0.035 | 15 | 15 | 7 | 1.3335e-10 | 5spot_SharedNeighbor | Water | Porous | Wet | R245fa | MinimizeLCOE_Brownfield | IgnoreSilica | 179.5897 | 86.6572 | 10.8207 | 4 | 3033.264 | 3694.3522 | 61.8372 | 75.3144 | 181.0978 | 0 | 157.5385 | 11942311.5276 | 750775.8941 | 11625952.5576 | 11016747.8877 | 0 | 687743.7294 | 0 | 14049177.3226 | 36553077.5108 | 24948226.4918 | 111574012.9215 | 961560.8286 | 18752195.8818 | 18752195.8818 | 1478867.319 | 8382599.4226 | 0 | 131287769.6319 | 159901432.2553 | 133352.1432 | 43.2827 | 3033.264 | 3694.3522 | 61.8372 | 75.3144
1 | 5100 | 707 | 0.035 | 15 | 15 | 7 | 1.7783e-10 | 5spot_SharedNeighbor | Water | Porous | Wet | R245fa | MinimizeLCOE_Brownfield | IgnoreSilica | 182.5593 | 87.8191 | 11.0284 | 4 | 3001.1309 | 3649.7649 | 61.1821 | 74.4054 | 180.8971 | 0 | 142.9747 | 12056399.3829 | 757808.3515 | 11750492.0204 | 11188697.0625 | 0 | 626349.1992 | 0 | 14188100.9464 | 36914528.2829 | 25194924.0708 | 112677299.3166 | 961560.8286 | 18752195.8818 | 18752195.8818 | 1478867.319 | 8382599.4226 | 0 | 132391056.0271 | 161004718.6505 | 177827.941 | 44.1137 | 3001.1309 | 3649.7649 | 61.1821 | 74.4054
1 | 5100 | 707 | 0.035 | 15 | 15 | 7 | 2.3714e-10 | 5spot_SharedNeighbor | Water | Porous | Wet | R245fa | MinimizeLCOE_Brownfield | IgnoreSilica | 184.6787 | 88.6398 | 11.1818 | 4 | 2976.7653 | 3616.5038 | 60.6854 | 73.7273 | 180.7521 | 0 | 142.9885 | 12136724.5836 | 762758.6417 | 11838257.0469 | 11310833.145 | 0 | 573672.5949 | 0 | 14282675.9447 | 37160593.0284 | 25362868.3157 | 113428383.3009 | 961560.8286 | 18752195.8818 | 18752195.8818 | 1478867.319 | 8382599.4226 | 0 | 133142140.0113 | 161755802.6348 | 237137.3706 | 44.7271 | 2976.7653 | 3616.5038 | 60.6854 | 73.7273
1 | 5100 | 707 | 0.035 | 15 | 15 | 7 | 3.1623e-10 | 5spot_SharedNeighbor | Water | Porous | Wet | R245fa | MinimizeLCOE_Brownfield | IgnoreSilica | 186.1861 | 89.2195 | 11.2946 | 4 | 2958.321 | 3591.6684 | 60.3094 | 73.221 | 180.6481 | 0 | 169.4743 | 12193334.1022 | 766246.8793 | 11900149.8701 | 11397585.1393 | 0 | 529676.3088 | 0 | 14346926.9969 | 37327761.0865 | 25476963.9503 | 113938644.3335 | 961560.8286 | 18752195.8818 | 18752195.8818 | 1478867.319 | 8382599.4226 | 0 | 133652401.0439 | 162266063.6674 | 316227.766 | 45.1785 | 2958.321 | 3591.6684 | 60.3094 | 73.221
1 | 5100 | 707 | 0.035 | 15 | 15 | 7 | 4.217e-10 | 5spot_SharedNeighbor | Water | Porous | Wet | R245fa | MinimizeLCOE_Brownfield | IgnoreSilica | 187.2922 | 89.6423 | 11.3788 | 4 | 2944.3793 | 3573.0389 | 60.0252 | 72.8412 | 180.571 | 0 | 166.267 | 12234565.1272 | 768787.2462 | 11945249.6919 | 11461170.7426 | 0 | 494114.8729 | 0 | 14392516.1955 | 37446374.8297 | 25557920.2674 | 114300698.9735 | 961560.8286 | 18752195.8818 | 18752195.8818 | 1478867.319 | 8382599.4226 | 0 | 134014455.6839 | 162628118.3073 | 421696.5034 | 45.5154 | 2944.3793 | 3573.0389 | 60.0252 | 72.8412
1 | 5100 | 707 | 0.035 | 15 | 15 | 7 | 5.6234e-10 | 5spot_SharedNeighbor | Water | Porous | Wet | R245fa | MinimizeLCOE_Brownfield | IgnoreSilica | 188.1035 | 89.9513 | 11.4416 | 4 | 2933.8507 | 3559.061 | 59.8105 | 72.5563 | 180.5142 | 0 | 150.5958 | 12264657.3294 | 770641.1793 | 11978176.5147 | 11507774.7157 | 0 | 465777.8082 | 0 | 14424940.7434 | 37530736.8522 | 25615499.0811 | 114558204.224 | 961560.8286 | 18752195.8818 | 18752195.8818 | 1478867.319 | 8382599.4226 | 0 | 134271960.9345 | 162885623.5579 | 562341.3252 | 45.7665 | 2933.8507 | 3559.061 | 59.8105 | 72.5563
1 | 5100 | 707 | 0.035 | 15 | 15 | 7 | 7.4989e-10 | 5spot_SharedNeighbor | Water | Porous | Wet | R245fa | MinimizeLCOE_Brownfield | IgnoreSilica | 188.6734 | 90.1677 | 11.4874 | 4 | 2925.9086 | 3548.6295 | 59.6486 | 72.3436 | 180.4741 | 0 | 169.2612 | 12285715.2439 | 771938.4554 | 12001223.5484 | 11540494.8255 | 0 | 443134.389 | 0 | 14446577.5202 | 37587031.3071 | 25653921.2034 | 114730036.4928 | 961560.8286 | 18752195.8818 | 18752195.8818 | 1478867.319 | 8382599.4226 | 0 | 134443793.2033 | 163057455.8267 | 749894.2093 | 45.9494 | 2925.9086 | 3548.6295 | 59.6486 | 72.3436
1 | 5100 | 707 | 0.035 | 15 | 15 | 7 | 1e-09 | 5spot_SharedNeighbor | Water | Porous | Wet | R245fa | MinimizeLCOE_Brownfield | IgnoreSilica | 189.0903 | 90.3257 | 11.5213 | 4 | 2919.9237 | 3540.8075 | 59.5266 | 72.1842 | 180.4447 | 0 | 169.6824 | 12301079.8024 | 772884.9556 | 12018042.2925 | 11564422.7131 | 0 | 425459.01 | 0 | 14461936.6218 | 37626992.5387 | 25681195.5651 | 114852013.4993 | 961560.8286 | 18752195.8818 | 18752195.8818 | 1478867.319 | 8382599.4226 | 0 | 134565770.2097 | 163179432.8332 | 1000000 | 46.0854 | 2919.9237 | 3540.8075 | 59.5266 | 72.1842
1 | 5100 | 707 | 0.035 | 15 | 15 | 7 | 1.3335e-09 | 5spot_SharedNeighbor | Water | Porous | Wet | R245fa | MinimizeLCOE_Brownfield | IgnoreSilica | 189.3728 | 90.4325 | 11.5457 | 4 | 2915.4177 | 3534.9924 | 59.4347 | 72.0656 | 180.4247 | 0 | 161.8695 | 12311463.3345 | 773524.5935 | 12029409.9421 | 11580626.9646 | 0 | 411473.4895 | 0 | 14471534.3464 | 37651963.8496 | 25698238.9978 | 114928235.518 | 961560.8286 | 18752195.8818 | 18752195.8818 | 1478867.319 | 8382599.4226 | 0 | 134641992.2284 | 163255654.8518 | 1333521.4322 | 46.1827 | 2915.4177 | 3534.9924 | 59.4347 | 72.0656
1 | 5100 | 707 | 0.035 | 15 | 15 | 7 | 1.7783e-09 | 5spot_SharedNeighbor | Water | Porous | Wet | R245fa | MinimizeLCOE_Brownfield | IgnoreSilica | 189.5897 | 90.5144 | 11.5642 | 4 | 2912.0278 | 3530.612 | 59.3656 | 71.9763 | 180.4093 | 0 | 163.9244 | 12319427.5237 | 774015.1877 | 12038129.696 | 11593067.616 | 0 | 400843.8816 | 0 | 14478938.723 | 37671228.5185 | 25711387.5302 | 114987038.6767 | 961560.8286 | 18752195.8818 | 18752195.8818 | 1478867.319 | 8382599.4226 | 0 | 134700795.3871 | 163314458.0105 | 1778279.41 | 46.2567 | 2912.0278 | 3530.612 | 59.3656 | 71.9763
1 | 5100 | 707 | 0.035 | 15 | 15 | 7 | 2.3714e-09 | 5spot_SharedNeighbor | Water | Porous | Wet | R245fa | MinimizeLCOE_Brownfield | IgnoreSilica | 189.7406 | 90.5714 | 11.5776 | 4 | 2909.4794 | 3527.3468 | 59.3137 | 71.9097 | 180.3986 | 0 | 167.2761 | 12324962.3979 | 774356.1313 | 12044190.0457 | 11601724.2185 | 0 | 392598.5793 | 0 | 14483754.2353 | 37683757.4939 | 25719938.8133 | 115025281.9152 | 961560.8286 | 18752195.8818 | 18752195.8818 | 1478867.319 | 8382599.4226 | 0 | 134739038.6256 | 163352701.2491 | 2371373.7057 | 46.3104 | 2909.4794 | 3527.3468 | 59.3137 | 71.9097
1 | 5100 | 707 | 0.035 | 15 | 15 | 7 | 3.1623e-09 | 5spot_SharedNeighbor | Water | Porous | Wet | R245fa | MinimizeLCOE_Brownfield | IgnoreSilica | 189.8481 | 90.6119 | 11.5874 | 4 | 2907.5645 | 3524.9073 | 59.2746 | 71.86 | 180.3909 | 0 | 156.8593 | 12328897.0557 | 774598.5006 | 12048498.4456 | 11607883.5678 | 0 | 386267.8533 | 0 | 14486996.715 | 37692193.7607 | 25725696.7388 | 115051032.6374 | 961560.8286 | 18752195.8818 | 18752195.8818 | 1478867.319 | 8382599.4226 | 0 | 134764789.3478 | 163378451.9712 | 3162277.6602 | 46.3497 | 2907.5645 | 3524.9073 | 59.2746 | 71.86
1 | 5100 | 707 | 0.035 | 15 | 15 | 7 | 4.217e-09 | 5spot_SharedNeighbor | Water | Porous | Wet | R245fa | MinimizeLCOE_Brownfield | IgnoreSilica | 189.9381 | 90.6459 | 11.5952 | 4 | 2906.1263 | 3523.0559 | 59.2453 | 71.8223 | 180.3845 | 0 | 166.9845 | 12332194.9524 | 774801.6447 | 12052109.7217 | 11613044.9229 | 0 | 381601.5898 | 0 | 14489963.6043 | 37699912.9982 | 25730965.277 | 115074594.7112 | 961560.8286 | 18752195.8818 | 18752195.8818 | 1478867.319 | 8382599.4226 | 0 | 134788351.4216 | 163402014.0451 | 4216965.0343 | 46.3808 | 2906.1263 | 3523.0559 | 59.2453 | 71.8223
1 | 5100 | 707 | 0.035 | 15 | 15 | 7 | 5.6234e-09 | 5spot_SharedNeighbor | Water | Porous | Wet | R245fa | MinimizeLCOE_Brownfield | IgnoreSilica | 189.9964 | 90.6678 | 11.6006 | 4 | 2905.0465 | 3521.6859 | 59.2233 | 71.7943 | 180.3804 | 0 | 175.7357 | 12334329.3597 | 774933.1194 | 12054447.0079 | 11616389.4525 | 0 | 377958.6092 | 0 | 14491642.444 | 37704280.9947 | 25733946.5244 | 115087927.5118 | 961560.8286 | 18752195.8818 | 18752195.8818 | 1478867.319 | 8382599.4226 | 0 | 134801684.2223 | 163415346.8457 | 5623413.2519 | 46.4026 | 2905.0465 | 3521.6859 | 59.2233 | 71.7943
1 | 5100 | 707 | 0.035 | 15 | 15 | 7 | 7.4989e-09 | 5spot_SharedNeighbor | Water | Porous | Wet | R245fa | MinimizeLCOE_Brownfield | IgnoreSilica | 190.0307 | 90.6807 | 11.6044 | 4 | 2904.2361 | 3520.6781 | 59.2068 | 71.7738 | 180.3779 | 0 | 168.6011 | 12335579.5759 | 775010.1296 | 12055816.0808 | 11618352.4948 | 0 | 375088.3807 | 0 | 14492340.1981 | 37706096.4078 | 25735185.5811 | 115093468.8489 | 961560.8286 | 18752195.8818 | 18752195.8818 | 1478867.319 | 8382599.4226 | 0 | 134807225.5594 | 163420888.1828 | 7498942.0933 | 46.4174 | 2904.2361 | 3520.6781 | 59.2068 | 71.7738
1 | 5100 | 707 | 0.035 | 15 | 15 | 7 | 1e-08 | 5spot_SharedNeighbor | Water | Porous | Wet | R245fa | MinimizeLCOE_Brownfield | IgnoreSilica | 190.0696 | 90.6954 | 11.6077 | 4 | 2903.6279 | 3519.8939 | 59.1944 | 71.7578 | 180.3751 | 0 | 172.4279 | 12337003.8527 | 775097.8613 | 12057375.7813 | 11620582.7882 | 0 | 373100.9725 | 0 | 14493632.8898 | 37709459.7264 | 25737481.1152 | 115103734.9875 | 961560.8286 | 18752195.8818 | 18752195.8818 | 1478867.319 | 8382599.4226 | 0 | 134817491.6979 | 163431154.3213 | 10000000 | 46.4307 | 2903.6279 | 3519.8939 | 59.1944 | 71.7578
1 | 5200 | 707 | 0.035 | 15 | 15 | 7 | 1e-13 | 5spot_SharedNeighbor | Water | Porous | Wet | R245fa | MinimizeLCOE_Brownfield | IgnoreSilica | 0.81347 | 0.15628 | 0.0044098 | 4 | 1198247.8503 | 2860504.1404 | 24427.9032 | 58315.246 | 111.0801 | 0 | 21.3412 | 104037.9035 | 3900.8765 | 77653.3797 | 53238.4125 | 0 | 57311.2581 | 0 | 115495.3139 | 300495.1153 | 205094.0908 | 917226.3504 | 961560.8286 | 19257185.0261 | 19257185.0261 | 1478867.319 | 8584595.0803 | 0 | 21135972.2051 | 50456619.6305 | 100 | 0.017639 | 1198247.8503 | 2860504.1404 | 24427.9032 | 58315.246
1 | 5200 | 707 | 0.035 | 15 | 15 | 7 | 1.3335e-13 | 5spot_SharedNeighbor | Water | Porous | Wet | R245fa | MinimizeLCOE_Brownfield | IgnoreSilica | 1.0498 | 0.24462 | 0.012135 | 4 | 441911.787 | 1045951.1862 | 9008.9695 | 21323.1297 | 123.7671 | 0 | 22.4553 | 152104.9543 | 6247.0697 | 110134.7901 | 65426.9576 | 0 | 63881.5329 | 0 | 155140.1688 | 403642.8957 | 275494.5703 | 1232072.9395 | 961560.8286 | 19257185.0261 | 19257185.0261 | 1478867.319 | 8584595.0803 | 0 | 21450818.7942 | 50771466.2197 | 133.3521 | 0.048541 | 441911.787 | 1045951.1862 | 9008.9695 | 21323.1297
1 | 5200 | 707 | 0.035 | 15 | 15 | 7 | 1.7783e-13 | 5spot_SharedNeighbor | Water | Porous | Wet | R245fa | MinimizeLCOE_Brownfield | IgnoreSilica | 1.3445 | 0.36648 | 0.024306 | 4 | 224689.4225 | 526263.3933 | 4580.5978 | 10728.5911 | 134.9986 | 0 | 30.348 | 212585.3586 | 9474.1873 | 151025.3281 | 81647.3454 | 0 | 70498.0188 | 0 | 204839.7929 | 532951.1228 | 363750.0924 | 1626771.2464 | 961560.8286 | 19257185.0261 | 19257185.0261 | 1478867.319 | 8584595.0803 | 0 | 21845517.1011 | 51166164.5265 | 177.8279 | 0.097225 | 224689.4225 | 526263.3933 | 4580.5978 | 10728.5911
1 | 5200 | 707 | 0.035 | 15 | 15 | 7 | 2.3714e-13 | 5spot_SharedNeighbor | Water | Porous | Wet | R245fa | MinimizeLCOE_Brownfield | IgnoreSilica | 1.7487 | 0.54665 | 0.043548 | 4 | 128501.0893 | 296824.2834 | 2619.6685 | 6051.1645 | 145.5001 | 0 | 134.3019 | 293973.8324 | 14172.3319 | 206507.611 | 105021.1018 | 0 | 79391.9778 | 0 | 272636.0735 | 709343.1378 | 484141.2671 | 2165187.3334 | 961560.8286 | 19257185.0261 | 19257185.0261 | 1478867.319 | 8584595.0803 | 0 | 22383933.1881 | 51704580.6135 | 237.1374 | 0.17419 | 128501.0893 | 296824.2834 | 2619.6685 | 6051.1645
1 | 5200 | 707 | 0.035 | 15 | 15 | 7 | 3.1623e-13 | 5spot_SharedNeighbor | Water | Porous | Wet | R245fa | MinimizeLCOE_Brownfield | IgnoreSilica | 2.2738 | 0.79446 | 0.071768 | 4 | 80356.7769 | 182493.807 | 1638.1816 | 3720.3831 | 154.434 | 0 | 178.5401 | 395931.7047 | 20492.3195 | 276847.0317 | 137215.1001 | 0 | 89492.7612 | 0 | 358791.7777 | 933502.6072 | 637134.711 | 2849408.013 | 961560.8286 | 19257185.0261 | 19257185.0261 | 1478867.319 | 8584595.0803 | 0 | 23068153.8677 | 52388801.2932 | 316.2278 | 0.28707 | 80356.7769 | 182493.807 | 1638.1816 | 3720.3831
1 | 5200 | 707 | 0.035 | 15 | 15 | 7 | 4.217e-13 | 5spot_SharedNeighbor | Water | Porous | Wet | R245fa | MinimizeLCOE_Brownfield | IgnoreSilica | 2.9544 | 1.1271 | 0.11128 | 4 | 53731.7151 | 119604.1833 | 1095.3937 | 2438.2931 | 161.8473 | 0 | 236.4497 | 520474.3327 | 28652.5462 | 364453.1788 | 179401.1636 | 0 | 100948.3823 | 0 | 465632.5454 | 1211480.3688 | 826860.2451 | 3697902.7629 | 961560.8286 | 19257185.0261 | 19257185.0261 | 1478867.319 | 8584595.0803 | 0 | 23916648.6177 | 53237296.0431 | 421.6965 | 0.44511 | 53731.7151 | 119604.1833 | 1095.3937 | 2438.2931
1 | 5200 | 707 | 0.035 | 15 | 15 | 7 | 5.6234e-13 | 5spot_SharedNeighbor | Water | Porous | Wet | R245fa | MinimizeLCOE_Brownfield | IgnoreSilica | 3.8654 | 1.5824 | 0.16681 | 4 | 37466.0595 | 81409.5189 | 763.7963 | 1659.6432 | 168.0478 | 0 | 42.5723 | 676070.6579 | 39351.9648 | 476115.0242 | 236495.2011 | 0 | 115253.3436 | 0 | 601881.6147 | 1565972.4986 | 1068808.4078 | 4779948.7128 | 961560.8286 | 19257185.0261 | 19257185.0261 | 1478867.319 | 8584595.0803 | 0 | 24998694.5676 | 54319341.993 | 562.3413 | 0.66724 | 37466.0595 | 81409.5189 | 763.7963 | 1659.6432
1 | 5200 | 707 | 0.035 | 15 | 15 | 7 | 7.4989e-13 | 5spot_SharedNeighbor | Water | Porous | Wet | R245fa | MinimizeLCOE_Brownfield | IgnoreSilica | 5.04 | 2.1811 | 0.24206 | 4 | 27199.4851 | 57482.0638 | 554.4983 | 1171.8496 | 172.9545 | 0 | 35.862 | 863894.5839 | 52899.8761 | 613270.7742 | 313456.6299 | 0 | 131370.6712 | 0 | 770208.0888 | 2003923.4556 | 1367718.935 | 6116743.0148 | 961560.8286 | 19257185.0261 | 19257185.0261 | 1478867.319 | 8584595.0803 | 0 | 26335488.8695 | 55656136.2949 | 749.8942 | 0.96823 | 27199.4851 | 57482.0638 | 554.4983 | 1171.8496
1 | 5200 | 707 | 0.035 | 15 | 15 | 7 | 1e-12 | 5spot_SharedNeighbor | Water | Porous | Wet | R245fa | MinimizeLCOE_Brownfield | IgnoreSilica | 6.6259 | 2.9919 | 0.34508 | 4 | 20308.2217 | 41550.288 | 414.0106 | 847.0588 | 176.9113 | 0 | 37.4419 | 1096720.1249 | 70261.1508 | 787390.1142 | 416114.8387 | 0 | 152040.7806 | 0 | 983785.5336 | 2559608.1563 | 1746985.1613 | 7812905.8604 | 961560.8286 | 19257185.0261 | 19257185.0261 | 1478867.319 | 8584595.0803 | 0 | 28031651.7151 | 57352299.1405 | 1000 | 1.3803 | 20308.2217 | 41550.288 | 414.0106 | 847.0588
1 | 5200 | 707 | 0.035 | 15 | 15 | 7 | 1.3335e-12 | 5spot_SharedNeighbor | Water | Porous | Wet | R245fa | MinimizeLCOE_Brownfield | IgnoreSilica | 8.7064 | 4.1144 | 0.48033 | 4 | 15702.2357 | 30962.9733 | 320.1113 | 631.2221 | 179.7457 | 0 | 34.7903 | 1376353.4076 | 88873.9359 | 1015411.1947 | 553645.7969 | 0 | 178289.9814 | 0 | 1252903.9834 | 3259799.1589 | 2224879.9081 | 9950157.367 | 961560.8286 | 19257185.0261 | 19257185.0261 | 1478867.319 | 8584595.0803 | 0 | 30168903.2217 | 59489550.6471 | 1333.5214 | 1.9213 | 15702.2357 | 30962.9733 | 320.1113 | 631.2221
1 | 5200 | 707 | 0.035 | 15 | 15 | 7 | 1.7783e-12 | 5spot_SharedNeighbor | Water | Porous | Wet | R245fa | MinimizeLCOE_Brownfield | IgnoreSilica | 11.5025 | 5.6752 | 0.66664 | 4 | 12338.2495 | 23333.9924 | 251.5319 | 475.695 | 182.5725 | 0 | 53.5028 | 1726563.7716 | 111387.0629 | 1313320.5966 | 732573.7194 | 0 | 210671.4103 | 0 | 1596861.4587 | 4154705.9543 | 2835672.1845 | 12681756.1584 | 961560.8286 | 19257185.0261 | 19257185.0261 | 1478867.319 | 8584595.0803 | 0 | 32900502.0131 | 62221149.4385 | 1778.2794 | 2.6665 | 12338.2495 | 23333.9924 | 251.5319 | 475.695
1 | 5200 | 707 | 0.035 | 15 | 15 | 7 | 2.3714e-12 | 5spot_SharedNeighbor | Water | Porous | Wet | R245fa | MinimizeLCOE_Brownfield | IgnoreSilica | 15.2032 | 7.7125 | 0.90923 | 4 | 9968.9696 | 18030.8705 | 203.2309 | 367.5837 | 184.4792 | 0 | 43.1119 | 2143662.5043 | 138065.0288 | 1678575.8355 | 967631.6444 | 0 | 250134.8851 | 0 | 2019447.2603 | 5254187.5256 | 3586090.949 | 16037795.6329 | 961560.8286 | 19257185.0261 | 19257185.0261 | 1478867.319 | 8584595.0803 | 0 | 36256541.4877 | 65577188.9131 | 2371.3737 | 3.6369 | 9968.9696 | 18030.8705 | 203.2309 | 367.5837
1 | 5200 | 707 | 0.035 | 15 | 15 | 7 | 3.1623e-12 | 5spot_SharedNeighbor | Water | Porous | Wet | R245fa | MinimizeLCOE_Brownfield | IgnoreSilica | 20.1212 | 10.4212 | 1.2317 | 4 | 8212.6698 | 14163.9539 | 167.4264 | 288.7514 | 185.9463 | 0 | 42.8849 | 2651618.5393 | 170446.8946 | 2135593.4151 | 1279863.9898 | 0 | 298346.0939 | 0 | 2548988.8837 | 6631946.206 | 4526439.5584 | 20243243.5807 | 961560.8286 | 19257185.0261 | 19257185.0261 | 1478867.319 | 8584595.0803 | 0 | 40461989.4355 | 69782636.8609 | 3162.2777 | 4.9268 | 8212.6698 | 14163.9539 | 167.4264 | 288.7514
1 | 5200 | 707 | 0.035 | 15 | 15 | 7 | 4.217e-12 | 5spot_SharedNeighbor | Water | Porous | Wet | R245fa | MinimizeLCOE_Brownfield | IgnoreSilica | 26.6064 | 13.9933 | 1.6571 | 4 | 6894.3283 | 11317.7204 | 140.5502 | 230.727 | 187.0635 | 0 | 38.537 | 3266441.1401 | 209503.3344 | 2703464.5751 | 1691122.5583 | 0 | 356308.6264 | 0 | 3208467.6914 | 8347774.7857 | 5697527.8209 | 25480610.5323 | 961560.8286 | 19257185.0261 | 19257185.0261 | 1478867.319 | 8584595.0803 | 0 | 45699356.387 | 75020003.8125 | 4216.965 | 6.6285 | 6894.3283 | 11317.7204 | 140.5502 | 230.727
1 | 5200 | 707 | 0.035 | 15 | 15 | 7 | 5.6234e-12 | 5spot_SharedNeighbor | Water | Porous | Wet | R245fa | MinimizeLCOE_Brownfield | IgnoreSilica | 35.1689 | 18.7111 | 2.2187 | 4 | 5887.3643 | 9191.1372 | 120.0219 | 187.3738 | 187.9153 | 0 | 53.9059 | 4013036.4466 | 256753.669 | 3410863.674 | 2234186.4165 | 0 | 426905.9584 | 0 | 4033281.0041 | 10493769.833 | 7162213.5365 | 32031010.5381 | 961560.8286 | 19257185.0261 | 19257185.0261 | 1478867.319 | 8584595.0803 | 0 | 52249756.3928 | 81570403.8182 | 5623.4133 | 8.8749 | 5887.3643 | 9191.1372 | 120.0219 | 187.3738
1 | 5200 | 707 | 0.035 | 15 | 15 | 7 | 7.4989e-12 | 5spot_SharedNeighbor | Water | Porous | Wet | R245fa | MinimizeLCOE_Brownfield | IgnoreSilica | 46.3164 | 24.8505 | 2.9496 | 4 | 5114.1021 | 7599.2605 | 104.2579 | 154.9212 | 188.5489 | 0 | 45.0839 | 4907986.1078 | 313171.406 | 4280095.3125 | 2940693.8879 | 0 | 511133.138 | 0 | 5051701.1423 | 13143490.1259 | 8970702.0826 | 40118973.2029 | 961560.8286 | 19257185.0261 | 19257185.0261 | 1478867.319 | 8584595.0803 | 0 | 60337719.0577 | 89658366.4831 | 7498.9421 | 11.7983 | 5114.1021 | 7599.2605 | 104.2579 | 154.9212
1 | 5200 | 707 | 0.035 | 15 | 15 | 7 | 1e-11 | 5spot_SharedNeighbor | Water | Porous | Wet | R245fa | MinimizeLCOE_Brownfield | IgnoreSilica | 60.6205 | 32.7003 | 3.8834 | 4 | 4518.4106 | 6405.997 | 92.1139 | 130.5949 | 188.955 | 0 | 57.2456 | 5964711.4461 | 379518.4974 | 5331210.5598 | 3846544.3869 | 0 | 610877.0239 | 0 | 6291816.1465 | 16370014.9842 | 11172871.5969 | 49967564.6416 | 961560.8286 | 19257185.0261 | 19257185.0261 | 1478867.319 | 8584595.0803 | 0 | 70186310.4963 | 99506957.9217 | 10000 | 15.5334 | 4518.4106 | 6405.997 | 92.1139 | 130.5949
1 | 5200 | 707 | 0.035 | 15 | 15 | 7 | 1.3335e-11 | 5spot_SharedNeighbor | Water | Porous | Wet | R245fa | MinimizeLCOE_Brownfield | IgnoreSilica | 78.4869 | 42.3722 | 5.0314 | 4 | 4065.1053 | 5521.9822 | 82.8727 | 112.5731 | 189.0166 | 0 | 54.7062 | 7171707.4492 | 454991.986 | 6559180.8637 | 4974119.8947 | 0 | 726743.5357 | 0 | 7755830.0544 | 20179078.8621 | 13772635.962 | 61594288.6079 | 961560.8286 | 19257185.0261 | 19257185.0261 | 1478867.319 | 8584595.0803 | 0 | 81813034.4626 | 111133681.888 | 13335.2143 | 20.1257 | 4065.1053 | 5521.9822 | 82.8727 | 112.5731
1 | 5200 | 707 | 0.035 | 15 | 15 | 7 | 1.7783e-11 | 5spot_SharedNeighbor | Water | Porous | Wet | R245fa | MinimizeLCOE_Brownfield | IgnoreSilica | 99.8831 | 53.6019 | 6.3583 | 4 | 3730.1937 | 4883.0428 | 76.045 | 99.5474 | 188.564 | 0 | 60.213 | 8478460.6899 | 536380.7282 | 7916422.0807 | 6314185.5762 | 0 | 857206.6718 | 0 | 9400035.7412 | 24456964.7861 | 16692381.0069 | 74652037.2809 | 961560.8286 | 19257185.0261 | 19257185.0261 | 1478867.319 | 8584595.0803 | 0 | 94870783.1356 | 124191430.561 | 17782.7941 | 25.4332 | 3730.1937 | 4883.0428 | 76.045 | 99.5474
1 | 5200 | 707 | 0.035 | 15 | 15 | 7 | 2.3714e-11 | 5spot_SharedNeighbor | Water | Porous | Wet | R245fa | MinimizeLCOE_Brownfield | IgnoreSilica | 124.158 | 65.6868 | 7.7739 | 4 | 3493.6784 | 4436.5977 | 71.2234 | 90.446 | 187.4997 | 0 | 53.1157 | 9800434.1412 | 618417.4817 | 9314666.9857 | 7815013.7501 | 0 | 999116.5658 | 0 | 11133583.0806 | 28967299.3638 | 19770777.0343 | 88419308.4032 | 961560.8286 | 19257185.0261 | 19257185.0261 | 1478867.319 | 8584595.0803 | 0 | 108638054.2579 | 137958701.6833 | 23713.7371 | 31.0956 | 3493.6784 | 4436.5977 | 71.2234 | 90.446
1 | 5200 | 707 | 0.035 | 15 | 15 | 7 | 3.1623e-11 | 5spot_SharedNeighbor | Water | Porous | Wet | R245fa | MinimizeLCOE_Brownfield | IgnoreSilica | 149.2133 | 77.4048 | 9.1395 | 4 | 3332.6132 | 4134.6428 | 67.9398 | 84.2903 | 186.0619 | 0 | 71.0275 | 11017740.7334 | 693720.7507 | 10621827.6409 | 9340519.4926 | 0 | 1134329.4789 | 0 | 12795173.8577 | 33290417.7266 | 22721394.1481 | 101615123.8289 | 961560.8286 | 19257185.0261 | 19257185.0261 | 1478867.319 | 8584595.0803 | 0 | 121833869.6836 | 151154517.109 | 31622.7766 | 36.5581 | 3332.6132 | 4134.6428 | 67.9398 | 84.2903
1 | 5200 | 707 | 0.035 | 15 | 15 | 7 | 4.217e-11 | 5spot_SharedNeighbor | Water | Porous | Wet | R245fa | MinimizeLCOE_Brownfield | IgnoreSilica | 159.1413 | 81.8512 | 9.8259 | 4 | 3215.2625 | 3961.2682 | 65.5475 | 80.7558 | 185.4495 | 0 | 78.3191 | 11465732.746 | 721380.6917 | 11107204.5061 | 9937713.4311 | 0 | 1041031.2463 | 0 | 13366494.4222 | 34776876.6416 | 23735932.9013 | 106152366.5862 | 961560.8286 | 19257185.0261 | 19257185.0261 | 1478867.319 | 8584595.0803 | 0 | 126371112.4409 | 155691759.8663 | 42169.6503 | 39.3035 | 3215.2625 | 3961.2682 | 65.5475 | 80.7558
1 | 5200 | 707 | 0.035 | 15 | 15 | 7 | 5.6234e-11 | 5spot_SharedNeighbor | Water | Porous | Wet | R245fa | MinimizeLCOE_Brownfield | IgnoreSilica | 167.3159 | 85.4133 | 10.395 | 4 | 3125.2147 | 3830.3759 | 63.7117 | 78.0874 | 184.9184 | 0 | 109.5177 | 11819688.6105 | 743215.4328 | 11492248.3541 | 10426395.6963 | 0 | 945931.0845 | 0 | 13816716.8795 | 35948263.1222 | 24535428.2438 | 109727887.4237 | 961560.8286 | 19257185.0261 | 19257185.0261 | 1478867.319 | 8584595.0803 | 0 | 129946633.2785 | 159267280.7039 | 56234.1325 | 41.5801 | 3125.2147 | 3830.3759 | 63.7117 | 78.0874
1 | 5200 | 707 | 0.035 | 15 | 15 | 7 | 7.4989e-11 | 5spot_SharedNeighbor | Water | Porous | Wet | R245fa | MinimizeLCOE_Brownfield | IgnoreSilica | 173.6971 | 88.1263 | 10.847 | 4 | 3056.3554 | 3732.1353 | 62.3079 | 76.0846 | 184.4876 | 0 | 128.3574 | 12086491.6128 | 759662.9765 | 11783363.5996 | 10804585.8479 | 0 | 852879.7034 | 0 | 14151923.6587 | 36820402.4011 | 25130681.2224 | 112389991.0224 | 961560.8286 | 19257185.0261 | 19257185.0261 | 1478867.319 | 8584595.0803 | 0 | 132608736.8771 | 161929384.3025 | 74989.4209 | 43.3879 | 3056.3554 | 3732.1353 | 62.3079 | 76.0846
1 | 5200 | 707 | 0.035 | 15 | 15 | 7 | 1e-10 | 5spot_SharedNeighbor | Water | Porous | Wet | R245fa | MinimizeLCOE_Brownfield | IgnoreSilica | 178.654 | 90.1947 | 11.2022 | 4 | 3003.865 | 3658.2134 | 61.2379 | 74.5776 | 184.1438 | 0 | 158.1902 | 12288340.2082 | 772100.1627 | 12004096.7831 | 11097380.065 | 0 | 767970.8965 | 0 | 14402656.365 | 37472757.4707 | 25575926.9619 | 114381228.9131 | 961560.8286 | 19257185.0261 | 19257185.0261 | 1478867.319 | 8584595.0803 | 0 | 134599974.7678 | 163920622.1932 | 100000 | 44.8089 | 3003.865 | 3658.2134 | 61.2379 | 74.5776
1 | 5200 | 707 | 0.035 | 15 | 15 | 7 | 1.3335e-10 | 5spot_SharedNeighbor | Water | Porous | Wet | R245fa | MinimizeLCOE_Brownfield | IgnoreSilica | 182.4519 | 91.7554 | 11.4774 | 4 | 2963.9374 | 3602.5972 | 60.4239 | 73.4438 | 183.875 | 0 | 158.1303 | 12439780.9153 | 781427.978 | 12169979.4649 | 11320937.8304 | 0 | 693458.551 | 0 | 14588178.0484 | 37955446.8352 | 25905372.3715 | 115854581.9946 | 961560.8286 | 19257185.0261 | 19257185.0261 | 1478867.319 | 8584595.0803 | 0 | 136073327.8493 | 165393975.2747 | 133352.1432 | 45.9096 | 2963.9374 | 3602.5972 | 60.4239 | 73.4438
1 | 5200 | 707 | 0.035 | 15 | 15 | 7 | 1.7783e-10 | 5spot_SharedNeighbor | Water | Porous | Wet | R245fa | MinimizeLCOE_Brownfield | IgnoreSilica | 185.2512 | 92.8918 | 11.6849 | 4 | 2933.6178 | 3560.9355 | 59.8058 | 72.5945 | 183.6739 | 0 | 150.5598 | 12549601.6924 | 788190.4477 | 12290418.1151 | 11485214.8543 | 0 | 628949.5029 | 0 | 14719526.0988 | 38297187.5191 | 26138617.4103 | 116897705.6404 | 961560.8286 | 19257185.0261 | 19257185.0261 | 1478867.319 | 8584595.0803 | 0 | 137116451.4952 | 166437098.9206 | 177827.941 | 46.7397 | 2933.6178 | 3560.9355 | 59.8058 | 72.5945
1 | 5200 | 707 | 0.035 | 15 | 15 | 7 | 2.3714e-10 | 5spot_SharedNeighbor | Water | Porous | Wet | R245fa | MinimizeLCOE_Brownfield | IgnoreSilica | 187.3239 | 93.7259 | 11.8413 | 4 | 2910.6307 | 3529.6639 | 59.3371 | 71.957 | 183.5234 | 0 | 191.9628 | 12629961.1873 | 793137.8114 | 12378623.6014 | 11606674.9646 | 0 | 574903.763 | 0 | 14813487.5178 | 38541655.8572 | 26305472.0744 | 117643916.7771 | 961560.8286 | 19257185.0261 | 19257185.0261 | 1478867.319 | 8584595.0803 | 0 | 137862662.6318 | 167183310.0572 | 237137.3706 | 47.3652 | 2910.6307 | 3529.6639 | 59.3371 | 71.957
1 | 5200 | 707 | 0.035 | 15 | 15 | 7 | 3.1623e-10 | 5spot_SharedNeighbor | Water | Porous | Wet | R245fa | MinimizeLCOE_Brownfield | IgnoreSilica | 188.8197 | 94.3239 | 11.9572 | 4 | 2893.2256 | 3506.2575 | 58.9823 | 71.4798 | 183.414 | 0 | 179.7464 | 12687457.1959 | 796677.0809 | 12441772.7524 | 11694244.411 | 0 | 530122.6908 | 0 | 14878606.9111 | 38711083.1606 | 26421109.6904 | 118161073.893 | 961560.8286 | 19257185.0261 | 19257185.0261 | 1478867.319 | 8584595.0803 | 0 | 138379819.7477 | 167700467.1731 | 316227.766 | 47.8289 | 2893.2256 | 3506.2575 | 58.9823 | 71.4798
1 | 5200 | 707 | 0.035 | 15 | 15 | 7 | 4.217e-10 | 5spot_SharedNeighbor | Water | Porous | Wet | R245fa | MinimizeLCOE_Brownfield | IgnoreSilica | 189.8844 | 94.7475 | 12.0424 | 4 | 2880.0649 | 3488.7619 | 58.714 | 71.1231 | 183.3356 | 0 | 193.0095 | 12728110.6782 | 799179.3305 | 12486443.1543 | 11756521.002 | 0 | 493526.8667 | 0 | 14922874.6023 | 38826258.6127 | 26499719.303 | 118512633.5497 | 961560.8286 | 19257185.0261 | 19257185.0261 | 1478867.319 | 8584595.0803 | 0 | 138731379.4044 | 168052026.8298 | 421696.5034 | 48.1695 | 2880.0649 | 3488.7619 | 58.714 | 71.1231
1 | 5200 | 707 | 0.035 | 15 | 15 | 7 | 5.6234e-10 | 5spot_SharedNeighbor | Water | Porous | Wet | R245fa | MinimizeLCOE_Brownfield | IgnoreSilica | 190.6567 | 95.0536 | 12.1055 | 4 | 2870.1252 | 3475.6489 | 58.5114 | 70.8558 | 183.2784 | 0 | 183.9139 | 12757465.4695 | 800986.0106 | 12518708.6083 | 11801677.0699 | 0 | 464282.8532 | 0 | 14953816.8045 | 38906763.8757 | 26554665.7993 | 118758366.4911 | 961560.8286 | 19257185.0261 | 19257185.0261 | 1478867.319 | 8584595.0803 | 0 | 138977112.3458 | 168297759.7712 | 562341.3252 | 48.422 | 2870.1252 | 3475.6489 | 58.5114 | 70.8558
1 | 5200 | 707 | 0.035 | 15 | 15 | 7 | 7.4989e-10 | 5spot_SharedNeighbor | Water | Porous | Wet | R245fa | MinimizeLCOE_Brownfield | IgnoreSilica | 191.2 | 95.2683 | 12.1515 | 4 | 2862.6264 | 3465.8571 | 58.3585 | 70.6562 | 183.238 | 0 | 185.0218 | 12778037.3066 | 802252.0684 | 12541325.3005 | 11833424.5429 | 0 | 440959.7145 | 0 | 14974439.5839 | 38960420.1174 | 26591287.2867 | 118922145.921 | 961560.8286 | 19257185.0261 | 19257185.0261 | 1478867.319 | 8584595.0803 | 0 | 139140891.7757 | 168461539.2011 | 749894.2093 | 48.606 | 2862.6264 | 3465.8571 | 58.3585 | 70.6562
1 | 5200 | 707 | 0.035 | 15 | 15 | 7 | 1e-09 | 5spot_SharedNeighbor | Water | Porous | Wet | R245fa | MinimizeLCOE_Brownfield | IgnoreSilica | 191.5776 | 95.4172 | 12.1849 | 4 | 2856.9748 | 3458.5537 | 58.2433 | 70.5073 | 183.2099 | 0 | 179.0665 | 12792296.2573 | 803129.5799 | 12557004.0452 | 11855483.9479 | 0 | 422502.0556 | 0 | 14987862.1955 | 38995342.9995 | 26615122.8713 | 119028743.9522 | 961560.8286 | 19257185.0261 | 19257185.0261 | 1478867.319 | 8584595.0803 | 0 | 139247489.8069 | 168568137.2323 | 1000000 | 48.7395 | 2856.9748 | 3458.5537 | 58.2433 | 70.5073
1 | 5200 | 707 | 0.035 | 15 | 15 | 7 | 1.3335e-09 | 5spot_SharedNeighbor | Water | Porous | Wet | R245fa | MinimizeLCOE_Brownfield | IgnoreSilica | 191.8601 | 95.5284 | 12.2099 | 4 | 2852.7192 | 3453.0641 | 58.1565 | 70.3954 | 183.1887 | 0 | 186.7733 | 12802944.0948 | 803784.8432 | 12568713.4143 | 11871981.1101 | 0 | 408296.1909 | 0 | 14997730.6648 | 39021018.7322 | 26632647.0865 | 119107116.1369 | 961560.8286 | 19257185.0261 | 19257185.0261 | 1478867.319 | 8584595.0803 | 0 | 139325861.9916 | 168646509.417 | 1333521.4322 | 48.8397 | 2852.7192 | 3453.0641 | 58.1565 | 70.3954
1 | 5200 | 707 | 0.035 | 15 | 15 | 7 | 1.7783e-09 | 5spot_SharedNeighbor | Water | Porous | Wet | R245fa | MinimizeLCOE_Brownfield | IgnoreSilica | 192.0575 | 95.6061 | 12.2281 | 4 | 2849.5173 | 3448.9681 | 58.0913 | 70.3119 | 183.1739 | 0 | 186.5481 | 12810373.7051 | 804242.0499 | 12576884.376 | 11883509.4726 | 0 | 397238.9558 | 0 | 15004176.9381 | 39037790.6131 | 26644094.2398 | 119158310.3503 | 961560.8286 | 19257185.0261 | 19257185.0261 | 1478867.319 | 8584595.0803 | 0 | 139377056.2051 | 168697703.6305 | 1778279.41 | 48.9125 | 2849.5173 | 3448.9681 | 58.0913 | 70.3119
1 | 5200 | 707 | 0.035 | 15 | 15 | 7 | 2.3714e-09 | 5spot_SharedNeighbor | Water | Porous | Wet | R245fa | MinimizeLCOE_Brownfield | IgnoreSilica | 192.1908 | 95.6584 | 12.2412 | 4 | 2847.1099 | 3445.9214 | 58.0422 | 70.2498 | 183.1639 | 0 | 205.8204 | 12815380.2652 | 804550.142 | 12582390.8131 | 11891289.3919 | 0 | 388622.2913 | 0 | 15008070.8323 | 39047921.7271 | 26651008.9333 | 119189234.3961 | 961560.8286 | 19257185.0261 | 19257185.0261 | 1478867.319 | 8584595.0803 | 0 | 139407980.2509 | 168728627.6763 | 2371373.7057 | 48.9647 | 2847.1099 | 3445.9214 | 58.0422 | 70.2498
1 | 5200 | 707 | 0.035 | 15 | 15 | 7 | 3.1623e-09 | 5spot_SharedNeighbor | Water | Porous | Wet | R245fa | MinimizeLCOE_Brownfield | IgnoreSilica | 192.2808 | 95.6937 | 12.2506 | 4 | 2845.3008 | 3443.6537 | 58.0053 | 70.2035 | 183.1571 | 0 | 217.4235 | 12818756.0429 | 804757.8778 | 12586103.7823 | 11896542.0063 | 0 | 381951.6188 | 0 | 15010363.418 | 39053886.5646 | 26655080.0575 | 119207441.3682 | 961560.8286 | 19257185.0261 | 19257185.0261 | 1478867.319 | 8584595.0803 | 0 | 139426187.2229 | 168746834.6483 | 3162277.6602 | 49.0023 | 2845.3008 | 3443.6537 | 58.0053 | 70.2035
1 | 5200 | 707 | 0.035 | 15 | 15 | 7 | 4.217e-09 | 5spot_SharedNeighbor | Water | Porous | Wet | R245fa | MinimizeLCOE_Brownfield | IgnoreSilica | 192.354 | 95.7224 | 12.2578 | 4 | 2843.942 | 3441.9396 | 57.9776 | 70.1686 | 183.1516 | 0 | 212.3987 | 12821501.052 | 804926.7969 | 12589123.0606 | 11900812.0652 | 0 | 376980.4869 | 0 | 15012403.95 | 39059195.6105 | 26658703.5904 | 119223646.6126 | 961560.8286 | 19257185.0261 | 19257185.0261 | 1478867.319 | 8584595.0803 | 0 | 139442392.4673 | 168763039.8928 | 4216965.0343 | 49.0314 | 2843.942 | 3441.9396 | 57.9776 | 70.1686
1 | 5200 | 707 | 0.035 | 15 | 15 | 7 | 5.6234e-09 | 5spot_SharedNeighbor | Water | Porous | Wet | R245fa | MinimizeLCOE_Brownfield | IgnoreSilica | 192.4077 | 95.7434 | 12.2633 | 4 | 2842.9218 | 3440.6555 | 57.9568 | 70.1424 | 183.1475 | 0 | 206.429 | 12823515.3194 | 805050.7478 | 12591338.6318 | 11903946.7984 | 0 | 373211.566 | 0 | 15013854.5947 | 39062969.8905 | 26661279.614 | 119235167.1626 | 961560.8286 | 19257185.0261 | 19257185.0261 | 1478867.319 | 8584595.0803 | 0 | 139453913.0173 | 168774560.4428 | 5623413.2519 | 49.053 | 2842.9218 | 3440.6555 | 57.9568 | 70.1424
1 | 5200 | 707 | 0.035 | 15 | 15 | 7 | 7.4989e-09 | 5spot_SharedNeighbor | Water | Porous | Wet | R245fa | MinimizeLCOE_Brownfield | IgnoreSilica | 192.4466 | 95.7587 | 12.2673 | 4 | 2842.1559 | 3439.6947 | 57.9412 | 70.1228 | 183.1446 | 0 | 213.6038 | 12824973.0809 | 805140.453 | 12592942.1051 | 11906216.5508 | 0 | 370351.889 | 0 | 15014853.3907 | 39065568.5527 | 26663053.2544 | 119243099.2765 | 961560.8286 | 19257185.0261 | 19257185.0261 | 1478867.319 | 8584595.0803 | 0 | 139461845.1312 | 168782492.5567 | 7498942.0933 | 49.069 | 2842.1559 | 3439.6947 | 57.9412 | 70.1228
1 | 5200 | 707 | 0.035 | 15 | 15 | 7 | 1e-08 | 5spot_SharedNeighbor | Water | Porous | Wet | R245fa | MinimizeLCOE_Brownfield | IgnoreSilica | 192.4855 | 95.774 | 12.2707 | 4 | 2841.5813 | 3438.9539 | 57.9295 | 70.1077 | 183.1417 | 0 | 213.7215 | 12826434.23 | 805230.3664 | 12594549.3257 | 11908487.4853 | 0 | 368330.1791 | 0 | 15016182.3188 | 39069026.1509 | 26665413.1362 | 119253653.1923 | 961560.8286 | 19257185.0261 | 19257185.0261 | 1478867.319 | 8584595.0803 | 0 | 139472399.047 | 168793046.4725 | 10000000 | 49.0827 | 2841.5813 | 3438.9539 | 57.9295 | 70.1077
1 | 5300 | 707 | 0.035 | 15 | 15 | 7 | 1e-13 | 5spot_SharedNeighbor | Water | Porous | Wet | R245fa | MinimizeLCOE_Brownfield | IgnoreSilica | 0.83292 | 0.16542 | 0.00531 | 4 | 1020729.4518 | 2434841.1008 | 20808.9505 | 49637.5292 | 113.1693 | 0 | 23.088 | 109535.9225 | 4168.2366 | 81141.1316 | 54405.4764 | 0 | 57722.5482 | 0 | 119719.593 | 311485.823 | 212595.4746 | 950774.2059 | 961560.8286 | 19768034.2612 | 19768034.2612 | 1478867.319 | 8788934.7744 | 0 | 21680369.2958 | 51716205.6504 | 100 | 0.02124 | 1020729.4518 | 2434841.1008 | 20808.9505 | 49637.5292
1 | 5300 | 707 | 0.035 | 15 | 15 | 7 | 1.3335e-13 | 5spot_SharedNeighbor | Water | Porous | Wet | R245fa | MinimizeLCOE_Brownfield | IgnoreSilica | 1.0692 | 0.25656 | 0.01362 | 4 | 403812.8935 | 955114.3503 | 8232.272 | 19471.2979 | 125.8216 | 0 | 24.4994 | 158831.1711 | 6617.7855 | 114255.7781 | 66761.795 | 0 | 63837.2112 | 0 | 160018.4589 | 416335.2058 | 284157.3328 | 1270814.7383 | 961560.8286 | 19768034.2612 | 19768034.2612 | 1478867.319 | 8788934.7744 | 0 | 22000409.8282 | 52036246.1828 | 133.3521 | 0.054482 | 403812.8935 | 955114.3503 | 8232.272 | 19471.2979
1 | 5300 | 707 | 0.035 | 15 | 15 | 7 | 1.7783e-13 | 5spot_SharedNeighbor | Water | Porous | Wet | R245fa | MinimizeLCOE_Brownfield | IgnoreSilica | 1.3936 | 0.39539 | 0.0276 | 4 | 203325.771 | 475385.0214 | 4145.0709 | 9691.3667 | 138.0231 | 0 | 24.0605 | 227158.0187 | 10347.6991 | 160160.3534 | 84998.9329 | 0 | 72000.6021 | 0 | 216319.5864 | 562819.1907 | 384135.6624 | 1717940.0457 | 961560.8286 | 19768034.2612 | 19768034.2612 | 1478867.319 | 8788934.7744 | 0 | 22447535.1356 | 52483371.4902 | 177.8279 | 0.1104 | 203325.771 | 475385.0214 | 4145.0709 | 9691.3667
1 | 5300 | 707 | 0.035 | 15 | 15 | 7 | 2.3714e-13 | 5spot_SharedNeighbor | Water | Porous | Wet | R245fa | MinimizeLCOE_Brownfield | IgnoreSilica | 1.807 | 0.58657 | 0.048668 | 4 | 118202.9527 | 272493.8921 | 2409.7271 | 5555.1566 | 148.5007 | 0 | 137.1409 | 312661.487 | 15421.6948 | 218057.2807 | 109598.6279 | 0 | 80716.0685 | 0 | 287217.512 | 747281.0497 | 510034.6715 | 2280988.3921 | 961560.8286 | 19768034.2612 | 19768034.2612 | 1478867.319 | 8788934.7744 | 0 | 23010583.482 | 53046419.8366 | 237.1374 | 0.19467 | 118202.9527 | 272493.8921 | 2409.7271 | 5555.1566
1 | 5300 | 707 | 0.035 | 15 | 15 | 7 | 3.1623e-13 | 5spot_SharedNeighbor | Water | Porous | Wet | R245fa | MinimizeLCOE_Brownfield | IgnoreSilica | 2.3321 | 0.84292 | 0.0788 | 4 | 75214.6282 | 170505.5713 | 1533.3519 | 3475.9867 | 157.2754 | 0 | 181.9336 | 417283.5589 | 22094.448 | 289740.4896 | 142434.8759 | 0 | 89995.0118 | 0 | 375003.8698 | 975683.1453 | 665923.795 | 2978159.1942 | 961560.8286 | 19768034.2612 | 19768034.2612 | 1478867.319 | 8788934.7744 | 0 | 23707754.2841 | 53743590.6387 | 316.2278 | 0.3152 | 75214.6282 | 170505.5713 | 1533.3519 | 3475.9867
1 | 5300 | 707 | 0.035 | 15 | 15 | 7 | 4.217e-13 | 5spot_SharedNeighbor | Water | Porous | Wet | R245fa | MinimizeLCOE_Brownfield | IgnoreSilica | 3.0322 | 1.1954 | 0.12163 | 4 | 50552.4325 | 112288.3542 | 1030.5797 | 2289.15 | 164.7994 | 0 | 238.2347 | 548332.0952 | 30939.9886 | 381297.9311 | 185876.0869 | 0 | 101509.9615 | 0 | 486702.8647 | 1266301.0176 | 864276.4644 | 3865236.4101 | 961560.8286 | 19768034.2612 | 19768034.2612 | 1478867.319 | 8788934.7744 | 0 | 24594831.4999 | 54630667.8546 | 421.6965 | 0.48652 | 50552.4325 | 112288.3542 | 1030.5797 | 2289.15
1 | 5300 | 707 | 0.035 | 15 | 15 | 7 | 5.6234e-13 | 5spot_SharedNeighbor | Water | Porous | Wet | R245fa | MinimizeLCOE_Brownfield | IgnoreSilica | 3.958 | 1.6759 | 0.18211 | 4 | 35325.8206 | 76558.6182 | 720.1646 | 1560.751 | 171.0221 | 0 | 41.8318 | 712433.4374 | 42730.4397 | 497442.6692 | 247308.4668 | 0 | 115494.1563 | 0 | 630009.5761 | 1639155.6842 | 1118757.4357 | 5003331.8654 | 961560.8286 | 19768034.2612 | 19768034.2612 | 1478867.319 | 8788934.7744 | 0 | 25732926.9552 | 55768763.3099 | 562.3413 | 0.72845 | 35325.8206 | 76558.6182 | 720.1646 | 1560.751
1 | 5300 | 707 | 0.035 | 15 | 15 | 7 | 7.4989e-13 | 5spot_SharedNeighbor | Water | Porous | Wet | R245fa | MinimizeLCOE_Brownfield | IgnoreSilica | 5.1689 | 2.3125 | 0.26429 | 4 | 25676.5333 | 54088.7239 | 523.4509 | 1102.6718 | 176.0164 | 0 | 46.366 | 911831.5367 | 57824.585 | 641204.1351 | 328237.4429 | 0 | 131850.5499 | 0 | 807669.8174 | 2101391.189 | 1434242.6657 | 6414251.9218 | 961560.8286 | 19768034.2612 | 19768034.2612 | 1478867.319 | 8788934.7744 | 0 | 27143847.0116 | 57179683.3662 | 749.8942 | 1.0571 | 25676.5333 | 54088.7239 | 523.4509 | 1102.6718
1 | 5300 | 707 | 0.035 | 15 | 15 | 7 | 1e-12 | 5spot_SharedNeighbor | Water | Porous | Wet | R245fa | MinimizeLCOE_Brownfield | IgnoreSilica | 6.787 | 3.2191 | 0.37582 | 4 | 19267.4321 | 39247.7426 | 392.7927 | 800.1183 | 179.9891 | 0 | 39.1064 | 1158378.2083 | 74894.9605 | 834405.389 | 437454.9921 | 0 | 153541.6111 | 0 | 1036883.3128 | 2697757.6858 | 1841275.054 | 8234591.2135 | 961560.8286 | 19768034.2612 | 19768034.2612 | 1478867.319 | 8788934.7744 | 0 | 28964186.3034 | 59000022.658 | 1000 | 1.5033 | 19267.4321 | 39247.7426 | 392.7927 | 800.1183
1 | 5300 | 707 | 0.035 | 15 | 15 | 7 | 1.3335e-12 | 5spot_SharedNeighbor | Water | Porous | Wet | R245fa | MinimizeLCOE_Brownfield | IgnoreSilica | 8.9085 | 4.4153 | 0.5188 | 4 | 15015.7217 | 29489.4288 | 306.1158 | 601.1819 | 182.8768 | 0 | 41.3115 | 1446704.5786 | 93436.8414 | 1074364.8219 | 573514.5836 | 0 | 179811.3149 | 0 | 1313454.5348 | 3417339.2729 | 2332404.2731 | 10431030.2213 | 961560.8286 | 19768034.2612 | 19768034.2612 | 1478867.319 | 8788934.7744 | 0 | 31160625.3112 | 61196461.6658 | 1333.5214 | 2.0752 | 15015.7217 | 29489.4288 | 306.1158 | 601.1819
1 | 5300 | 707 | 0.035 | 15 | 15 | 7 | 1.7783e-12 | 5spot_SharedNeighbor | Water | Porous | Wet | R245fa | MinimizeLCOE_Brownfield | IgnoreSilica | 11.7654 | 6.0741 | 0.7175 | 4 | 11846.9259 | 22312.3014 | 241.5156 | 454.8664 | 185.7174 | 0 | 46.8879 | 1811250.4652 | 116810.6598 | 1386654.1468 | 757730.1051 | 0 | 212421.2608 | 0 | 1671097.9887 | 4347854.1774 | 2967499.8155 | 13271318.6194 | 961560.8286 | 19768034.2612 | 19768034.2612 | 1478867.319 | 8788934.7744 | 0 | 34000913.7093 | 64036750.0639 | 1778.2794 | 2.87 | 11846.9259 | 22312.3014 | 241.5156 | 454.8664
1 | 5300 | 707 | 0.035 | 15 | 15 | 7 | 2.3714e-12 | 5spot_SharedNeighbor | Water | Porous | Wet | R245fa | MinimizeLCOE_Brownfield | IgnoreSilica | 15.5394 | 8.2373 | 0.97633 | 4 | 9599.5425 | 17290.5245 | 195.6997 | 352.4907 | 187.6437 | 0 | 46.0169 | 2245647.848 | 144575.5366 | 1769338.0788 | 999668.6268 | 0 | 251951.9238 | 0 | 2110360.9855 | 5490726.3896 | 3747533.5841 | 16759802.9732 | 961560.8286 | 19768034.2612 | 19768034.2612 | 1478867.319 | 8788934.7744 | 0 | 37489398.0631 | 67525234.4177 | 2371.3737 | 3.9053 | 9599.5425 | 17290.5245 | 195.6997 | 352.4907
1 | 5300 | 707 | 0.035 | 15 | 15 | 7 | 3.1623e-12 | 5spot_SharedNeighbor | Water | Porous | Wet | R245fa | MinimizeLCOE_Brownfield | IgnoreSilica | 20.5576 | 11.1145 | 1.3205 | 4 | 7925.8124 | 13612.3571 | 161.5784 | 277.5063 | 189.1283 | 0 | 43.3667 | 2775184.477 | 178307.9174 | 2248523.7007 | 1321062.9247 | 0 | 300340.0272 | 0 | 2661133.4283 | 6923723.3069 | 4725583.4253 | 21133859.2074 | 961560.8286 | 19768034.2612 | 19768034.2612 | 1478867.319 | 8788934.7744 | 0 | 41863454.2973 | 71899290.6519 | 3162.2777 | 5.2819 | 7925.8124 | 13612.3571 | 161.5784 | 277.5063
1 | 5300 | 707 | 0.035 | 15 | 15 | 7 | 4.217e-12 | 5spot_SharedNeighbor | Water | Porous | Wet | R245fa | MinimizeLCOE_Brownfield | IgnoreSilica | 27.1789 | 14.9122 | 1.7749 | 4 | 6664.9006 | 10895.6233 | 135.873 | 222.122 | 190.26 | 0 | 43.1661 | 3416923.7003 | 219041.8337 | 2844586.2997 | 1745039.2678 | 0 | 358654.1893 | 0 | 3347855.6634 | 8710433.6966 | 5945049.9795 | 26587584.6304 | 961560.8286 | 19768034.2612 | 19768034.2612 | 1478867.319 | 8788934.7744 | 0 | 47317179.7202 | 77353016.0748 | 4216.965 | 7.0995 | 6664.9006 | 10895.6233 | 135.873 | 222.122
1 | 5300 | 707 | 0.035 | 15 | 15 | 7 | 5.6234e-12 | 5spot_SharedNeighbor | Water | Porous | Wet | R245fa | MinimizeLCOE_Brownfield | IgnoreSilica | 35.8948 | 19.9126 | 2.3731 | 4 | 5701.1487 | 8865.4052 | 116.2256 | 180.7333 | 191.1209 | 0 | 42.6731 | 4194097.457 | 268186.2242 | 3584982.162 | 2303102.6128 | 0 | 429179.4942 | 0 | 4204023.7006 | 10938007.3051 | 7465414.7393 | 33386993.6954 | 961560.8286 | 19768034.2612 | 19768034.2612 | 1478867.319 | 8788934.7744 | 0 | 54116588.7852 | 84152425.1399 | 5623.4133 | 9.4922 | 5701.1487 | 8865.4052 | 116.2256 | 180.7333
1 | 5300 | 707 | 0.035 | 15 | 15 | 7 | 7.4989e-12 | 5spot_SharedNeighbor | Water | Porous | Wet | R245fa | MinimizeLCOE_Brownfield | IgnoreSilica | 47.2495 | 26.4238 | 3.1519 | 4 | 4958.8725 | 7341.2499 | 101.0933 | 149.6613 | 191.7603 | 0 | 52.3308 | 5126624.9219 | 326921.3567 | 4495526.0147 | 3029736.956 | 0 | 513601.0142 | 0 | 5262040.0028 | 13690748.6945 | 9344217.3007 | 41789416.2615 | 961560.8286 | 19768034.2612 | 19768034.2612 | 1478867.319 | 8788934.7744 | 0 | 62519011.3514 | 92554847.706 | 7498.9421 | 12.6075 | 4958.8725 | 7341.2499 | 101.0933 | 149.6613
1 | 5300 | 707 | 0.035 | 15 | 15 | 7 | 1e-11 | 5spot_SharedNeighbor | Water | Porous | Wet | R245fa | MinimizeLCOE_Brownfield | IgnoreSilica | 61.7996 | 34.7337 | 4.1452 | 4 | 4386.63 | 6198.1345 | 89.4274 | 126.3574 | 192.1596 | 0 | 48.1779 | 6226086.6999 | 395888.6646 | 5594818.1038 | 3959904.0744 | 0 | 613459.4918 | 0 | 6548161.2435 | 17036972.3429 | 11628083.6988 | 52003374.3197 | 961560.8286 | 19768034.2612 | 19768034.2612 | 1478867.319 | 8788934.7744 | 0 | 72732969.4095 | 102768805.7642 | 10000 | 16.5806 | 4386.63 | 6198.1345 | 89.4274 | 126.3574
1 | 5300 | 707 | 0.035 | 15 | 15 | 7 | 1.3335e-11 | 5spot_SharedNeighbor | Water | Porous | Wet | R245fa | MinimizeLCOE_Brownfield | IgnoreSilica | 79.922 | 44.9361 | 5.3621 | 4 | 3951.403 | 5351.78 | 80.5547 | 109.1033 | 192.1899 | 0 | 61.4109 | 7477930.8684 | 474093.0202 | 6874811.9405 | 5114482.2926 | 0 | 729138.9937 | 0 | 8061478.275 | 20974312.835 | 14315399.4889 | 64021647.7143 | 961560.8286 | 19768034.2612 | 19768034.2612 | 1478867.319 | 8788934.7744 | 0 | 84751242.8042 | 114787079.1588 | 13335.2143 | 21.4484 | 3951.403 | 5351.78 | 80.5547 | 109.1033
1 | 5300 | 707 | 0.035 | 15 | 15 | 7 | 1.7783e-11 | 5spot_SharedNeighbor | Water | Porous | Wet | R245fa | MinimizeLCOE_Brownfield | IgnoreSilica | 101.5368 | 56.7233 | 6.7619 | 4 | 3630.2193 | 4740.7015 | 74.0069 | 96.6456 | 191.6762 | 0 | 60.923 | 8827345.0723 | 558059.0076 | 8283121.5624 | 6481446.2225 | 0 | 858953.3314 | 0 | 9753480.8266 | 25376556.3967 | 17320021.1768 | 77458983.5964 | 961560.8286 | 19768034.2612 | 19768034.2612 | 1478867.319 | 8788934.7744 | 0 | 98188578.6863 | 128224415.0409 | 17782.7941 | 27.0476 | 3630.2193 | 4740.7015 | 74.0069 | 96.6456
1 | 5300 | 707 | 0.035 | 15 | 15 | 7 | 2.3714e-11 | 5spot_SharedNeighbor | Water | Porous | Wet | R245fa | MinimizeLCOE_Brownfield | IgnoreSilica | 125.907 | 69.3196 | 8.2457 | 4 | 3403.6725 | 4314.3233 | 69.3885 | 87.9533 | 190.5279 | 0 | 57.0295 | 10183935.4794 | 642164.5998 | 9724554.9807 | 8003198.6588 | 0 | 999148.8829 | 0 | 11525671.0146 | 29987431.7398 | 20467038.3425 | 91533143.6986 | 961560.8286 | 19768034.2612 | 19768034.2612 | 1478867.319 | 8788934.7744 | 0 | 112262738.7884 | 142298575.1431 | 23713.7371 | 32.9828 | 3403.6725 | 4314.3233 | 69.3885 | 87.9533
1 | 5300 | 707 | 0.035 | 15 | 15 | 7 | 3.1623e-11 | 5spot_SharedNeighbor | Water | Porous | Wet | R245fa | MinimizeLCOE_Brownfield | IgnoreSilica | 151.707 | 81.8536 | 9.7059 | 4 | 3248.7323 | 4022.3826 | 66.2298 | 82.0017 | 188.9726 | 0 | 63.9666 | 11465973.8365 | 721395.5697 | 11107466.3116 | 9590621.82 | 0 | 1143939.7611 | 0 | 13271464.9466 | 34529629.4392 | 23567181.6052 | 105397673.2899 | 961560.8286 | 19768034.2612 | 19768034.2612 | 1478867.319 | 8788934.7744 | 0 | 126127268.3798 | 156163104.7344 | 31622.7766 | 38.8235 | 3248.7323 | 4022.3826 | 66.2298 | 82.0017
1 | 5300 | 707 | 0.035 | 15 | 15 | 7 | 4.217e-11 | 5spot_SharedNeighbor | Water | Porous | Wet | R245fa | MinimizeLCOE_Brownfield | IgnoreSilica | 162.2035 | 86.7258 | 10.4415 | 4 | 3137.7652 | 3856.9089 | 63.9676 | 78.6283 | 188.2861 | 0 | 64.8818 | 11949059.6931 | 751191.903 | 11633315.1378 | 10229681.8853 | 0 | 1056263.7715 | 0 | 13891609.8324 | 36143119.2229 | 24668421.5365 | 110322662.9825 | 961560.8286 | 19768034.2612 | 19768034.2612 | 1478867.319 | 8788934.7744 | 0 | 131052258.0724 | 161088094.427 | 42169.6503 | 41.7661 | 3137.7652 | 3856.9089 | 63.9676 | 78.6283
1 | 5300 | 707 | 0.035 | 15 | 15 | 7 | 5.6234e-11 | 5spot_SharedNeighbor | Water | Porous | Wet | R245fa | MinimizeLCOE_Brownfield | IgnoreSilica | 170.2607 | 90.3592 | 11.0252 | 4 | 3052.6342 | 3733.7044 | 62.2321 | 76.1166 | 187.7305 | 0 | 99.9054 | 12304342.6786 | 773085.9542 | 12021614.2951 | 10716660.7248 | 0 | 957022.7232 | 0 | 14341363.2866 | 37313285.4536 | 25467084.0335 | 113894459.1496 | 961560.8286 | 19768034.2612 | 19768034.2612 | 1478867.319 | 8788934.7744 | 0 | 134624054.2395 | 164659890.5941 | 56234.1325 | 44.1009 | 3052.6342 | 3733.7044 | 62.2321 | 76.1166
1 | 5300 | 707 | 0.035 | 15 | 15 | 7 | 7.4989e-11 | 5spot_SharedNeighbor | Water | Porous | Wet | R245fa | MinimizeLCOE_Brownfield | IgnoreSilica | 176.5935 | 93.1472 | 11.4901 | 4 | 2987.5554 | 3641.0713 | 60.9054 | 74.2282 | 187.2774 | 0 | 114.9632 | 12574232.0748 | 789706.9127 | 12317446.4615 | 11096793.0256 | 0 | 861479.6252 | 0 | 14679466.659 | 38192961.0739 | 26067480.7198 | 116579566.5526 | 961560.8286 | 19768034.2612 | 19768034.2612 | 1478867.319 | 8788934.7744 | 0 | 137309161.6425 | 167344997.9971 | 74989.4209 | 45.9604 | 2987.5554 | 3641.0713 | 60.9054 | 74.2282
1 | 5300 | 707 | 0.035 | 15 | 15 | 7 | 1e-10 | 5spot_SharedNeighbor | Water | Porous | Wet | R245fa | MinimizeLCOE_Brownfield | IgnoreSilica | 181.5071 | 95.2699 | 11.8548 | 4 | 2937.9462 | 3571.3579 | 59.894 | 72.807 | 186.9164 | 0 | 131.448 | 12778188.4994 | 802261.3731 | 12541491.5374 | 11390677.3505 | 0 | 774617.4607 | 0 | 14932022.1262 | 38850058.5936 | 26515963.279 | 118585280.2199 | 961560.8286 | 19768034.2612 | 19768034.2612 | 1478867.319 | 8788934.7744 | 0 | 139314875.3098 | 169350711.6644 | 100000 | 47.4191 | 2937.9462 | 3571.3579 | 59.894 | 72.807
1 | 5300 | 707 | 0.035 | 15 | 15 | 7 | 1.3335e-10 | 5spot_SharedNeighbor | Water | Porous | Wet | R245fa | MinimizeLCOE_Brownfield | IgnoreSilica | 185.2124 | 96.8455 | 12.1344 | 4 | 2900.2037 | 3519.0213 | 59.1246 | 71.74 | 186.6387 | 0 | 133.1899 | 12928759.5307 | 811526.4138 | 12707156.0601 | 11611274.9368 | 0 | 697849.8263 | 0 | 15115061.0394 | 39326288.2992 | 26840999.8386 | 120038915.9449 | 961560.8286 | 19768034.2612 | 19768034.2612 | 1478867.319 | 8788934.7744 | 0 | 140768511.0347 | 170804347.3893 | 133352.1432 | 48.5375 | 2900.2037 | 3519.0213 | 59.1246 | 71.74
1 | 5300 | 707 | 0.035 | 15 | 15 | 7 | 1.7783e-10 | 5spot_SharedNeighbor | Water | Porous | Wet | R245fa | MinimizeLCOE_Brownfield | IgnoreSilica | 187.9696 | 98.0046 | 12.3462 | 4 | 2871.5437 | 3479.7415 | 58.5403 | 70.9392 | 186.4291 | 0 | 178.5635 | 13039080.8012 | 818313.0157 | 12828676.337 | 11775150.1957 | 0 | 631973.0981 | 0 | 15246345.4446 | 39667863.3914 | 27074131.8577 | 121081534.1414 | 961560.8286 | 19768034.2612 | 19768034.2612 | 1478867.319 | 8788934.7744 | 0 | 141811129.2312 | 171846965.5858 | 177827.941 | 49.385 | 2871.5437 | 3479.7415 | 58.5403 | 70.9392
1 | 5300 | 707 | 0.035 | 15 | 15 | 7 | 2.3714e-10 | 5spot_SharedNeighbor | Water | Porous | Wet | R245fa | MinimizeLCOE_Brownfield | IgnoreSilica | 189.977 | 98.8412 | 12.5044 | 4 | 2849.8113 | 3450.3183 | 58.0973 | 70.3394 | 186.2749 | 0 | 177.707 | 13118480.8473 | 823196.5295 | 12916209.2807 | 11894314.5481 | 0 | 576430.8961 | 0 | 15338166.5197 | 39906762.9936 | 27237185.7451 | 121810747.3602 | 961560.8286 | 19768034.2612 | 19768034.2612 | 1478867.319 | 8788934.7744 | 0 | 142540342.45 | 172576178.8047 | 237137.3706 | 50.0175 | 2849.8113 | 3450.3183 | 58.0973 | 70.3394
1 | 5300 | 707 | 0.035 | 15 | 15 | 7 | 3.1623e-10 | 5spot_SharedNeighbor | Water | Porous | Wet | R245fa | MinimizeLCOE_Brownfield | IgnoreSilica | 191.4339 | 99.4444 | 12.6219 | 4 | 2833.3553 | 3428.2714 | 57.7618 | 69.8899 | 186.1621 | 0 | 160.5046 | 13175613.3063 | 826709.9997 | 12979231.251 | 11980724.2805 | 0 | 530609.3219 | 0 | 15402226.3822 | 40073433.6154 | 27350941.8692 | 122319490.0264 | 961560.8286 | 19768034.2612 | 19768034.2612 | 1478867.319 | 8788934.7744 | 0 | 143049085.1162 | 173084921.4708 | 316227.766 | 50.4875 | 2833.3553 | 3428.2714 | 57.7618 | 69.8899
1 | 5300 | 707 | 0.035 | 15 | 15 | 7 | 4.217e-10 | 5spot_SharedNeighbor | Water | Porous | Wet | R245fa | MinimizeLCOE_Brownfield | IgnoreSilica | 192.4667 | 99.8699 | 12.708 | 4 | 2820.9099 | 3411.7943 | 57.5081 | 69.554 | 186.0816 | 0 | 158.1706 | 13215852.3146 | 829184.3386 | 13023637.0473 | 12041935.9394 | 0 | 493153.8439 | 0 | 15445467.7586 | 40185938.8068 | 27427728.9741 | 122662899.0233 | 961560.8286 | 19768034.2612 | 19768034.2612 | 1478867.319 | 8788934.7744 | 0 | 143392494.1131 | 173428330.4677 | 421696.5034 | 50.832 | 2820.9099 | 3411.7943 | 57.5081 | 69.554
1 | 5300 | 707 | 0.035 | 15 | 15 | 7 | 5.6234e-10 | 5spot_SharedNeighbor | Water | Porous | Wet | R245fa | MinimizeLCOE_Brownfield | IgnoreSilica | 193.2165 | 100.1777 | 12.7718 | 4 | 2811.5086 | 3399.4397 | 57.3164 | 69.3022 | 186.0229 | 0 | 210.1781 | 13244933.0422 | 830972.4219 | 13055738.7258 | 12086356.8295 | 0 | 463250.7112 | 0 | 15475688.1749 | 40264566.131 | 27481393.7385 | 122902899.7749 | 961560.8286 | 19768034.2612 | 19768034.2612 | 1478867.319 | 8788934.7744 | 0 | 143632494.8648 | 173668331.2194 | 562341.3252 | 51.0873 | 2811.5086 | 3399.4397 | 57.3164 | 69.3022
1 | 5300 | 707 | 0.035 | 15 | 15 | 7 | 7.4989e-10 | 5spot_SharedNeighbor | Water | Porous | Wet | R245fa | MinimizeLCOE_Brownfield | IgnoreSilica | 193.9159 | 100.4639 | 12.8258 | 4 | 2804.4117 | 3389.871 | 57.1717 | 69.1071 | 185.9683 | 0 | 203.9477 | 13271956.6893 | 832633.9308 | 13085576.8451 | 12127610.3415 | 0 | 441709.4389 | 0 | 15506200.0258 | 40343951.7081 | 27535576.0261 | 123145215.0057 | 961560.8286 | 19768034.2612 | 19768034.2612 | 1478867.319 | 8788934.7744 | 0 | 143874810.0956 | 173910646.4502 | 749894.2093 | 51.303 | 2804.4117 | 3389.871 | 57.1717 | 69.1071
1 | 5300 | 707 | 0.035 | 15 | 15 | 7 | 1e-09 | 5spot_SharedNeighbor | Water | Porous | Wet | R245fa | MinimizeLCOE_Brownfield | IgnoreSilica | 194.2714 | 100.6086 | 12.859 | 4 | 2799.0608 | 3383.0076 | 57.0626 | 68.9672 | 185.9401 | 0 | 194.4706 | 13285602.6356 | 833472.8983 | 13100646.6324 | 12148492.9596 | 0 | 422726.1862 | 0 | 15518467.1118 | 40375868.1495 | 27557359.6532 | 123242636.2266 | 961560.8286 | 19768034.2612 | 19768034.2612 | 1478867.319 | 8788934.7744 | 0 | 143972231.3165 | 174008067.6711 | 1000000 | 51.4359 | 2799.0608 | 3383.0076 | 57.0626 | 68.9672
1 | 5300 | 707 | 0.035 | 15 | 15 | 7 | 1.3335e-09 | 5spot_SharedNeighbor | Water | Porous | Wet | R245fa | MinimizeLCOE_Brownfield | IgnoreSilica | 194.542 | 100.7186 | 12.8841 | 4 | 2795.031 | 3377.8386 | 56.9805 | 68.8618 | 185.9187 | 0 | 203.6516 | 13295976.0294 | 834110.6509 | 13112103.5858 | 12164388.1024 | 0 | 408181.4236 | 0 | 15527756.3189 | 40400036.7611 | 27573855.2272 | 123316408.0993 | 961560.8286 | 19768034.2612 | 19768034.2612 | 1478867.319 | 8788934.7744 | 0 | 144046003.1892 | 174081839.5438 | 1333521.4322 | 51.5365 | 2795.031 | 3377.8386 | 56.9805 | 68.8618
1 | 5300 | 707 | 0.035 | 15 | 15 | 7 | 1.7783e-09 | 5spot_SharedNeighbor | Water | Porous | Wet | R245fa | MinimizeLCOE_Brownfield | IgnoreSilica | 194.7272 | 100.7937 | 12.9022 | 4 | 2791.9988 | 3373.9881 | 56.9187 | 68.7833 | 185.904 | 0 | 196.5916 | 13303062.5209 | 834546.3185 | 13119930.8879 | 12175264.6039 | 0 | 396815.5191 | 0 | 15533551.7416 | 40415115.2621 | 27584146.6139 | 123362433.4678 | 961560.8286 | 19768034.2612 | 19768034.2612 | 1478867.319 | 8788934.7744 | 0 | 144092028.5577 | 174127864.9123 | 1778279.41 | 51.6089 | 2791.9988 | 3373.9881 | 56.9187 | 68.7833
1 | 5300 | 707 | 0.035 | 15 | 15 | 7 | 2.3714e-09 | 5spot_SharedNeighbor | Water | Porous | Wet | R245fa | MinimizeLCOE_Brownfield | IgnoreSilica | 194.8561 | 100.846 | 12.9154 | 4 | 2789.7187 | 3371.1147 | 56.8722 | 68.7247 | 185.8937 | 0 | 208.1058 | 13307986.8691 | 834849.057 | 13125370.2999 | 12182832.1746 | 0 | 388024.4954 | 0 | 15537234.5294 | 40424697.1206 | 27590686.4293 | 123391680.9753 | 961560.8286 | 19768034.2612 | 19768034.2612 | 1478867.319 | 8788934.7744 | 0 | 144121276.0652 | 174157112.4198 | 2371373.7057 | 51.6616 | 2789.7187 | 3371.1147 | 56.8722 | 68.7247
1 | 5300 | 707 | 0.035 | 15 | 15 | 7 | 3.1623e-09 | 5spot_SharedNeighbor | Water | Porous | Wet | R245fa | MinimizeLCOE_Brownfield | IgnoreSilica | 194.9487 | 100.8835 | 12.9251 | 4 | 2788.0052 | 3368.9646 | 56.8373 | 68.6809 | 185.8863 | 0 | 204.8696 | 13311521.1492 | 835066.3353 | 13129274.3909 | 12188268.1127 | 0 | 381298.5614 | 0 | 15539717.1343 | 40431156.3491 | 27595094.9855 | 123411397.0184 | 961560.8286 | 19768034.2612 | 19768034.2612 | 1478867.319 | 8788934.7744 | 0 | 144140992.1082 | 174176828.4629 | 3162277.6602 | 51.7004 | 2788.0052 | 3368.9646 | 56.8373 | 68.6809
1 | 5300 | 707 | 0.035 | 15 | 15 | 7 | 4.217e-09 | 5spot_SharedNeighbor | Water | Porous | Wet | R245fa | MinimizeLCOE_Brownfield | IgnoreSilica | 195.007 | 100.907 | 12.9319 | 4 | 2786.718 | 3367.3719 | 56.811 | 68.6484 | 185.8816 | 0 | 212.9563 | 13313742.4024 | 835202.8913 | 13131728.1264 | 12191691.0365 | 0 | 376056.696 | 0 | 15540884.2495 | 40434192.9434 | 27597167.5235 | 123420665.8689 | 961560.8286 | 19768034.2612 | 19768034.2612 | 1478867.319 | 8788934.7744 | 0 | 144150260.9587 | 174186097.3133 | 4216965.0343 | 51.7276 | 2786.718 | 3367.3719 | 56.811 | 68.6484
1 | 5300 | 707 | 0.035 | 15 | 15 | 7 | 5.6234e-09 | 5spot_SharedNeighbor | Water | Porous | Wet | R245fa | MinimizeLCOE_Brownfield | IgnoreSilica | 195.0607 | 100.9288 | 12.9374 | 4 | 2785.7516 | 3366.157 | 56.7913 | 68.6237 | 185.8773 | 0 | 207.1172 | 13315791.5597 | 835328.8669 | 13133991.7954 | 12194843.8605 | 0 | 372235.8674 | 0 | 15542354.8605 | 40438019.1715 | 27599779.0028 | 123432344.9847 | 961560.8286 | 19768034.2612 | 19768034.2612 | 1478867.319 | 8788934.7744 | 0 | 144161940.0745 | 174197776.4292 | 5623413.2519 | 51.7497 | 2785.7516 | 3366.157 | 56.7913 | 68.6237
1 | 5300 | 707 | 0.035 | 15 | 15 | 7 | 7.4989e-09 | 5spot_SharedNeighbor | Water | Porous | Wet | R245fa | MinimizeLCOE_Brownfield | IgnoreSilica | 195.0996 | 100.9445 | 12.9415 | 4 | 2785.0261 | 3365.248 | 56.7765 | 68.6051 | 185.8742 | 0 | 219.6625 | 13317274.5384 | 835420.0354 | 13135630.0413 | 12197126.6877 | 0 | 369336.4818 | 0 | 15543367.236 | 40440653.165 | 27601576.7574 | 123440384.943 | 961560.8286 | 19768034.2612 | 19768034.2612 | 1478867.319 | 8788934.7744 | 0 | 144169980.0329 | 174205816.3875 | 7498942.0933 | 51.7661 | 2785.0261 | 3365.248 | 56.7765 | 68.6051
1 | 5300 | 707 | 0.035 | 15 | 15 | 7 | 1e-08 | 5spot_SharedNeighbor | Water | Porous | Wet | R245fa | MinimizeLCOE_Brownfield | IgnoreSilica | 195.1191 | 100.9523 | 12.9442 | 4 | 2784.4816 | 3364.5849 | 56.7654 | 68.5916 | 185.8726 | 0 | 221.0273 | 13318011.9707 | 835465.3701 | 13136444.6903 | 12198266.7069 | 0 | 367019.4716 | 0 | 15543531.2017 | 40441079.7702 | 27601867.9243 | 123441687.1057 | 961560.8286 | 19768034.2612 | 19768034.2612 | 1478867.319 | 8788934.7744 | 0 | 144171282.1956 | 174207118.5502 | 10000000 | 51.7767 | 2784.4816 | 3364.5849 | 56.7654 | 68.5916
1 | 5400 | 707 | 0.035 | 15 | 15 | 7 | 1e-13 | 5spot_SharedNeighbor | Water | Porous | Wet | R245fa | MinimizeLCOE_Brownfield | IgnoreSilica | 0.85236 | 0.17488 | 0.0062762 | 4 | 885541.3284 | 2110772.8969 | 18052.9578 | 43030.9605 | 115.2584 | 0 | 26.2177 | 115196.5594 | 4448.9829 | 84706.8097 | 55596.0079 | 0 | 58094.5329 | 0 | 124036.7282 | 322718.1233 | 220261.7504 | 985059.4946 | 961560.8286 | 20284743.5872 | 20284743.5872 | 1478867.319 | 8995618.5048 | 0 | 22231363.9105 | 52990593.3215 | 100 | 0.025105 | 885541.3284 | 2110772.8969 | 18052.9578 | 43030.9605
1 | 5400 | 707 | 0.035 | 15 | 15 | 7 | 1.3335e-13 | 5spot_SharedNeighbor | Water | Porous | Wet | R245fa | MinimizeLCOE_Brownfield | IgnoreSilica | 1.1081 | 0.27722 | 0.015758 | 4 | 358358.3095 | 846351.4885 | 7305.6189 | 17254.0199 | 128.7502 | 0 | 29.9725 | 170063.2408 | 7237.8387 | 121313.5464 | 69366.082 | 0 | 65231.6014 | 0 | 168952.8006 | 439580.5301 | 300022.7443 | 1341768.3842 | 961560.8286 | 20284743.5872 | 20284743.5872 | 1478867.319 | 8995618.5048 | 0 | 22588072.8001 | 53347302.2111 | 133.3521 | 0.063032 | 358358.3095 | 846351.4885 | 7305.6189 | 17254.0199
1 | 5400 | 707 | 0.035 | 15 | 15 | 7 | 1.7783e-13 | 5spot_SharedNeighbor | Water | Porous | Wet | R245fa | MinimizeLCOE_Brownfield | IgnoreSilica | 1.4176 | 0.41426 | 0.030277 | 4 | 190084.521 | 444069.049 | 3875.1301 | 9052.9482 | 140.2632 | 0 | 28.5883 | 236996.8492 | 10976.4076 | 165996.4712 | 87129.7465 | 0 | 71732.4295 | 0 | 223404.4425 | 581252.5329 | 396716.7973 | 1774205.6767 | 961560.8286 | 20284743.5872 | 20284743.5872 | 1478867.319 | 8995618.5048 | 0 | 23020510.0925 | 53779739.5036 | 177.8279 | 0.12111 | 190084.521 | 444069.049 | 3875.1301 | 9052.9482
1 | 5400 | 707 | 0.035 | 15 | 15 | 7 | 2.3714e-13 | 5spot_SharedNeighbor | Water | Porous | Wet | R245fa | MinimizeLCOE_Brownfield | IgnoreSilica | 1.8459 | 0.61852 | 0.053267 | 4 | 110838.9973 | 255202.6778 | 2259.6029 | 5202.6518 | 151.0933 | 0 | 150.4847 | 327836.2312 | 16491.473 | 227126.5802 | 112935.2253 | 0 | 80772.1519 | 0 | 298413.048 | 776409.538 | 529915.4633 | 2369899.711 | 961560.8286 | 20284743.5872 | 20284743.5872 | 1478867.319 | 8995618.5048 | 0 | 23616204.1269 | 54375433.5379 | 237.1374 | 0.21307 | 110838.9973 | 255202.6778 | 2259.6029 | 5202.6518
1 | 5400 | 707 | 0.035 | 15 | 15 | 7 | 3.1623e-13 | 5spot_SharedNeighbor | Water | Porous | Wet | R245fa | MinimizeLCOE_Brownfield | IgnoreSilica | 2.3904 | 0.89336 | 0.086299 | 4 | 70561.0946 | 159667.9915 | 1438.4834 | 3255.048 | 160.1132 | 0 | 205.0343 | 439407.4787 | 23816.1154 | 302967.3871 | 147854.3655 | 0 | 90396.8427 | 0 | 391732.4539 | 1019207.4896 | 695630.0543 | 3111012.1872 | 961560.8286 | 20284743.5872 | 20284743.5872 | 1478867.319 | 8995618.5048 | 0 | 24357316.6031 | 55116546.0141 | 316.2278 | 0.34519 | 70561.0946 | 159667.9915 | 1438.4834 | 3255.048
1 | 5400 | 707 | 0.035 | 15 | 15 | 7 | 4.217e-13 | 5spot_SharedNeighbor | Water | Porous | Wet | R245fa | MinimizeLCOE_Brownfield | IgnoreSilica | 3.11 | 1.2688 | 0.13318 | 4 | 47485.2357 | 105224.0477 | 968.0508 | 2145.1345 | 167.7467 | 0 | 239.2599 | 578569.5372 | 33576.6401 | 399084.7586 | 194553.6292 | 0 | 101997.1578 | 0 | 510034.8719 | 1327006.1142 | 905708.9402 | 4050531.6492 | 961560.8286 | 20284743.5872 | 20284743.5872 | 1478867.319 | 8995618.5048 | 0 | 25296836.065 | 56056065.4761 | 421.6965 | 0.53273 | 47485.2357 | 105224.0477 | 968.0508 | 2145.1345
1 | 5400 | 707 | 0.035 | 15 | 15 | 7 | 5.6234e-13 | 5spot_SharedNeighbor | Water | Porous | Wet | R245fa | MinimizeLCOE_Brownfield | IgnoreSilica | 4.0506 | 1.7729 | 0.19841 | 4 | 33365.8718 | 72123.3156 | 680.2084 | 1470.3313 | 173.9925 | 0 | 39.9101 | 750231.1016 | 46460.5378 | 519212.85 | 258390.9944 | 0 | 115585.3825 | 0 | 659053.5379 | 1714722.1151 | 1170333.0776 | 5233989.5968 | 961560.8286 | 20284743.5872 | 20284743.5872 | 1478867.319 | 8995618.5048 | 0 | 26480294.0127 | 57239523.4237 | 562.3413 | 0.79363 | 33365.8718 | 72123.3156 | 680.2084 | 1470.3313
1 | 5400 | 707 | 0.035 | 15 | 15 | 7 | 7.4989e-13 | 5spot_SharedNeighbor | Water | Porous | Wet | R245fa | MinimizeLCOE_Brownfield | IgnoreSilica | 5.2958 | 2.477 | 0.28815 | 4 | 24290.5322 | 50977.2335 | 495.1954 | 1039.2399 | 179.0664 | 0 | 37.6177 | 963041.2756 | 62193.8065 | 676669.7384 | 345018.6559 | 0 | 132777.9945 | 0 | 850083.5737 | 2211743.0826 | 1509560.1006 | 6751088.2279 | 961560.8286 | 20284743.5872 | 20284743.5872 | 1478867.319 | 8995618.5048 | 0 | 27997392.6438 | 58756622.0548 | 749.8942 | 1.1526 | 24290.5322 | 50977.2335 | 495.1954 | 1039.2399
1 | 5400 | 707 | 0.035 | 15 | 15 | 7 | 1e-12 | 5spot_SharedNeighbor | Water | Porous | Wet | R245fa | MinimizeLCOE_Brownfield | IgnoreSilica | 6.94 | 3.4482 | 0.4051 | 4 | 18430.832 | 37413.1204 | 375.7374 | 762.7171 | 183.045 | 0 | 43.4858 | 1215740.3581 | 78589.1355 | 881575.7241 | 452408.6411 | 0 | 154582.3721 | 0 | 1085329.5301 | 2823804.8055 | 1927304.8031 | 8619335.3696 | 961560.8286 | 20284743.5872 | 20284743.5872 | 1478867.319 | 8995618.5048 | 0 | 29865639.7855 | 60624869.1965 | 1000 | 1.6204 | 18430.832 | 37413.1204 | 375.7374 | 762.7171
1 | 5400 | 707 | 0.035 | 15 | 15 | 7 | 1.3335e-12 | 5spot_SharedNeighbor | Water | Porous | Wet | R245fa | MinimizeLCOE_Brownfield | IgnoreSilica | 9.1131 | 4.7321 | 0.55937 | 4 | 14377.8888 | 28125.1732 | 293.1127 | 573.3697 | 186.1333 | 0 | 40.9015 | 1519053.321 | 98081.4329 | 1135612.6991 | 593213.123 | 0 | 180998.8152 | 0 | 1375514.1626 | 3578805.6943 | 2442608.4234 | 10923887.6715 | 961560.8286 | 20284743.5872 | 20284743.5872 | 1478867.319 | 8995618.5048 | 0 | 32170192.0874 | 62929421.4984 | 1333.5214 | 2.2375 | 14377.8888 | 28125.1732 | 293.1127 | 573.3697
1 | 5400 | 707 | 0.035 | 15 | 15 | 7 | 1.7783e-12 | 5spot_SharedNeighbor | Water | Porous | Wet | R245fa | MinimizeLCOE_Brownfield | IgnoreSilica | 12.0238 | 6.4773 | 0.76921 | 4 | 11407.8785 | 21404.9526 | 232.565 | 436.3689 | 188.8539 | 0 | 40.4911 | 1895241.031 | 122186.0788 | 1459818.0421 | 781988.5523 | 0 | 213671.0785 | 0 | 1744432.8653 | 4538656.4831 | 3097726.3098 | 13853720.4409 | 961560.8286 | 20284743.5872 | 20284743.5872 | 1478867.319 | 8995618.5048 | 0 | 35100024.8568 | 65859254.2678 | 1778.2794 | 3.0768 | 11407.8785 | 21404.9526 | 232.565 | 436.3689
1 | 5400 | 707 | 0.035 | 15 | 15 | 7 | 2.3714e-12 | 5spot_SharedNeighbor | Water | Porous | Wet | R245fa | MinimizeLCOE_Brownfield | IgnoreSilica | 15.8754 | 8.7712 | 1.0449 | 4 | 9265.4627 | 16624.9201 | 188.889 | 338.9215 | 190.8026 | 0 | 36.3778 | 2347510.5166 | 151073.5731 | 1860510.7427 | 1031033.6791 | 0 | 253313.7901 | 0 | 2200942.4976 | 5726400.9035 | 3908386.2824 | 17479171.9852 | 961560.8286 | 20284743.5872 | 20284743.5872 | 1478867.319 | 8995618.5048 | 0 | 38725476.4011 | 69484705.8121 | 2371.3737 | 4.1796 | 9265.4627 | 16624.9201 | 188.889 | 338.9215
1 | 5400 | 707 | 0.035 | 15 | 15 | 7 | 3.1623e-12 | 5spot_SharedNeighbor | Water | Porous | Wet | R245fa | MinimizeLCOE_Brownfield | IgnoreSilica | 20.9986 | 11.8234 | 1.4115 | 4 | 7664.1795 | 13111.9667 | 156.2447 | 267.3052 | 192.3055 | 0 | 43.6686 | 2899238.5539 | 186193.9963 | 2362531.0327 | 1361947.041 | 0 | 301903.2386 | 0 | 2773607.4064 | 7216357.5263 | 4925312.293 | 22027091.0882 | 961560.8286 | 20284743.5872 | 20284743.5872 | 1478867.319 | 8995618.5048 | 0 | 43273395.5041 | 74032624.9151 | 3162.2777 | 5.6462 | 7664.1795 | 13111.9667 | 156.2447 | 267.3052
1 | 5400 | 707 | 0.035 | 15 | 15 | 7 | 4.217e-12 | 5spot_SharedNeighbor | Water | Porous | Wet | R245fa | MinimizeLCOE_Brownfield | IgnoreSilica | 27.7442 | 15.843 | 1.8947 | 4 | 6456.2491 | 10514.7943 | 131.6194 | 214.3583 | 193.4495 | 0 | 44.4089 | 3566656.8156 | 228525.1979 | 2985765.644 | 1797414.3767 | 0 | 360149.1999 | 0 | 3486019.3813 | 9069907.3492 | 6190398.1338 | 27684836.0984 | 961560.8286 | 20284743.5872 | 20284743.5872 | 1478867.319 | 8995618.5048 | 0 | 48931140.5142 | 79690369.9253 | 4216.965 | 7.5789 | 6456.2491 | 10514.7943 | 131.6194 | 214.3583
1 | 5400 | 707 | 0.035 | 15 | 15 | 7 | 5.6234e-12 | 5spot_SharedNeighbor | Water | Porous | Wet | R245fa | MinimizeLCOE_Brownfield | IgnoreSilica | 36.6453 | 21.1485 | 2.5321 | 4 | 5529.3066 | 8566.2231 | 112.7224 | 174.634 | 194.3221 | 0 | 42.9203 | 4377110.6808 | 279732.2582 | 3761908.5983 | 2371994.4583 | 0 | 431115.1375 | 0 | 4376525.842 | 11386822.4919 | 7771740.3265 | 34756949.7936 | 961560.8286 | 20284743.5872 | 20284743.5872 | 1478867.319 | 8995618.5048 | 0 | 56003254.2095 | 86762483.6205 | 5623.4133 | 10.1284 | 5529.3066 | 8566.2231 | 112.7224 | 174.634
1 | 5400 | 707 | 0.035 | 15 | 15 | 7 | 7.4989e-12 | 5spot_SharedNeighbor | Water | Porous | Wet | R245fa | MinimizeLCOE_Brownfield | IgnoreSilica | 48.2117 | 28.039 | 3.36 | 4 | 4815.4175 | 7104.0325 | 98.1688 | 144.8253 | 194.9662 | 0 | 42.6013 | 5347276.9029 | 340785.6184 | 4714062.4718 | 3118397.8165 | 0 | 515595.5618 | 0 | 5474086.1648 | 14242449.3114 | 9720764.3081 | 43473418.1558 | 961560.8286 | 20284743.5872 | 20284743.5872 | 1478867.319 | 8995618.5048 | 0 | 64719722.5717 | 95478951.9827 | 7498.9421 | 13.4401 | 4815.4175 | 7104.0325 | 98.1688 | 144.8253
1 | 5400 | 707 | 0.035 | 15 | 15 | 7 | 1e-11 | 5spot_SharedNeighbor | Water | Porous | Wet | R245fa | MinimizeLCOE_Brownfield | IgnoreSilica | 62.9984 | 36.8085 | 4.4131 | 4 | 4264.9649 | 6007.4643 | 86.9471 | 122.4703 | 195.3562 | 0 | 51.9246 | 6488320.5535 | 412297.5625 | 5860617.0399 | 4071437.0298 | 0 | 615173.1423 | 0 | 6804659.678 | 17704328.6545 | 12083568.0943 | 54040401.7549 | 961560.8286 | 20284743.5872 | 20284743.5872 | 1478867.319 | 8995618.5048 | 0 | 75286706.1707 | 106045935.5818 | 10000 | 17.6524 | 4264.9649 | 6007.4643 | 86.9471 | 122.4703
1 | 5400 | 707 | 0.035 | 15 | 15 | 7 | 1.3335e-11 | 5spot_SharedNeighbor | Water | Porous | Wet | R245fa | MinimizeLCOE_Brownfield | IgnoreSilica | 81.371 | 47.5411 | 5.6992 | 4 | 3846.4047 | 5195.6777 | 78.4142 | 105.9209 | 195.3524 | 0 | 60.0912 | 7784031.5403 | 493168.574 | 7191840.7176 | 5251746.6164 | 0 | 730397.8195 | 0 | 8365962.2545 | 21766517.6913 | 14856095.5815 | 66439760.7951 | 961560.8286 | 20284743.5872 | 20284743.5872 | 1478867.319 | 8995618.5048 | 0 | 87686065.211 | 118445294.622 | 13335.2143 | 22.7969 | 3846.4047 | 5195.6777 | 78.4142 | 105.9209
1 | 5400 | 707 | 0.035 | 15 | 15 | 7 | 1.7783e-11 | 5spot_SharedNeighbor | Water | Porous | Wet | R245fa | MinimizeLCOE_Brownfield | IgnoreSilica | 103.1958 | 59.8799 | 7.1715 | 4 | 3537.91 | 4610.1862 | 72.1251 | 93.9849 | 194.7751 | 0 | 56.2641 | 9174672.4264 | 579620.3662 | 8649868.0028 | 6643943.9672 | 0 | 859330.2034 | 0 | 10103899.6367 | 26288274.26 | 17942287.3525 | 80241896.2152 | 961560.8286 | 20284743.5872 | 20284743.5872 | 1478867.319 | 8995618.5048 | 0 | 101488200.6311 | 132247430.0421 | 17782.7941 | 28.6859 | 3537.91 | 4610.1862 | 72.1251 | 93.9849
1 | 5400 | 707 | 0.035 | 15 | 15 | 7 | 2.3714e-11 | 5spot_SharedNeighbor | Water | Porous | Wet | R245fa | MinimizeLCOE_Brownfield | IgnoreSilica | 127.6905 | 72.9964 | 8.7242 | 4 | 3320.5699 | 4202.0016 | 67.6943 | 85.6635 | 193.5394 | 0 | 64.9355 | 10566335.2775 | 665821.7236 | 10135048.9417 | 8187789.0646 | 0 | 998287.1779 | 0 | 11915780.0523 | 31002415.4335 | 21159785.5693 | 94631263.2405 | 961560.8286 | 20284743.5872 | 20284743.5872 | 1478867.319 | 8995618.5048 | 0 | 115877567.6564 | 146636797.0674 | 23713.7371 | 34.8969 | 3320.5699 | 4202.0016 | 67.6943 | 85.6635
1 | 5400 | 707 | 0.035 | 15 | 15 | 7 | 3.1623e-11 | 5spot_SharedNeighbor | Water | Porous | Wet | R245fa | MinimizeLCOE_Brownfield | IgnoreSilica | 153.4588 | 85.9854 | 10.2465 | 4 | 3171.4169 | 3921.8964 | 64.6536 | 79.9532 | 191.9135 | 0 | 70.2741 | 11876151.1306 | 746696.9415 | 11553793.6417 | 9790548.5449 | 0 | 1140595.9322 | 0 | 13692036.6144 | 35623870.6478 | 24314023.7144 | 108737717.1674 | 961560.8286 | 20284743.5872 | 20284743.5872 | 1478867.319 | 8995618.5048 | 0 | 129984021.5833 | 160743250.9943 | 31622.7766 | 40.9861 | 3171.4169 | 3921.8964 | 64.6536 | 79.9532
1 | 5400 | 707 | 0.035 | 15 | 15 | 7 | 4.217e-11 | 5spot_SharedNeighbor | Water | Porous | Wet | R245fa | MinimizeLCOE_Brownfield | IgnoreSilica | 165.2218 | 91.6362 | 11.0635 | 4 | 3066.1615 | 3761.2227 | 62.5079 | 76.6776 | 191.1033 | 0 | 82.2895 | 12428245.812 | 780717.5889 | 12157336.1522 | 10513769.2349 | 0 | 1069951.0533 | 0 | 14410507.7381 | 37493185.133 | 25589869.2612 | 114443581.9735 | 961560.8286 | 20284743.5872 | 20284743.5872 | 1478867.319 | 8995618.5048 | 0 | 135689886.3894 | 166449115.8004 | 42169.6503 | 44.254 | 3066.1615 | 3761.2227 | 62.5079 | 76.6776
1 | 5400 | 707 | 0.035 | 15 | 15 | 7 | 5.6234e-11 | 5spot_SharedNeighbor | Water | Porous | Wet | R245fa | MinimizeLCOE_Brownfield | IgnoreSilica | 173.189 | 95.3441 | 11.6615 | 4 | 2985.5575 | 3644.9785 | 60.8646 | 74.3078 | 190.522 | 0 | 105.1418 | 12785296.0686 | 802698.7838 | 12549306.5829 | 10999401.1188 | 0 | 967199.0278 | 0 | 14860521.6169 | 38664028.935 | 26388994.2145 | 118017446.348 | 961560.8286 | 20284743.5872 | 20284743.5872 | 1478867.319 | 8995618.5048 | 0 | 139263750.7639 | 170022980.1749 | 56234.1325 | 46.6458 | 2985.5575 | 3644.9785 | 60.8646 | 74.3078
1 | 5400 | 707 | 0.035 | 15 | 15 | 7 | 7.4989e-11 | 5spot_SharedNeighbor | Water | Porous | Wet | R245fa | MinimizeLCOE_Brownfield | IgnoreSilica | 179.4512 | 98.1917 | 12.1373 | 4 | 2923.9587 | 3557.5275 | 59.6089 | 72.525 | 190.0486 | 0 | 109.9352 | 13056851.375 | 819406.0644 | 12848261.864 | 11379454.9075 | 0 | 869078.4024 | 0 | 15199490.5192 | 39545956.4866 | 26990927.8903 | 120709427.5093 | 961560.8286 | 20284743.5872 | 20284743.5872 | 1478867.319 | 8995618.5048 | 0 | 141955731.9252 | 172714961.3362 | 74989.4209 | 48.5492 | 2923.9587 | 3557.5275 | 59.6089 | 72.525
1 | 5400 | 707 | 0.035 | 15 | 15 | 7 | 1e-10 | 5spot_SharedNeighbor | Water | Porous | Wet | R245fa | MinimizeLCOE_Brownfield | IgnoreSilica | 184.3233 | 100.3636 | 12.5105 | 4 | 2876.9928 | 3491.6616 | 58.6514 | 71.1822 | 189.6707 | 0 | 125.6896 | 13262487.3016 | 832051.7295 | 13075120.4448 | 11673352.864 | 0 | 780494.9939 | 0 | 15453167.8601 | 40205972.8915 | 27441402.6486 | 122724050.7339 | 961560.8286 | 20284743.5872 | 20284743.5872 | 1478867.319 | 8995618.5048 | 0 | 143970355.1498 | 174729584.5608 | 100000 | 50.042 | 2876.9928 | 3491.6616 | 58.6514 | 71.1822
1 | 5400 | 707 | 0.035 | 15 | 15 | 7 | 1.3335e-10 | 5spot_SharedNeighbor | Water | Porous | Wet | R245fa | MinimizeLCOE_Brownfield | IgnoreSilica | 187.965 | 101.9626 | 12.795 | 4 | 2841.2679 | 3442.2679 | 57.9231 | 70.1753 | 189.3826 | 0 | 156.9999 | 13413081.0604 | 841309.3361 | 13241511.4931 | 11892450.1362 | 0 | 702012.4831 | 0 | 15635242.1585 | 40679692.8672 | 27764726.2659 | 124170025.8004 | 961560.8286 | 20284743.5872 | 20284743.5872 | 1478867.319 | 8995618.5048 | 0 | 145416330.2163 | 176175559.6273 | 133352.1432 | 51.1801 | 2841.2679 | 3442.2679 | 57.9231 | 70.1753
1 | 5400 | 707 | 0.035 | 15 | 15 | 7 | 1.7783e-10 | 5spot_SharedNeighbor | Water | Porous | Wet | R245fa | MinimizeLCOE_Brownfield | IgnoreSilica | 190.6567 | 103.1312 | 13.0097 | 4 | 2814.1374 | 3405.2196 | 57.37 | 69.42 | 189.1667 | 0 | 152.5909 | 13522714.9559 | 848047.2795 | 13362780.2616 | 12054154.6868 | 0 | 634607.7724 | 0 | 15764698.9329 | 41016512.8391 | 27994612.8177 | 125198129.5459 | 961560.8286 | 20284743.5872 | 20284743.5872 | 1478867.319 | 8995618.5048 | 0 | 146444433.9618 | 177203663.3728 | 177827.941 | 52.0388 | 2814.1374 | 3405.2196 | 57.37 | 69.42
1 | 5400 | 707 | 0.035 | 15 | 15 | 7 | 2.3714e-10 | 5spot_SharedNeighbor | Water | Porous | Wet | R245fa | MinimizeLCOE_Brownfield | IgnoreSilica | 192.6176 | 103.9751 | 13.1699 | 4 | 2793.5645 | 3377.4581 | 56.9506 | 68.8541 | 189.0078 | 0 | 145.2727 | 13601671.5866 | 852898.9633 | 13450185.6781 | 12171823.0067 | 0 | 577923.6523 | 0 | 15855256.1259 | 41252124.0794 | 28155422.3306 | 125917305.423 | 961560.8286 | 20284743.5872 | 20284743.5872 | 1478867.319 | 8995618.5048 | 0 | 147163609.8389 | 177922839.2499 | 237137.3706 | 52.6795 | 2793.5645 | 3377.4581 | 56.9506 | 68.8541
1 | 5400 | 707 | 0.035 | 15 | 15 | 7 | 3.1623e-10 | 5spot_SharedNeighbor | Water | Porous | Wet | R245fa | MinimizeLCOE_Brownfield | IgnoreSilica | 194.125 | 104.619 | 13.2925 | 4 | 2777.9781 | 3356.4844 | 56.6328 | 68.4265 | 188.8847 | 0 | 184.6128 | 13661792.6811 | 856592.7606 | 13516778.8747 | 12261901.6786 | 0 | 532342.5943 | 0 | 15923469.3498 | 41429600.8955 | 28276553.9044 | 126459032.739 | 961560.8286 | 20284743.5872 | 20284743.5872 | 1478867.319 | 8995618.5048 | 0 | 147705337.1549 | 178464566.5659 | 316227.766 | 53.1701 | 2777.9781 | 3356.4844 | 56.6328 | 68.4265
1 | 5400 | 707 | 0.035 | 15 | 15 | 7 | 4.217e-10 | 5spot_SharedNeighbor | Water | Porous | Wet | R245fa | MinimizeLCOE_Brownfield | IgnoreSilica | 195.1339 | 105.0476 | 13.3796 | 4 | 2766.1882 | 3340.9282 | 56.3925 | 68.1093 | 188.8017 | 0 | 177.6107 | 13701748.446 | 859047.3806 | 13561054.4105 | 12322129.206 | 0 | 494221.3828 | 0 | 15965898.3221 | 41539992.378 | 28351898.3595 | 126795989.8855 | 961560.8286 | 20284743.5872 | 20284743.5872 | 1478867.319 | 8995618.5048 | 0 | 148042294.3013 | 178801523.7124 | 421696.5034 | 53.5185 | 2766.1882 | 3340.9282 | 56.3925 | 68.1093
1 | 5400 | 707 | 0.035 | 15 | 15 | 7 | 5.6234e-10 | 5spot_SharedNeighbor | Water | Porous | Wet | R245fa | MinimizeLCOE_Brownfield | IgnoreSilica | 195.8501 | 105.3507 | 13.4435 | 4 | 2757.2806 | 3329.2919 | 56.2109 | 67.8721 | 188.7425 | 0 | 186.0198 | 13729981.3045 | 860781.7098 | 13592348.5066 | 12364864.6631 | 0 | 463586.0764 | 0 | 15994509.2815 | 41614432.2256 | 28402705.085 | 127023208.8524 | 961560.8286 | 20284743.5872 | 20284743.5872 | 1478867.319 | 8995618.5048 | 0 | 148269513.2683 | 179028742.6793 | 562341.3252 | 53.7738 | 2757.2806 | 3329.2919 | 56.2109 | 67.8721
1 | 5400 | 707 | 0.035 | 15 | 15 | 7 | 7.4989e-10 | 5spot_SharedNeighbor | Water | Porous | Wet | R245fa | MinimizeLCOE_Brownfield | IgnoreSilica | 196.3519 | 105.5624 | 13.4899 | 4 | 2750.5581 | 3320.5998 | 56.0738 | 67.6949 | 188.7008 | 0 | 171.1807 | 13749689.725 | 861992.3324 | 13614198.2226 | 12394791.8432 | 0 | 439174.458 | 0 | 16013340.1667 | 41663426.3259 | 28436144.5652 | 127172757.639 | 961560.8286 | 20284743.5872 | 20284743.5872 | 1478867.319 | 8995618.5048 | 0 | 148419062.0549 | 179178291.4659 | 749894.2093 | 53.9596 | 2750.5581 | 3320.5998 | 56.0738 | 67.6949
1 | 5400 | 707 | 0.035 | 15 | 15 | 7 | 1e-09 | 5spot_SharedNeighbor | Water | Porous | Wet | R245fa | MinimizeLCOE_Brownfield | IgnoreSilica | 196.7003 | 105.7091 | 13.5236 | 4 | 2745.49 | 3314.1123 | 55.9705 | 67.5627 | 188.6717 | 0 | 176.5361 | 13763335.3362 | 862830.5103 | 13629328.5038 | 12415563.7287 | 0 | 419884.6497 | 0 | 16025467.6642 | 41694979.5869 | 28457680.3142 | 127269070.294 | 961560.8286 | 20284743.5872 | 20284743.5872 | 1478867.319 | 8995618.5048 | 0 | 148515374.7099 | 179274604.1209 | 1000000 | 54.0943 | 2745.49 | 3314.1123 | 55.9705 | 67.5627
1 | 5400 | 707 | 0.035 | 15 | 15 | 7 | 1.3335e-09 | 5spot_SharedNeighbor | Water | Porous | Wet | R245fa | MinimizeLCOE_Brownfield | IgnoreSilica | 196.9561 | 105.8166 | 13.5486 | 4 | 2741.6726 | 3309.2434 | 55.8927 | 67.4634 | 188.6504 | 0 | 180.7005 | 13773336.4108 | 863444.8098 | 13640418.8009 | 12430811.1297 | 0 | 404971.0709 | 0 | 16034063.0667 | 41717343.0609 | 28472943.8447 | 127337332.1944 | 961560.8286 | 20284743.5872 | 20284743.5872 | 1478867.319 | 8995618.5048 | 0 | 148583636.6103 | 179342866.0213 | 1333521.4322 | 54.1945 | 2741.6726 | 3309.2434 | 55.8927 | 67.4634
1 | 5400 | 707 | 0.035 | 15 | 15 | 7 | 1.7783e-09 | 5spot_SharedNeighbor | Water | Porous | Wet | R245fa | MinimizeLCOE_Brownfield | IgnoreSilica | 197.1265 | 105.8881 | 13.5665 | 4 | 2738.7997 | 3305.6236 | 55.8341 | 67.3896 | 188.636 | 0 | 186.9785 | 13779984.2095 | 863853.1335 | 13647791.1227 | 12440965.5799 | 0 | 393265.3155 | 0 | 16039085.1509 | 41730409.4938 | 28481861.9537 | 127377215.9595 | 961560.8286 | 20284743.5872 | 20284743.5872 | 1478867.319 | 8995618.5048 | 0 | 148623520.3753 | 179382749.7864 | 1778279.41 | 54.2659 | 2738.7997 | 3305.6236 | 55.8341 | 67.3896
1 | 5400 | 707 | 0.035 | 15 | 15 | 7 | 2.3714e-09 | 5spot_SharedNeighbor | Water | Porous | Wet | R245fa | MinimizeLCOE_Brownfield | IgnoreSilica | 197.2339 | 105.933 | 13.579 | 4 | 2736.6391 | 3302.9419 | 55.7901 | 67.3349 | 188.6269 | 0 | 174.117 | 13784163.8742 | 864109.8559 | 13652426.5236 | 12447364.2658 | 0 | 384067.2423 | 0 | 16041531.3871 | 41736774.0988 | 28486205.9274 | 127396643.1752 | 961560.8286 | 20284743.5872 | 20284743.5872 | 1478867.319 | 8995618.5048 | 0 | 148642947.591 | 179402177.0021 | 2371373.7057 | 54.3159 | 2736.6391 | 3302.9419 | 55.7901 | 67.3349
1 | 5400 | 707 | 0.035 | 15 | 15 | 7 | 3.1623e-09 | 5spot_SharedNeighbor | Water | Porous | Wet | R245fa | MinimizeLCOE_Brownfield | IgnoreSilica | 197.3239 | 105.9707 | 13.5888 | 4 | 2735.0153 | 3300.9098 | 55.757 | 67.2935 | 188.6194 | 0 | 184.5172 | 13787668.637 | 864325.123 | 13656313.5571 | 12452726.5709 | 0 | 377219.4252 | 0 | 16043918.7922 | 41742985.637 | 28490445.4298 | 127415603.1724 | 961560.8286 | 20284743.5872 | 20284743.5872 | 1478867.319 | 8995618.5048 | 0 | 148661907.5882 | 179421136.9993 | 3162277.6602 | 54.3551 | 2735.0153 | 3300.9098 | 55.757 | 67.2935
1 | 5400 | 707 | 0.035 | 15 | 15 | 7 | 4.217e-09 | 5spot_SharedNeighbor | Water | Porous | Wet | R245fa | MinimizeLCOE_Brownfield | IgnoreSilica | 197.3776 | 105.9932 | 13.5955 | 4 | 2733.7954 | 3299.4099 | 55.7321 | 67.2629 | 188.6148 | 0 | 180.894 | 13789753.3449 | 864453.1678 | 13658625.7011 | 12455924.6254 | 0 | 371843.7599 | 0 | 16044834.2336 | 41745367.4279 | 28492071.0511 | 127422873.3117 | 961560.8286 | 20284743.5872 | 20284743.5872 | 1478867.319 | 8995618.5048 | 0 | 148669177.7276 | 179428407.1386 | 4216965.0343 | 54.382 | 2733.7954 | 3299.4099 | 55.7321 | 67.2629
1 | 5400 | 707 | 0.035 | 15 | 15 | 7 | 5.6234e-09 | 5spot_SharedNeighbor | Water | Porous | Wet | R245fa | MinimizeLCOE_Brownfield | IgnoreSilica | 197.4313 | 106.0157 | 13.6011 | 4 | 2732.8794 | 3298.2588 | 55.7134 | 67.2395 | 188.6103 | 0 | 186.593 | 13791844.8757 | 864581.6312 | 13660945.4525 | 12459124.8922 | 0 | 367973.2045 | 0 | 16046343.3219 | 41749293.7659 | 28494750.8574 | 127434858.0013 | 961560.8286 | 20284743.5872 | 20284743.5872 | 1478867.319 | 8995618.5048 | 0 | 148681162.4171 | 179440391.8282 | 5623413.2519 | 54.4046 | 2732.8794 | 3298.2588 | 55.7134 | 67.2395
1 | 5400 | 707 | 0.035 | 15 | 15 | 7 | 7.4989e-09 | 5spot_SharedNeighbor | Water | Porous | Wet | R245fa | MinimizeLCOE_Brownfield | IgnoreSilica | 197.4554 | 106.0257 | 13.6047 | 4 | 2732.1917 | 3297.4253 | 55.6994 | 67.2225 | 188.6082 | 0 | 187.233 | 13792775.5682 | 864638.7948 | 13661977.7118 | 12460557.3879 | 0 | 364827.0284 | 0 | 16046462.8316 | 41749604.7057 | 28494963.0802 | 127435807.1087 | 961560.8286 | 20284743.5872 | 20284743.5872 | 1478867.319 | 8995618.5048 | 0 | 148682111.5246 | 179441340.9356 | 7498942.0933 | 54.4186 | 2732.1917 | 3297.4253 | 55.6994 | 67.2225
1 | 5400 | 707 | 0.035 | 15 | 15 | 7 | 1e-08 | 5spot_SharedNeighbor | Water | Porous | Wet | R245fa | MinimizeLCOE_Brownfield | IgnoreSilica | 197.4897 | 106.0401 | 13.608 | 4 | 2731.6757 | 3296.7694 | 55.6889 | 67.2091 | 188.6053 | 0 | 182.3083 | 13794111.0336 | 864720.8197 | 13663458.9309 | 12462599.3905 | 0 | 362686.7882 | 0 | 16047555.0156 | 41752446.3443 | 28496902.557 | 127444480.8798 | 961560.8286 | 20284743.5872 | 20284743.5872 | 1478867.319 | 8995618.5048 | 0 | 148690785.2957 | 179450014.7067 | 10000000 | 54.4321 | 2731.6757 | 3296.7694 | 55.6889 | 67.2091
1 | 5500 | 707 | 0.035 | 15 | 15 | 7 | 1e-13 | 5spot_SharedNeighbor | Water | Porous | Wet | R245fa | MinimizeLCOE_Brownfield | IgnoreSilica | 0.87181 | 0.1847 | 0.0073147 | 4 | 778883.4998 | 1855171.4188 | 15878.5937 | 37820.1787 | 117.3473 | 0 | 26.5031 | 121042.8272 | 4744.8978 | 88360.8533 | 56837.2741 | 0 | 58426.8508 | 0 | 128470.9542 | 334255.0699 | 228135.9534 | 1020274.6807 | 961560.8286 | 20807313.0041 | 20807313.0041 | 1478867.319 | 9204646.2715 | 0 | 22789148.5134 | 54279975.108 | 100 | 0.029259 | 778883.4998 | 1855171.4188 | 15878.5937 | 37820.1787
1 | 5500 | 707 | 0.035 | 15 | 15 | 7 | 1.3335e-13 | 5spot_SharedNeighbor | Water | Porous | Wet | R245fa | MinimizeLCOE_Brownfield | IgnoreSilica | 1.1378 | 0.29473 | 0.017791 | 4 | 325563.1051 | 768071.0324 | 6637.0443 | 15658.1669 | 131.2565 | 0 | 19.9905 | 179602.7822 | 7783.4403 | 127188.7252 | 71465.4964 | 0 | 65856.8664 | 0 | 176239.9511 | 458540.2011 | 312963.1093 | 1399640.5722 | 961560.8286 | 20807313.0041 | 20807313.0041 | 1478867.319 | 9204646.2715 | 0 | 23168514.4049 | 54659340.9995 | 133.3521 | 0.071164 | 325563.1051 | 768071.0324 | 6637.0443 | 15658.1669
1 | 5500 | 707 | 0.035 | 15 | 15 | 7 | 1.7783e-13 | 5spot_SharedNeighbor | Water | Porous | Wet | R245fa | MinimizeLCOE_Brownfield | IgnoreSilica | 1.4565 | 0.44087 | 0.033698 | 4 | 175268.2341 | 408896.2713 | 3573.08 | 8335.9036 | 142.9608 | 0 | 30.5441 | 250434.4753 | 11836.7156 | 174158.7387 | 90282.1144 | 0 | 72402.3037 | 0 | 233654.5956 | 607921.3286 | 414918.7983 | 1855609.0701 | 961560.8286 | 20807313.0041 | 20807313.0041 | 1478867.319 | 9204646.2715 | 0 | 23624482.9028 | 55115309.4974 | 177.8279 | 0.13479 | 175268.2341 | 408896.2713 | 3573.08 | 8335.9036
1 | 5500 | 707 | 0.035 | 15 | 15 | 7 | 2.3714e-13 | 5spot_SharedNeighbor | Water | Porous | Wet | R245fa | MinimizeLCOE_Brownfield | IgnoreSilica | 1.8848 | 0.65258 | 0.058352 | 4 | 103835.2352 | 238752.2583 | 2116.8217 | 4867.2877 | 153.685 | 0 | 144.2609 | 344160.0196 | 17694.8999 | 236648.4347 | 117302.5573 | 0 | 80767.0633 | 0 | 310663.4602 | 808282.5976 | 551669.4814 | 2467188.5141 | 961560.8286 | 20807313.0041 | 20807313.0041 | 1478867.319 | 9204646.2715 | 0 | 24236062.3468 | 55726888.9415 | 237.1374 | 0.23341 | 103835.2352 | 238752.2583 | 2116.8217 | 4867.2877
1 | 5500 | 707 | 0.035 | 15 | 15 | 7 | 3.1623e-13 | 5spot_SharedNeighbor | Water | Porous | Wet | R245fa | MinimizeLCOE_Brownfield | IgnoreSilica | 2.4488 | 0.9463 | 0.0944 | 4 | 66260.3309 | 149657.7266 | 1350.8065 | 3050.9752 | 162.9474 | 0 | 187.4747 | 462651.8183 | 25707.2851 | 316638.4929 | 153937.4068 | 0 | 90705.6315 | 0 | 409359.8475 | 1065070.3519 | 726932.4002 | 3251003.2341 | 961560.8286 | 20807313.0041 | 20807313.0041 | 1478867.319 | 9204646.2715 | 0 | 25019877.0668 | 56510703.6615 | 316.2278 | 0.3776 | 66260.3309 | 149657.7266 | 1350.8065 | 3050.9752
1 | 5500 | 707 | 0.035 | 15 | 15 | 7 | 4.217e-13 | 5spot_SharedNeighbor | Water | Porous | Wet | R245fa | MinimizeLCOE_Brownfield | IgnoreSilica | 3.1878 | 1.3446 | 0.14546 | 4 | 44701.665 | 98823.7624 | 911.3039 | 2014.6561 | 170.6896 | 0 | 249.6559 | 609857.8216 | 36459.8855 | 417161.2026 | 203354.7305 | 0 | 102345.2648 | 0 | 533979.773 | 1389305.8349 | 948229.7797 | 4240694.2926 | 961560.8286 | 20807313.0041 | 20807313.0041 | 1478867.319 | 9204646.2715 | 0 | 26009568.1253 | 57500394.72 | 421.6965 | 0.58185 | 44701.665 | 98823.7624 | 911.3039 | 2014.6561
1 | 5500 | 707 | 0.035 | 15 | 15 | 7 | 5.6234e-13 | 5spot_SharedNeighbor | Water | Porous | Wet | R245fa | MinimizeLCOE_Brownfield | IgnoreSilica | 4.1432 | 1.8718 | 0.21566 | 4 | 31574.6613 | 68079.3961 | 643.6922 | 1387.8906 | 176.959 | 0 | 40.5351 | 789309.0592 | 50637.2403 | 541034.0555 | 269297.913 | 0 | 115486.9021 | 0 | 688648.4163 | 1791721.918 | 1222887.0252 | 5469022.5296 | 961560.8286 | 20807313.0041 | 20807313.0041 | 1478867.319 | 9204646.2715 | 0 | 27237896.3623 | 58728722.957 | 562.3413 | 0.86265 | 31574.6613 | 68079.3961 | 643.6922 | 1387.8906
1 | 5500 | 707 | 0.035 | 15 | 15 | 7 | 7.4989e-13 | 5spot_SharedNeighbor | Water | Porous | Wet | R245fa | MinimizeLCOE_Brownfield | IgnoreSilica | 5.4079 | 2.648 | 0.31047 | 4 | 23211.4511 | 48568.5362 | 473.1968 | 990.1353 | 182.0647 | 0 | 39.5975 | 1009863.4513 | 65326.303 | 713702.8252 | 356459.9505 | 0 | 133215.0422 | 0 | 888641.3532 | 2312062.5156 | 1578030.175 | 7057301.616 | 961560.8286 | 20807313.0041 | 20807313.0041 | 1478867.319 | 9204646.2715 | 0 | 28826175.4487 | 60317002.0434 | 749.8942 | 1.2419 | 23211.4511 | 48568.5362 | 473.1968 | 990.1353
1 | 5500 | 707 | 0.035 | 15 | 15 | 7 | 1e-12 | 5spot_SharedNeighbor | Water | Porous | Wet | R245fa | MinimizeLCOE_Brownfield | IgnoreSilica | 7.0863 | 3.6771 | 0.43458 | 4 | 17697.194 | 35813.0615 | 360.7812 | 730.0977 | 186.0819 | 0 | 40.4179 | 1271938.7436 | 82204.8397 | 928079.5306 | 466555.281 | 0 | 155140.17 | 0 | 1132528.2403 | 2946606.1677 | 2011119.2562 | 8994172.2291 | 961560.8286 | 20807313.0041 | 20807313.0041 | 1478867.319 | 9204646.2715 | 0 | 30763046.0618 | 62253872.6564 | 1000 | 1.7383 | 17697.194 | 35813.0615 | 360.7812 | 730.0977
1 | 5500 | 707 | 0.035 | 15 | 15 | 7 | 1.3335e-12 | 5spot_SharedNeighbor | Water | Porous | Wet | R245fa | MinimizeLCOE_Brownfield | IgnoreSilica | 9.33 | 5.0623 | 0.60162 | 4 | 13794.8676 | 26880.6175 | 281.227 | 547.9977 | 189.4008 | 0 | 41.761 | 1592965.9678 | 102823.4049 | 1198573.6634 | 613222.4855 | 0 | 182278.019 | 0 | 1439046.7808 | 3744104.5346 | 2555428.2785 | 11428443.1345 | 961560.8286 | 20807313.0041 | 20807313.0041 | 1478867.319 | 9204646.2715 | 0 | 33197316.9673 | 64688143.5619 | 1333.5214 | 2.4065 | 13794.8676 | 26880.6175 | 281.227 | 547.9977
1 | 5500 | 707 | 0.035 | 15 | 15 | 7 | 1.7783e-12 | 5spot_SharedNeighbor | Water | Porous | Wet | R245fa | MinimizeLCOE_Brownfield | IgnoreSilica | 12.299 | 6.8985 | 0.82318 | 4 | 11000.64 | 20564.4524 | 224.2629 | 419.2342 | 191.9961 | 0 | 47.5388 | 1981373.3507 | 127694.9479 | 1535276.89 | 807011.6107 | 0 | 215036.7669 | 0 | 1819893.4908 | 4734989.5516 | 3231727.6633 | 14453004.2719 | 961560.8286 | 20807313.0041 | 20807313.0041 | 1478867.319 | 9204646.2715 | 0 | 36221878.1046 | 67712704.6992 | 1778.2794 | 3.2927 | 11000.64 | 20564.4524 | 224.2629 | 419.2342
1 | 5500 | 707 | 0.035 | 15 | 15 | 7 | 2.3714e-12 | 5spot_SharedNeighbor | Water | Porous | Wet | R245fa | MinimizeLCOE_Brownfield | IgnoreSilica | 16.2238 | 9.3223 | 1.1158 | 4 | 8957.5017 | 16013.4404 | 182.6108 | 326.4556 | 193.9606 | 0 | 40.3153 | 2450777.8089 | 157656.609 | 1953449.1123 | 1062572.8967 | 0 | 254517.9966 | 0 | 2292800.0252 | 5965395.3475 | 4071504.9013 | 18208674.6976 | 961560.8286 | 20807313.0041 | 20807313.0041 | 1478867.319 | 9204646.2715 | 0 | 39977548.5303 | 71468375.125 | 2371.3737 | 4.463 | 8957.5017 | 16013.4404 | 182.6108 | 326.4556
1 | 5500 | 707 | 0.035 | 15 | 15 | 7 | 3.1623e-12 | 5spot_SharedNeighbor | Water | Porous | Wet | R245fa | MinimizeLCOE_Brownfield | IgnoreSilica | 21.4442 | 12.5474 | 1.5049 | 4 | 7424.1192 | 12655.4821 | 151.3507 | 257.9991 | 195.4778 | 0 | 49.4232 | 3023755.912 | 194103.6539 | 2477574.4145 | 1402198.2979 | 0 | 302962.0409 | 0 | 2886231.7845 | 7509383.0558 | 5125308.2379 | 22921517.3975 | 961560.8286 | 20807313.0041 | 20807313.0041 | 1478867.319 | 9204646.2715 | 0 | 44690391.2302 | 76181217.8248 | 3162.2777 | 6.0196 | 7424.1192 | 12655.4821 | 151.3507 | 257.9991
1 | 5500 | 707 | 0.035 | 15 | 15 | 7 | 4.217e-12 | 5spot_SharedNeighbor | Water | Porous | Wet | R245fa | MinimizeLCOE_Brownfield | IgnoreSilica | 28.3432 | 16.8111 | 2.0194 | 4 | 6261.486 | 10160.023 | 127.6489 | 207.1258 | 196.6373 | 0 | 43.5773 | 3719725.1034 | 238212.1603 | 3130842.6473 | 1851001.2153 | 0 | 361656.8807 | 0 | 3627560.8227 | 9438169.1457 | 6441744.3769 | 28808912.3524 | 961560.8286 | 20807313.0041 | 20807313.0041 | 1478867.319 | 9204646.2715 | 0 | 50577786.1851 | 82068612.7798 | 4216.965 | 8.0776 | 6261.486 | 10160.023 | 127.6489 | 207.1258
1 | 5500 | 707 | 0.035 | 15 | 15 | 7 | 5.6234e-12 | 5spot_SharedNeighbor | Water | Porous | Wet | R245fa | MinimizeLCOE_Brownfield | IgnoreSilica | 37.3958 | 22.4069 | 2.6948 | 4 | 5370.9297 | 8292.4049 | 109.4937 | 169.0519 | 197.5169 | 0 | 45.3848 | 4560338.664 | 291282.2815 | 3939943.3049 | 2439792.9706 | 0 | 432146.6555 | 0 | 4548766.5118 | 11834957.3835 | 8077601.5983 | 36124829.3701 | 961560.8286 | 20807313.0041 | 20807313.0041 | 1478867.319 | 9204646.2715 | 0 | 57893703.2029 | 89384529.7975 | 5623.4133 | 10.7791 | 5370.9297 | 8292.4049 | 109.4937 | 169.0519
1 | 5500 | 707 | 0.035 | 15 | 15 | 7 | 7.4989e-12 | 5spot_SharedNeighbor | Water | Porous | Wet | R245fa | MinimizeLCOE_Brownfield | IgnoreSilica | 49.1863 | 29.6906 | 3.5736 | 4 | 4682.4711 | 6885.4927 | 95.4585 | 140.3701 | 198.1655 | 0 | 47.8561 | 5569170.5956 | 354715.83 | 4934921.6415 | 3206452.5272 | 0 | 516737.3089 | 0 | 5686979.1822 | 14796353.2724 | 10098815.143 | 45164145.5008 | 961560.8286 | 20807313.0041 | 20807313.0041 | 1478867.319 | 9204646.2715 | 0 | 66933019.3335 | 98423845.9282 | 7498.9421 | 14.2944 | 4682.4711 | 6885.4927 | 95.4585 | 140.3701
1 | 5500 | 707 | 0.035 | 15 | 15 | 7 | 1e-11 | 5spot_SharedNeighbor | Water | Porous | Wet | R245fa | MinimizeLCOE_Brownfield | IgnoreSilica | 64.2164 | 38.9299 | 4.6879 | 4 | 4151.962 | 5831.3252 | 84.6434 | 118.8795 | 198.5446 | 0 | 49.8015 | 6752130.7351 | 428790.3658 | 6129302.5566 | 4182521.2022 | 0 | 615960.054 | 0 | 7062394.9163 | 18374902.8759 | 12541248.7793 | 56087251.4851 | 961560.8286 | 20807313.0041 | 20807313.0041 | 1478867.319 | 9204646.2715 | 0 | 77856125.3178 | 109346951.9124 | 10000 | 18.7516 | 4151.962 | 5831.3252 | 84.6434 | 118.8795
1 | 5500 | 707 | 0.035 | 15 | 15 | 7 | 1.3335e-11 | 5spot_SharedNeighbor | Water | Porous | Wet | R245fa | MinimizeLCOE_Brownfield | IgnoreSilica | 82.8474 | 50.2013 | 6.0445 | 4 | 3748.7724 | 5051.2394 | 76.4238 | 102.9763 | 198.5036 | 0 | 53.5774 | 8091747.3719 | 512327.3769 | 7512021.5466 | 5388496.1633 | 0 | 730689.2825 | 0 | 8671759.879 | 22562140.3827 | 15399124.4168 | 68868306.4198 | 961560.8286 | 20807313.0041 | 20807313.0041 | 1478867.319 | 9204646.2715 | 0 | 90637180.2525 | 122128006.8472 | 13335.2143 | 24.1778 | 3748.7724 | 5051.2394 | 76.4238 | 102.9763
1 | 5500 | 707 | 0.035 | 15 | 15 | 7 | 1.7783e-11 | 5spot_SharedNeighbor | Water | Porous | Wet | R245fa | MinimizeLCOE_Brownfield | IgnoreSilica | 104.8742 | 63.086 | 7.5888 | 4 | 3452.1539 | 4489.5699 | 70.3768 | 91.526 | 197.8597 | 0 | 57.6481 | 9522188.2094 | 601173.8898 | 9018434.673 | 6804565.0891 | 0 | 858505.5943 | 0 | 10453898.3076 | 27198899.0071 | 18563807.4538 | 83021472.2241 | 961560.8286 | 20807313.0041 | 20807313.0041 | 1478867.319 | 9204646.2715 | 0 | 104790346.0568 | 136281172.6515 | 17782.7941 | 30.3551 | 3452.1539 | 4489.5699 | 70.3768 | 91.526
1 | 5500 | 707 | 0.035 | 15 | 15 | 7 | 2.3714e-11 | 5spot_SharedNeighbor | Water | Porous | Wet | R245fa | MinimizeLCOE_Brownfield | IgnoreSilica | 129.4615 | 76.6969 | 9.2078 | 4 | 3243.4708 | 4098.4777 | 66.1225 | 83.553 | 196.5364 | 0 | 65.7784 | 10945745.6669 | 689273.0403 | 10544034.0685 | 8366642.0437 | 0 | 995685.3193 | 0 | 12301138.2541 | 32005038.4268 | 21844096.3641 | 97691653.1839 | 961560.8286 | 20807313.0041 | 20807313.0041 | 1478867.319 | 9204646.2715 | 0 | 119460527.0166 | 150951353.6113 | 23713.7371 | 36.8311 | 3243.4708 | 4098.4777 | 66.1225 | 83.553
1 | 5500 | 707 | 0.035 | 15 | 15 | 7 | 3.1623e-11 | 5spot_SharedNeighbor | Water | Porous | Wet | R245fa | MinimizeLCOE_Brownfield | IgnoreSilica | 155.2226 | 90.139 | 10.7916 | 4 | 3099.6767 | 3829.196 | 63.1911 | 78.0633 | 194.8403 | 0 | 68.8078 | 12282921.2767 | 771766.3358 | 11998165.404 | 9983151.2312 | 0 | 1135866.36 | 0 | 14107029.537 | 36703597.1057 | 25050959.2081 | 112033456.4586 | 961560.8286 | 20807313.0041 | 20807313.0041 | 1478867.319 | 9204646.2715 | 0 | 133802330.2913 | 165293156.8859 | 31622.7766 | 43.1665 | 3099.6767 | 3829.196 | 63.1911 | 78.0633
1 | 5500 | 707 | 0.035 | 15 | 15 | 7 | 4.217e-11 | 5spot_SharedNeighbor | Water | Porous | Wet | R245fa | MinimizeLCOE_Brownfield | IgnoreSilica | 168.225 | 96.5911 | 11.6926 | 4 | 2999.6178 | 3672.9226 | 61.1513 | 74.8775 | 193.8992 | 0 | 80.7851 | 12904495.0403 | 810033.5427 | 12680444.2774 | 10790383.76 | 0 | 1082370.9274 | 0 | 14924413.7437 | 38830263.1428 | 26502452.4771 | 118524856.9114 | 961560.8286 | 20807313.0041 | 20807313.0041 | 1478867.319 | 9204646.2715 | 0 | 140293730.7441 | 171784557.3388 | 42169.6503 | 46.7705 | 2999.6178 | 3672.9226 | 61.1513 | 74.8775
1 | 5500 | 707 | 0.035 | 15 | 15 | 7 | 5.6234e-11 | 5spot_SharedNeighbor | Water | Porous | Wet | R245fa | MinimizeLCOE_Brownfield | IgnoreSilica | 176.066 | 100.3517 | 12.3023 | 4 | 2923.2422 | 3563.1808 | 59.5942 | 72.6403 | 193.2955 | 0 | 97.3215 | 13261368.1252 | 831982.919 | 13073884.6708 | 11272926.7167 | 0 | 975839.8075 | 0 | 15372240.8733 | 39995417.4722 | 27297694.2484 | 122081354.8333 | 961560.8286 | 20807313.0041 | 20807313.0041 | 1478867.319 | 9204646.2715 | 0 | 143850228.666 | 175341055.2607 | 56234.1325 | 49.2091 | 2923.2422 | 3563.1808 | 59.5942 | 72.6403
1 | 5500 | 707 | 0.035 | 15 | 15 | 7 | 7.4989e-11 | 5spot_SharedNeighbor | Water | Porous | Wet | R245fa | MinimizeLCOE_Brownfield | IgnoreSilica | 182.2823 | 103.265 | 12.7892 | 4 | 2864.8833 | 3480.4575 | 58.4045 | 70.9538 | 192.8003 | 0 | 110.2032 | 13535245.6403 | 848817.3071 | 13376647.9211 | 11653926.7003 | 0 | 875734.156 | 0 | 15713244.9727 | 40882640.1892 | 27903241.9834 | 124789498.8701 | 961560.8286 | 20807313.0041 | 20807313.0041 | 1478867.319 | 9204646.2715 | 0 | 146558372.7029 | 178049199.2975 | 74989.4209 | 51.1568 | 2864.8833 | 3480.4575 | 58.4045 | 70.9538
1 | 5500 | 707 | 0.035 | 15 | 15 | 7 | 1e-10 | 5spot_SharedNeighbor | Water | Porous | Wet | R245fa | MinimizeLCOE_Brownfield | IgnoreSilica | 187.0339 | 105.4494 | 13.167 | 4 | 2820.4023 | 3418.316 | 57.4977 | 69.687 | 192.4119 | 0 | 144.8665 | 13739177.2758 | 861346.5933 | 13602543.1645 | 11943987.5287 | 0 | 784571.7851 | 0 | 15963334.2755 | 41533321.2547 | 28347345.1807 | 126775627.0582 | 961560.8286 | 20807313.0041 | 20807313.0041 | 1478867.319 | 9204646.2715 | 0 | 148544500.8909 | 180035327.4856 | 100000 | 52.6678 | 2820.4023 | 3418.316 | 57.4977 | 69.687
1 | 5500 | 707 | 0.035 | 15 | 15 | 7 | 1.3335e-10 | 5spot_SharedNeighbor | Water | Porous | Wet | R245fa | MinimizeLCOE_Brownfield | IgnoreSilica | 190.6102 | 107.0698 | 13.456 | 4 | 2786.5659 | 3371.6384 | 56.8079 | 68.7354 | 192.1142 | 0 | 137.6161 | 13889685.7949 | 870590.5273 | 13769507.1224 | 12161946.1607 | 0 | 704530.9177 | 0 | 16144541.604 | 42004785.5528 | 28669129.2518 | 128214716.9318 | 961560.8286 | 20807313.0041 | 20807313.0041 | 1478867.319 | 9204646.2715 | 0 | 149983590.7645 | 181474417.3592 | 133352.1432 | 53.8238 | 2786.5659 | 3371.6384 | 56.8079 | 68.7354
1 | 5500 | 707 | 0.035 | 15 | 15 | 7 | 1.7783e-10 | 5spot_SharedNeighbor | Water | Porous | Wet | R245fa | MinimizeLCOE_Brownfield | IgnoreSilica | 193.405 | 108.3205 | 13.6806 | 4 | 2760.86 | 3336.3239 | 56.2839 | 68.0155 | 191.8786 | 0 | 140.5349 | 14005415.8041 | 877696.6564 | 13898030.4746 | 12331500.7405 | 0 | 637988.5338 | 0 | 16282746.5617 | 42364366.503 | 28914550.639 | 129312295.9133 | 961560.8286 | 20807313.0041 | 20807313.0041 | 1478867.319 | 9204646.2715 | 0 | 151081169.7461 | 182571996.3407 | 177827.941 | 54.7225 | 2760.86 | 3336.3239 | 56.2839 | 68.0155
1 | 5500 | 707 | 0.035 | 15 | 15 | 7 | 2.3714e-10 | 5spot_SharedNeighbor | Water | Porous | Wet | R245fa | MinimizeLCOE_Brownfield | IgnoreSilica | 195.3313 | 109.1737 | 13.8429 | 4 | 2741.3584 | 3310.0772 | 55.8863 | 67.4804 | 191.7142 | 0 | 175.1899 | 14084145.5509 | 882529.994 | 13985532.5634 | 12447864.8472 | 0 | 580442.8165 | 0 | 16372401.1511 | 42597629.3538 | 29073757.3278 | 130024303.6047 | 961560.8286 | 20807313.0041 | 20807313.0041 | 1478867.319 | 9204646.2715 | 0 | 151793177.4374 | 183284004.0321 | 237137.3706 | 55.3715 | 2741.3584 | 3310.0772 | 55.8863 | 67.4804
1 | 5500 | 707 | 0.035 | 15 | 15 | 7 | 3.1623e-10 | 5spot_SharedNeighbor | Water | Porous | Wet | R245fa | MinimizeLCOE_Brownfield | IgnoreSilica | 196.7197 | 109.7846 | 13.9629 | 4 | 2726.5875 | 3290.4172 | 55.5852 | 67.0796 | 191.5948 | 0 | 162.5916 | 14140413.3541 | 885983.926 | 14048104.055 | 12531666.4792 | 0 | 532964.7641 | 0 | 16434261.7055 | 42758577.8272 | 29183607.968 | 130515580.0791 | 961560.8286 | 20807313.0041 | 20807313.0041 | 1478867.319 | 9204646.2715 | 0 | 152284453.9118 | 183775280.5064 | 316227.766 | 55.8517 | 2726.5875 | 3290.4172 | 55.5852 | 67.0796
1 | 5500 | 707 | 0.035 | 15 | 15 | 7 | 4.217e-10 | 5spot_SharedNeighbor | Water | Porous | Wet | R245fa | MinimizeLCOE_Brownfield | IgnoreSilica | 197.7092 | 110.2178 | 14.0511 | 4 | 2715.4132 | 3275.7053 | 55.3574 | 66.7797 | 191.5091 | 0 | 167.0809 | 14180261.3556 | 888429.7303 | 14092433.377 | 12591350.8083 | 0 | 494316.9536 | 0 | 16476248.9677 | 42867820.0705 | 29258168.0437 | 130849029.3067 | 961560.8286 | 20807313.0041 | 20807313.0041 | 1478867.319 | 9204646.2715 | 0 | 152617903.1394 | 184108729.734 | 421696.5034 | 56.2043 | 2715.4132 | 3275.7053 | 55.3574 | 66.7797
1 | 5500 | 707 | 0.035 | 15 | 15 | 7 | 5.6234e-10 | 5spot_SharedNeighbor | Water | Porous | Wet | R245fa | MinimizeLCOE_Brownfield | IgnoreSilica | 198.3982 | 110.5183 | 14.115 | 4 | 2706.9695 | 3264.7229 | 55.1852 | 66.5558 | 191.4492 | 0 | 160.4238 | 14207878.5776 | 890124.724 | 14123164.7592 | 12632893.9197 | 0 | 463092.6527 | 0 | 16503690.3069 | 42939216.8063 | 29306897.7829 | 131066959.5293 | 961560.8286 | 20807313.0041 | 20807313.0041 | 1478867.319 | 9204646.2715 | 0 | 152835833.362 | 184326659.9567 | 562341.3252 | 56.4601 | 2706.9695 | 3264.7229 | 55.1852 | 66.5558
1 | 5500 | 707 | 0.035 | 15 | 15 | 7 | 7.4989e-10 | 5spot_SharedNeighbor | Water | Porous | Wet | R245fa | MinimizeLCOE_Brownfield | IgnoreSilica | 198.8929 | 110.7335 | 14.1621 | 4 | 2700.5962 | 3256.4945 | 55.0553 | 66.388 | 191.4059 | 0 | 155.981 | 14227641.4396 | 891337.6072 | 14145160.2837 | 12662711.8862 | 0 | 438402.7413 | 0 | 16522449.0436 | 42988023.1911 | 29340209.1435 | 131215935.3362 | 961560.8286 | 20807313.0041 | 20807313.0041 | 1478867.319 | 9204646.2715 | 0 | 152984809.1689 | 184475635.7636 | 749894.2093 | 56.6485 | 2700.5962 | 3256.4945 | 55.0553 | 66.388
1 | 5500 | 707 | 0.035 | 15 | 15 | 7 | 1e-09 | 5spot_SharedNeighbor | Water | Porous | Wet | R245fa | MinimizeLCOE_Brownfield | IgnoreSilica | 199.2218 | 110.8762 | 14.1956 | 4 | 2695.7905 | 3250.3785 | 54.9573 | 66.2634 | 191.377 | 0 | 158.1772 | 14240742.5544 | 892141.6223 | 14159743.3816 | 12682531.1662 | 0 | 418694.286 | 0 | 16533602.6741 | 43017042.6499 | 29360015.5204 | 131304513.855 | 961560.8286 | 20807313.0041 | 20807313.0041 | 1478867.319 | 9204646.2715 | 0 | 153073387.6877 | 184564214.2824 | 1000000 | 56.7824 | 2695.7905 | 3250.3785 | 54.9573 | 66.2634
1 | 5500 | 707 | 0.035 | 15 | 15 | 7 | 1.3335e-09 | 5spot_SharedNeighbor | Water | Porous | Wet | R245fa | MinimizeLCOE_Brownfield | IgnoreSilica | 199.4628 | 110.9806 | 14.2205 | 4 | 2692.1703 | 3245.7883 | 54.8835 | 66.1698 | 191.3558 | 0 | 171.9775 | 14250324.0871 | 892729.6285 | 14170409.7325 | 12697047.2712 | 0 | 403454.9113 | 0 | 16541446.596 | 43037450.9255 | 29373944.5878 | 131366807.7399 | 961560.8286 | 20807313.0041 | 20807313.0041 | 1478867.319 | 9204646.2715 | 0 | 153135681.5727 | 184626508.1673 | 1333521.4322 | 56.8819 | 2692.1703 | 3245.7883 | 54.8835 | 66.1698
1 | 5500 | 707 | 0.035 | 15 | 15 | 7 | 1.7783e-09 | 5spot_SharedNeighbor | Water | Porous | Wet | R245fa | MinimizeLCOE_Brownfield | IgnoreSilica | 199.624 | 111.0503 | 14.2382 | 4 | 2689.4456 | 3242.3728 | 54.828 | 66.1002 | 191.3416 | 0 | 166.9173 | 14256717.0791 | 893121.9523 | 14177526.9908 | 12706751.6087 | 0 | 391520.2522 | 0 | 16545998.7744 | 43049294.7601 | 29382028.2483 | 131402959.666 | 961560.8286 | 20807313.0041 | 20807313.0041 | 1478867.319 | 9204646.2715 | 0 | 153171833.4987 | 184662660.0934 | 1778279.41 | 56.9529 | 2689.4456 | 3242.3728 | 54.828 | 66.1002
1 | 5500 | 707 | 0.035 | 15 | 15 | 7 | 2.3714e-09 | 5spot_SharedNeighbor | Water | Porous | Wet | R245fa | MinimizeLCOE_Brownfield | IgnoreSilica | 199.7212 | 111.0922 | 14.2505 | 4 | 2687.3963 | 3239.8487 | 54.7862 | 66.0487 | 191.3329 | 0 | 163.8739 | 14260561.4899 | 893357.8731 | 14181807.1123 | 12712604.1827 | 0 | 382095.8115 | 0 | 16547866.3231 | 43054153.7386 | 29385344.601 | 131417791.1323 | 961560.8286 | 20807313.0041 | 20807313.0041 | 1478867.319 | 9204646.2715 | 0 | 153186664.965 | 184677491.5597 | 2371373.7057 | 57.0019 | 2687.3963 | 3239.8487 | 54.7862 | 66.0487
1 | 5500 | 707 | 0.035 | 15 | 15 | 7 | 3.1623e-09 | 5spot_SharedNeighbor | Water | Porous | Wet | R245fa | MinimizeLCOE_Brownfield | IgnoreSilica | 199.8092 | 111.1302 | 14.2604 | 4 | 2685.856 | 3237.9254 | 54.7548 | 66.0095 | 191.3251 | 0 | 162.2661 | 14264046.7119 | 893571.7501 | 14185687.4492 | 12717901.6618 | 0 | 375158.3103 | 0 | 16550182.6945 | 43060180.4617 | 29389457.9633 | 131436187.0027 | 961560.8286 | 20807313.0041 | 20807313.0041 | 1478867.319 | 9204646.2715 | 0 | 153205060.8354 | 184695887.4301 | 3162277.6602 | 57.0414 | 2685.856 | 3237.9254 | 54.7548 | 66.0095
1 | 5500 | 707 | 0.035 | 15 | 15 | 7 | 4.217e-09 | 5spot_SharedNeighbor | Water | Porous | Wet | R245fa | MinimizeLCOE_Brownfield | IgnoreSilica | 199.8675 | 111.1554 | 14.2674 | 4 | 2684.6988 | 3236.495 | 54.7312 | 65.9803 | 191.3199 | 0 | 158.4359 | 14266353.4643 | 893713.3073 | 14188255.7743 | 12721413.5601 | 0 | 369798.5147 | 0 | 16551418.5021 | 43063395.7796 | 29391652.4839 | 131446001.3863 | 961560.8286 | 20807313.0041 | 20807313.0041 | 1478867.319 | 9204646.2715 | 0 | 153214875.2191 | 184705701.8137 | 4216965.0343 | 57.0697 | 2684.6988 | 3236.495 | 54.7312 | 65.9803
1 | 5500 | 707 | 0.035 | 15 | 15 | 7 | 5.6234e-09 | 5spot_SharedNeighbor | Water | Porous | Wet | R245fa | MinimizeLCOE_Brownfield | IgnoreSilica | 199.9038 | 111.1709 | 14.2724 | 4 | 2683.8298 | 3235.4346 | 54.7135 | 65.9587 | 191.3166 | 0 | 173.3571 | 14267784.0614 | 893801.0977 | 14189848.6168 | 12723596.9982 | 0 | 365643.9207 | 0 | 16551863.131 | 43064552.6129 | 29392442.0463 | 131449532.485 | 961560.8286 | 20807313.0041 | 20807313.0041 | 1478867.319 | 9204646.2715 | 0 | 153218406.3178 | 184709232.9124 | 5623413.2519 | 57.0895 | 2683.8298 | 3235.4346 | 54.7135 | 65.9587
1 | 5500 | 707 | 0.035 | 15 | 15 | 7 | 7.4989e-09 | 5spot_SharedNeighbor | Water | Porous | Wet | R245fa | MinimizeLCOE_Brownfield | IgnoreSilica | 199.9186 | 111.1772 | 14.2755 | 4 | 2683.1774 | 3234.6612 | 54.7002 | 65.9429 | 191.3152 | 0 | 165.1314 | 14268359.9956 | 893836.4406 | 14190489.8735 | 12724486.0648 | 0 | 362333.6341 | 0 | 16551407.3434 | 43063366.747 | 29391632.6685 | 131445912.7675 | 961560.8286 | 20807313.0041 | 20807313.0041 | 1478867.319 | 9204646.2715 | 0 | 153214786.6002 | 184705613.1949 | 7498942.0933 | 57.102 | 2683.1774 | 3234.6612 | 54.7002 | 65.9429
1 | 5500 | 707 | 0.035 | 15 | 15 | 7 | 1e-08 | 5spot_SharedNeighbor | Water | Porous | Wet | R245fa | MinimizeLCOE_Brownfield | IgnoreSilica | 199.9381 | 111.1856 | 14.2782 | 4 | 2682.6878 | 3234.0658 | 54.6902 | 65.9308 | 191.3135 | 0 | 167.2199 | 14269125.7723 | 893883.4333 | 14191342.509 | 12725655.8435 | 0 | 359961.1321 | 0 | 16551587.7892 | 43063836.23 | 29391953.1003 | 131447345.8097 | 961560.8286 | 20807313.0041 | 20807313.0041 | 1478867.319 | 9204646.2715 | 0 | 153216219.6424 | 184707046.2371 | 10000000 | 57.113 | 2682.6878 | 3234.0658 | 54.6902 | 65.9308
1 | 5600 | 707 | 0.035 | 15 | 15 | 7 | 1e-13 | 5spot_SharedNeighbor | Water | Porous | Wet | R245fa | MinimizeLCOE_Brownfield | IgnoreSilica | 0.88403 | 0.192 | 0.0082612 | 4 | 706374.7904 | 1681739.1929 | 14400.4055 | 34284.5282 | 118.9876 | 0 | 26.1357 | 125448.0975 | 4974.9431 | 91037.9693 | 57706.5971 | 0 | 58112.6454 | 0 | 131539.2985 | 342238.2721 | 233584.653 | 1044642.4761 | 961560.8286 | 21335742.5118 | 21335742.5118 | 1478867.319 | 9416018.0746 | 0 | 23341945.8165 | 55572573.722 | 100 | 0.033045 | 706374.7904 | 1681739.1929 | 14400.4055 | 34284.5282
1 | 5600 | 707 | 0.035 | 15 | 15 | 7 | 1.3335e-13 | 5spot_SharedNeighbor | Water | Porous | Wet | R245fa | MinimizeLCOE_Brownfield | IgnoreSilica | 1.1619 | 0.31041 | 0.019781 | 4 | 300125.8229 | 707468.4371 | 6118.4709 | 14422.701 | 133.5173 | 0 | 22.9003 | 188170.8773 | 8289.3014 | 132370.3763 | 73282.7873 | 0 | 66007.761 | 0 | 182567.2303 | 475002.4836 | 324198.9553 | 1449889.7725 | 961560.8286 | 21335742.5118 | 21335742.5118 | 1478867.319 | 9416018.0746 | 0 | 23747193.113 | 55977821.0185 | 133.3521 | 0.079124 | 300125.8229 | 707468.4371 | 6118.4709 | 14422.701
1 | 5600 | 707 | 0.035 | 15 | 15 | 7 | 1.7783e-13 | 5spot_SharedNeighbor | Water | Porous | Wet | R245fa | MinimizeLCOE_Brownfield | IgnoreSilica | 1.4908 | 0.46611 | 0.037123 | 4 | 163162.5161 | 380217.2612 | 3326.2886 | 7751.2432 | 145.5131 | 0 | 25.1612 | 263155.8965 | 12678.0646 | 181786.0129 | 93089.3419 | 0 | 72689.9284 | 0 | 243125.7053 | 632563.2132 | 431737.3909 | 1930825.5537 | 961560.8286 | 21335742.5118 | 21335742.5118 | 1478867.319 | 9416018.0746 | 0 | 24228128.8941 | 56458756.7996 | 177.8279 | 0.14849 | 163162.5161 | 380217.2612 | 3326.2886 | 7751.2432
1 | 5600 | 707 | 0.035 | 15 | 15 | 7 | 2.3714e-13 | 5spot_SharedNeighbor | Water | Porous | Wet | R245fa | MinimizeLCOE_Brownfield | IgnoreSilica | 1.9431 | 0.6972 | 0.064533 | 4 | 96420.7271 | 221281.2282 | 1965.6669 | 4511.1171 | 156.6674 | 0 | 148.6087 | 364666.6247 | 19200.474 | 249024.7297 | 122189.3509 | 0 | 81814.3286 | 0 | 326389.2481 | 849197.8718 | 579594.9968 | 2592077.6246 | 961560.8286 | 21335742.5118 | 21335742.5118 | 1478867.319 | 9416018.0746 | 0 | 24889380.965 | 57120008.8705 | 237.1374 | 0.25813 | 96420.7271 | 221281.2282 | 1965.6669 | 4511.1171
1 | 5600 | 707 | 0.035 | 15 | 15 | 7 | 3.1623e-13 | 5spot_SharedNeighbor | Water | Porous | Wet | R245fa | MinimizeLCOE_Brownfield | IgnoreSilica | 2.5071 | 0.99987 | 0.10273 | 4 | 62508.1801 | 140945.297 | 1274.3138 | 2873.3605 | 165.7783 | 0 | 193.2822 | 485927.2181 | 27662.6773 | 330299.9563 | 159087.0116 | 0 | 90882.0961 | 0 | 426604.9942 | 1109938.6862 | 757555.9603 | 3387958.6001 | 961560.8286 | 21335742.5118 | 21335742.5118 | 1478867.319 | 9416018.0746 | 0 | 25685261.9406 | 57915889.8461 | 316.2278 | 0.41091 | 62508.1801 | 140945.297 | 1274.3138 | 2873.3605
1 | 5600 | 707 | 0.035 | 15 | 15 | 7 | 4.217e-13 | 5spot_SharedNeighbor | Water | Porous | Wet | R245fa | MinimizeLCOE_Brownfield | IgnoreSilica | 3.2656 | 1.4236 | 0.15857 | 4 | 42150.7782 | 92965.5805 | 859.3006 | 1895.2291 | 173.628 | 0 | 261.6887 | 642446.3978 | 39632.1298 | 435735.9357 | 212478.9468 | 0 | 102569.1837 | 0 | 558816.4116 | 1453925.6739 | 992334.1476 | 4437938.827 | 961560.8286 | 21335742.5118 | 21335742.5118 | 1478867.319 | 9416018.0746 | 0 | 26735242.1674 | 58965870.0729 | 421.6965 | 0.63428 | 42150.7782 | 92965.5805 | 859.3006 | 1895.2291
1 | 5600 | 707 | 0.035 | 15 | 15 | 7 | 5.6234e-13 | 5spot_SharedNeighbor | Water | Porous | Wet | R245fa | MinimizeLCOE_Brownfield | IgnoreSilica | 4.248 | 2.0147 | 0.23493 | 4 | 29859.0013 | 64156.5338 | 608.7161 | 1307.9177 | 179.9839 | 0 | 38.4693 | 833622.5795 | 53948.5099 | 573531.9855 | 282805.5067 | 0 | 116538.5948 | 0 | 725574.3988 | 1887795.7498 | 1288459.3896 | 5762276.7145 | 961560.8286 | 21335742.5118 | 21335742.5118 | 1478867.319 | 9416018.0746 | 0 | 28059580.055 | 60290207.9605 | 562.3413 | 0.93974 | 29859.0013 | 64156.5338 | 608.7161 | 1307.9177
1 | 5600 | 707 | 0.035 | 15 | 15 | 7 | 7.4989e-13 | 5spot_SharedNeighbor | Water | Porous | Wet | R245fa | MinimizeLCOE_Brownfield | IgnoreSilica | 5.5394 | 2.8358 | 0.33444 | 4 | 22189.9734 | 46283.1495 | 452.3726 | 943.5446 | 185.119 | 0 | 41.6587 | 1059663.0046 | 68536.973 | 753929.8625 | 368731.1469 | 0 | 134257.4089 | 0 | 930196.1744 | 2420179.6363 | 1651822.3315 | 7387316.5381 | 961560.8286 | 21335742.5118 | 21335742.5118 | 1478867.319 | 9416018.0746 | 0 | 29684619.8785 | 61915247.784 | 749.8942 | 1.3377 | 22189.9734 | 46283.1495 | 452.3726 | 943.5446
1 | 5600 | 707 | 0.035 | 15 | 15 | 7 | 1e-12 | 5spot_SharedNeighbor | Water | Porous | Wet | R245fa | MinimizeLCOE_Brownfield | IgnoreSilica | 7.2495 | 3.9201 | 0.46574 | 4 | 17007.7652 | 34308.6123 | 346.7263 | 699.4275 | 189.1416 | 0 | 43.4728 | 1330526.4401 | 85972.2205 | 976845.9029 | 481469.0044 | 0 | 156041.7723 | 0 | 1182033.5827 | 3075408.9137 | 2099029.7769 | 9387327.6134 | 961560.8286 | 21335742.5118 | 21335742.5118 | 1478867.319 | 9416018.0746 | 0 | 31684630.9539 | 63915258.8593 | 1000 | 1.863 | 17007.7652 | 34308.6123 | 346.7263 | 699.4275
1 | 5600 | 707 | 0.035 | 15 | 15 | 7 | 1.3335e-12 | 5spot_SharedNeighbor | Water | Porous | Wet | R245fa | MinimizeLCOE_Brownfield | IgnoreSilica | 9.5347 | 5.3846 | 0.64317 | 4 | 13296.3527 | 25824.4652 | 271.0641 | 526.4667 | 192.5466 | 0 | 41.837 | 1663770.4752 | 107363.1782 | 1259240.2342 | 631964.9986 | 0 | 182922.1086 | 0 | 1499651.788 | 3901786.3314 | 2663049.3449 | 11909748.4591 | 961560.8286 | 21335742.5118 | 21335742.5118 | 1478867.319 | 9416018.0746 | 0 | 34207051.7995 | 66437679.705 | 1333.5214 | 2.5727 | 13296.3527 | 25824.4652 | 271.0641 | 526.4667
1 | 5600 | 707 | 0.035 | 15 | 15 | 7 | 1.7783e-12 | 5spot_SharedNeighbor | Water | Porous | Wet | R245fa | MinimizeLCOE_Brownfield | IgnoreSilica | 12.5574 | 7.3166 | 0.87726 | 4 | 10638.2846 | 19823.3474 | 216.8758 | 404.1257 | 195.1216 | 0 | 42.8038 | 2065392.5434 | 133065.2197 | 1609286.5701 | 830352.388 | 0 | 215467.2207 | 0 | 1892889.9373 | 4924911.3318 | 3361353.1807 | 15032718.3916 | 961560.8286 | 21335742.5118 | 21335742.5118 | 1478867.319 | 9416018.0746 | 0 | 37330021.7321 | 69560649.6376 | 1778.2794 | 3.509 | 10638.2846 | 19823.3474 | 216.8758 | 404.1257
1 | 5600 | 707 | 0.035 | 15 | 15 | 7 | 2.3714e-12 | 5spot_SharedNeighbor | Water | Porous | Wet | R245fa | MinimizeLCOE_Brownfield | IgnoreSilica | 16.5721 | 9.8837 | 1.1883 | 4 | 8675.2507 | 15456.184 | 176.8567 | 315.0952 | 197.1126 | 0 | 42.5485 | 2554190.9269 | 164244.4188 | 2047011.6708 | 1093570.8107 | 0 | 255190.2007 | 0 | 2384541.1309 | 6204086.8858 | 4234416.7808 | 18937252.8254 | 961560.8286 | 21335742.5118 | 21335742.5118 | 1478867.319 | 9416018.0746 | 0 | 41234556.1658 | 73465184.0713 | 2371.3737 | 4.7531 | 8675.2507 | 15456.184 | 176.8567 | 315.0952
1 | 5600 | 707 | 0.035 | 15 | 15 | 7 | 3.1623e-12 | 5spot_SharedNeighbor | Water | Porous | Wet | R245fa | MinimizeLCOE_Brownfield | IgnoreSilica | 21.9117 | 13.2991 | 1.6019 | 4 | 7199.6343 | 12229.5605 | 146.7743 | 249.3161 | 198.6487 | 0 | 43.4351 | 3150883.4517 | 202173.2166 | 2595635.7525 | 1443353.3251 | 0 | 303908.4527 | 0 | 3001422.1374 | 7809084.7253 | 5329860.7857 | 23836321.847 | 961560.8286 | 21335742.5118 | 21335742.5118 | 1478867.319 | 9416018.0746 | 0 | 46133625.1874 | 78364253.0929 | 3162.2777 | 6.4078 | 7199.6343 | 12229.5605 | 146.7743 | 249.3161
1 | 5600 | 707 | 0.035 | 15 | 15 | 7 | 4.217e-12 | 5spot_SharedNeighbor | Water | Porous | Wet | R245fa | MinimizeLCOE_Brownfield | IgnoreSilica | 28.9474 | 17.801 | 2.1474 | 4 | 6081.1022 | 9833.3858 | 123.9715 | 200.4669 | 199.8193 | 0 | 49.2548 | 3873655.0005 | 247946.0894 | 3277474.6302 | 1904099.565 | 0 | 362469.2053 | 0 | 3769601.3513 | 9807729.4645 | 6693976.8882 | 29936952.1945 | 961560.8286 | 21335742.5118 | 21335742.5118 | 1478867.319 | 9416018.0746 | 0 | 52234255.535 | 84464883.4405 | 4216.965 | 8.5896 | 6081.1022 | 9833.3858 | 123.9715 | 200.4669
1 | 5600 | 707 | 0.035 | 15 | 15 | 7 | 5.6234e-12 | 5spot_SharedNeighbor | Water | Porous | Wet | R245fa | MinimizeLCOE_Brownfield | IgnoreSilica | 38.1728 | 23.7053 | 2.863 | 4 | 5222.8108 | 8037.2605 | 106.4741 | 163.8504 | 200.7072 | 0 | 38.5156 | 4746332.2561 | 302997.1447 | 4121552.0928 | 2508236.9489 | 0 | 432738.4014 | 0 | 4723624.1691 | 12289901.1395 | 8388110.0599 | 37513492.2123 | 961560.8286 | 21335742.5118 | 21335742.5118 | 1478867.319 | 9416018.0746 | 0 | 59810795.5528 | 92041423.4583 | 5623.4133 | 11.4518 | 5222.8108 | 8037.2605 | 106.4741 | 163.8504
1 | 5600 | 707 | 0.035 | 15 | 15 | 7 | 7.4989e-12 | 5spot_SharedNeighbor | Water | Porous | Wet | R245fa | MinimizeLCOE_Brownfield | IgnoreSilica | 50.1795 | 31.377 | 3.7939 | 4 | 4557.32 | 6681.1445 | 92.9071 | 136.2042 | 201.3583 | 0 | 54.5013 | 5793519.2575 | 369043.6257 | 5157687.6927 | 3293492.8575 | 0 | 516900.3458 | 0 | 5900951.0739 | 15353064.2428 | 10478781.8196 | 46863440.9155 | 961560.8286 | 21335742.5118 | 21335742.5118 | 1478867.319 | 9416018.0746 | 0 | 69160744.256 | 101391372.1615 | 7498.9421 | 15.1757 | 4557.32 | 6681.1445 | 92.9071 | 136.2042
1 | 5600 | 707 | 0.035 | 15 | 15 | 7 | 1e-11 | 5spot_SharedNeighbor | Water | Porous | Wet | R245fa | MinimizeLCOE_Brownfield | IgnoreSilica | 65.4662 | 41.0896 | 4.9726 | 4 | 4044.2411 | 5664.6498 | 82.4473 | 115.4815 | 201.7244 | 0 | 59.0715 | 7019955.378 | 446143.6433 | 6399315.1958 | 4291888.1863 | 0 | 615585.8562 | 0 | 7321426.4212 | 19048849.717 | 13001231.3465 | 58144395.7443 | 961560.8286 | 21335742.5118 | 21335742.5118 | 1478867.319 | 9416018.0746 | 0 | 80441699.0847 | 112672326.9902 | 10000 | 19.8904 | 4044.2411 | 5664.6498 | 82.4473 | 115.4815
1 | 5600 | 707 | 0.035 | 15 | 15 | 7 | 1.3335e-11 | 5spot_SharedNeighbor | Water | Porous | Wet | R245fa | MinimizeLCOE_Brownfield | IgnoreSilica | 84.3406 | 52.8921 | 6.3996 | 4 | 3655.9592 | 4915.0425 | 74.5317 | 100.1998 | 201.6433 | 0 | 54.3895 | 8401948.0859 | 532285.0541 | 7831849.5702 | 5521627.5511 | 0 | 729365.4973 | 0 | 8976659.5459 | 23355426.7723 | 15940558.6781 | 71289720.755 | 961560.8286 | 21335742.5118 | 21335742.5118 | 1478867.319 | 9416018.0746 | 0 | 93587024.0954 | 125817652.0009 | 13335.2143 | 25.5985 | 3655.9592 | 4915.0425 | 74.5317 | 100.1998
1 | 5600 | 707 | 0.035 | 15 | 15 | 7 | 1.7783e-11 | 5spot_SharedNeighbor | Water | Porous | Wet | R245fa | MinimizeLCOE_Brownfield | IgnoreSilica | 106.5721 | 66.3432 | 8.0141 | 4 | 3372.0424 | 4377.4795 | 68.7436 | 89.2408 | 200.9297 | 0 | 59.288 | 9870160.6998 | 622736.738 | 9389054.9496 | 6963022.2207 | 0 | 856344.3415 | 0 | 10803514.3903 | 28108528.3382 | 19184648.1633 | 85798009.8414 | 961560.8286 | 21335742.5118 | 21335742.5118 | 1478867.319 | 9416018.0746 | 0 | 108095313.1819 | 140325941.0874 | 17782.7941 | 32.0563 | 3372.0424 | 4377.4795 | 68.7436 | 89.2408
1 | 5600 | 707 | 0.035 | 15 | 15 | 7 | 2.3714e-11 | 5spot_SharedNeighbor | Water | Porous | Wet | R245fa | MinimizeLCOE_Brownfield | IgnoreSilica | 131.2764 | 80.4546 | 9.6998 | 4 | 3171.4798 | 4002.1822 | 64.6549 | 81.5899 | 199.5152 | 0 | 60.6315 | 11325776.5358 | 712742.4627 | 10955330.3033 | 8544038.0874 | 0 | 992136.8295 | 0 | 12686709.4453 | 33008215.5746 | 22528785.3807 | 100753734.6192 | 961560.8286 | 21335742.5118 | 21335742.5118 | 1478867.319 | 9416018.0746 | 0 | 123051037.9597 | 155281665.8652 | 23713.7371 | 38.7992 | 3171.4798 | 4002.1822 | 64.6549 | 81.5899
1 | 5600 | 707 | 0.035 | 15 | 15 | 7 | 3.1623e-11 | 5spot_SharedNeighbor | Water | Porous | Wet | R245fa | MinimizeLCOE_Brownfield | IgnoreSilica | 156.9937 | 94.3223 | 11.3424 | 4 | 3032.8252 | 3743.2268 | 61.8282 | 76.3107 | 197.7527 | 0 | 65.3239 | 12687303.6017 | 796667.6267 | 12441604.0127 | 10171555.1789 | 0 | 1129629.4936 | 0 | 14518436.3663 | 37773993.2842 | 25781526.5944 | 115300716.1584 | 961560.8286 | 21335742.5118 | 21335742.5118 | 1478867.319 | 9416018.0746 | 0 | 137598019.4989 | 169828647.4044 | 31622.7766 | 45.3696 | 3032.8252 | 3743.2268 | 61.8282 | 76.3107
1 | 5600 | 707 | 0.035 | 15 | 15 | 7 | 4.217e-11 | 5spot_SharedNeighbor | Water | Porous | Wet | R245fa | MinimizeLCOE_Brownfield | IgnoreSilica | 171.1681 | 101.5713 | 12.3274 | 4 | 2937.4916 | 3591.1288 | 59.8847 | 73.21 | 196.6771 | 0 | 80.0428 | 13376288.1966 | 839047.7796 | 13200839.2832 | 11058237.3875 | 0 | 1092708.2854 | 0 | 15431177.1636 | 40148757.6101 | 27402352.0434 | 122549407.7496 | 961560.8286 | 21335742.5118 | 21335742.5118 | 1478867.319 | 9416018.0746 | 0 | 144846711.0901 | 177077338.9955 | 42169.6503 | 49.3097 | 2937.4916 | 3591.1288 | 59.8847 | 73.21
1 | 5600 | 707 | 0.035 | 15 | 15 | 7 | 5.6234e-11 | 5spot_SharedNeighbor | Water | Porous | Wet | R245fa | MinimizeLCOE_Brownfield | IgnoreSilica | 178.9554 | 105.4135 | 12.951 | 4 | 2865.0713 | 3487.2385 | 58.4084 | 71.0921 | 196.0462 | 0 | 103.5336 | 13735829.1364 | 861140.9273 | 13598831.3256 | 11541811.713 | 0 | 983717.3772 | 0 | 15881318.887 | 41319934.0375 | 28201704.0204 | 126124287.4244 | 961560.8286 | 21335742.5118 | 21335742.5118 | 1478867.319 | 9416018.0746 | 0 | 148421590.7649 | 180652218.6703 | 56234.1325 | 51.8038 | 2865.0713 | 3487.2385 | 58.4084 | 71.0921
1 | 5600 | 707 | 0.035 | 15 | 15 | 7 | 7.4989e-11 | 5spot_SharedNeighbor | Water | Porous | Wet | R245fa | MinimizeLCOE_Brownfield | IgnoreSilica | 185.0861 | 108.3673 | 13.446 | 4 | 2809.7362 | 3408.9959 | 57.2803 | 69.497 | 195.5327 | 0 | 106.1419 | 14009742.7182 | 877962.3106 | 13902838.0576 | 11920411.443 | 0 | 881303.3516 | 0 | 16220980.5736 | 42203664.0718 | 28804867.9276 | 128821770.4538 | 961560.8286 | 21335742.5118 | 21335742.5118 | 1478867.319 | 9416018.0746 | 0 | 151119073.7943 | 183349701.6998 | 74989.4209 | 53.7841 | 2809.7362 | 3408.9959 | 57.2803 | 69.497
1 | 5600 | 707 | 0.035 | 15 | 15 | 7 | 1e-10 | 5spot_SharedNeighbor | Water | Porous | Wet | R245fa | MinimizeLCOE_Brownfield | IgnoreSilica | 189.7749 | 110.5847 | 13.8299 | 4 | 2767.5694 | 3350.1934 | 56.4206 | 68.2982 | 195.1301 | 0 | 128.9973 | 14213979.1002 | 890499.129 | 14129954.1028 | 12209284.8795 | 0 | 788546.3967 | 0 | 16470582.8072 | 42853077.8833 | 29248106.1981 | 130804030.4969 | 961560.8286 | 21335742.5118 | 21335742.5118 | 1478867.319 | 9416018.0746 | 0 | 153101333.8373 | 185331961.7428 | 100000 | 55.3198 | 2767.5694 | 3350.1934 | 56.4206 | 68.2982
1 | 5600 | 707 | 0.035 | 15 | 15 | 7 | 1.3335e-10 | 5spot_SharedNeighbor | Water | Porous | Wet | R245fa | MinimizeLCOE_Brownfield | IgnoreSilica | 193.3876 | 112.2669 | 14.1272 | 4 | 2735.4856 | 3305.8519 | 55.7666 | 67.3943 | 194.8144 | 0 | 139.1964 | 14368157.9735 | 899960.095 | 14301651.2737 | 12430941.1153 | 0 | 708505.9501 | 0 | 16656594.399 | 43337041.8888 | 29578421.5763 | 132281274.2717 | 961560.8286 | 21335742.5118 | 21335742.5118 | 1478867.319 | 9416018.0746 | 0 | 154578577.6122 | 186809205.5176 | 133352.1432 | 56.5086 | 2735.4856 | 3305.8519 | 55.7666 | 67.3943
1 | 5600 | 707 | 0.035 | 15 | 15 | 7 | 1.7783e-10 | 5spot_SharedNeighbor | Water | Porous | Wet | R245fa | MinimizeLCOE_Brownfield | IgnoreSilica | 196.0035 | 113.4701 | 14.3483 | 4 | 2711.1148 | 3272.6886 | 55.2697 | 66.7182 | 194.5825 | 0 | 145.7979 | 14478034.4935 | 906700.8825 | 14424140.3357 | 12590935.9984 | 0 | 639218.8712 | 0 | 16785221.9267 | 43671704.3309 | 29806835.5696 | 133302792.4085 | 961560.8286 | 21335742.5118 | 21335742.5118 | 1478867.319 | 9416018.0746 | 0 | 155600095.7489 | 187830723.6544 | 177827.941 | 57.3934 | 2711.1148 | 3272.6886 | 55.2697 | 66.7182
1 | 5600 | 707 | 0.035 | 15 | 15 | 7 | 2.3714e-10 | 5spot_SharedNeighbor | Water | Porous | Wet | R245fa | MinimizeLCOE_Brownfield | IgnoreSilica | 197.8964 | 114.3332 | 14.5126 | 4 | 2692.6313 | 3247.8505 | 54.8929 | 66.2118 | 194.4129 | 0 | 166.9776 | 14556651.3462 | 911523.1024 | 14511846.387 | 12706604.6226 | 0 | 580959.2619 | 0 | 16874358.0408 | 43903618.2155 | 29965121.5612 | 134010682.5376 | 961560.8286 | 21335742.5118 | 21335742.5118 | 1478867.319 | 9416018.0746 | 0 | 156307985.878 | 188538613.7835 | 237137.3706 | 58.0503 | 2692.6313 | 3247.8505 | 54.8929 | 66.2118
1 | 5600 | 707 | 0.035 | 15 | 15 | 7 | 3.1623e-10 | 5spot_SharedNeighbor | Water | Porous | Wet | R245fa | MinimizeLCOE_Brownfield | IgnoreSilica | 199.2756 | 114.9581 | 14.6347 | 4 | 2678.6298 | 3229.215 | 54.6075 | 65.8319 | 194.2884 | 0 | 154.1981 | 14613461.7813 | 915007.328 | 14575258.4147 | 12790826.1565 | 0 | 533149.0538 | 0 | 16936804.0664 | 44066089.9645 | 30076011.8684 | 134506608.6335 | 961560.8286 | 21335742.5118 | 21335742.5118 | 1478867.319 | 9416018.0746 | 0 | 156803911.9739 | 189034539.8794 | 316227.766 | 58.5389 | 2678.6298 | 3229.215 | 54.6075 | 65.8319
1 | 5600 | 707 | 0.035 | 15 | 15 | 7 | 4.217e-10 | 5spot_SharedNeighbor | Water | Porous | Wet | R245fa | MinimizeLCOE_Brownfield | IgnoreSilica | 200.2204 | 115.384 | 14.7226 | 4 | 2668.0357 | 3215.3356 | 54.3915 | 65.549 | 194.2026 | 0 | 154.8284 | 14652136.6101 | 917379.0794 | 14618443.4366 | 12848494.0495 | 0 | 493721.3813 | 0 | 16976768.0772 | 44170068.123 | 30146979.0981 | 134823989.8552 | 961560.8286 | 21335742.5118 | 21335742.5118 | 1478867.319 | 9416018.0746 | 0 | 157121293.1957 | 189351921.1012 | 421696.5034 | 58.8903 | 2668.0357 | 3215.3356 | 54.3915 | 65.549
1 | 5600 | 707 | 0.035 | 15 | 15 | 7 | 5.6234e-10 | 5spot_SharedNeighbor | Water | Porous | Wet | R245fa | MinimizeLCOE_Brownfield | IgnoreSilica | 200.9003 | 115.6894 | 14.7874 | 4 | 2660.0296 | 3204.9315 | 54.2283 | 65.3369 | 194.1405 | 0 | 147.6472 | 14679846.8711 | 919078.3223 | 14649393.1847 | 12889980.8905 | 0 | 462228.1112 | 0 | 17004205.6781 | 44241455.1322 | 30195702.1987 | 135041890.3887 | 961560.8286 | 21335742.5118 | 21335742.5118 | 1478867.319 | 9416018.0746 | 0 | 157339193.7292 | 189569821.6346 | 562341.3252 | 59.1494 | 2660.0296 | 3204.9315 | 54.2283 | 65.3369
1 | 5600 | 707 | 0.035 | 15 | 15 | 7 | 7.4989e-10 | 5spot_SharedNeighbor | Water | Porous | Wet | R245fa | MinimizeLCOE_Brownfield | IgnoreSilica | 201.3555 | 115.8932 | 14.8335 | 4 | 2653.9859 | 3197.1937 | 54.1051 | 65.1791 | 194.0987 | 0 | 180.9722 | 14698324.2587 | 920211.3418 | 14670034.3718 | 12917742.4484 | 0 | 436866.1991 | 0 | 17020839.6617 | 44284733.3455 | 30225240.4686 | 135173992.0956 | 961560.8286 | 21335742.5118 | 21335742.5118 | 1478867.319 | 9416018.0746 | 0 | 157471295.4361 | 189701923.3415 | 749894.2093 | 59.3339 | 2653.9859 | 3197.1937 | 54.1051 | 65.1791
1 | 5600 | 707 | 0.035 | 15 | 15 | 7 | 1e-09 | 5spot_SharedNeighbor | Water | Porous | Wet | R245fa | MinimizeLCOE_Brownfield | IgnoreSilica | 201.687 | 116.0414 | 14.8677 | 4 | 2649.4283 | 3191.3867 | 54.0122 | 65.0607 | 194.0682 | 0 | 195.4925 | 14711752.6116 | 921034.7347 | 14685037.1045 | 12937960.4301 | 0 | 417088.1935 | 0 | 17032420.499 | 44314864.3086 | 30245805.4701 | 135265963.3522 | 961560.8286 | 21335742.5118 | 21335742.5118 | 1478867.319 | 9416018.0746 | 0 | 157563266.6927 | 189793894.5981 | 1000000 | 59.4707 | 2649.4283 | 3191.3867 | 54.0122 | 65.0607
1 | 5600 | 707 | 0.035 | 15 | 15 | 7 | 1.3335e-09 | 5spot_SharedNeighbor | Water | Porous | Wet | R245fa | MinimizeLCOE_Brownfield | IgnoreSilica | 201.9083 | 116.1401 | 14.892 | 4 | 2645.9947 | 3187.0661 | 53.9422 | 64.9727 | 194.0477 | 0 | 181.5676 | 14720693.4253 | 921582.9519 | 14695027.028 | 12951453.7744 | 0 | 401484.2892 | 0 | 17039194.1728 | 44332488.0184 | 30257834.0141 | 135319757.6742 | 961560.8286 | 21335742.5118 | 21335742.5118 | 1478867.319 | 9416018.0746 | 0 | 157617061.0146 | 189847688.9201 | 1333521.4322 | 59.5682 | 2645.9947 | 3187.0661 | 53.9422 | 64.9727
1 | 5600 | 707 | 0.035 | 15 | 15 | 7 | 1.7783e-09 | 5spot_SharedNeighbor | Water | Porous | Wet | R245fa | MinimizeLCOE_Brownfield | IgnoreSilica | 202.0593 | 116.2072 | 14.9096 | 4 | 2643.4101 | 3183.8435 | 53.8895 | 64.907 | 194.0336 | 0 | 177.3683 | 14726778.1684 | 921956.0406 | 14701826.1453 | 12960653.8205 | 0 | 389331.2118 | 0 | 17043212.7008 | 44342943.4038 | 30264970.0295 | 135351671.5207 | 961560.8286 | 21335742.5118 | 21335742.5118 | 1478867.319 | 9416018.0746 | 0 | 157648974.8612 | 189879602.7666 | 1778279.41 | 59.6385 | 2643.4101 | 3183.8435 | 53.8895 | 64.907
1 | 5600 | 707 | 0.035 | 15 | 15 | 7 | 2.3714e-09 | 5spot_SharedNeighbor | Water | Porous | Wet | R245fa | MinimizeLCOE_Brownfield | IgnoreSilica | 202.1519 | 116.2483 | 14.9218 | 4 | 2641.466 | 3181.4575 | 53.8499 | 64.8583 | 194.0249 | 0 | 174.3958 | 14730498.0889 | 922184.1272 | 14705982.957 | 12966294.9912 | 0 | 379777.6229 | 0 | 17044847.737 | 44347197.4327 | 30267873.4916 | 135364656.4487 | 961560.8286 | 21335742.5118 | 21335742.5118 | 1478867.319 | 9416018.0746 | 0 | 157661959.7891 | 189892587.6946 | 2371373.7057 | 59.6873 | 2641.466 | 3181.4575 | 53.8499 | 64.8583
1 | 5600 | 707 | 0.035 | 15 | 15 | 7 | 3.1623e-09 | 5spot_SharedNeighbor | Water | Porous | Wet | R245fa | MinimizeLCOE_Brownfield | IgnoreSilica | 202.2297 | 116.2829 | 14.9314 | 4 | 2640.0047 | 3179.6504 | 53.8201 | 64.8215 | 194.0176 | 0 | 180.9803 | 14733626.7235 | 922375.9579 | 14709479.1307 | 12971034.8149 | 0 | 372647.8644 | 0 | 17046574.1516 | 44351689.2094 | 30270939.2215 | 135378367.0738 | 961560.8286 | 21335742.5118 | 21335742.5118 | 1478867.319 | 9416018.0746 | 0 | 157675670.4143 | 189906298.3198 | 3162277.6602 | 59.7255 | 2640.0047 | 3179.6504 | 53.8201 | 64.8215
1 | 5600 | 707 | 0.035 | 15 | 15 | 7 | 4.217e-09 | 5spot_SharedNeighbor | Water | Porous | Wet | R245fa | MinimizeLCOE_Brownfield | IgnoreSilica | 202.2808 | 116.3055 | 14.9382 | 4 | 2638.9067 | 3178.306 | 53.7977 | 64.7941 | 194.0128 | 0 | 188.9493 | 14735677.5318 | 922501.7017 | 14711770.9053 | 12974147.8786 | 0 | 367146.3442 | 0 | 17047385.301 | 44353799.6537 | 30272379.6431 | 135384808.9594 | 961560.8286 | 21335742.5118 | 21335742.5118 | 1478867.319 | 9416018.0746 | 0 | 157682112.2999 | 189912740.2054 | 4216965.0343 | 59.7528 | 2638.9067 | 3178.306 | 53.7977 | 64.7941
1 | 5600 | 707 | 0.035 | 15 | 15 | 7 | 5.6234e-09 | 5spot_SharedNeighbor | Water | Porous | Wet | R245fa | MinimizeLCOE_Brownfield | IgnoreSilica | 202.5003 | 116.4039 | 14.9521 | 4 | 2638.0823 | 3176.9821 | 53.7809 | 64.7671 | 193.9931 | 0 | 178.6993 | 14744588.0747 | 923048.0394 | 14721728.8413 | 12987513.4377 | 0 | 365632.1661 | 0 | 17059579.1181 | 44385525.4645 | 30294033.1608 | 135481648.3027 | 961560.8286 | 21335742.5118 | 21335742.5118 | 1478867.319 | 9416018.0746 | 0 | 157778951.6432 | 190009579.5486 | 5623413.2519 | 59.8082 | 2638.0823 | 3176.9821 | 53.7809 | 64.7671
1 | 5600 | 707 | 0.035 | 15 | 15 | 7 | 7.4989e-09 | 5spot_SharedNeighbor | Water | Porous | Wet | R245fa | MinimizeLCOE_Brownfield | IgnoreSilica | 202.5346 | 116.4191 | 14.9562 | 4 | 2637.463 | 3176.215 | 53.7683 | 64.7514 | 193.9899 | 0 | 183.345 | 14745961.1646 | 923132.2278 | 14723263.3923 | 12989586.0904 | 0 | 362585.5065 | 0 | 17060366.0689 | 44387572.9489 | 30295430.611 | 135487898.0105 | 961560.8286 | 21335742.5118 | 21335742.5118 | 1478867.319 | 9416018.0746 | 0 | 157785201.3509 | 190015829.2564 | 7498942.0933 | 59.8246 | 2637.463 | 3176.215 | 53.7683 | 64.7514
1 | 5600 | 707 | 0.035 | 15 | 15 | 7 | 1e-08 | 5spot_SharedNeighbor | Water | Porous | Wet | R245fa | MinimizeLCOE_Brownfield | IgnoreSilica | 202.5586 | 116.4297 | 14.9592 | 4 | 2636.9982 | 3175.6422 | 53.7588 | 64.7398 | 193.9876 | 0 | 183.7225 | 14746925.0002 | 923191.3234 | 14724340.5746 | 12991042.2671 | 0 | 360267.8269 | 0 | 17060849.127 | 44388829.767 | 30296288.4152 | 135491734.3014 | 961560.8286 | 21335742.5118 | 21335742.5118 | 1478867.319 | 9416018.0746 | 0 | 157789037.6419 | 190019665.5473 | 10000000 | 59.8366 | 2636.9982 | 3175.6422 | 53.7588 | 64.7398
1 | 5700 | 707 | 0.035 | 15 | 15 | 7 | 1e-13 | 5spot_SharedNeighbor | Water | Porous | Wet | R245fa | MinimizeLCOE_Brownfield | IgnoreSilica | 0.92292 | 0.21044 | 0.0099051 | 4 | 604349.5093 | 1436717.9389 | 12320.4822 | 29289.4385 | 122.2694 | 0 | 29.633 | 136011.9348 | 5521.6483 | 97742.6585 | 60046.3181 | 0 | 59988.3606 | 0 | 140131.2589 | 364592.7908 | 248842.0713 | 1112877.0412 | 961560.8286 | 21870032.1104 | 21870032.1104 | 1478867.319 | 9629733.914 | 0 | 23944469.9803 | 56923103.3238 | 100 | 0.03962 | 604349.5093 | 1436717.9389 | 12320.4822 | 29289.4385
1 | 5700 | 707 | 0.035 | 15 | 15 | 7 | 1.3335e-13 | 5spot_SharedNeighbor | Water | Porous | Wet | R245fa | MinimizeLCOE_Brownfield | IgnoreSilica | 1.1813 | 0.32444 | 0.021711 | 4 | 280099.8515 | 659847.0351 | 5710.2143 | 13451.8743 | 135.5767 | 0 | 25.9735 | 195859.806 | 8756.4513 | 136946.3002 | 74809.862 | 0 | 65765.012 | 0 | 188033.5983 | 489224.8518 | 333906.0139 | 1493301.8955 | 961560.8286 | 21870032.1104 | 21870032.1104 | 1478867.319 | 9629733.914 | 0 | 24324894.8346 | 57303528.1781 | 133.3521 | 0.086844 | 280099.8515 | 659847.0351 | 5710.2143 | 13451.8743
1 | 5700 | 707 | 0.035 | 15 | 15 | 7 | 1.7783e-13 | 5spot_SharedNeighbor | Water | Porous | Wet | R245fa | MinimizeLCOE_Brownfield | IgnoreSilica | 1.5297 | 0.49471 | 0.040984 | 4 | 151567.7653 | 352734.8438 | 3089.9139 | 7190.9769 | 148.2026 | 0 | 28.6229 | 277386.4283 | 13640.2265 | 190318.7273 | 96309.0297 | 0 | 73212.8554 | 0 | 253838.2342 | 660435.0159 | 450760.469 | 2015900.9862 | 961560.8286 | 21870032.1104 | 21870032.1104 | 1478867.319 | 9629733.914 | 0 | 24847493.9253 | 57826127.2688 | 177.8279 | 0.16394 | 151567.7653 | 352734.8438 | 3089.9139 | 7190.9769
1 | 5700 | 707 | 0.035 | 15 | 15 | 7 | 2.3714e-13 | 5spot_SharedNeighbor | Water | Porous | Wet | R245fa | MinimizeLCOE_Brownfield | IgnoreSilica | 1.982 | 0.73353 | 0.07016 | 4 | 90947.0119 | 208458.8374 | 1854.0779 | 4249.7154 | 159.2556 | 0 | 151.3802 | 381758.0229 | 20541.8827 | 258903.6213 | 126278.6875 | 0 | 81631.3752 | 0 | 338954.2999 | 881889.5593 | 601907.7453 | 2691865.1941 | 961560.8286 | 21870032.1104 | 21870032.1104 | 1478867.319 | 9629733.914 | 0 | 25523458.1331 | 58502091.4766 | 237.1374 | 0.28064 | 90947.0119 | 208458.8374 | 1854.0779 | 4249.7154
1 | 5700 | 707 | 0.035 | 15 | 15 | 7 | 3.1623e-13 | 5spot_SharedNeighbor | Water | Porous | Wet | R245fa | MinimizeLCOE_Brownfield | IgnoreSilica | 2.5655 | 1.0568 | 0.11189 | 4 | 58914.2132 | 132597.0425 | 1201.0459 | 2703.1701 | 168.6058 | 0 | 199.0132 | 510903.7267 | 29885.3289 | 344591.1528 | 165612.1924 | 0 | 90977.0039 | 0 | 445368.0678 | 1158756.355 | 790875.0223 | 3536968.8498 | 961560.8286 | 21870032.1104 | 21870032.1104 | 1478867.319 | 9629733.914 | 0 | 26368561.7889 | 59347195.1324 | 316.2278 | 0.44758 | 58914.2132 | 132597.0425 | 1201.0459 | 2703.1701
1 | 5700 | 707 | 0.035 | 15 | 15 | 7 | 4.217e-13 | 5spot_SharedNeighbor | Water | Porous | Wet | R245fa | MinimizeLCOE_Brownfield | IgnoreSilica | 3.3434 | 1.5042 | 0.17244 | 4 | 39825.4796 | 87636.5659 | 811.8963 | 1786.5899 | 176.5622 | 0 | 263.9935 | 676104.8733 | 43172.9867 | 454352.2997 | 221460.0244 | 0 | 102627.5829 | 0 | 584109.9291 | 1519734.2182 | 1037249.8313 | 4638811.7456 | 961560.8286 | 21870032.1104 | 21870032.1104 | 1478867.319 | 9629733.914 | 0 | 27470404.6847 | 60449038.0282 | 421.6965 | 0.68977 | 39825.4796 | 87636.5659 | 811.8963 | 1786.5899
1 | 5700 | 707 | 0.035 | 15 | 15 | 7 | 5.6234e-13 | 5spot_SharedNeighbor | Water | Porous | Wet | R245fa | MinimizeLCOE_Brownfield | IgnoreSilica | 4.3406 | 2.1534 | 0.25281 | 4 | 28530.9868 | 61143.0758 | 581.6428 | 1246.4843 | 182.9419 | 0 | 37.7031 | 873476.1017 | 56524.5661 | 604905.9833 | 291865.5201 | 0 | 116907.3893 | 0 | 758035.0286 | 1972251.65 | 1346102.2769 | 6020068.5159 | 961560.8286 | 21870032.1104 | 21870032.1104 | 1478867.319 | 9629733.914 | 0 | 28851661.455 | 61830294.7985 | 562.3413 | 1.0112 | 28530.9868 | 61143.0758 | 581.6428 | 1246.4843
1 | 5700 | 707 | 0.035 | 15 | 15 | 7 | 7.4989e-13 | 5spot_SharedNeighbor | Water | Porous | Wet | R245fa | MinimizeLCOE_Brownfield | IgnoreSilica | 5.6636 | 3.0225 | 0.35846 | 4 | 21298.26 | 44298.3168 | 434.1938 | 903.0811 | 188.1454 | 0 | 42.2116 | 1108205.6869 | 71665.0397 | 793381.9031 | 380266.1207 | 0 | 134788.6005 | 0 | 970439.8669 | 2524885.469 | 1723286.2138 | 7706918.9006 | 961560.8286 | 21870032.1104 | 21870032.1104 | 1478867.319 | 9629733.914 | 0 | 30538511.8397 | 63517145.1832 | 749.8942 | 1.4339 | 21298.26 | 44298.3168 | 434.1938 | 903.0811
1 | 5700 | 707 | 0.035 | 15 | 15 | 7 | 1e-12 | 5spot_SharedNeighbor | Water | Porous | Wet | R245fa | MinimizeLCOE_Brownfield | IgnoreSilica | 7.4152 | 4.1696 | 0.49781 | 4 | 16379.2148 | 32941.0402 | 333.9124 | 671.5477 | 192.1974 | 0 | 42.495 | 1389562.6062 | 89766.3687 | 1026268.3412 | 496380.1679 | 0 | 156762.3331 | 0 | 1231908.5287 | 3205173.2924 | 2187596.6318 | 9783418.2699 | 961560.8286 | 21870032.1104 | 21870032.1104 | 1478867.319 | 9629733.914 | 0 | 32615011.2089 | 65593644.5524 | 1000 | 1.9912 | 16379.2148 | 32941.0402 | 333.9124 | 671.5477
1 | 5700 | 707 | 0.035 | 15 | 15 | 7 | 1.3335e-12 | 5spot_SharedNeighbor | Water | Porous | Wet | R245fa | MinimizeLCOE_Brownfield | IgnoreSilica | 9.7588 | 5.7233 | 0.6867 | 4 | 12829.8318 | 24836.06 | 261.5535 | 506.3167 | 195.6748 | 0 | 44.2616 | 1736872.9633 | 112047.4932 | 1322223.6402 | 651552.3823 | 0 | 183856.131 | 0 | 1562555.5179 | 4065448.9334 | 2774752.4336 | 12409309.4949 | 961560.8286 | 21870032.1104 | 21870032.1104 | 1478867.319 | 9629733.914 | 0 | 35240902.434 | 68219535.7775 | 1333.5214 | 2.7468 | 12829.8318 | 24836.06 | 261.5535 | 506.3167
1 | 5700 | 707 | 0.035 | 15 | 15 | 7 | 1.7783e-12 | 5spot_SharedNeighbor | Water | Porous | Wet | R245fa | MinimizeLCOE_Brownfield | IgnoreSilica | 12.8474 | 7.7636 | 0.93482 | 4 | 10290.2013 | 19109.6848 | 209.7797 | 389.5768 | 198.2618 | 0 | 40.1523 | 2153684.1661 | 138704.9981 | 1687470.9582 | 855491.9158 | 0 | 216376.668 | 0 | 1970174.1954 | 5125989.1181 | 3498592.9017 | 15646484.9213 | 961560.8286 | 21870032.1104 | 21870032.1104 | 1478867.319 | 9629733.914 | 0 | 38478077.8604 | 71456711.2039 | 1778.2794 | 3.7393 | 10290.2013 | 19109.6848 | 209.7797 | 389.5768
1 | 5700 | 707 | 0.035 | 15 | 15 | 7 | 2.3714e-12 | 5spot_SharedNeighbor | Water | Porous | Wet | R245fa | MinimizeLCOE_Brownfield | IgnoreSilica | 16.9502 | 10.4755 | 1.2646 | 4 | 8407.1215 | 14926.606 | 171.3905 | 304.2991 | 200.2697 | 0 | 37.3508 | 2661374.0996 | 171067.7452 | 2144485.8638 | 1126046.0567 | 0 | 256079.6004 | 0 | 2480030.8126 | 6452531.4501 | 4403985.3009 | 19695600.9292 | 961560.8286 | 21870032.1104 | 21870032.1104 | 1478867.319 | 9629733.914 | 0 | 42527193.8682 | 75505827.2117 | 2371.3737 | 5.0585 | 8407.1215 | 14926.606 | 171.3905 | 304.2991
1 | 5700 | 707 | 0.035 | 15 | 15 | 7 | 3.1623e-12 | 5spot_SharedNeighbor | Water | Porous | Wet | R245fa | MinimizeLCOE_Brownfield | IgnoreSilica | 22.3721 | 14.0544 | 1.7016 | 4 | 6989.4882 | 11834.7838 | 142.4902 | 241.2681 | 201.8118 | 0 | 47.3133 | 3278303.9062 | 210585.6927 | 2712644.1076 | 1482745.6148 | 0 | 303798.1492 | 0 | 3115350.2135 | 8105502.2094 | 5532171.8093 | 24741101.7027 | 961560.8286 | 21870032.1104 | 21870032.1104 | 1478867.319 | 9629733.914 | 0 | 47572694.6418 | 80551327.9853 | 3162.2777 | 6.8063 | 6989.4882 | 11834.7838 | 142.4902 | 241.2681
1 | 5700 | 707 | 0.035 | 15 | 15 | 7 | 4.217e-12 | 5spot_SharedNeighbor | Water | Porous | Wet | R245fa | MinimizeLCOE_Brownfield | IgnoreSilica | 29.5541 | 18.8125 | 2.2788 | 4 | 5913.2964 | 9531.2922 | 120.5505 | 194.3083 | 202.9952 | 0 | 49.4901 | 4028460.1294 | 257730.3475 | 3425644.8708 | 1956856.6548 | 0 | 362481.2971 | 0 | 3912157.5868 | 10178631.5471 | 6947125.1808 | 31069087.6143 | 961560.8286 | 21870032.1104 | 21870032.1104 | 1478867.319 | 9629733.914 | 0 | 53900680.5533 | 86879313.8968 | 4216.965 | 9.1152 | 5913.2964 | 9531.2922 | 120.5505 | 194.3083
1 | 5700 | 707 | 0.035 | 15 | 15 | 7 | 5.6234e-12 | 5spot_SharedNeighbor | Water | Porous | Wet | R245fa | MinimizeLCOE_Brownfield | IgnoreSilica | 38.9622 | 25.0381 | 3.0362 | 4 | 5084.2098 | 7799.6463 | 103.6485 | 159.0063 | 203.8916 | 0 | 43.9223 | 4934256.2604 | 314824.1605 | 4305920.0004 | 2576969.1405 | 0 | 432546.2725 | 0 | 4900161.1754 | 12749214.2171 | 8701600.6733 | 38915491.9001 | 961560.8286 | 21870032.1104 | 21870032.1104 | 1478867.319 | 9629733.914 | 0 | 61747084.8391 | 94725718.1826 | 5623.4133 | 12.1449 | 5084.2098 | 7799.6463 | 103.6485 | 159.0063
1 | 5700 | 707 | 0.035 | 15 | 15 | 7 | 7.4989e-12 | 5spot_SharedNeighbor | Water | Porous | Wet | R245fa | MinimizeLCOE_Brownfield | IgnoreSilica | 51.1884 | 33.1206 | 4.0194 | 4 | 4442.0758 | 6493.3055 | 90.5577 | 132.3748 | 204.5442 | 0 | 52.0829 | 6019107.8459 | 382926.6504 | 5385960.2534 | 3382365.7258 | 0 | 516392.829 | 0 | 6117833.7888 | 15917348.5781 | 10863917.4733 | 48585853.1446 | 961560.8286 | 21870032.1104 | 21870032.1104 | 1478867.319 | 9629733.914 | 0 | 71417446.0837 | 104396079.4272 | 7498.9421 | 16.0775 | 4442.0758 | 6493.3055 | 90.5577 | 132.3748
1 | 5700 | 707 | 0.035 | 15 | 15 | 7 | 1e-11 | 5spot_SharedNeighbor | Water | Porous | Wet | R245fa | MinimizeLCOE_Brownfield | IgnoreSilica | 66.7185 | 43.3272 | 5.2604 | 4 | 3947.2333 | 5514.5424 | 80.4697 | 112.4214 | 204.895 | 0 | 48.5906 | 7286362.9694 | 462145.8799 | 6677176.4055 | 4404294.4605 | 0 | 614461.7732 | 0 | 7583332.1805 | 19730274.7783 | 13466317.9528 | 60224366.4001 | 961560.8286 | 21870032.1104 | 21870032.1104 | 1478867.319 | 9629733.914 | 0 | 83055959.3391 | 116034592.6826 | 10000 | 21.0416 | 3947.2333 | 5514.5424 | 80.4697 | 112.4214
1 | 5700 | 707 | 0.035 | 15 | 15 | 7 | 1.3335e-11 | 5spot_SharedNeighbor | Water | Porous | Wet | R245fa | MinimizeLCOE_Brownfield | IgnoreSilica | 85.8559 | 55.6828 | 6.7595 | 4 | 3571.9542 | 4791.6597 | 72.8191 | 97.6845 | 204.7705 | 0 | 50.5719 | 8711664.8254 | 550873.382 | 8161343.4194 | 5659301.9227 | 0 | 727460.4089 | 0 | 9286151.1438 | 24160660.4246 | 16490147.1917 | 73747602.7184 | 961560.8286 | 21870032.1104 | 21870032.1104 | 1478867.319 | 9629733.914 | 0 | 96579195.6575 | 129557829.001 | 13335.2143 | 27.0382 | 3571.9542 | 4791.6597 | 72.8191 | 97.6845
1 | 5700 | 707 | 0.035 | 15 | 15 | 7 | 1.7783e-11 | 5spot_SharedNeighbor | Water | Porous | Wet | R245fa | MinimizeLCOE_Brownfield | IgnoreSilica | 108.2849 | 69.6552 | 8.4481 | 4 | 3296.9025 | 4272.8259 | 67.2118 | 87.1073 | 203.9848 | 0 | 52.8193 | 10219072.1263 | 644339.2224 | 9762199.7072 | 7120600.264 | 0 | 852709.5649 | 0 | 11153579.145 | 29019325.0217 | 19806285.6148 | 88578110.6664 | 961560.8286 | 21870032.1104 | 21870032.1104 | 1478867.319 | 9629733.914 | 0 | 111409703.6054 | 144388336.9489 | 17782.7941 | 33.7922 | 3296.9025 | 4272.8259 | 67.2118 | 87.1073
1 | 5700 | 707 | 0.035 | 15 | 15 | 7 | 2.3714e-11 | 5spot_SharedNeighbor | Water | Porous | Wet | R245fa | MinimizeLCOE_Brownfield | IgnoreSilica | 133.0689 | 84.2141 | 10.2004 | 4 | 3102.904 | 3911.1682 | 63.2569 | 79.7345 | 202.4804 | 0 | 72.0627 | 11705091.8826 | 736887.6436 | 11362298.7006 | 8714241.794 | 0 | 986154.7979 | 0 | 13066823.1793 | 33997193.5386 | 23203783.1626 | 103772474.6992 | 961560.8286 | 21870032.1104 | 21870032.1104 | 1478867.319 | 9629733.914 | 0 | 126604067.6383 | 159582700.9818 | 23713.7371 | 40.8018 | 3102.904 | 3911.1682 | 63.2569 | 79.7345
1 | 5700 | 707 | 0.035 | 15 | 15 | 7 | 3.1623e-11 | 5spot_SharedNeighbor | Water | Porous | Wet | R245fa | MinimizeLCOE_Brownfield | IgnoreSilica | 158.7842 | 98.5426 | 11.8996 | 4 | 2970.1984 | 3663.048 | 60.5515 | 74.6762 | 200.6497 | 0 | 67.4626 | 13090159.6667 | 821454.718 | 12884980.2162 | 10355864.7933 | 0 | 1121945.7264 | 0 | 14927017.9971 | 38837038.8759 | 26507077.0542 | 118545539.0478 | 961560.8286 | 21870032.1104 | 21870032.1104 | 1478867.319 | 9629733.914 | 0 | 141377131.9869 | 174355765.3304 | 31622.7766 | 47.5985 | 2970.1984 | 3663.048 | 60.5515 | 74.6762
1 | 5700 | 707 | 0.035 | 15 | 15 | 7 | 4.217e-11 | 5spot_SharedNeighbor | Water | Porous | Wet | R245fa | MinimizeLCOE_Brownfield | IgnoreSilica | 174.0575 | 106.5804 | 12.9684 | 4 | 2879.2391 | 3514.9884 | 58.6972 | 71.6578 | 199.4367 | 0 | 85.0368 | 13844295.806 | 867803.0406 | 13719132.7349 | 11318570.8546 | 0 | 1100908.5257 | 0 | 15931777.2751 | 41451216.4129 | 28291306.9391 | 126525011.5889 | 961560.8286 | 21870032.1104 | 21870032.1104 | 1478867.319 | 9629733.914 | 0 | 149356604.528 | 182335237.8715 | 42169.6503 | 51.8736 | 2879.2391 | 3514.9884 | 58.6972 | 71.6578
1 | 5700 | 707 | 0.035 | 15 | 15 | 7 | 5.6234e-11 | 5spot_SharedNeighbor | Water | Porous | Wet | R245fa | MinimizeLCOE_Brownfield | IgnoreSilica | 181.8324 | 110.5197 | 13.6067 | 4 | 2810.5465 | 3416.4712 | 57.2968 | 69.6494 | 198.7755 | 0 | 94.0338 | 14208012.8583 | 890132.9652 | 14123314.1982 | 11805346.9391 | 0 | 990375.6751 | 0 | 16386701.228 | 42634835.2207 | 29099151.0964 | 130137870.1811 | 961560.8286 | 21870032.1104 | 21870032.1104 | 1478867.319 | 9629733.914 | 0 | 152969463.1201 | 185948096.4636 | 56234.1325 | 54.4269 | 2810.5465 | 3416.4712 | 57.2968 | 69.6494
1 | 5700 | 707 | 0.035 | 15 | 15 | 7 | 7.4989e-11 | 5spot_SharedNeighbor | Water | Porous | Wet | R245fa | MinimizeLCOE_Brownfield | IgnoreSilica | 187.8512 | 113.4978 | 14.1079 | 4 | 2758.0765 | 3342.4767 | 56.2271 | 68.1409 | 198.2464 | 0 | 105.3129 | 14480559.5268 | 906855.7743 | 14426956.4584 | 12180368.0064 | 0 | 885526.8641 | 0 | 16723303.9857 | 43510606.5494 | 29696883.0235 | 132811060.1886 | 961560.8286 | 21870032.1104 | 21870032.1104 | 1478867.319 | 9629733.914 | 0 | 155642653.1277 | 188621286.4712 | 74989.4209 | 56.4316 | 2758.0765 | 3342.4767 | 56.2271 | 68.1409
1 | 5700 | 707 | 0.035 | 15 | 15 | 7 | 1e-10 | 5spot_SharedNeighbor | Water | Porous | Wet | R245fa | MinimizeLCOE_Brownfield | IgnoreSilica | 192.5936 | 115.7998 | 14.5028 | 4 | 2718.0838 | 3286.5714 | 55.4118 | 67.0012 | 197.8198 | 0 | 124.4582 | 14689854.4195 | 919691.9823 | 14660572.3037 | 12474681.6065 | 0 | 793010.4435 | 0 | 16979746.1946 | 44177816.5735 | 30152267.5748 | 134847641.0984 | 961560.8286 | 21870032.1104 | 21870032.1104 | 1478867.319 | 9629733.914 | 0 | 157679234.0375 | 190657867.381 | 100000 | 58.0112 | 2718.0838 | 3286.5714 | 55.4118 | 67.0012
1 | 5700 | 707 | 0.035 | 15 | 15 | 7 | 1.3335e-10 | 5spot_SharedNeighbor | Water | Porous | Wet | R245fa | MinimizeLCOE_Brownfield | IgnoreSilica | 196.0546 | 117.4531 | 14.7987 | 4 | 2687.6561 | 3244.7747 | 54.7915 | 66.1491 | 197.5026 | 0 | 144.4085 | 14839447.4472 | 928863.6733 | 14827780.768 | 12688484.247 | 0 | 710592.1302 | 0 | 17158115.6237 | 44641897.2393 | 30469012.1651 | 136264193.2938 | 961560.8286 | 21870032.1104 | 21870032.1104 | 1478867.319 | 9629733.914 | 0 | 159095786.2328 | 192074419.5763 | 133352.1432 | 59.195 | 2687.6561 | 3244.7747 | 54.7915 | 66.1491
1 | 5700 | 707 | 0.035 | 15 | 15 | 7 | 1.7783e-10 | 5spot_SharedNeighbor | Water | Porous | Wet | R245fa | MinimizeLCOE_Brownfield | IgnoreSilica | 198.6345 | 118.6716 | 15.0226 | 4 | 2664.5482 | 3213.3639 | 54.3204 | 65.5088 | 197.2629 | 0 | 154.4018 | 14949325.7702 | 935598.8608 | 14950719.9249 | 12847685.3608 | 0 | 640635.1599 | 0 | 17286346.3799 | 44975527.3632 | 30696721.58 | 137282560.3996 | 961560.8286 | 21870032.1104 | 21870032.1104 | 1478867.319 | 9629733.914 | 0 | 160114153.3387 | 193092786.6822 | 177827.941 | 60.0905 | 2664.5482 | 3213.3639 | 54.3204 | 65.5088
1 | 5700 | 707 | 0.035 | 15 | 15 | 7 | 2.3714e-10 | 5spot_SharedNeighbor | Water | Porous | Wet | R245fa | MinimizeLCOE_Brownfield | IgnoreSilica | 200.5176 | 119.5535 | 15.1896 | 4 | 2647.0203 | 3189.8043 | 53.9631 | 65.0285 | 197.0864 | 0 | 148.831 | 15028653.718 | 940460.5942 | 15039541.0834 | 12963804.1485 | 0 | 582127.093 | 0 | 17376288.7885 | 45209539.0607 | 30856439.372 | 137996853.8583 | 961560.8286 | 21870032.1104 | 21870032.1104 | 1478867.319 | 9629733.914 | 0 | 160828446.7974 | 193807080.1409 | 237137.3706 | 60.7583 | 2647.0203 | 3189.8043 | 53.9631 | 65.0285
1 | 5700 | 707 | 0.035 | 15 | 15 | 7 | 3.1623e-10 | 5spot_SharedNeighbor | Water | Porous | Wet | R245fa | MinimizeLCOE_Brownfield | IgnoreSilica | 201.9861 | 120.2365 | 15.3183 | 4 | 2633.7393 | 3171.9608 | 53.6923 | 64.6647 | 196.9479 | 0 | 175.121 | 15089977.4742 | 944218.4475 | 15108239.9457 | 13054112.0748 | 0 | 535480.1166 | 0 | 17445490.9429 | 45389588.8713 | 30979327.0674 | 138546434.9404 | 961560.8286 | 21870032.1104 | 21870032.1104 | 1478867.319 | 9629733.914 | 0 | 161378027.8795 | 194356661.223 | 316227.766 | 61.2733 | 2633.7393 | 3171.9608 | 53.6923 | 64.6647
1 | 5700 | 707 | 0.035 | 15 | 15 | 7 | 4.217e-10 | 5spot_SharedNeighbor | Water | Porous | Wet | R245fa | MinimizeLCOE_Brownfield | IgnoreSilica | 202.9265 | 120.6707 | 15.4074 | 4 | 2623.6863 | 3158.7957 | 53.4874 | 64.3963 | 196.8583 | 0 | 183.7098 | 15128910.7602 | 946604.0269 | 15151871.987 | 13111687.6853 | 0 | 495939.2316 | 0 | 17485655.3395 | 45494088.3923 | 31050650.1378 | 138865407.5607 | 961560.8286 | 21870032.1104 | 21870032.1104 | 1478867.319 | 9629733.914 | 0 | 161697000.4997 | 194675633.8433 | 421696.5034 | 61.6297 | 2623.6863 | 3158.7957 | 53.4874 | 64.3963
1 | 5700 | 707 | 0.035 | 15 | 15 | 7 | 5.6234e-10 | 5spot_SharedNeighbor | Water | Porous | Wet | R245fa | MinimizeLCOE_Brownfield | IgnoreSilica | 203.5844 | 120.9734 | 15.4722 | 4 | 2616.0887 | 3148.9587 | 53.3325 | 64.1958 | 196.7953 | 0 | 192.1879 | 15156022.158 | 948265.1415 | 15182262.9094 | 13151951.6301 | 0 | 464100.9685 | 0 | 17512015.0949 | 45562671.0687 | 31097459.2236 | 139074748.1947 | 961560.8286 | 21870032.1104 | 21870032.1104 | 1478867.319 | 9629733.914 | 0 | 161906341.1337 | 194884974.4772 | 562341.3252 | 61.8887 | 2616.0887 | 3148.9587 | 53.3325 | 64.1958
1 | 5700 | 707 | 0.035 | 15 | 15 | 7 | 7.4989e-10 | 5spot_SharedNeighbor | Water | Porous | Wet | R245fa | MinimizeLCOE_Brownfield | IgnoreSilica | 204.0519 | 121.1878 | 15.5196 | 4 | 2610.353 | 3141.5945 | 53.2156 | 64.0457 | 196.7504 | 0 | 185.5533 | 15175222.7676 | 949441.5146 | 15203789.8457 | 13180555.1239 | 0 | 438882.2645 | 0 | 17529677.6914 | 45608625.5216 | 31128824.082 | 139215018.8113 | 961560.8286 | 21870032.1104 | 21870032.1104 | 1478867.319 | 9629733.914 | 0 | 162046611.7504 | 195025245.0939 | 749894.2093 | 62.0784 | 2610.353 | 3141.5945 | 53.2156 | 64.0457
1 | 5700 | 707 | 0.035 | 15 | 15 | 7 | 1e-09 | 5spot_SharedNeighbor | Water | Porous | Wet | R245fa | MinimizeLCOE_Brownfield | IgnoreSilica | 204.3567 | 121.3272 | 15.553 | 4 | 2606.0276 | 3136.1284 | 53.1274 | 63.9342 | 196.7209 | 0 | 184.3834 | 15187699.5843 | 950205.9166 | 15217779.9965 | 13199199.6541 | 0 | 418700.0343 | 0 | 17539698.2225 | 45634696.8882 | 31146618.3254 | 139294598.622 | 961560.8286 | 21870032.1104 | 21870032.1104 | 1478867.319 | 9629733.914 | 0 | 162126191.5611 | 195104824.9046 | 1000000 | 62.212 | 2606.0276 | 3136.1284 | 53.1274 | 63.9342
1 | 5700 | 707 | 0.035 | 15 | 15 | 7 | 1.3335e-09 | 5spot_SharedNeighbor | Water | Porous | Wet | R245fa | MinimizeLCOE_Brownfield | IgnoreSilica | 204.566 | 121.4227 | 15.5771 | 4 | 2602.7687 | 3132.0484 | 53.061 | 63.851 | 196.7005 | 0 | 183.2292 | 15196244.5289 | 950729.4198 | 15227362.1235 | 13211995.9295 | 0 | 402900.1492 | 0 | 17545800.5389 | 45650573.8636 | 31157454.6874 | 139343061.2408 | 961560.8286 | 21870032.1104 | 21870032.1104 | 1478867.319 | 9629733.914 | 0 | 162174654.1799 | 195153287.5234 | 1333521.4322 | 62.3085 | 2602.7687 | 3132.0484 | 53.061 | 63.851
1 | 5700 | 707 | 0.035 | 15 | 15 | 7 | 1.7783e-09 | 5spot_SharedNeighbor | Water | Porous | Wet | R245fa | MinimizeLCOE_Brownfield | IgnoreSilica | 204.7124 | 121.4894 | 15.5947 | 4 | 2600.3156 | 3128.9983 | 53.0109 | 63.7889 | 196.6862 | 0 | 174.4958 | 15202207.2183 | 951094.7173 | 15234048.9239 | 13220939.8546 | 0 | 390660.3146 | 0 | 17549590.9012 | 45660435.6088 | 31164185.5311 | 139373163.0698 | 961560.8286 | 21870032.1104 | 21870032.1104 | 1478867.319 | 9629733.914 | 0 | 162204756.0088 | 195183389.3523 | 1778279.41 | 62.3789 | 2600.3156 | 3128.9983 | 53.0109 | 63.7889
1 | 5700 | 707 | 0.035 | 15 | 15 | 7 | 2.3714e-09 | 5spot_SharedNeighbor | Water | Porous | Wet | R245fa | MinimizeLCOE_Brownfield | IgnoreSilica | 204.8218 | 121.5392 | 15.6079 | 4 | 2598.4703 | 3126.7063 | 52.9733 | 63.7421 | 196.6755 | 0 | 187.7894 | 15206664.402 | 951367.7793 | 15239047.5837 | 13227629.9058 | 0 | 381334.8318 | 0 | 17552357.356 | 45667633.3568 | 31169098.142 | 139395133.3574 | 961560.8286 | 21870032.1104 | 21870032.1104 | 1478867.319 | 9629733.914 | 0 | 162226726.2964 | 195205359.6399 | 2371373.7057 | 62.4316 | 2598.4703 | 3126.7063 | 52.9733 | 63.7421
1 | 5700 | 707 | 0.035 | 15 | 15 | 7 | 3.1623e-09 | 5spot_SharedNeighbor | Water | Porous | Wet | R245fa | MinimizeLCOE_Brownfield | IgnoreSilica | 204.8903 | 121.5703 | 15.6171 | 4 | 2597.0832 | 3125.0072 | 52.9451 | 63.7075 | 196.6688 | 0 | 182.4215 | 15209445.9784 | 951538.1868 | 15242167.161 | 13231816.3492 | 0 | 374058.1293 | 0 | 17553520.0638 | 45670658.4841 | 31171162.8536 | 139404367.2062 | 961560.8286 | 21870032.1104 | 21870032.1104 | 1478867.319 | 9629733.914 | 0 | 162235960.1452 | 195214593.4887 | 3162277.6602 | 62.4685 | 2597.0832 | 3125.0072 | 52.9451 | 63.7075
1 | 5700 | 707 | 0.035 | 15 | 15 | 7 | 4.217e-09 | 5spot_SharedNeighbor | Water | Porous | Wet | R245fa | MinimizeLCOE_Brownfield | IgnoreSilica | 204.9339 | 121.59 | 15.6237 | 4 | 2596.041 | 3123.7443 | 52.9238 | 63.6818 | 196.6644 | 0 | 187.5195 | 15211206.7001 | 951646.0534 | 15244141.8687 | 13234473.7817 | 0 | 368434.8873 | 0 | 17553862.2836 | 45671548.8696 | 31171770.56 | 139407085.0044 | 961560.8286 | 21870032.1104 | 21870032.1104 | 1478867.319 | 9629733.914 | 0 | 162238677.9435 | 195217311.287 | 4216965.0343 | 62.4947 | 2596.041 | 3123.7443 | 52.9238 | 63.6818
1 | 5700 | 707 | 0.035 | 15 | 15 | 7 | 5.6234e-09 | 5spot_SharedNeighbor | Water | Porous | Wet | R245fa | MinimizeLCOE_Brownfield | IgnoreSilica | 204.9681 | 121.6055 | 15.6286 | 4 | 2595.2583 | 3122.7935 | 52.9079 | 63.6624 | 196.661 | 0 | 180.894 | 15212593.8285 | 951731.0324 | 15245697.5974 | 13236566.1278 | 0 | 364212.2944 | 0 | 17554212.3434 | 45672459.6536 | 31172392.1887 | 139409865.0663 | 961560.8286 | 21870032.1104 | 21870032.1104 | 1478867.319 | 9629733.914 | 0 | 162241458.0054 | 195220091.3489 | 5623413.2519 | 62.5146 | 2595.2583 | 3122.7935 | 52.9079 | 63.6624
1 | 5700 | 707 | 0.035 | 15 | 15 | 7 | 7.4989e-09 | 5spot_SharedNeighbor | Water | Porous | Wet | R245fa | MinimizeLCOE_Brownfield | IgnoreSilica | 204.9876 | 121.6143 | 15.6321 | 4 | 2594.6707 | 3122.0903 | 52.8959 | 63.648 | 196.6591 | 0 | 182.1805 | 15213376.1516 | 951778.9594 | 15246575.0161 | 13237752.3521 | 0 | 360936.1183 | 0 | 17554063.253 | 45672071.7509 | 31172127.4372 | 139408681.0386 | 961560.8286 | 21870032.1104 | 21870032.1104 | 1478867.319 | 9629733.914 | 0 | 162240273.9777 | 195218907.3212 | 7498942.0933 | 62.5283 | 2594.6707 | 3122.0903 | 52.8959 | 63.648
1 | 5700 | 707 | 0.035 | 15 | 15 | 7 | 1e-08 | 5spot_SharedNeighbor | Water | Porous | Wet | R245fa | MinimizeLCOE_Brownfield | IgnoreSilica | 205.005 | 121.6221 | 15.6348 | 4 | 2594.2297 | 3121.5578 | 52.8869 | 63.6372 | 196.6573 | 0 | 184.2517 | 15214079.7078 | 951822.0609 | 15247364.0977 | 13238815.621 | 0 | 358511.3944 | 0 | 17554131.2239 | 45672248.5971 | 31172248.1384 | 139409220.8411 | 961560.8286 | 21870032.1104 | 21870032.1104 | 1478867.319 | 9629733.914 | 0 | 162240813.7802 | 195219447.1237 | 10000000 | 62.5391 | 2594.2297 | 3121.5578 | 52.8869 | 63.6372
1 | 5800 | 707 | 0.035 | 15 | 15 | 7 | 1e-13 | 5spot_SharedNeighbor | Water | Porous | Wet | R245fa | MinimizeLCOE_Brownfield | IgnoreSilica | 0.94237 | 0.22145 | 0.011186 | 4 | 548075.0109 | 1302050.7021 | 11173.2504 | 26544.0647 | 124.3553 | 0 | 31.9939 | 142413.6745 | 5867.6592 | 101666.7069 | 61342.6317 | 0 | 60188.6698 | 0 | 144876.9434 | 376940.0884 | 257269.3557 | 1150565.7296 | 961560.8286 | 22410181.7999 | 22410181.7999 | 1478867.319 | 9845793.7898 | 0 | 24522308.3582 | 58257151.2669 | 100 | 0.044743 | 548075.0109 | 1302050.7021 | 11173.2504 | 26544.0647
1 | 5800 | 707 | 0.035 | 15 | 15 | 7 | 1.3335e-13 | 5spot_SharedNeighbor | Water | Porous | Wet | R245fa | MinimizeLCOE_Brownfield | IgnoreSilica | 1.2202 | 0.34826 | 0.024503 | 4 | 254484.6175 | 598678.5121 | 5188.0131 | 12204.8712 | 138.4777 | 0 | 30.435 | 208432.1213 | 9518.1125 | 144653.8641 | 77584.0163 | 0 | 66903.0551 | 0 | 197765.556 | 514545.4095 | 351187.8148 | 1570589.9497 | 961560.8286 | 22410181.7999 | 22410181.7999 | 1478867.319 | 9845793.7898 | 0 | 24942332.5782 | 58677175.4869 | 133.3521 | 0.098011 | 254484.6175 | 598678.5121 | 5188.0131 | 12204.8712
1 | 5800 | 707 | 0.035 | 15 | 15 | 7 | 1.7783e-13 | 5spot_SharedNeighbor | Water | Porous | Wet | R245fa | MinimizeLCOE_Brownfield | IgnoreSilica | 1.5834 | 0.53206 | 0.045804 | 4 | 139173.0155 | 323298.1662 | 2837.2302 | 6590.8704 | 151.3222 | 0 | 24.5892 | 295508.5206 | 14882.5915 | 201321.8408 | 100437.3881 | 0 | 74622.139 | 0 | 267841.2672 | 696868.0354 | 475626.7534 | 2127108.5359 | 961560.8286 | 22410181.7999 | 22410181.7999 | 1478867.319 | 9845793.7898 | 0 | 25498851.1644 | 59233694.0732 | 177.8279 | 0.18322 | 139173.0155 | 323298.1662 | 2837.2302 | 6590.8704
1 | 5800 | 707 | 0.035 | 15 | 15 | 7 | 2.3714e-13 | 5spot_SharedNeighbor | Water | Porous | Wet | R245fa | MinimizeLCOE_Brownfield | IgnoreSilica | 2.0404 | 0.78185 | 0.077216 | 4 | 84817.5034 | 194040.2556 | 1729.1195 | 3955.7731 | 162.2245 | 0 | 158.4086 | 403808.9682 | 22286.3396 | 271925.5541 | 131663.8134 | 0 | 82487.0812 | 0 | 355746.9851 | 925580.6814 | 631727.8338 | 2825227.2568 | 961560.8286 | 22410181.7999 | 22410181.7999 | 1478867.319 | 9845793.7898 | 0 | 26196969.8853 | 59931812.7941 | 237.1374 | 0.30886 | 84817.5034 | 194040.2556 | 1729.1195 | 3955.7731
1 | 5800 | 707 | 0.035 | 15 | 15 | 7 | 3.1623e-13 | 5spot_SharedNeighbor | Water | Porous | Wet | R245fa | MinimizeLCOE_Brownfield | IgnoreSilica | 2.6433 | 1.127 | 0.12304 | 4 | 55051.4378 | 123593.3107 | 1122.298 | 2519.6168 | 171.6763 | 0 | 208.5678 | 541415.1726 | 32726.6078 | 361942.5256 | 174122.4506 | 0 | 91954.0249 | 0 | 468842.7048 | 1219832.545 | 832560.777 | 3723396.8082 | 961560.8286 | 22410181.7999 | 22410181.7999 | 1478867.319 | 9845793.7898 | 0 | 27095139.4367 | 60829982.3455 | 316.2278 | 0.49218 | 55051.4378 | 123593.3107 | 1122.298 | 2519.6168
1 | 5800 | 707 | 0.035 | 15 | 15 | 7 | 4.217e-13 | 5spot_SharedNeighbor | Water | Porous | Wet | R245fa | MinimizeLCOE_Brownfield | IgnoreSilica | 3.4212 | 1.6106 | 0.18739 | 4 | 37680.1642 | 82686.8637 | 768.1611 | 1685.6836 | 179.4918 | 0 | 274.789 | 712341.3112 | 46063.6574 | 479503.5474 | 231883.2581 | 0 | 103048.1621 | 0 | 613407.5751 | 1595960.6833 | 1089275.9601 | 4871484.1548 | 961560.8286 | 22410181.7999 | 22410181.7999 | 1478867.319 | 9845793.7898 | 0 | 28243226.7833 | 61978069.6921 | 421.6965 | 0.74955 | 37680.1642 | 82686.8637 | 768.1611 | 1685.6836
1 | 5800 | 707 | 0.035 | 15 | 15 | 7 | 5.6234e-13 | 5spot_SharedNeighbor | Water | Porous | Wet | R245fa | MinimizeLCOE_Brownfield | IgnoreSilica | 4.4527 | 2.3076 | 0.27244 | 4 | 27231.6667 | 58187.612 | 555.1544 | 1186.2332 | 185.9927 | 0 | 39.4447 | 916905.9745 | 59328.6948 | 639321.5947 | 302024.4136 | 0 | 117930.8082 | 0 | 793849.4794 | 2065433.5046 | 1409700.8073 | 6304495.2771 | 961560.8286 | 22410181.7999 | 22410181.7999 | 1478867.319 | 9845793.7898 | 0 | 29676237.9057 | 63411080.8144 | 562.3413 | 1.0898 | 27231.6667 | 58187.612 | 555.1544 | 1186.2332
1 | 5800 | 707 | 0.035 | 15 | 15 | 7 | 7.4989e-13 | 5spot_SharedNeighbor | Water | Porous | Wet | R245fa | MinimizeLCOE_Brownfield | IgnoreSilica | 5.8022 | 3.2224 | 0.38406 | 4 | 20450.4315 | 42409.8729 | 416.9097 | 864.5826 | 191.2095 | 0 | 37.7556 | 1159203.6796 | 74949.6853 | 835074.2852 | 392564.3872 | 0 | 135640.6811 | 0 | 1012998.7602 | 2635614.9793 | 1798861.3798 | 8044907.8376 | 961560.8286 | 22410181.7999 | 22410181.7999 | 1478867.319 | 9845793.7898 | 0 | 31416650.4661 | 65151493.3749 | 749.8942 | 1.5362 | 20450.4315 | 42409.8729 | 416.9097 | 864.5826
1 | 5800 | 707 | 0.035 | 15 | 15 | 7 | 1e-12 | 5spot_SharedNeighbor | Water | Porous | Wet | R245fa | MinimizeLCOE_Brownfield | IgnoreSilica | 7.581 | 4.4236 | 0.53061 | 4 | 15807.5549 | 31702.0656 | 322.2584 | 646.2895 | 195.2445 | 0 | 36.964 | 1448613.4484 | 93559.4238 | 1075975.8174 | 510985.0569 | 0 | 157178.8459 | 0 | 1281661.9111 | 3334621.3876 | 2275947.6167 | 10178543.5078 | 961560.8286 | 22410181.7999 | 22410181.7999 | 1478867.319 | 9845793.7898 | 0 | 33550286.1364 | 67285129.0451 | 1000 | 2.1224 | 15807.5549 | 31702.0656 | 322.2584 | 646.2895
1 | 5800 | 707 | 0.035 | 15 | 15 | 7 | 1.3335e-12 | 5spot_SharedNeighbor | Water | Porous | Wet | R245fa | MinimizeLCOE_Brownfield | IgnoreSilica | 9.9757 | 6.0638 | 0.73076 | 4 | 12409.1348 | 23950.1953 | 252.977 | 488.2571 | 198.782 | 0 | 44.833 | 1809088.6047 | 116672.2533 | 1384776.5713 | 670431.4967 | 0 | 184174.5899 | 0 | 1624405.9712 | 4226371.1256 | 2884585.1365 | 12900505.7493 | 961560.8286 | 22410181.7999 | 22410181.7999 | 1478867.319 | 9845793.7898 | 0 | 36272248.3778 | 70007091.2865 | 1333.5214 | 2.923 | 12409.1348 | 23950.1953 | 252.977 | 488.2571
1 | 5800 | 707 | 0.035 | 15 | 15 | 7 | 1.7783e-12 | 5spot_SharedNeighbor | Water | Porous | Wet | R245fa | MinimizeLCOE_Brownfield | IgnoreSilica | 13.1226 | 8.2079 | 0.99297 | 4 | 9973.9356 | 18467.3226 | 203.3322 | 376.4814 | 201.3865 | 0 | 47.107 | 2240564.2979 | 144358.8905 | 1764207.7153 | 879110.0927 | 0 | 216303.5112 | 0 | 2045372.3579 | 5321639.3118 | 3632128.1791 | 16243684.3564 | 961560.8286 | 22410181.7999 | 22410181.7999 | 1478867.319 | 9845793.7898 | 0 | 39615426.9849 | 73350269.8937 | 1778.2794 | 3.9719 | 9973.9356 | 18467.3226 | 203.3322 | 376.4814
1 | 5800 | 707 | 0.035 | 15 | 15 | 7 | 2.3714e-12 | 5spot_SharedNeighbor | Water | Porous | Wet | R245fa | MinimizeLCOE_Brownfield | IgnoreSilica | 17.3032 | 11.0631 | 1.3412 | 4 | 8165.0213 | 14453.3968 | 166.455 | 294.652 | 203.4112 | 0 | 43.8819 | 2766090.4479 | 177729.5785 | 2240190.7182 | 1156652.1211 | 0 | 255703.8104 | 0 | 2572583.0037 | 6693333.2662 | 4568337.4884 | 20430620.4344 | 961560.8286 | 22410181.7999 | 22410181.7999 | 1478867.319 | 9845793.7898 | 0 | 43802363.0629 | 77537205.9717 | 2371.3737 | 5.3646 | 8165.0213 | 14453.3968 | 166.455 | 294.652
1 | 5800 | 707 | 0.035 | 15 | 15 | 7 | 3.1623e-12 | 5spot_SharedNeighbor | Water | Porous | Wet | R245fa | MinimizeLCOE_Brownfield | IgnoreSilica | 22.8669 | 14.8623 | 1.8048 | 4 | 6795.6949 | 11468.5393 | 138.5394 | 233.8017 | 204.9759 | 0 | 46.485 | 3408817.2959 | 218528.1985 | 2836964.3521 | 1525583.6371 | 0 | 304123.7435 | 0 | 3234666.7186 | 8415939.2803 | 5744051.4891 | 25688674.715 | 961560.8286 | 22410181.7999 | 22410181.7999 | 1478867.319 | 9845793.7898 | 0 | 49060417.3435 | 82795260.2522 | 3162.2777 | 7.2193 | 6795.6949 | 11468.5393 | 138.5394 | 233.8017
1 | 5800 | 707 | 0.035 | 15 | 15 | 7 | 4.217e-12 | 5spot_SharedNeighbor | Water | Porous | Wet | R245fa | MinimizeLCOE_Brownfield | IgnoreSilica | 30.1795 | 19.8574 | 2.4148 | 4 | 5755.2237 | 9247.6752 | 117.328 | 188.5264 | 206.1667 | 0 | 53.4324 | 4185844.8186 | 267665.3479 | 3577025.758 | 2010262.8761 | 0 | 361974.7161 | 0 | 4057081.6715 | 10555694.2875 | 7204478.249 | 32220027.7249 | 961560.8286 | 22410181.7999 | 22410181.7999 | 1478867.319 | 9845793.7898 | 0 | 55591770.3534 | 89326613.2621 | 4216.965 | 9.6594 | 5755.2237 | 9247.6752 | 117.328 | 188.5264
1 | 5800 | 707 | 0.035 | 15 | 15 | 7 | 5.6234e-12 | 5spot_SharedNeighbor | Water | Porous | Wet | R245fa | MinimizeLCOE_Brownfield | IgnoreSilica | 39.771 | 26.4108 | 3.2152 | 4 | 4953.6016 | 7576.6617 | 100.9859 | 154.4605 | 207.0704 | 0 | 53.691 | 5124832.0081 | 326808.6522 | 4493754.8468 | 2646118.8805 | 0 | 431603.8337 | 0 | 5079016.1063 | 13214558.0592 | 9019207.4074 | 40335899.7942 | 961560.8286 | 22410181.7999 | 22410181.7999 | 1478867.319 | 9845793.7898 | 0 | 63707642.4227 | 97442485.3315 | 5623.4133 | 12.8609 | 4953.6016 | 7576.6617 | 100.9859 | 154.4605
1 | 5800 | 707 | 0.035 | 15 | 15 | 7 | 7.4989e-12 | 5spot_SharedNeighbor | Water | Porous | Wet | R245fa | MinimizeLCOE_Brownfield | IgnoreSilica | 52.2212 | 34.9077 | 4.2511 | 4 | 4334.388 | 6318.2655 | 88.3624 | 128.8064 | 207.7234 | 0 | 33.2036 | 6248246.9607 | 397275.8864 | 5617229.0071 | 3471047.6288 | 0 | 516840.0646 | 0 | 6337749.4236 | 16489523.9491 | 11254438.9211 | 50332351.8415 | 961560.8286 | 22410181.7999 | 22410181.7999 | 1478867.319 | 9845793.7898 | 0 | 73704094.47 | 107438937.3787 | 7498.9421 | 17.0045 | 4334.388 | 6318.2655 | 88.3624 | 128.8064
1 | 5800 | 707 | 0.035 | 15 | 15 | 7 | 1e-11 | 5spot_SharedNeighbor | Water | Porous | Wet | R245fa | MinimizeLCOE_Brownfield | IgnoreSilica | 68.007 | 45.6123 | 5.5578 | 4 | 3855.0242 | 5372.492 | 78.5899 | 109.5255 | 208.0562 | 0 | 33.509 | 7557862.3528 | 479075.8793 | 6957452.4061 | 4515839.3847 | 0 | 613837.0008 | 0 | 7848386.1392 | 20419890.8089 | 13936995.0638 | 62329339.0355 | 961560.8286 | 22410181.7999 | 22410181.7999 | 1478867.319 | 9845793.7898 | 0 | 85701081.6641 | 119435924.5728 | 10000 | 22.231 | 3855.0242 | 5372.492 | 78.5899 | 109.5255
1 | 5800 | 707 | 0.035 | 15 | 15 | 7 | 1.3335e-11 | 5spot_SharedNeighbor | Water | Porous | Wet | R245fa | MinimizeLCOE_Brownfield | IgnoreSilica | 87.3912 | 58.512 | 7.1282 | 4 | 3492.6522 | 4675.7923 | 71.2024 | 95.3224 | 207.8841 | 0 | 34.1338 | 9024811.0233 | 570319.711 | 8491425.7614 | 5794265.1555 | 0 | 726190.6682 | 0 | 9596734.8046 | 24968735.4005 | 17041674.967 | 76214157.4915 | 961560.8286 | 22410181.7999 | 22410181.7999 | 1478867.319 | 9845793.7898 | 0 | 99585900.12 | 133320743.0288 | 13335.2143 | 28.513 | 3492.6522 | 4675.7923 | 71.2024 | 95.3224
1 | 5800 | 707 | 0.035 | 15 | 15 | 7 | 1.7783e-11 | 5spot_SharedNeighbor | Water | Porous | Wet | R245fa | MinimizeLCOE_Brownfield | IgnoreSilica | 110.0164 | 73.0245 | 8.8911 | 4 | 3226.0718 | 4174.6282 | 65.7678 | 85.1054 | 207.0243 | 0 | 58.9523 | 10569238.9087 | 666001.2749 | 10138172.5512 | 7276690.1476 | 0 | 847505.1829 | 0 | 11504067.1455 | 29931222.9038 | 20428674.657 | 91361572.7715 | 961560.8286 | 22410181.7999 | 22410181.7999 | 1478867.319 | 9845793.7898 | 0 | 114733315.4001 | 148468158.3088 | 17782.7941 | 35.5644 | 3226.0718 | 4174.6282 | 65.7678 | 85.1054
1 | 5800 | 707 | 0.035 | 15 | 15 | 7 | 2.3714e-11 | 5spot_SharedNeighbor | Water | Porous | Wet | R245fa | MinimizeLCOE_Brownfield | IgnoreSilica | 134.8937 | 88.0822 | 10.7045 | 4 | 3040.5883 | 3828.4512 | 61.9865 | 78.0482 | 205.4252 | 0 | 64.4527 | 12082171.0607 | 759396.7022 | 11778643.4191 | 8889057.5367 | 0 | 979562.5318 | 0 | 13450644.1877 | 34995817.0698 | 23885364.2423 | 106820656.7502 | 961560.8286 | 22410181.7999 | 22410181.7999 | 1478867.319 | 9845793.7898 | 0 | 130192399.3787 | 163927242.2875 | 23713.7371 | 42.8182 | 3040.5883 | 3828.4512 | 61.9865 | 78.0482
1 | 5800 | 707 | 0.035 | 15 | 15 | 7 | 3.1623e-11 | 5spot_SharedNeighbor | Water | Porous | Wet | R245fa | MinimizeLCOE_Brownfield | IgnoreSilica | 160.5622 | 102.7905 | 12.4628 | 4 | 2911.3361 | 3588.0458 | 59.3515 | 73.1472 | 203.5329 | 0 | 68.5731 | 13490785.349 | 846085.0779 | 13327450.5171 | 10536339.8287 | 0 | 1112255.0393 | 0 | 15332037.1667 | 39890815.6745 | 27226301.3721 | 121762070.0253 | 961560.8286 | 22410181.7999 | 22410181.7999 | 1478867.319 | 9845793.7898 | 0 | 145133812.6538 | 178868655.5626 | 31622.7766 | 49.8513 | 2911.3361 | 3588.0458 | 59.3515 | 73.1472
1 | 5800 | 707 | 0.035 | 15 | 15 | 7 | 4.217e-11 | 5spot_SharedNeighbor | Water | Porous | Wet | R245fa | MinimizeLCOE_Brownfield | IgnoreSilica | 178.9958 | 112.6659 | 13.7283 | 4 | 2822.548 | 3436.8789 | 57.5415 | 70.0654 | 202.0015 | 0 | 80.1458 | 14414298.0334 | 904534.7386 | 14340615.078 | 11698307.4464 | 0 | 1139003.4638 | 0 | 16573735.9165 | 43121461.1141 | 29431283.2678 | 131623239.0588 | 961560.8286 | 22410181.7999 | 22410181.7999 | 1478867.319 | 9845793.7898 | 0 | 154994981.6873 | 188729824.596 | 42169.6503 | 54.9131 | 2822.548 | 3436.8789 | 57.5415 | 70.0654
1 | 5800 | 707 | 0.035 | 15 | 15 | 7 | 5.6234e-11 | 5spot_SharedNeighbor | Water | Porous | Wet | R245fa | MinimizeLCOE_Brownfield | IgnoreSilica | 181.9056 | 114.1805 | 14.1328 | 4 | 2758.0817 | 3354.8287 | 56.2272 | 68.3927 | 201.7313 | 0 | 91.5181 | 14549905.7281 | 912398.0216 | 14495091.0207 | 11882825.6506 | 0 | 954469.5184 | 0 | 16689929.0763 | 43423771.8815 | 29637616.5784 | 132546007.4755 | 961560.8286 | 22410181.7999 | 22410181.7999 | 1478867.319 | 9845793.7898 | 0 | 155917750.104 | 189652593.0128 | 56234.1325 | 56.5312 | 2758.0817 | 3354.8287 | 56.2272 | 68.3927
1 | 5800 | 707 | 0.035 | 15 | 15 | 7 | 7.4989e-11 | 5spot_SharedNeighbor | Water | Porous | Wet | R245fa | MinimizeLCOE_Brownfield | IgnoreSilica | 187.6271 | 117.1424 | 14.6256 | 4 | 2709.3528 | 3285.9925 | 55.2338 | 66.9894 | 201.2089 | 0 | 108.5654 | 14813465.4606 | 927645.1624 | 14796033.7794 | 12246137.8877 | 0 | 846365.4981 | 0 | 17015562.6374 | 44271003.6107 | 30215869.6424 | 135132083.6787 | 961560.8286 | 22410181.7999 | 22410181.7999 | 1478867.319 | 9845793.7898 | 0 | 158503826.3073 | 192238669.216 | 74989.4209 | 58.5025 | 2709.3528 | 3285.9925 | 55.2338 | 66.9894
1 | 5800 | 707 | 0.035 | 15 | 15 | 7 | 1e-10 | 5spot_SharedNeighbor | Water | Porous | Wet | R245fa | MinimizeLCOE_Brownfield | IgnoreSilica | 195.3024 | 121.0031 | 15.1763 | 4 | 2671.5255 | 3227.24 | 54.4627 | 65.7917 | 200.4974 | 0 | 135.5347 | 15158682.2799 | 948428.1228 | 15185245.1447 | 12727623.9931 | 0 | 795259.1186 | 0 | 17477943.077 | 45474022.6673 | 31036954.8682 | 138804159.2715 | 961560.8286 | 22410181.7999 | 22410181.7999 | 1478867.319 | 9845793.7898 | 0 | 162175901.9001 | 195910744.8088 | 100000 | 60.7054 | 2671.5255 | 3227.24 | 54.4627 | 65.7917
1 | 5800 | 707 | 0.035 | 15 | 15 | 7 | 1.3335e-10 | 5spot_SharedNeighbor | Water | Porous | Wet | R245fa | MinimizeLCOE_Brownfield | IgnoreSilica | 198.742 | 122.6873 | 15.4768 | 4 | 2642.6754 | 3187.6015 | 53.8745 | 64.9836 | 200.1676 | 0 | 150.0479 | 15309213.5264 | 957649.6946 | 15354100.5484 | 12941817.3074 | 0 | 712454.0962 | 0 | 17657341.7174 | 45940781.13 | 31355527.1099 | 140228885.1302 | 961560.8286 | 22410181.7999 | 22410181.7999 | 1478867.319 | 9845793.7898 | 0 | 163600627.7587 | 197335470.6674 | 133352.1432 | 61.9072 | 2642.6754 | 3187.6015 | 53.8745 | 64.9836
1 | 5800 | 707 | 0.035 | 15 | 15 | 7 | 1.7783e-10 | 5spot_SharedNeighbor | Water | Porous | Wet | R245fa | MinimizeLCOE_Brownfield | IgnoreSilica | 201.3413 | 123.9454 | 15.7057 | 4 | 2620.7616 | 3157.7468 | 53.4278 | 64.3749 | 199.9153 | 0 | 149.9231 | 15421283.186 | 964513.5367 | 15479934.7694 | 13103357.8437 | 0 | 642767.355 | 0 | 17788624.1094 | 46282350.9842 | 31588655.5539 | 141271487.3385 | 961560.8286 | 22410181.7999 | 22410181.7999 | 1478867.319 | 9845793.7898 | 0 | 164643229.967 | 198378072.8757 | 177827.941 | 62.8227 | 2620.7616 | 3157.7468 | 53.4278 | 64.3749
1 | 5800 | 707 | 0.035 | 15 | 15 | 7 | 2.3714e-10 | 5spot_SharedNeighbor | Water | Porous | Wet | R245fa | MinimizeLCOE_Brownfield | IgnoreSilica | 203.1776 | 124.8256 | 15.873 | 4 | 2604.1363 | 3135.4608 | 53.0888 | 63.9206 | 199.7351 | 0 | 183.8969 | 15499496.5002 | 969303.0189 | 15567815.793 | 13217129.2369 | 0 | 583652.0022 | 0 | 17876584.655 | 46511206.2805 | 31744853.9961 | 141970041.4827 | 961560.8286 | 22410181.7999 | 22410181.7999 | 1478867.319 | 9845793.7898 | 0 | 165341784.1113 | 199076627.02 | 237137.3706 | 63.492 | 2604.1363 | 3135.4608 | 53.0888 | 63.9206
1 | 5800 | 707 | 0.035 | 15 | 15 | 7 | 3.1623e-10 | 5spot_SharedNeighbor | Water | Porous | Wet | R245fa | MinimizeLCOE_Brownfield | IgnoreSilica | 204.5077 | 125.459 | 15.9969 | 4 | 2591.5419 | 3118.7497 | 52.8321 | 63.5799 | 199.6036 | 0 | 176.7476 | 15555684.7286 | 972743.3722 | 15630980.295 | 13299489.3005 | 0 | 535137.9464 | 0 | 17937673.9007 | 46670147.9667 | 31853334.9629 | 142455192.473 | 961560.8286 | 22410181.7999 | 22410181.7999 | 1478867.319 | 9845793.7898 | 0 | 165826935.1015 | 199561778.0103 | 316227.766 | 63.9878 | 2591.5419 | 3118.7497 | 52.8321 | 63.5799
1 | 5800 | 707 | 0.035 | 15 | 15 | 7 | 4.217e-10 | 5spot_SharedNeighbor | Water | Porous | Wet | R245fa | MinimizeLCOE_Brownfield | IgnoreSilica | 205.4286 | 125.8953 | 16.0865 | 4 | 2582.0119 | 3106.285 | 52.6378 | 63.3258 | 199.5119 | 0 | 184.7012 | 15594340.807 | 975110.0556 | 15674450.8795 | 13356487.0631 | 0 | 495354.8056 | 0 | 17977340.0082 | 46773351.0419 | 31923773.1824 | 142770207.8434 | 961560.8286 | 22410181.7999 | 22410181.7999 | 1478867.319 | 9845793.7898 | 0 | 166141950.4719 | 199876793.3807 | 421696.5034 | 64.3459 | 2582.0119 | 3106.285 | 52.6378 | 63.3258
1 | 5800 | 707 | 0.035 | 15 | 15 | 7 | 5.6234e-10 | 5spot_SharedNeighbor | Water | Porous | Wet | R245fa | MinimizeLCOE_Brownfield | IgnoreSilica | 206.0741 | 126.2 | 16.1516 | 4 | 2574.809 | 3096.9683 | 52.491 | 63.1359 | 199.4473 | 0 | 172.2195 | 15621311.211 | 976761.2016 | 15704787.5985 | 13396425.558 | 0 | 463362.4627 | 0 | 18003432.7324 | 46841238.9579 | 31970108.08 | 142977427.8021 | 961560.8286 | 22410181.7999 | 22410181.7999 | 1478867.319 | 9845793.7898 | 0 | 166349170.4306 | 200084013.3393 | 562341.3252 | 64.6064 | 2574.809 | 3096.9683 | 52.491 | 63.1359
1 | 5800 | 707 | 0.035 | 15 | 15 | 7 | 7.4989e-10 | 5spot_SharedNeighbor | Water | Porous | Wet | R245fa | MinimizeLCOE_Brownfield | IgnoreSilica | 206.5151 | 126.4074 | 16.1984 | 4 | 2569.3709 | 3090.022 | 52.3801 | 62.9943 | 199.4029 | 0 | 174.6609 | 15639667.8835 | 977884.9657 | 15725438.8534 | 13423702.6913 | 0 | 437777.5106 | 0 | 18019744.0427 | 46883677.6414 | 31999073.3535 | 143106966.9419 | 961560.8286 | 22410181.7999 | 22410181.7999 | 1478867.319 | 9845793.7898 | 0 | 166478709.5704 | 200213552.4792 | 749894.2093 | 64.7936 | 2569.3709 | 3090.022 | 52.3801 | 62.9943
1 | 5800 | 707 | 0.035 | 15 | 15 | 7 | 1e-09 | 5spot_SharedNeighbor | Water | Porous | Wet | R245fa | MinimizeLCOE_Brownfield | IgnoreSilica | 206.8272 | 126.5539 | 16.2326 | 4 | 2565.2695 | 3084.8231 | 52.2965 | 62.8883 | 199.3713 | 0 | 170.946 | 15652624.9547 | 978678.1543 | 15740017.2092 | 13443002.4989 | 0 | 417703.0673 | 0 | 18030490.0949 | 46911636.6649 | 32018155.9615 | 143192308.6058 | 961560.8286 | 22410181.7999 | 22410181.7999 | 1478867.319 | 9845793.7898 | 0 | 166564051.2343 | 200298894.1431 | 1000000 | 64.9304 | 2565.2695 | 3084.8231 | 52.2965 | 62.8883
1 | 5800 | 707 | 0.035 | 15 | 15 | 7 | 1.3335e-09 | 5spot_SharedNeighbor | Water | Porous | Wet | R245fa | MinimizeLCOE_Brownfield | IgnoreSilica | 207.0339 | 126.6507 | 16.2569 | 4 | 2562.1792 | 3080.9561 | 52.2335 | 62.8095 | 199.3503 | 0 | 184.6825 | 15661180.9881 | 979201.9164 | 15749644.5857 | 13455780.2354 | 0 | 401865.1558 | 0 | 18036592.4237 | 46927513.6727 | 32028992.3456 | 143240771.3232 | 961560.8286 | 22410181.7999 | 22410181.7999 | 1478867.319 | 9845793.7898 | 0 | 166612513.9518 | 200347356.8605 | 1333521.4322 | 65.0277 | 2562.1792 | 3080.9561 | 52.2335 | 62.8095
1 | 5800 | 707 | 0.035 | 15 | 15 | 7 | 1.7783e-09 | 5spot_SharedNeighbor | Water | Porous | Wet | R245fa | MinimizeLCOE_Brownfield | IgnoreSilica | 207.1607 | 126.7099 | 16.2737 | 4 | 2559.8529 | 3078.0937 | 52.1861 | 62.7511 | 199.3373 | 0 | 173.6876 | 15666412.2743 | 979522.1486 | 15755531.2003 | 13463619.2991 | 0 | 389336.8284 | 0 | 18039224.4828 | 46934361.7504 | 32033666.2994 | 143261674.2833 | 961560.8286 | 22410181.7999 | 22410181.7999 | 1478867.319 | 9845793.7898 | 0 | 166633416.9118 | 200368259.8205 | 1778279.41 | 65.0949 | 2559.8529 | 3078.0937 | 52.1861 | 62.7511
1 | 5800 | 707 | 0.035 | 15 | 15 | 7 | 2.3714e-09 | 5spot_SharedNeighbor | Water | Porous | Wet | R245fa | MinimizeLCOE_Brownfield | IgnoreSilica | 207.2682 | 126.76 | 16.287 | 4 | 2558.1029 | 3075.9222 | 52.1504 | 62.7068 | 199.3263 | 0 | 172.2337 | 15670847.4785 | 979793.6466 | 15760522.1811 | 13470258.583 | 0 | 379978.4743 | 0 | 18041946.1417 | 46941442.9488 | 32038499.3627 | 143283288.8167 | 961560.8286 | 22410181.7999 | 22410181.7999 | 1478867.319 | 9845793.7898 | 0 | 166655031.4452 | 200389874.354 | 2371373.7057 | 65.1479 | 2558.1029 | 3075.9222 | 52.1504 | 62.7068
1 | 5800 | 707 | 0.035 | 15 | 15 | 7 | 3.1623e-09 | 5spot_SharedNeighbor | Water | Porous | Wet | R245fa | MinimizeLCOE_Brownfield | IgnoreSilica | 207.3239 | 126.7859 | 16.2956 | 4 | 2556.7873 | 3074.3311 | 52.1236 | 62.6744 | 199.3205 | 0 | 182.3807 | 15673132.4872 | 979933.521 | 15763093.5872 | 13473699.8275 | 0 | 372506.5393 | 0 | 18042322.7253 | 46942422.7418 | 32039168.0916 | 143286279.5209 | 961560.8286 | 22410181.7999 | 22410181.7999 | 1478867.319 | 9845793.7898 | 0 | 166658022.1494 | 200392865.0582 | 3162277.6602 | 65.1826 | 2556.7873 | 3074.3311 | 52.1236 | 62.6744
1 | 5800 | 707 | 0.035 | 15 | 15 | 7 | 4.217e-09 | 5spot_SharedNeighbor | Water | Porous | Wet | R245fa | MinimizeLCOE_Brownfield | IgnoreSilica | 207.3628 | 126.8039 | 16.302 | 4 | 2555.7989 | 3073.1408 | 52.1034 | 62.6501 | 199.3164 | 0 | 186.3102 | 15674723.9138 | 980030.9382 | 15764884.5045 | 13476100.416 | 0 | 366808.2665 | 0 | 18042393.7352 | 46942607.4951 | 32039294.1896 | 143286843.4589 | 961560.8286 | 22410181.7999 | 22410181.7999 | 1478867.319 | 9845793.7898 | 0 | 166658586.0874 | 200393428.9961 | 4216965.0343 | 65.208 | 2555.7989 | 3073.1408 | 52.1034 | 62.6501
1 | 5800 | 707 | 0.035 | 15 | 15 | 7 | 5.6234e-09 | 5spot_SharedNeighbor | Water | Porous | Wet | R245fa | MinimizeLCOE_Brownfield | IgnoreSilica | 207.3971 | 126.8198 | 16.307 | 4 | 2555.0565 | 3072.2389 | 52.0883 | 62.6317 | 199.3128 | 0 | 168.2831 | 15676130.5014 | 980117.0405 | 15766467.4297 | 13478216.3732 | 0 | 362581.3323 | 0 | 18042769.9441 | 46943586.3134 | 32039962.2531 | 143289831.1877 | 961560.8286 | 22410181.7999 | 22410181.7999 | 1478867.319 | 9845793.7898 | 0 | 166661573.8162 | 200396416.725 | 5623413.2519 | 65.2281 | 2555.0565 | 3072.2389 | 52.0883 | 62.6317
1 | 5800 | 707 | 0.035 | 15 | 15 | 7 | 7.4989e-09 | 5spot_SharedNeighbor | Water | Porous | Wet | R245fa | MinimizeLCOE_Brownfield | IgnoreSilica | 207.4165 | 126.8288 | 16.3105 | 4 | 2554.4992 | 3071.5721 | 52.0769 | 62.6182 | 199.3108 | 0 | 169.9699 | 15676923.5989 | 980165.5887 | 15767359.9614 | 13479416.0832 | 0 | 359300.6394 | 0 | 18042634.69 | 46943234.41 | 32039722.0718 | 143288757.0434 | 961560.8286 | 22410181.7999 | 22410181.7999 | 1478867.319 | 9845793.7898 | 0 | 166660499.672 | 200395342.5807 | 7498942.0933 | 65.2419 | 2554.4992 | 3071.5721 | 52.0769 | 62.6182
1 | 5800 | 707 | 0.035 | 15 | 15 | 7 | 1e-08 | 5spot_SharedNeighbor | Water | Porous | Wet | R245fa | MinimizeLCOE_Brownfield | IgnoreSilica | 207.436 | 126.8378 | 16.3133 | 4 | 2554.0808 | 3071.0638 | 52.0684 | 62.6078 | 199.3087 | 0 | 171.0991 | 15677721.875 | 980214.4539 | 15768258.326 | 13480617.0499 | 0 | 356903.5502 | 0 | 18042848.9495 | 46943791.8693 | 32040102.5493 | 143290458.6232 | 961560.8286 | 22410181.7999 | 22410181.7999 | 1478867.319 | 9845793.7898 | 0 | 166662201.2517 | 200397044.1604 | 10000000 | 65.2533 | 2554.0808 | 3071.0638 | 52.0684 | 62.6078
1 | 5900 | 707 | 0.035 | 15 | 15 | 7 | 1e-13 | 5spot_SharedNeighbor | Water | Porous | Wet | R245fa | MinimizeLCOE_Brownfield | IgnoreSilica | 0.95719 | 0.23079 | 0.012404 | 4 | 505881.6901 | 1201232.8475 | 10313.0825 | 24488.7564 | 126.1635 | 0 | 22.8161 | 147871.304 | 6170.4286 | 104955.379 | 62384.0104 | 0 | 59968.8685 | 0 | 148726.4962 | 386955.8352 | 264105.3087 | 1181137.6305 | 961560.8286 | 22956191.5802 | 22956191.5802 | 1478867.319 | 10064197.702 | 0 | 25098890.0394 | 59598146.6406 | 100 | 0.049614 | 505881.6901 | 1201232.8475 | 10313.0825 | 24488.7564
1 | 5900 | 707 | 0.035 | 15 | 15 | 7 | 1.3335e-13 | 5spot_SharedNeighbor | Water | Porous | Wet | R245fa | MinimizeLCOE_Brownfield | IgnoreSilica | 1.2545 | 0.371 | 0.027352 | 4 | 233629.6702 | 548955.6778 | 4762.8568 | 11191.204 | 141.1687 | 0 | 23.1635 | 220435.1944 | 10272.4828 | 151883.1105 | 80327.9992 | 0 | 67633.0219 | 0 | 206915.2054 | 538350.9202 | 367435.5651 | 1643253.4993 | 961560.8286 | 22956191.5802 | 22956191.5802 | 1478867.319 | 10064197.702 | 0 | 25561005.9082 | 60060262.5094 | 133.3521 | 0.10941 | 233629.6702 | 548955.6778 | 4762.8568 | 11191.204
1 | 5900 | 707 | 0.035 | 15 | 15 | 7 | 1.7783e-13 | 5spot_SharedNeighbor | Water | Porous | Wet | R245fa | MinimizeLCOE_Brownfield | IgnoreSilica | 1.6125 | 0.55851 | 0.049857 | 4 | 130986.9306 | 303976.9205 | 2670.3458 | 6196.9807 | 153.7145 | 0 | 118.235 | 308855.8002 | 15873.8106 | 208935.889 | 103854.3505 | 0 | 74358.3603 | 0 | 277632.5021 | 722342.8203 | 493013.8175 | 2204867.3505 | 961560.8286 | 22956191.5802 | 22956191.5802 | 1478867.319 | 10064197.702 | 0 | 26122619.7594 | 60621876.3606 | 177.8279 | 0.19943 | 130986.9306 | 303976.9205 | 2670.3458 | 6196.9807
1 | 5900 | 707 | 0.035 | 15 | 15 | 7 | 2.3714e-13 | 5spot_SharedNeighbor | Water | Porous | Wet | R245fa | MinimizeLCOE_Brownfield | IgnoreSilica | 2.0987 | 0.83107 | 0.084546 | 4 | 79468.7329 | 181482.2115 | 1620.0776 | 3699.7604 | 165.1833 | 0 | 155.0811 | 426054.5718 | 24109.2234 | 284998.9201 | 136413.2905 | 0 | 83220.6358 | 0 | 372370.6903 | 968832.1524 | 661247.8515 | 2957247.3359 | 961560.8286 | 22956191.5802 | 22956191.5802 | 1478867.319 | 10064197.702 | 0 | 26874999.7447 | 61374256.3459 | 237.1374 | 0.33818 | 79468.7329 | 181482.2115 | 1620.0776 | 3699.7604
1 | 5900 | 707 | 0.035 | 15 | 15 | 7 | 3.1623e-13 | 5spot_SharedNeighbor | Water | Porous | Wet | R245fa | MinimizeLCOE_Brownfield | IgnoreSilica | 2.7016 | 1.1891 | 0.13351 | 4 | 52057.4852 | 116655.8617 | 1061.2622 | 2378.1875 | 174.4948 | 0 | 203.9288 | 568545.1643 | 35423.2479 | 377040.5087 | 181162.7014 | 0 | 91824.9261 | 0 | 489058.6539 | 1272430.2978 | 868459.8241 | 3883945.3243 | 961560.8286 | 22956191.5802 | 22956191.5802 | 1478867.319 | 10064197.702 | 0 | 27801697.7332 | 62300954.3344 | 316.2278 | 0.53406 | 52057.4852 | 116655.8617 | 1061.2622 | 2378.1875
1 | 5900 | 707 | 0.035 | 15 | 15 | 7 | 4.217e-13 | 5spot_SharedNeighbor | Water | Porous | Wet | R245fa | MinimizeLCOE_Brownfield | IgnoreSilica | 3.499 | 1.7224 | 0.20189 | 4 | 35922.3455 | 78642.4699 | 732.3256 | 1603.2331 | 182.4173 | 0 | 268.4792 | 746880.2511 | 48343.0585 | 505922.8813 | 239453.6472 | 0 | 103391.8564 | 0 | 641156.7608 | 1668158.3724 | 1138552.3664 | 5091859.1941 | 961560.8286 | 22956191.5802 | 22956191.5802 | 1478867.319 | 10064197.702 | 0 | 29009611.6029 | 63508868.2041 | 421.6965 | 0.80756 | 35922.3455 | 78642.4699 | 732.3256 | 1603.2331
1 | 5900 | 707 | 0.035 | 15 | 15 | 7 | 5.6234e-13 | 5spot_SharedNeighbor | Water | Porous | Wet | R245fa | MinimizeLCOE_Brownfield | IgnoreSilica | 4.5453 | 2.4514 | 0.29112 | 4 | 26172.7225 | 55798.5726 | 533.5663 | 1137.5294 | 188.942 | 0 | 37.0604 | 956638.2862 | 61892.9404 | 670997.4731 | 310671.9019 | 0 | 117915.3795 | 0 | 826065.2326 | 2149252.286 | 1466908.8479 | 6560342.3476 | 961560.8286 | 22956191.5802 | 22956191.5802 | 1478867.319 | 10064197.702 | 0 | 30478094.7565 | 64977351.3577 | 562.3413 | 1.1645 | 26172.7225 | 55798.5726 | 533.5663 | 1137.5294
1 | 5900 | 707 | 0.035 | 15 | 15 | 7 | 7.4989e-13 | 5spot_SharedNeighbor | Water | Porous | Wet | R245fa | MinimizeLCOE_Brownfield | IgnoreSilica | 5.9459 | 3.4298 | 0.41067 | 4 | 19667.523 | 40669.4074 | 400.9491 | 829.1009 | 194.282 | 0 | 39.0656 | 1211177.3819 | 78295.4761 | 877812.0076 | 405001.0704 | 0 | 136430.9103 | 0 | 1056399.57 | 2748534.9839 | 1875931.6033 | 8389583.0035 | 961560.8286 | 22956191.5802 | 22956191.5802 | 1478867.319 | 10064197.702 | 0 | 32307335.4123 | 66806592.0135 | 749.8942 | 1.6427 | 19667.523 | 40669.4074 | 400.9491 | 829.1009
1 | 5900 | 707 | 0.035 | 15 | 15 | 7 | 1e-12 | 5spot_SharedNeighbor | Water | Porous | Wet | R245fa | MinimizeLCOE_Brownfield | IgnoreSilica | 7.7636 | 4.6941 | 0.56542 | 4 | 15259.6801 | 30513.5027 | 311.0892 | 622.059 | 198.3096 | 0 | 42.1313 | 1510437.0723 | 97528.4481 | 1128298.388 | 526552.5426 | 0 | 157876.0557 | 0 | 1334070.0775 | 3470976.6864 | 2369012.9099 | 10594752.1804 | 961560.8286 | 22956191.5802 | 22956191.5802 | 1478867.319 | 10064197.702 | 0 | 34512504.5892 | 69011761.1904 | 1000 | 2.2617 | 15259.6801 | 30513.5027 | 311.0892 | 622.059
1 | 5900 | 707 | 0.035 | 15 | 15 | 7 | 1.3335e-12 | 5spot_SharedNeighbor | Water | Porous | Wet | R245fa | MinimizeLCOE_Brownfield | IgnoreSilica | 10.199 | 6.4122 | 0.77674 | 4 | 12010.3072 | 23114.1374 | 244.8464 | 471.213 | 201.8892 | 0 | 47.7409 | 1882896.9705 | 121605.0898 | 1447918.2876 | 689136.8415 | 0 | 184178.3844 | 0 | 1687036.8738 | 4389323.8867 | 2995803.7443 | 13397900.0786 | 961560.8286 | 22956191.5802 | 22956191.5802 | 1478867.319 | 10064197.702 | 0 | 37315652.4875 | 71814909.0887 | 1333.5214 | 3.107 | 12010.3072 | 23114.1374 | 244.8464 | 471.213
1 | 5900 | 707 | 0.035 | 15 | 15 | 7 | 1.7783e-12 | 5spot_SharedNeighbor | Water | Porous | Wet | R245fa | MinimizeLCOE_Brownfield | IgnoreSilica | 13.4199 | 8.6808 | 1.0539 | 4 | 9675.1517 | 17858.8064 | 197.2411 | 364.0759 | 204.5189 | 0 | 45.2849 | 2330399.5917 | 149982.3494 | 1845160.161 | 904466.1886 | 0 | 216462.9431 | 0 | 2124123.7812 | 5526534.361 | 3771973.2603 | 16869102.6363 | 961560.8286 | 22956191.5802 | 22956191.5802 | 1478867.319 | 10064197.702 | 0 | 40786855.0451 | 75286111.6463 | 1778.2794 | 4.2156 | 9675.1517 | 17858.8064 | 197.2411 | 364.0759
1 | 5900 | 707 | 0.035 | 15 | 15 | 7 | 2.3714e-12 | 5spot_SharedNeighbor | Water | Porous | Wet | R245fa | MinimizeLCOE_Brownfield | IgnoreSilica | 17.6905 | 11.6867 | 1.4222 | 4 | 7931.2643 | 13995.5522 | 161.6895 | 285.3183 | 206.5589 | 0 | 49.4123 | 2875484.9499 | 184684.4443 | 2340653.4301 | 1189211.55 | 0 | 255574.1218 | 0 | 2669787.3134 | 6946238.9409 | 4740950.8081 | 21202585.5584 | 961560.8286 | 22956191.5802 | 22956191.5802 | 1478867.319 | 10064197.702 | 0 | 45120337.9672 | 79619594.5684 | 2371.3737 | 5.6889 | 7931.2643 | 13995.5522 | 161.6895 | 285.3183
1 | 5900 | 707 | 0.035 | 15 | 15 | 7 | 3.1623e-12 | 5spot_SharedNeighbor | Water | Porous | Wet | R245fa | MinimizeLCOE_Brownfield | IgnoreSilica | 23.3468 | 15.6703 | 1.9099 | 4 | 6615.5657 | 11131.3554 | 134.8673 | 226.9277 | 208.1302 | 0 | 32.702 | 3539060.9648 | 226777.9733 | 2959690.6301 | 1566305.1611 | 0 | 303894.2749 | 0 | 3352334.3116 | 8722086.2206 | 5953003.0665 | 26623152.603 | 961560.8286 | 22956191.5802 | 22956191.5802 | 1478867.319 | 10064197.702 | 0 | 50540905.0118 | 85040161.613 | 3162.2777 | 7.6397 | 6615.5657 | 11131.3554 | 134.8673 | 226.9277
1 | 5900 | 707 | 0.035 | 15 | 15 | 7 | 4.217e-12 | 5spot_SharedNeighbor | Water | Porous | Wet | R245fa | MinimizeLCOE_Brownfield | IgnoreSilica | 30.8252 | 20.9393 | 2.5563 | 4 | 5604.9932 | 8978.9732 | 114.2654 | 183.0485 | 209.334 | 0 | 32.3518 | 4346353.8105 | 277792.5277 | 3732110.8501 | 2064821.2657 | 0 | 360673.0908 | 0 | 4204883.1025 | 10940243.2925 | 7466940.8466 | 33393818.7863 | 961560.8286 | 22956191.5802 | 22956191.5802 | 1478867.319 | 10064197.702 | 0 | 57311571.1952 | 91810827.7964 | 4216.965 | 10.2251 | 5604.9932 | 8978.9732 | 114.2654 | 183.0485
1 | 5900 | 707 | 0.035 | 15 | 15 | 7 | 5.6234e-12 | 5spot_SharedNeighbor | Water | Porous | Wet | R245fa | MinimizeLCOE_Brownfield | IgnoreSilica | 40.6011 | 27.8278 | 3.4016 | 4 | 4828.0764 | 7363.5636 | 98.4269 | 150.1162 | 210.2436 | 0 | 33.5877 | 5318623.7449 | 338985.934 | 4685621.9039 | 2716297.515 | 0 | 428469.7726 | 0 | 5260319.5595 | 13686272.4538 | 9341162.1745 | 41775753.0582 | 961560.8286 | 22956191.5802 | 22956191.5802 | 1478867.319 | 10064197.702 | 0 | 65693505.467 | 100192762.0682 | 5623.4133 | 13.6066 | 4828.0764 | 7363.5636 | 98.4269 | 150.1162
1 | 5900 | 707 | 0.035 | 15 | 15 | 7 | 7.4989e-12 | 5spot_SharedNeighbor | Water | Porous | Wet | R245fa | MinimizeLCOE_Brownfield | IgnoreSilica | 53.0495 | 36.5895 | 4.4768 | 4 | 4234.2022 | 6160.7785 | 86.3199 | 125.5958 | 210.8869 | 0 | 50.2924 | 6460836.5541 | 410578.4844 | 5832698.634 | 3545931.5503 | 0 | 508099.7516 | 0 | 6535676.54 | 17004489.7055 | 11605913.6314 | 51904224.8514 | 961560.8286 | 22956191.5802 | 22956191.5802 | 1478867.319 | 10064197.702 | 0 | 75821977.2602 | 110321233.8614 | 7498.9421 | 17.907 | 4234.2022 | 6160.7785 | 86.3199 | 125.5958
1 | 5900 | 707 | 0.035 | 15 | 15 | 7 | 1e-11 | 5spot_SharedNeighbor | Water | Porous | Wet | R245fa | MinimizeLCOE_Brownfield | IgnoreSilica | 69.0011 | 47.7393 | 5.8437 | 4 | 3769.7329 | 5245.6371 | 76.8511 | 106.9394 | 211.206 | 0 | 55.5886 | 7807128.4413 | 494607.2173 | 7215822.427 | 4607451.4605 | 0 | 602947.8862 | 0 | 8083903.3986 | 21032658.4065 | 14355221.5404 | 64199740.7778 | 961560.8286 | 22956191.5802 | 22956191.5802 | 1478867.319 | 10064197.702 | 0 | 88117493.1866 | 122616749.7878 | 10000 | 23.375 | 3769.7329 | 5245.6371 | 76.8511 | 106.9394
1 | 5900 | 707 | 0.035 | 15 | 15 | 7 | 1.3335e-11 | 5spot_SharedNeighbor | Water | Porous | Wet | R245fa | MinimizeLCOE_Brownfield | IgnoreSilica | 88.5795 | 61.1606 | 7.4853 | 4 | 3417.86 | 4570.086 | 69.6777 | 93.1674 | 210.9961 | 0 | 59.9626 | 9314103.718 | 588270.4474 | 8797553.7958 | 5905926.8006 | 0 | 712626.2902 | 0 | 9874207.6103 | 25690662.7235 | 17534405.1991 | 78417756.5849 | 961560.8286 | 22956191.5802 | 22956191.5802 | 1478867.319 | 10064197.702 | 0 | 102335508.9937 | 136834765.5949 | 13335.2143 | 29.9414 | 3417.86 | 4570.086 | 69.6777 | 93.1674
1 | 5900 | 707 | 0.035 | 15 | 15 | 7 | 1.7783e-11 | 5spot_SharedNeighbor | Water | Porous | Wet | R245fa | MinimizeLCOE_Brownfield | IgnoreSilica | 111.7756 | 76.465 | 9.3471 | 4 | 3158.0594 | 4080.7807 | 64.3813 | 83.1922 | 210.0501 | 0 | 37.4621 | 10922128.8194 | 687813.8808 | 10518527.9416 | 7433237.0408 | 0 | 838664.0143 | 0 | 11856144.9618 | 30847257.1609 | 21053886.8601 | 94157660.6797 | 961560.8286 | 22956191.5802 | 22956191.5802 | 1478867.319 | 10064197.702 | 0 | 118075413.0885 | 152574669.6897 | 17782.7941 | 37.3886 | 3158.0594 | 4080.7807 | 64.3813 | 83.1922
1 | 5900 | 707 | 0.035 | 15 | 15 | 7 | 2.3714e-11 | 5spot_SharedNeighbor | Water | Porous | Wet | R245fa | MinimizeLCOE_Brownfield | IgnoreSilica | 136.7379 | 91.9786 | 11.2182 | 4 | 2981.3221 | 3750.147 | 60.7783 | 76.4518 | 208.3481 | 0 | 37.8102 | 12461385.1733 | 782758.4304 | 12193662.9158 | 9060300.0792 | 0 | 972756.2349 | 0 | 13833636.5051 | 35992284.5172 | 24565473.7505 | 109862257.6063 | 961560.8286 | 22956191.5802 | 22956191.5802 | 1478867.319 | 10064197.702 | 0 | 133780010.0151 | 168279266.6163 | 23713.7371 | 44.8727 | 2981.3221 | 3750.147 | 60.7783 | 76.4518
1 | 5900 | 707 | 0.035 | 15 | 15 | 7 | 3.1623e-11 | 5spot_SharedNeighbor | Water | Porous | Wet | R245fa | MinimizeLCOE_Brownfield | IgnoreSilica | 162.3527 | 107.0797 | 13.0334 | 4 | 2855.7533 | 3517.5019 | 58.2184 | 71.709 | 206.4004 | 0 | 63.2976 | 13890598.2745 | 870646.562 | 13770519.9963 | 10713685.4016 | 0 | 1100809.8113 | 0 | 15735041.4178 | 40939350.0683 | 27941947.6411 | 124962599.1729 | 961560.8286 | 22956191.5802 | 22956191.5802 | 1478867.319 | 10064197.702 | 0 | 148880351.5817 | 183379608.1829 | 31622.7766 | 52.1335 | 2855.7533 | 3517.5019 | 58.2184 | 71.709
1 | 5900 | 707 | 0.035 | 15 | 15 | 7 | 4.217e-11 | 5spot_SharedNeighbor | Water | Porous | Wet | R245fa | MinimizeLCOE_Brownfield | IgnoreSilica | 179.9165 | 116.8207 | 14.283 | 4 | 2772.6114 | 3376.4645 | 56.5234 | 68.8338 | 204.8805 | 0 | 74.2568 | 14782303.0359 | 925360.3844 | 14763884.5826 | 11835657.4431 | 0 | 1114072.187 | 0 | 16934298.2768 | 44059570.4141 | 30071562.1412 | 134486708.465 | 961560.8286 | 22956191.5802 | 22956191.5802 | 1478867.319 | 10064197.702 | 0 | 158404460.8738 | 192903717.475 | 42169.6503 | 57.1319 | 2772.6114 | 3376.4645 | 56.5234 | 68.8338
1 | 5900 | 707 | 0.035 | 15 | 15 | 7 | 5.6234e-11 | 5spot_SharedNeighbor | Water | Porous | Wet | R245fa | MinimizeLCOE_Brownfield | IgnoreSilica | 187.448 | 120.8223 | 14.9363 | 4 | 2710.792 | 3288.2318 | 55.2632 | 67.0351 | 204.1783 | 0 | 91.4269 | 15142491.8586 | 947436.1503 | 15167095.1491 | 12313169.8153 | 0 | 998021.4956 | 0 | 17381603.6428 | 45223367.2215 | 30865877.376 | 138039062.7092 | 961560.8286 | 22956191.5802 | 22956191.5802 | 1478867.319 | 10064197.702 | 0 | 161956815.118 | 196456071.7192 | 56234.1325 | 59.7452 | 2710.792 | 3288.2318 | 55.2632 | 67.0351
1 | 5900 | 707 | 0.035 | 15 | 15 | 7 | 7.4989e-11 | 5spot_SharedNeighbor | Water | Porous | Wet | R245fa | MinimizeLCOE_Brownfield | IgnoreSilica | 193.501 | 123.9613 | 15.4592 | 4 | 2663.5802 | 3221.4886 | 54.3007 | 65.6744 | 203.5967 | 0 | 97.6609 | 15422694.4236 | 964599.9612 | 15481519.9994 | 12694617.5413 | 0 | 892792.0855 | 0 | 17727927.3643 | 46124430.504 | 31480871.5812 | 140789453.4606 | 961560.8286 | 22956191.5802 | 22956191.5802 | 1478867.319 | 10064197.702 | 0 | 164707205.8694 | 199206462.4706 | 74989.4209 | 61.8368 | 2663.5802 | 3221.4886 | 54.3007 | 65.6744
1 | 5900 | 707 | 0.035 | 15 | 15 | 7 | 1e-10 | 5spot_SharedNeighbor | Water | Porous | Wet | R245fa | MinimizeLCOE_Brownfield | IgnoreSilica | 201.5855 | 128.0455 | 16.0405 | 4 | 2627.5654 | 3165.2567 | 53.5665 | 64.528 | 202.8061 | 0 | 106.5895 | 15786370.1841 | 987234.4011 | 15887893.7373 | 13200508.4852 | 0 | 847651.498 | 0 | 18216766.7392 | 47396290.2827 | 32348942.0143 | 144671657.3418 | 961560.8286 | 22956191.5802 | 22956191.5802 | 1478867.319 | 10064197.702 | 0 | 168589409.7506 | 203088666.3518 | 100000 | 64.1618 | 2627.5654 | 3165.2567 | 53.5665 | 64.528
1 | 5900 | 707 | 0.035 | 15 | 15 | 7 | 1.3335e-10 | 5spot_SharedNeighbor | Water | Porous | Wet | R245fa | MinimizeLCOE_Brownfield | IgnoreSilica | 205.1197 | 129.7672 | 16.3534 | 4 | 2599.6055 | 3127.0061 | 52.9965 | 63.7482 | 202.4497 | 0 | 132.7098 | 15941674.8628 | 997428.5341 | 16057893.8674 | 13418450.6959 | 0 | 765778.4729 | 0 | 18400678.3089 | 47874790.4617 | 32675528.2187 | 146132223.4224 | 961560.8286 | 22956191.5802 | 22956191.5802 | 1478867.319 | 10064197.702 | 0 | 170049975.8312 | 204549232.4324 | 133352.1432 | 65.4138 | 2599.6055 | 3127.0061 | 52.9965 | 63.7482
1 | 5900 | 707 | 0.035 | 15 | 15 | 7 | 1.7783e-10 | 5spot_SharedNeighbor | Water | Porous | Wet | R245fa | MinimizeLCOE_Brownfield | IgnoreSilica | 207.7332 | 131.0237 | 16.5887 | 4 | 2578.4014 | 3098.3209 | 52.5642 | 63.1635 | 202.1828 | 0 | 163.0213 | 16054780.6342 | 1004874.0018 | 16181657.2977 | 13579253.3375 | 0 | 696392.2412 | 0 | 18531613.4298 | 48215456.7878 | 32908039.9862 | 147172067.7161 | 961560.8286 | 22956191.5802 | 22956191.5802 | 1478867.319 | 10064197.702 | 0 | 171089820.125 | 205589076.7262 | 177827.941 | 66.355 | 2578.4014 | 3098.3209 | 52.5642 | 63.1635
1 | 5900 | 707 | 0.035 | 15 | 15 | 7 | 2.3714e-10 | 5spot_SharedNeighbor | Water | Porous | Wet | R245fa | MinimizeLCOE_Brownfield | IgnoreSilica | 209.3534 | 131.7918 | 16.749 | 4 | 2562.3611 | 3077.3049 | 52.2372 | 62.735 | 202.0135 | 0 | 159.5901 | 16123857.924 | 1009436.5177 | 16257177.6382 | 13678689.4883 | 0 | 634584.6551 | 0 | 18604461.0271 | 48404991.2928 | 33037401.1804 | 147750599.7236 | 961560.8286 | 22956191.5802 | 22956191.5802 | 1478867.319 | 10064197.702 | 0 | 171668352.1325 | 206167608.7337 | 237137.3706 | 66.9962 | 2562.3611 | 3077.3049 | 52.2372 | 62.735
1 | 5900 | 707 | 0.035 | 15 | 15 | 7 | 3.1623e-10 | 5spot_SharedNeighbor | Water | Porous | Wet | R245fa | MinimizeLCOE_Brownfield | IgnoreSilica | 209.446 | 131.8297 | 16.8125 | 4 | 2550.2627 | 3063.2626 | 51.9906 | 62.4488 | 201.9998 | 0 | 158.9922 | 16127317.7076 | 1009674.4866 | 16260892.6489 | 13684227.5592 | 0 | 568975.4971 | 0 | 18583924.2808 | 48351558.8915 | 33000932.4686 | 147587503.5403 | 961560.8286 | 22956191.5802 | 22956191.5802 | 1478867.319 | 10064197.702 | 0 | 171505255.9491 | 206004512.5503 | 316227.766 | 67.25 | 2550.2627 | 3063.2626 | 51.9906 | 62.4488
1 | 5900 | 707 | 0.035 | 15 | 15 | 7 | 4.217e-10 | 5spot_SharedNeighbor | Water | Porous | Wet | R245fa | MinimizeLCOE_Brownfield | IgnoreSilica | 209.4117 | 131.8086 | 16.8546 | 4 | 2541.1681 | 3052.8861 | 51.8051 | 62.2372 | 202.0002 | 0 | 168.0143 | 16125471.1 | 1009561.3263 | 16258809.6045 | 13682002.347 | 0 | 515991.7381 | 0 | 18560816.0852 | 48291436.1068 | 32959897.4327 | 147403985.7405 | 961560.8286 | 22956191.5802 | 22956191.5802 | 1478867.319 | 10064197.702 | 0 | 171321738.1493 | 205820994.7505 | 421696.5034 | 67.4185 | 2541.1681 | 3052.8861 | 51.8051 | 62.2372
1 | 5900 | 707 | 0.035 | 15 | 15 | 7 | 5.6234e-10 | 5spot_SharedNeighbor | Water | Porous | Wet | R245fa | MinimizeLCOE_Brownfield | IgnoreSilica | 209.3922 | 131.7958 | 16.8864 | 4 | 2534.3232 | 3045.078 | 51.6656 | 62.078 | 201.9998 | 0 | 165.1273 | 16124350.1014 | 1009492.4652 | 16257546.2892 | 13680722.5644 | 0 | 474757.5596 | 0 | 18543278.9021 | 48245807.9538 | 32928755.2807 | 147264711.1165 | 961560.8286 | 22956191.5802 | 22956191.5802 | 1478867.319 | 10064197.702 | 0 | 171182463.5253 | 205681720.1265 | 562341.3252 | 67.5456 | 2534.3232 | 3045.078 | 51.6656 | 62.078
1 | 5900 | 707 | 0.035 | 15 | 15 | 7 | 7.4989e-10 | 5spot_SharedNeighbor | Water | Porous | Wet | R245fa | MinimizeLCOE_Brownfield | IgnoreSilica | 209.3728 | 131.7838 | 16.9099 | 4 | 2529.1677 | 3039.2121 | 51.5605 | 61.9584 | 202 | 0 | 163.3603 | 16123304.0362 | 1009428.7327 | 16256363.6278 | 13679458.5623 | 0 | 442702.0626 | 0 | 18529390.2384 | 48209672.4997 | 32904092.0907 | 147154411.8503 | 961560.8286 | 22956191.5802 | 22956191.5802 | 1478867.319 | 10064197.702 | 0 | 171072164.2591 | 205571420.8603 | 749894.2093 | 67.6397 | 2529.1677 | 3039.2121 | 51.5605 | 61.9584
1 | 5900 | 707 | 0.035 | 15 | 15 | 7 | 1e-09 | 5spot_SharedNeighbor | Water | Porous | Wet | R245fa | MinimizeLCOE_Brownfield | IgnoreSilica | 209.3534 | 131.7725 | 16.9273 | 4 | 2525.286 | 3034.808 | 51.4814 | 61.8687 | 202.0006 | 0 | 160.9734 | 16122310.227 | 1009366.7675 | 16255250.298 | 13678213.0943 | 0 | 417899.5874 | 0 | 18518385.5899 | 48181040.6617 | 32884550.273 | 147067016.4987 | 961560.8286 | 22956191.5802 | 22956191.5802 | 1478867.319 | 10064197.702 | 0 | 170984768.9076 | 205484025.5088 | 1000000 | 67.7091 | 2525.286 | 3034.808 | 51.4814 | 61.8687
1 | 5900 | 707 | 0.035 | 15 | 15 | 7 | 1.3335e-09 | 5spot_SharedNeighbor | Water | Porous | Wet | R245fa | MinimizeLCOE_Brownfield | IgnoreSilica | 209.3534 | 131.7711 | 16.941 | 4 | 2522.3626 | 3031.4712 | 51.4218 | 61.8006 | 201.9996 | 0 | 162.0337 | 16122185.5575 | 1009359.467 | 16255107.2153 | 13678181.7246 | 0 | 399075.1264 | 0 | 18510924.5454 | 48161628.5545 | 32871301.111 | 147007763.3018 | 961560.8286 | 22956191.5802 | 22956191.5802 | 1478867.319 | 10064197.702 | 0 | 170925515.7106 | 205424772.3118 | 1333521.4322 | 67.7641 | 2522.3626 | 3031.4712 | 51.4218 | 61.8006
1 | 5900 | 707 | 0.035 | 15 | 15 | 7 | 1.7783e-09 | 5spot_SharedNeighbor | Water | Porous | Wet | R245fa | MinimizeLCOE_Brownfield | IgnoreSilica | 209.3332 | 131.7603 | 16.9503 | 4 | 2520.1639 | 3028.9948 | 51.3769 | 61.7502 | 202.0009 | 0 | 201.8056 | 16121237.2838 | 1009300.4571 | 16254044.0653 | 13676912.4291 | 0 | 384388.8639 | 0 | 18503894.4087 | 48143337.5808 | 32858817.1455 | 146951932.2342 | 961560.8286 | 22956191.5802 | 22956191.5802 | 1478867.319 | 10064197.702 | 0 | 170869684.6431 | 205368941.2443 | 1778279.41 | 67.801 | 2520.1639 | 3028.9948 | 51.3769 | 61.7502
1 | 5900 | 707 | 0.035 | 15 | 15 | 7 | 2.3714e-09 | 5spot_SharedNeighbor | Water | Porous | Wet | R245fa | MinimizeLCOE_Brownfield | IgnoreSilica | 209.3332 | 131.7594 | 16.958 | 4 | 2518.5085 | 3027.1078 | 51.3432 | 61.7117 | 202.0003 | 0 | 202.9543 | 16121169.1283 | 1009297.3854 | 16253959.1941 | 13676891.454 | 0 | 373433.7311 | 0 | 18499552.8483 | 48132041.7311 | 32851107.496 | 146917452.9684 | 961560.8286 | 22956191.5802 | 22956191.5802 | 1478867.319 | 10064197.702 | 0 | 170835205.3772 | 205334461.9784 | 2371373.7057 | 67.8319 | 2518.5085 | 3027.1078 | 51.3432 | 61.7117
1 | 5900 | 707 | 0.035 | 15 | 15 | 7 | 3.1623e-09 | 5spot_SharedNeighbor | Water | Porous | Wet | R245fa | MinimizeLCOE_Brownfield | IgnoreSilica | 209.3332 | 131.7588 | 16.9638 | 4 | 2517.2645 | 3025.6904 | 51.3178 | 61.6828 | 201.9999 | 0 | 201.5852 | 16121116.9803 | 1009294.5611 | 16253897.6853 | 13676877.3781 | 0 | 365120.0568 | 0 | 18496259.5981 | 48123473.3696 | 32845259.4133 | 146891299.0427 | 961560.8286 | 22956191.5802 | 22956191.5802 | 1478867.319 | 10064197.702 | 0 | 170809051.4515 | 205308308.0527 | 3162277.6602 | 67.855 | 2517.2645 | 3025.6904 | 51.3178 | 61.6828
1 | 5900 | 707 | 0.035 | 15 | 15 | 7 | 4.217e-09 | 5spot_SharedNeighbor | Water | Porous | Wet | R245fa | MinimizeLCOE_Brownfield | IgnoreSilica | 209.3332 | 131.7584 | 16.9681 | 4 | 2516.3305 | 3024.6266 | 51.2988 | 61.6611 | 201.9996 | 0 | 202.1339 | 16121075.8616 | 1009291.4191 | 16253855.8042 | 13676870.0874 | 0 | 358827.5853 | 0 | 18493769.0954 | 48116993.5926 | 32840836.8323 | 146871520.2779 | 961560.8286 | 22956191.5802 | 22956191.5802 | 1478867.319 | 10064197.702 | 0 | 170789272.6867 | 205288529.2879 | 4216965.0343 | 67.8724 | 2516.3305 | 3024.6266 | 51.2988 | 61.6611
1 | 5900 | 707 | 0.035 | 15 | 15 | 7 | 5.6234e-09 | 5spot_SharedNeighbor | Water | Porous | Wet | R245fa | MinimizeLCOE_Brownfield | IgnoreSilica | 209.3332 | 131.7581 | 16.9713 | 4 | 2515.629 | 3023.8279 | 51.2845 | 61.6448 | 201.9993 | 0 | 202.0556 | 16121045.0194 | 1009289.0623 | 16253824.3902 | 13676864.619 | 0 | 354074.9954 | 0 | 18491888.2536 | 48112100.0281 | 32837496.874 | 146856583.2419 | 961560.8286 | 22956191.5802 | 22956191.5802 | 1478867.319 | 10064197.702 | 0 | 170774335.6508 | 205273592.252 | 5623413.2519 | 67.8853 | 2515.629 | 3023.8279 | 51.2845 | 61.6448
1 | 5900 | 707 | 0.035 | 15 | 15 | 7 | 7.4989e-09 | 5spot_SharedNeighbor | Water | Porous | Wet | R245fa | MinimizeLCOE_Brownfield | IgnoreSilica | 209.3332 | 131.7578 | 16.9738 | 4 | 2515.1023 | 3023.2283 | 51.2738 | 61.6326 | 201.9991 | 0 | 202.8989 | 16121021.8868 | 1009287.2947 | 16253800.8287 | 13676860.5177 | 0 | 350491.4409 | 0 | 18490470.1678 | 48108410.4596 | 32834978.6677 | 146845321.2638 | 961560.8286 | 22956191.5802 | 22956191.5802 | 1478867.319 | 10064197.702 | 0 | 170763073.6727 | 205262330.2739 | 7498942.0933 | 67.8951 | 2515.1023 | 3023.2283 | 51.2738 | 61.6326
1 | 5900 | 707 | 0.035 | 15 | 15 | 7 | 1e-08 | 5spot_SharedNeighbor | Water | Porous | Wet | R245fa | MinimizeLCOE_Brownfield | IgnoreSilica | 209.3332 | 131.7576 | 16.9756 | 4 | 2514.707 | 3022.7784 | 51.2657 | 61.6234 | 201.999 | 0 | 200.914 | 16121004.5374 | 1009285.969 | 16253783.1576 | 13676857.4418 | 0 | 347792.8813 | 0 | 18489402.355 | 48105632.2298 | 32833082.4687 | 146836841.0407 | 961560.8286 | 22956191.5802 | 22956191.5802 | 1478867.319 | 10064197.702 | 0 | 170754593.4495 | 205253850.0507 | 10000000 | 67.9024 | 2514.707 | 3022.7784 | 51.2657 | 61.6234
1 | 6000 | 707 | 0.035 | 15 | 15 | 7 | 1e-13 | 5spot_SharedNeighbor | Water | Porous | Wet | R245fa | MinimizeLCOE_Brownfield | IgnoreSilica | 0.99609 | 0.25147 | 0.014484 | 4 | 444009.1176 | 1052812.4137 | 9051.7264 | 21463.0051 | 129.4034 | 0 | 27.182 | 159470.7781 | 6813.023 | 112159.5108 | 64980.7915 | 0 | 61666.991 | 0 | 157985.5268 | 411045.9335 | 280547.2958 | 1254669.8505 | 961560.8286 | 23508061.4514 | 23508061.4514 | 1478867.319 | 10284945.6504 | 0 | 25724292.1305 | 60996166.5513 | 100 | 0.057936 | 444009.1176 | 1052812.4137 | 9051.7264 | 21463.0051
1 | 6000 | 707 | 0.035 | 15 | 15 | 7 | 1.3335e-13 | 5spot_SharedNeighbor | Water | Porous | Wet | R245fa | MinimizeLCOE_Brownfield | IgnoreSilica | 1.2739 | 0.38695 | 0.029704 | 4 | 220176.5429 | 517033.0736 | 4488.5966 | 10540.4185 | 143.233 | 0 | 25.5839 | 229019.4705 | 10838.6315 | 156870.3839 | 82107.4383 | 0 | 67227.13 | 0 | 212964.5912 | 554090.1812 | 378177.9341 | 1691295.7606 | 961560.8286 | 23508061.4514 | 23508061.4514 | 1478867.319 | 10284945.6504 | 0 | 26160918.0406 | 61432792.4615 | 133.3521 | 0.11882 | 220176.5429 | 517033.0736 | 4488.5966 | 10540.4185
1 | 6000 | 707 | 0.035 | 15 | 15 | 7 | 1.7783e-13 | 5spot_SharedNeighbor | Water | Porous | Wet | R245fa | MinimizeLCOE_Brownfield | IgnoreSilica | 1.6514 | 0.59055 | 0.054508 | 4 | 122763.0933 | 284536.4737 | 2502.6917 | 5800.6609 | 156.3894 | 0 | 122.4576 | 324489.4257 | 17035.9058 | 218094.1418 | 107274.9726 | 0 | 74645.3828 | 0 | 289200.5332 | 752440.4642 | 513556.0779 | 2296736.904 | 961560.8286 | 23508061.4514 | 23508061.4514 | 1478867.319 | 10284945.6504 | 0 | 26766359.184 | 62038233.6048 | 177.8279 | 0.21803 | 122763.0933 | 284536.4737 | 2502.6917 | 5800.6609
1 | 6000 | 707 | 0.035 | 15 | 15 | 7 | 2.3714e-13 | 5spot_SharedNeighbor | Water | Porous | Wet | R245fa | MinimizeLCOE_Brownfield | IgnoreSilica | 2.1376 | 0.87228 | 0.091415 | 4 | 75312.9008 | 171773.9567 | 1535.3554 | 3501.8444 | 167.766 | 0 | 161.5877 | 445363.851 | 25836.6348 | 295712.1352 | 141270.5457 | 0 | 82770.3211 | 0 | 386471.8603 | 1005520.5042 | 686288.4055 | 3069234.2578 | 961560.8286 | 23508061.4514 | 23508061.4514 | 1478867.319 | 10284945.6504 | 0 | 27538856.5378 | 62810730.9587 | 237.1374 | 0.36566 | 75312.9008 | 171773.9567 | 1535.3554 | 3501.8444
1 | 6000 | 707 | 0.035 | 15 | 15 | 7 | 3.1623e-13 | 5spot_SharedNeighbor | Water | Porous | Wet | R245fa | MinimizeLCOE_Brownfield | IgnoreSilica | 2.76 | 1.252 | 0.1445 | 4 | 49334.8451 | 110358.665 | 1005.7575 | 2249.8107 | 177.3104 | 0 | 213.2647 | 596382.8706 | 38403.2888 | 392111.886 | 187865.1902 | 0 | 91556.7656 | 0 | 509464.8005 | 1325522.9053 | 904696.6196 | 4046004.3266 | 961560.8286 | 23508061.4514 | 23508061.4514 | 1478867.319 | 10284945.6504 | 0 | 28515626.6066 | 63787501.0274 | 316.2278 | 0.578 | 49334.8451 | 110358.665 | 1005.7575 | 2249.8107
1 | 6000 | 707 | 0.035 | 15 | 15 | 7 | 4.217e-13 | 5spot_SharedNeighbor | Water | Porous | Wet | R245fa | MinimizeLCOE_Brownfield | IgnoreSilica | 3.5962 | 1.8507 | 0.21815 | 4 | 34163.5083 | 74584.2035 | 696.4693 | 1520.4999 | 185.4896 | 0 | 270.4399 | 785451.9616 | 50837.0488 | 535860.0941 | 248135.5097 | 0 | 104504.9657 | 0 | 672667.9362 | 1750143.9867 | 1194509.2328 | 5342110.7357 | 961560.8286 | 23508061.4514 | 23508061.4514 | 1478867.319 | 10284945.6504 | 0 | 29811733.0157 | 65083607.4365 | 421.6965 | 0.87262 | 34163.5083 | 74584.2035 | 696.4693 | 1520.4999
1 | 6000 | 707 | 0.035 | 15 | 15 | 7 | 5.6234e-13 | 5spot_SharedNeighbor | Water | Porous | Wet | R245fa | MinimizeLCOE_Brownfield | IgnoreSilica | 4.6574 | 2.6118 | 0.31172 | 4 | 25114.0645 | 53402.3619 | 511.9842 | 1088.6794 | 191.9815 | 0 | 37.3636 | 1000159.9496 | 64700.5077 | 705894.5437 | 320544.4424 | 0 | 118526.4607 | 0 | 861832.1026 | 2242310.3449 | 1530422.8853 | 6844391.2369 | 961560.8286 | 23508061.4514 | 23508061.4514 | 1478867.319 | 10284945.6504 | 0 | 31314013.5169 | 66585887.9377 | 562.3413 | 1.2469 | 25114.0645 | 53402.3619 | 511.9842 | 1088.6794
1 | 6000 | 707 | 0.035 | 15 | 15 | 7 | 7.4989e-13 | 5spot_SharedNeighbor | Water | Porous | Wet | R245fa | MinimizeLCOE_Brownfield | IgnoreSilica | 6.0728 | 3.6296 | 0.43667 | 4 | 18996.785 | 39190.344 | 387.2752 | 798.9482 | 197.2983 | 0 | 32.0343 | 1260367.282 | 81460.511 | 918481.9267 | 416163.1341 | 0 | 136296.435 | 0 | 1096980.0226 | 2854116.9974 | 1947993.4969 | 8711859.8057 | 961560.8286 | 23508061.4514 | 23508061.4514 | 1478867.319 | 10284945.6504 | 0 | 33181482.0858 | 68453356.5066 | 749.8942 | 1.7467 | 18996.785 | 39190.344 | 387.2752 | 798.9482
1 | 6000 | 707 | 0.035 | 15 | 15 | 7 | 1e-12 | 5spot_SharedNeighbor | Water | Porous | Wet | R245fa | MinimizeLCOE_Brownfield | IgnoreSilica | 7.9365 | 4.9621 | 0.60047 | 4 | 14766.8989 | 29452.0746 | 301.0432 | 600.4204 | 201.3482 | 0 | 30.17 | 1571049.0009 | 101485.8712 | 1179506.4483 | 541164.9461 | 0 | 157856.1056 | 0 | 1384914.3251 | 3603262.989 | 2459301.0296 | 10998540.7159 | 961560.8286 | 23508061.4514 | 23508061.4514 | 1478867.319 | 10284945.6504 | 0 | 35468162.9959 | 70740037.4167 | 1000 | 2.4019 | 14766.8989 | 29452.0746 | 301.0432 | 600.4204
1 | 6000 | 707 | 0.035 | 15 | 15 | 7 | 1.3335e-12 | 5spot_SharedNeighbor | Water | Porous | Wet | R245fa | MinimizeLCOE_Brownfield | IgnoreSilica | 10.4185 | 6.7722 | 0.82294 | 4 | 11655.0103 | 22370.1755 | 237.6031 | 456.0463 | 204.9863 | 0 | 39.6331 | 1955719.3068 | 126054.5392 | 1512757.4876 | 708199.3974 | 0 | 183827.0984 | 0 | 1749757.5534 | 4552510.2294 | 3107181.7763 | 13896007.3886 | 961560.8286 | 23508061.4514 | 23508061.4514 | 1478867.319 | 10284945.6504 | 0 | 38365629.6686 | 73637504.0895 | 1333.5214 | 3.2918 | 11655.0103 | 22370.1755 | 237.6031 | 456.0463
1 | 6000 | 707 | 0.035 | 15 | 15 | 7 | 1.7783e-12 | 5spot_SharedNeighbor | Water | Porous | Wet | R245fa | MinimizeLCOE_Brownfield | IgnoreSilica | 13.717 | 9.162 | 1.1162 | 4 | 9399.2692 | 17299.0142 | 191.6168 | 352.6638 | 207.6449 | 0 | 23.3361 | 2420934.1002 | 155754.6149 | 1926539.0115 | 929365.2854 | 0 | 216778.2492 | 0 | 2203254.7919 | 5732417.0188 | 3912492.4047 | 17497535.4767 | 961560.8286 | 23508061.4514 | 23508061.4514 | 1478867.319 | 10284945.6504 | 0 | 41967157.7567 | 77239032.1775 | 1778.2794 | 4.4649 | 9399.2692 | 17299.0142 | 191.6168 | 352.6638
1 | 6000 | 707 | 0.035 | 15 | 15 | 7 | 2.3714e-12 | 5spot_SharedNeighbor | Water | Porous | Wet | R245fa | MinimizeLCOE_Brownfield | IgnoreSilica | 18.0802 | 12.3262 | 1.506 | 4 | 7710.7552 | 13566.0507 | 157.1942 | 276.5623 | 209.7008 | 0 | 21.8437 | 2985939.4184 | 191702.0667 | 2442572.0036 | 1221804.9419 | 0 | 254399.8708 | 0 | 2767603.1376 | 7200735.6505 | 4914650.0418 | 21979407.1312 | 961560.8286 | 23508061.4514 | 23508061.4514 | 1478867.319 | 10284945.6504 | 0 | 46449029.4113 | 81720903.8321 | 2371.3737 | 6.0239 | 7710.7552 | 13566.0507 | 157.1942 | 276.5623
1 | 6000 | 707 | 0.035 | 15 | 15 | 7 | 3.1623e-12 | 5spot_SharedNeighbor | Water | Porous | Wet | R245fa | MinimizeLCOE_Brownfield | IgnoreSilica | 23.7365 | 16.4308 | 2.0117 | 4 | 6454.3086 | 10837.5825 | 131.5798 | 220.9388 | 211.2586 | 0 | 36.6151 | 3659895.5915 | 234426.7402 | 3074047.9418 | 1600900.5475 | 0 | 299138.4669 | 0 | 3458679.6223 | 8998774.9044 | 6141848.7786 | 27467712.5931 | 961560.8286 | 23508061.4514 | 23508061.4514 | 1478867.319 | 10284945.6504 | 0 | 51937334.8732 | 87209209.294 | 3162.2777 | 8.0469 | 6454.3086 | 10837.5825 | 131.5798 | 220.9388
1 | 6000 | 707 | 0.035 | 15 | 15 | 7 | 4.217e-12 | 5spot_SharedNeighbor | Water | Porous | Wet | R245fa | MinimizeLCOE_Brownfield | IgnoreSilica | 31.2273 | 21.8682 | 2.6818 | 4 | 5482.7744 | 8770.8464 | 111.7738 | 178.8056 | 212.4642 | 0 | 52.6982 | 4482276.5963 | 286362.6847 | 3863985.8218 | 2102696.1671 | 0 | 353635.2785 | 0 | 4324693.0539 | 11251964.2097 | 7679696.7779 | 34345310.5899 | 961560.8286 | 23508061.4514 | 23508061.4514 | 1478867.319 | 10284945.6504 | 0 | 58814932.8699 | 94086807.2908 | 4216.965 | 10.7272 | 5482.7744 | 8770.8464 | 111.7738 | 178.8056
1 | 6000 | 707 | 0.035 | 15 | 15 | 7 | 5.6234e-12 | 5spot_SharedNeighbor | Water | Porous | Wet | R245fa | MinimizeLCOE_Brownfield | IgnoreSilica | 41.0421 | 28.994 | 3.56 | 4 | 4730.0073 | 7206.9506 | 96.4276 | 146.9234 | 213.382 | 0 | 58.1988 | 5476016.2041 | 348869.1629 | 4842070.7739 | 2760224.6373 | 0 | 419302.0129 | 0 | 5400128.2885 | 14050026.088 | 9589431.5042 | 42886068.6718 | 961560.8286 | 23508061.4514 | 23508061.4514 | 1478867.319 | 10284945.6504 | 0 | 67355690.9518 | 102627565.3726 | 5623.4133 | 14.2401 | 4730.0073 | 7206.9506 | 96.4276 | 146.9234
1 | 6000 | 707 | 0.035 | 15 | 15 | 7 | 7.4989e-12 | 5spot_SharedNeighbor | Water | Porous | Wet | R245fa | MinimizeLCOE_Brownfield | IgnoreSilica | 53.7559 | 38.2126 | 4.696 | 4 | 4144.52 | 6022.2733 | 84.4916 | 122.7722 | 214.0383 | 0 | 44.7327 | 6663397.0607 | 423244.5623 | 6038787.7615 | 3611881.197 | 0 | 497759.9177 | 0 | 6721677.4947 | 17488426.0355 | 11936210.1204 | 53381384.1498 | 961560.8286 | 23508061.4514 | 23508061.4514 | 1478867.319 | 10284945.6504 | 0 | 77851006.4298 | 113122880.8506 | 7498.9421 | 18.7841 | 4144.52 | 6022.2733 | 84.4916 | 122.7722
1 | 6000 | 707 | 0.035 | 15 | 15 | 7 | 1e-11 | 5spot_SharedNeighbor | Water | Porous | Wet | R245fa | MinimizeLCOE_Brownfield | IgnoreSilica | 69.8636 | 49.8067 | 6.1237 | 4 | 3692.2232 | 5132.1902 | 75.271 | 104.6266 | 214.3459 | 0 | 58.3153 | 8046393.94 | 509504.6867 | 7464739.8345 | 4689235.8417 | 0 | 589991.4142 | 0 | 8306947.6297 | 21612973.7431 | 14751298.6819 | 65971085.7717 | 961560.8286 | 23508061.4514 | 23508061.4514 | 1478867.319 | 10284945.6504 | 0 | 90440708.0518 | 125712582.4726 | 10000 | 24.4949 | 3692.2232 | 5132.1902 | 75.271 | 104.6266
1 | 6000 | 707 | 0.035 | 15 | 15 | 7 | 1.3335e-11 | 5spot_SharedNeighbor | Water | Porous | Wet | R245fa | MinimizeLCOE_Brownfield | IgnoreSilica | 89.6273 | 63.7487 | 7.8361 | 4 | 3349.531 | 4474.8299 | 68.2847 | 91.2255 | 214.0997 | 0 | 58.4081 | 9593390.888 | 605587.6428 | 9094145.5449 | 6006607.0946 | 0 | 697361.2094 | 0 | 10138866.0281 | 26379249.6376 | 18004379.917 | 80519587.9623 | 961560.8286 | 23508061.4514 | 23508061.4514 | 1478867.319 | 10284945.6504 | 0 | 104989210.2424 | 140261084.6632 | 13335.2143 | 31.3445 | 3349.531 | 4474.8299 | 68.2847 | 91.2255
1 | 6000 | 707 | 0.035 | 15 | 15 | 7 | 1.7783e-11 | 5spot_SharedNeighbor | Water | Porous | Wet | R245fa | MinimizeLCOE_Brownfield | IgnoreSilica | 112.7205 | 79.4186 | 9.7508 | 4 | 3099.0007 | 4003.3362 | 63.1773 | 81.6134 | 213.1012 | 0 | 70.1087 | 11221511.0431 | 706305.3628 | 10842326.2403 | 7535257.6974 | 0 | 819261.4797 | 0 | 12138618.1111 | 31582194.3522 | 21555496.5946 | 96400970.8812 | 961560.8286 | 23508061.4514 | 23508061.4514 | 1478867.319 | 10284945.6504 | 0 | 120870593.1612 | 156142467.5821 | 17782.7941 | 39.0031 | 3099.0007 | 4003.3362 | 63.1773 | 81.6134
1 | 6000 | 707 | 0.035 | 15 | 15 | 7 | 2.3714e-11 | 5spot_SharedNeighbor | Water | Porous | Wet | R245fa | MinimizeLCOE_Brownfield | IgnoreSilica | 138.0802 | 95.6235 | 11.7139 | 4 | 2924.7153 | 3677.4914 | 59.6243 | 74.9706 | 211.3043 | 0 | 60.9139 | 12812041.9999 | 804344.7133 | 12578719.2134 | 9197494.475 | 0 | 952514.6718 | 0 | 14174594.8787 | 36879388.2651 | 25170940.2866 | 112570038.5038 | 961560.8286 | 23508061.4514 | 23508061.4514 | 1478867.319 | 10284945.6504 | 0 | 137039660.7838 | 172311535.2046 | 23713.7371 | 46.8557 | 2924.7153 | 3677.4914 | 59.6243 | 74.9706
1 | 6000 | 707 | 0.035 | 15 | 15 | 7 | 3.1623e-11 | 5spot_SharedNeighbor | Water | Porous | Wet | R245fa | MinimizeLCOE_Brownfield | IgnoreSilica | 164.158 | 111.4224 | 13.6134 | 4 | 2802.9746 | 3450.7185 | 57.1424 | 70.3476 | 209.2531 | 0 | 43.201 | 14290833.6885 | 895215.5355 | 14215514.8268 | 10890479.9396 | 0 | 1087180.4168 | 0 | 16137897.5188 | 41987499.006 | 28657330.8284 | 128161951.7603 | 961560.8286 | 23508061.4514 | 23508061.4514 | 1478867.319 | 10284945.6504 | 0 | 152631574.0404 | 187903448.4612 | 31622.7766 | 54.4534 | 2802.9746 | 3450.7185 | 57.1424 | 70.3476
1 | 6000 | 707 | 0.035 | 15 | 15 | 7 | 4.217e-11 | 5spot_SharedNeighbor | Water | Porous | Wet | R245fa | MinimizeLCOE_Brownfield | IgnoreSilica | 185.8 | 123.6585 | 15.1106 | 4 | 2723.7635 | 3307.327 | 55.5276 | 67.4243 | 207.2902 | 0 | 68.9165 | 15395750.2315 | 962949.857 | 15451256.6796 | 12278413.9205 | 0 | 1164855.1752 | 0 | 17648758.0869 | 45918448.2841 | 31340284.4837 | 140160716.7187 | 961560.8286 | 23508061.4514 | 23508061.4514 | 1478867.319 | 10284945.6504 | 0 | 164630338.9987 | 199902213.4195 | 42169.6503 | 60.4422 | 2723.7635 | 3307.327 | 55.5276 | 67.4243
1 | 6000 | 707 | 0.035 | 15 | 15 | 7 | 5.6234e-11 | 5spot_SharedNeighbor | Water | Porous | Wet | R245fa | MinimizeLCOE_Brownfield | IgnoreSilica | 190.3929 | 126.1286 | 15.6213 | 4 | 2664.864 | 3229.3492 | 54.3269 | 65.8347 | 206.8324 | 0 | 82.5806 | 15614999.2756 | 976374.7876 | 15697687.3061 | 12570579.5633 | 0 | 1001799.76 | 0 | 17885961.87 | 46535603.8706 | 31761505.8527 | 142044512.2858 | 961560.8286 | 23508061.4514 | 23508061.4514 | 1478867.319 | 10284945.6504 | 0 | 166514134.5658 | 201786008.9866 | 56234.1325 | 62.485 | 2664.864 | 3229.3492 | 54.3269 | 65.8347
1 | 6000 | 707 | 0.035 | 15 | 15 | 7 | 7.4989e-11 | 5spot_SharedNeighbor | Water | Porous | Wet | R245fa | MinimizeLCOE_Brownfield | IgnoreSilica | 196.2318 | 129.2209 | 16.1417 | 4 | 2620.1131 | 3166.399 | 53.4145 | 64.5513 | 206.2464 | 0 | 94.7765 | 15887772.7027 | 993070.08 | 16004824.661 | 12940516.0895 | 0 | 893405.228 | 0 | 18220639.6168 | 47406366.7159 | 32355819.387 | 144702414.4809 | 961560.8286 | 23508061.4514 | 23508061.4514 | 1478867.319 | 10284945.6504 | 0 | 169172036.7609 | 204443911.1818 | 74989.4209 | 64.5667 | 2620.1131 | 3166.399 | 53.4145 | 64.5513
1 | 6000 | 707 | 0.035 | 15 | 15 | 7 | 1e-10 | 5spot_SharedNeighbor | Water | Porous | Wet | R245fa | MinimizeLCOE_Brownfield | IgnoreSilica | 200.7593 | 131.5735 | 16.5467 | 4 | 2586.033 | 3118.9478 | 52.7198 | 63.584 | 205.7818 | 0 | 121.6772 | 16094069.806 | 1005691.5415 | 16237507.9965 | 13226682.2319 | 0 | 797807.654 | 0 | 18471086.0997 | 48057977.0906 | 32800556.857 | 146691379.2771 | 961560.8286 | 23508061.4514 | 23508061.4514 | 1478867.319 | 10284945.6504 | 0 | 171161001.5572 | 206432875.978 | 100000 | 66.1867 | 2586.033 | 3118.9478 | 52.7198 | 63.584
1 | 6000 | 707 | 0.035 | 15 | 15 | 7 | 1.3335e-10 | 5spot_SharedNeighbor | Water | Porous | Wet | R245fa | MinimizeLCOE_Brownfield | IgnoreSilica | 204.1038 | 133.2849 | 16.8517 | 4 | 2560.118 | 3083.3882 | 52.1915 | 62.859 | 205.4326 | 0 | 148.4621 | 16243497.1169 | 1014830.9398 | 16406258.5563 | 13437616.0493 | 0 | 714116.8694 | 0 | 18648364.6173 | 48519219.4287 | 33115364.2304 | 148099267.8081 | 961560.8286 | 23508061.4514 | 23508061.4514 | 1478867.319 | 10284945.6504 | 0 | 172568890.0881 | 207840764.509 | 133352.1432 | 67.4066 | 2560.118 | 3083.3882 | 52.1915 | 62.859
1 | 6000 | 707 | 0.035 | 15 | 15 | 7 | 1.7783e-10 | 5spot_SharedNeighbor | Water | Porous | Wet | R245fa | MinimizeLCOE_Brownfield | IgnoreSilica | 206.5734 | 134.5344 | 17.0806 | 4 | 2540.4409 | 3056.6963 | 51.7903 | 62.3149 | 205.1715 | 0 | 163.7426 | 16352245.7894 | 1021480.8958 | 16529180.4988 | 13593262.0161 | 0 | 643160.7622 | 0 | 18774338.6853 | 48846978.1127 | 33339066.2669 | 149099713.0271 | 961560.8286 | 23508061.4514 | 23508061.4514 | 1478867.319 | 10284945.6504 | 0 | 173569335.3071 | 208841209.728 | 177827.941 | 68.3225 | 2540.4409 | 3056.6963 | 51.7903 | 62.3149
1 | 6000 | 707 | 0.035 | 15 | 15 | 7 | 2.3714e-10 | 5spot_SharedNeighbor | Water | Porous | Wet | R245fa | MinimizeLCOE_Brownfield | IgnoreSilica | 208.4908 | 135.4962 | 17.2571 | 4 | 2525.5157 | 3036.4917 | 51.4861 | 61.903 | 204.9671 | 0 | 156.6235 | 16435767.9609 | 1026587.4488 | 16623650.8868 | 13713964.7483 | 0 | 585723.9582 | 0 | 18870421.0512 | 49096964.7195 | 33509687.2628 | 149862768.0365 | 961560.8286 | 23508061.4514 | 23508061.4514 | 1478867.319 | 10284945.6504 | 0 | 174332390.3165 | 209604264.7374 | 237137.3706 | 69.0284 | 2525.5157 | 3036.4917 | 51.4861 | 61.903
1 | 6000 | 707 | 0.035 | 15 | 15 | 7 | 3.1623e-10 | 5spot_SharedNeighbor | Water | Porous | Wet | R245fa | MinimizeLCOE_Brownfield | IgnoreSilica | 209.7944 | 136.1445 | 17.383 | 4 | 2514.2038 | 3021.4804 | 51.2554 | 61.597 | 204.8269 | 0 | 160.6966 | 16491970.2745 | 1030023.2698 | 16687250.8169 | 13795661.4759 | 0 | 537324.4564 | 0 | 18931469.8145 | 49255801.0789 | 33618096.3418 | 150347597.5287 | 961560.8286 | 23508061.4514 | 23508061.4514 | 1478867.319 | 10284945.6504 | 0 | 174817219.8087 | 210089094.2296 | 316227.766 | 69.5318 | 2514.2038 | 3021.4804 | 51.2554 | 61.597
1 | 6000 | 707 | 0.035 | 15 | 15 | 7 | 4.217e-10 | 5spot_SharedNeighbor | Water | Porous | Wet | R245fa | MinimizeLCOE_Brownfield | IgnoreSilica | 210.6903 | 136.5877 | 17.4734 | 4 | 2505.6447 | 3010.2951 | 51.081 | 61.3689 | 204.7298 | 0 | 196.4688 | 16530350.3407 | 1032369.3803 | 16730696.7154 | 13851792.3344 | 0 | 497601.666 | 0 | 18970696.0703 | 49357859.7502 | 33687753.4821 | 150659119.7394 | 961560.8286 | 23508061.4514 | 23508061.4514 | 1478867.319 | 10284945.6504 | 0 | 175128742.0194 | 210400616.4402 | 421696.5034 | 69.8937 | 2505.6447 | 3010.2951 | 51.081 | 61.3689
1 | 6000 | 707 | 0.035 | 15 | 15 | 7 | 5.6234e-10 | 5spot_SharedNeighbor | Water | Porous | Wet | R245fa | MinimizeLCOE_Brownfield | IgnoreSilica | 211.3212 | 136.8986 | 17.5393 | 4 | 2499.1758 | 3001.9307 | 50.9491 | 61.1984 | 204.6611 | 0 | 194.6452 | 16557248.1712 | 1034013.5131 | 16761151.6112 | 13891301.7476 | 0 | 465744.4719 | 0 | 18996689.2108 | 49425488.5698 | 33733911.5411 | 150865548.8367 | 961560.8286 | 23508061.4514 | 23508061.4514 | 1478867.319 | 10284945.6504 | 0 | 175335171.1167 | 210607045.5375 | 562341.3252 | 70.1572 | 2499.1758 | 3001.9307 | 50.9491 | 61.1984
1 | 6000 | 707 | 0.035 | 15 | 15 | 7 | 7.4989e-10 | 5spot_SharedNeighbor | Water | Porous | Wet | R245fa | MinimizeLCOE_Brownfield | IgnoreSilica | 211.7498 | 137.1091 | 17.5865 | 4 | 2494.2921 | 2995.6989 | 50.8495 | 61.0714 | 204.6141 | 0 | 183.4562 | 16575450.8599 | 1035126.1135 | 16781764.6571 | 13918136.8751 | 0 | 440257.6571 | 0 | 19012787.1035 | 49467371.9843 | 33762497.8321 | 150993393.0826 | 961560.8286 | 23508061.4514 | 23508061.4514 | 1478867.319 | 10284945.6504 | 0 | 175463015.3626 | 210734889.7834 | 749894.2093 | 70.3458 | 2494.2921 | 2995.6989 | 50.8495 | 61.0714
1 | 6000 | 707 | 0.035 | 15 | 15 | 7 | 1e-09 | 5spot_SharedNeighbor | Water | Porous | Wet | R245fa | MinimizeLCOE_Brownfield | IgnoreSilica | 212.0593 | 137.2607 | 17.6212 | 4 | 2490.6089 | 2991.0258 | 50.7744 | 60.9761 | 204.5801 | 0 | 182.5664 | 16588562.8602 | 1035927.536 | 16796614.5005 | 13937511.0702 | 0 | 420369.1176 | 0 | 19023804.1829 | 49496036.1652 | 33782061.7246 | 151080887.1571 | 961560.8286 | 23508061.4514 | 23508061.4514 | 1478867.319 | 10284945.6504 | 0 | 175550509.4371 | 210822383.858 | 1000000 | 70.485 | 2490.6089 | 2991.0258 | 50.7744 | 60.9761
1 | 6000 | 707 | 0.035 | 15 | 15 | 7 | 1.3335e-09 | 5spot_SharedNeighbor | Water | Porous | Wet | R245fa | MinimizeLCOE_Brownfield | IgnoreSilica | 212.2567 | 137.3572 | 17.6455 | 4 | 2487.8339 | 2987.5624 | 50.7179 | 60.9055 | 204.5582 | 0 | 192.5884 | 16596896.4739 | 1036436.8885 | 16806053.3264 | 13949865.3772 | 0 | 404567.0862 | 0 | 19029589.4693 | 49511088.2936 | 33792335.1115 | 151126832.0266 | 961560.8286 | 23508061.4514 | 23508061.4514 | 1478867.319 | 10284945.6504 | 0 | 175596454.3066 | 210868328.7274 | 1333521.4322 | 70.5821 | 2487.8339 | 2987.5624 | 50.7179 | 60.9055
1 | 6000 | 707 | 0.035 | 15 | 15 | 7 | 1.7783e-09 | 5spot_SharedNeighbor | Water | Porous | Wet | R245fa | MinimizeLCOE_Brownfield | IgnoreSilica | 212.3882 | 137.4212 | 17.6629 | 4 | 2485.7449 | 2984.983 | 50.6753 | 60.8529 | 204.5435 | 0 | 184.0205 | 16602431.2347 | 1036775.1706 | 16812322.4082 | 13958091.4495 | 0 | 392238.6767 | 0 | 19032724.9865 | 49519246.2661 | 33797903.0953 | 151151733.2875 | 961560.8286 | 23508061.4514 | 23508061.4514 | 1478867.319 | 10284945.6504 | 0 | 175621355.5675 | 210893229.9884 | 1778279.41 | 70.6514 | 2485.7449 | 2984.983 | 50.6753 | 60.8529
1 | 6000 | 707 | 0.035 | 15 | 15 | 7 | 2.3714e-09 | 5spot_SharedNeighbor | Water | Porous | Wet | R245fa | MinimizeLCOE_Brownfield | IgnoreSilica | 212.4808 | 137.4662 | 17.6755 | 4 | 2484.1735 | 2983.0533 | 50.6432 | 60.8136 | 204.5331 | 0 | 182.6253 | 16606322.0259 | 1037012.9721 | 16816729.5489 | 13963883.2993 | 0 | 382763.242 | 0 | 19034617.3244 | 49524169.7412 | 33801263.4683 | 151166761.6222 | 961560.8286 | 23508061.4514 | 23508061.4514 | 1478867.319 | 10284945.6504 | 0 | 175636383.9022 | 210908258.323 | 2371373.7057 | 70.7021 | 2484.1735 | 2983.0533 | 50.6432 | 60.8136
1 | 6000 | 707 | 0.035 | 15 | 15 | 7 | 3.1623e-09 | 5spot_SharedNeighbor | Water | Porous | Wet | R245fa | MinimizeLCOE_Brownfield | IgnoreSilica | 212.5586 | 137.5041 | 17.6855 | 4 | 2482.9922 | 2981.591 | 50.6192 | 60.7838 | 204.5245 | 0 | 189.7662 | 16609595.511 | 1037213.0434 | 16820437.5506 | 13968749.8414 | 0 | 375700.9239 | 0 | 19036561.7794 | 49529228.8143 | 33804716.3896 | 151182203.8535 | 961560.8286 | 23508061.4514 | 23508061.4514 | 1478867.319 | 10284945.6504 | 0 | 175651826.1336 | 210923700.5544 | 3162277.6602 | 70.742 | 2482.9922 | 2981.591 | 50.6192 | 60.7838
1 | 6000 | 707 | 0.035 | 15 | 15 | 7 | 4.217e-09 | 5spot_SharedNeighbor | Water | Porous | Wet | R245fa | MinimizeLCOE_Brownfield | IgnoreSilica | 212.5929 | 137.5206 | 17.6917 | 4 | 2482.1046 | 2980.5291 | 50.6011 | 60.7621 | 204.5205 | 0 | 181.2341 | 16611019.5821 | 1037300.0804 | 16822050.6762 | 13970889.5774 | 0 | 369990.943 | 0 | 19036387.835 | 49528776.2467 | 33804407.503 | 151180822.4438 | 961560.8286 | 23508061.4514 | 23508061.4514 | 1478867.319 | 10284945.6504 | 0 | 175650444.7238 | 210922319.1447 | 4216965.0343 | 70.7667 | 2482.1046 | 2980.5291 | 50.6011 | 60.7621
1 | 6000 | 707 | 0.035 | 15 | 15 | 7 | 5.6234e-09 | 5spot_SharedNeighbor | Water | Porous | Wet | R245fa | MinimizeLCOE_Brownfield | IgnoreSilica | 212.6318 | 137.5395 | 17.697 | 4 | 2481.4381 | 2979.712 | 50.5875 | 60.7455 | 204.5161 | 0 | 186.3969 | 16612651.9893 | 1037399.8505 | 16823899.8149 | 13973322.0223 | 0 | 365880.9439 | 0 | 19037130.3021 | 49530707.9938 | 33805725.96 | 151186718.8769 | 961560.8286 | 23508061.4514 | 23508061.4514 | 1478867.319 | 10284945.6504 | 0 | 175656341.1569 | 210928215.5777 | 5623413.2519 | 70.7881 | 2481.4381 | 2979.712 | 50.5875 | 60.7455
1 | 6000 | 707 | 0.035 | 15 | 15 | 7 | 7.4989e-09 | 5spot_SharedNeighbor | Water | Porous | Wet | R245fa | MinimizeLCOE_Brownfield | IgnoreSilica | 212.6512 | 137.5489 | 17.7005 | 4 | 2480.9376 | 2979.1133 | 50.5773 | 60.7333 | 204.5139 | 0 | 188.7599 | 16613460.1585 | 1037449.2443 | 16824815.2908 | 13974536.4949 | 0 | 362634.1043 | 0 | 19037029.1642 | 49530444.8536 | 33805546.3614 | 151185915.672 | 961560.8286 | 23508061.4514 | 23508061.4514 | 1478867.319 | 10284945.6504 | 0 | 175655537.952 | 210927412.3729 | 7498942.0933 | 70.8021 | 2480.9376 | 2979.1133 | 50.5773 | 60.7333
1 | 6000 | 707 | 0.035 | 15 | 15 | 7 | 1e-08 | 5spot_SharedNeighbor | Water | Porous | Wet | R245fa | MinimizeLCOE_Brownfield | IgnoreSilica | 212.6707 | 137.5583 | 17.7034 | 4 | 2480.562 | 2978.6568 | 50.5696 | 60.7239 | 204.5117 | 0 | 191.3031 | 16614274.1692 | 1037498.9951 | 16825737.3888 | 13975752.2685 | 0 | 360264.0715 | 0 | 19037275.4883 | 49531085.7385 | 33805983.7785 | 151187871.8984 | 961560.8286 | 23508061.4514 | 23508061.4514 | 1478867.319 | 10284945.6504 | 0 | 175657494.1785 | 210929368.5993 | 10000000 | 70.8136 | 2480.562 | 2978.6568 | 50.5696 | 60.7239
1 | 6100 | 707 | 0.035 | 15 | 15 | 7 | 1e-13 | 5spot_SharedNeighbor | Water | Porous | Wet | R245fa | MinimizeLCOE_Brownfield | IgnoreSilica | 1.0155 | 0.2639 | 0.016058 | 4 | 409815.1302 | 971107.4971 | 8354.6357 | 19797.3398 | 131.4874 | 0 | 28.2315 | 166549.2081 | 7223.282 | 116407.9664 | 66436.4879 | 0 | 61728.4128 | 0 | 163154.6893 | 424495.0338 | 289726.5831 | 1295721.6632 | 961560.8286 | 24065791.4134 | 24065791.4134 | 1478867.319 | 10508037.6352 | 0 | 26323073.9053 | 62375770.273 | 100 | 0.064232 | 409815.1302 | 971107.4971 | 8354.6357 | 19797.3398
1 | 6100 | 707 | 0.035 | 15 | 15 | 7 | 1.3335e-13 | 5spot_SharedNeighbor | Water | Porous | Wet | R245fa | MinimizeLCOE_Brownfield | IgnoreSilica | 1.323 | 0.41892 | 0.033587 | 4 | 199629.4989 | 467983.5587 | 4069.7174 | 9540.4778 | 146.5284 | 0 | 26.0394 | 245379.7545 | 11903.5731 | 166796.592 | 85729.8427 | 0 | 68887.2328 | 0 | 225691.8281 | 587203.841 | 400778.6873 | 1792371.3515 | 961560.8286 | 24065791.4134 | 24065791.4134 | 1478867.319 | 10508037.6352 | 0 | 26819723.5936 | 62872419.9613 | 133.3521 | 0.13435 | 199629.4989 | 467983.5587 | 4069.7174 | 9540.4778
1 | 6100 | 707 | 0.035 | 15 | 15 | 7 | 1.7783e-13 | 5spot_SharedNeighbor | Water | Porous | Wet | R245fa | MinimizeLCOE_Brownfield | IgnoreSilica | 1.7098 | 0.63528 | 0.060686 | 4 | 113099.5136 | 261619.8259 | 2305.6866 | 5333.474 | 159.6073 | 0 | 124.3569 | 345807.6443 | 18649.0186 | 230718.861 | 112366.8345 | 0 | 76084.3311 | 0 | 305614.4089 | 795146.0018 | 542703.4849 | 2427090.585 | 961560.8286 | 24065791.4134 | 24065791.4134 | 1478867.319 | 10508037.6352 | 0 | 27454442.8271 | 63507139.1948 | 177.8279 | 0.24275 | 113099.5136 | 261619.8259 | 2305.6866 | 5333.474
1 | 6100 | 707 | 0.035 | 15 | 15 | 7 | 2.3714e-13 | 5spot_SharedNeighbor | Water | Porous | Wet | R245fa | MinimizeLCOE_Brownfield | IgnoreSilica | 2.196 | 0.92649 | 0.10003 | 4 | 70588.0961 | 160688.9969 | 1439.0338 | 3275.8625 | 170.7134 | 0 | 162.0982 | 470151.887 | 28101.5063 | 309670.206 | 147599.4024 | 0 | 83316.9084 | 0 | 405147.5649 | 1054110.8568 | 719452.3196 | 3217550.6514 | 961560.8286 | 24065791.4134 | 24065791.4134 | 1478867.319 | 10508037.6352 | 0 | 28244902.8935 | 64297599.2612 | 237.1374 | 0.40014 | 70588.0961 | 160688.9969 | 1439.0338 | 3275.8625
1 | 6100 | 707 | 0.035 | 15 | 15 | 7 | 3.1623e-13 | 5spot_SharedNeighbor | Water | Porous | Wet | R245fa | MinimizeLCOE_Brownfield | IgnoreSilica | 2.8377 | 1.3537 | 0.15779 | 4 | 46418.1418 | 103537.739 | 946.2966 | 2110.7569 | 180.3588 | 0 | 213.7816 | 630992.6903 | 40843.3972 | 417266.1564 | 197200.7299 | 0 | 92598.9795 | 0 | 537771.7618 | 1399171.812 | 954963.5118 | 4270809.0388 | 961560.8286 | 24065791.4134 | 24065791.4134 | 1478867.319 | 10508037.6352 | 0 | 29298161.2809 | 65350857.6486 | 316.2278 | 0.63118 | 46418.1418 | 103537.739 | 946.2966 | 2110.7569
1 | 6100 | 707 | 0.035 | 15 | 15 | 7 | 4.217e-13 | 5spot_SharedNeighbor | Water | Porous | Wet | R245fa | MinimizeLCOE_Brownfield | IgnoreSilica | 3.674 | 1.9675 | 0.23332 | 4 | 32775.623 | 71405.9744 | 668.1754 | 1455.7074 | 188.405 | 0 | 275.8424 | 819883.2029 | 53062.4168 | 562750.9169 | 255328.4657 | 0 | 104526.7782 | 0 | 700265.1944 | 1821946.3918 | 1243515.8496 | 5561279.2164 | 961560.8286 | 24065791.4134 | 24065791.4134 | 1478867.319 | 10508037.6352 | 0 | 30588631.4585 | 66641327.8262 | 421.6965 | 0.93327 | 32775.623 | 71405.9744 | 668.1754 | 1455.7074
1 | 6100 | 707 | 0.035 | 15 | 15 | 7 | 5.6234e-13 | 5spot_SharedNeighbor | Water | Porous | Wet | R245fa | MinimizeLCOE_Brownfield | IgnoreSilica | 4.7622 | 2.7701 | 0.33224 | 4 | 24187.8291 | 51316.1751 | 493.1016 | 1046.1496 | 194.9801 | 0 | 35.9921 | 1042338.3539 | 67420.207 | 739906.5051 | 329735.4348 | 0 | 118600.5643 | 0 | 896220.4154 | 2331781.6808 | 1591488.9105 | 7117492.0717 | 961560.8286 | 24065791.4134 | 24065791.4134 | 1478867.319 | 10508037.6352 | 0 | 32144844.3138 | 68197540.6815 | 562.3413 | 1.329 | 24187.8291 | 51316.1751 | 493.1016 | 1046.1496
1 | 6100 | 707 | 0.035 | 15 | 15 | 7 | 7.4989e-13 | 5spot_SharedNeighbor | Water | Porous | Wet | R245fa | MinimizeLCOE_Brownfield | IgnoreSilica | 6.2238 | 3.8509 | 0.46521 | 4 | 18322.0433 | 37696.3993 | 373.5196 | 768.4921 | 200.3773 | 0 | 37.0135 | 1313958.4934 | 84907.0567 | 963026.4651 | 428794.8795 | 0 | 136794.4528 | 0 | 1141717.7255 | 2970515.3233 | 2027437.7462 | 9067152.1425 | 961560.8286 | 24065791.4134 | 24065791.4134 | 1478867.319 | 10508037.6352 | 0 | 34094504.3846 | 70147200.7523 | 749.8942 | 1.8608 | 18322.0433 | 37696.3993 | 373.5196 | 768.4921
1 | 6100 | 707 | 0.035 | 15 | 15 | 7 | 1e-12 | 5spot_SharedNeighbor | Water | Porous | Wet | R245fa | MinimizeLCOE_Brownfield | IgnoreSilica | 8.1191 | 5.2449 | 0.63696 | 4 | 14303.9591 | 28454.217 | 291.6056 | 580.0777 | 204.3911 | 0 | 36.6639 | 1633237.8994 | 105405.8515 | 1233037.9218 | 556582.2512 | 0 | 157889.3266 | 0 | 1437599.7677 | 3740339.7032 | 2552858.7037 | 11416951.4251 | 961560.8286 | 24065791.4134 | 24065791.4134 | 1478867.319 | 10508037.6352 | 0 | 36444303.6671 | 72497000.0348 | 1000 | 2.5478 | 14303.9591 | 28454.217 | 291.6056 | 580.0777
1 | 6100 | 707 | 0.035 | 15 | 15 | 7 | 1.3335e-12 | 5spot_SharedNeighbor | Water | Porous | Wet | R245fa | MinimizeLCOE_Brownfield | IgnoreSilica | 10.6548 | 7.1489 | 0.87186 | 4 | 11309.9183 | 21647.7883 | 230.568 | 441.3194 | 208.0948 | 0 | 32.2287 | 2031871.5584 | 130923.0546 | 1579712.4577 | 727860.5769 | 0 | 183853.6784 | 0 | 1815146.3171 | 4722638.3795 | 3223297.7345 | 14415303.757 | 961560.8286 | 24065791.4134 | 24065791.4134 | 1478867.319 | 10508037.6352 | 0 | 39442655.9991 | 75495352.3668 | 1333.5214 | 3.4874 | 11309.9183 | 21647.7883 | 230.568 | 441.3194
1 | 6100 | 707 | 0.035 | 15 | 15 | 7 | 1.7783e-12 | 5spot_SharedNeighbor | Water | Porous | Wet | R245fa | MinimizeLCOE_Brownfield | IgnoreSilica | 14.0117 | 9.6525 | 1.1814 | 4 | 9129.9829 | 16758.9229 | 186.1271 | 341.6533 | 210.7626 | 0 | 24.4748 | 2511807.776 | 161544.9901 | 2008607.2746 | 954068.9036 | 0 | 213974.5059 | 0 | 2281501.3456 | 5935998.5009 | 4051440.9494 | 18118944.2461 | 961560.8286 | 24065791.4134 | 24065791.4134 | 1478867.319 | 10508037.6352 | 0 | 43146296.4882 | 79198992.8559 | 1778.2794 | 4.7258 | 9129.9829 | 16758.9229 | 186.1271 | 341.6533
1 | 6100 | 707 | 0.035 | 15 | 15 | 7 | 2.3714e-12 | 5spot_SharedNeighbor | Water | Porous | Wet | R245fa | MinimizeLCOE_Brownfield | IgnoreSilica | 18.3238 | 12.8712 | 1.5796 | 4 | 7539.1654 | 13245.2949 | 153.6961 | 270.0233 | 212.7835 | 0 | 42.9071 | 3078773.9347 | 197596.7064 | 2528594.9615 | 1244432.9239 | 0 | 249617.938 | 0 | 2846616.4212 | 7406312.0066 | 5054960.129 | 22606905.0213 | 961560.8286 | 24065791.4134 | 24065791.4134 | 1478867.319 | 10508037.6352 | 0 | 47634257.2634 | 83686953.6311 | 2371.3737 | 6.3182 | 7539.1654 | 13245.2949 | 153.6961 | 270.0233
1 | 6100 | 707 | 0.035 | 15 | 15 | 7 | 3.1623e-12 | 5spot_SharedNeighbor | Water | Porous | Wet | R245fa | MinimizeLCOE_Brownfield | IgnoreSilica | 24.0849 | 17.1746 | 2.112 | 4 | 6309.5334 | 10577.1868 | 128.6284 | 215.6303 | 214.3716 | 0 | 42.2055 | 3776540.501 | 241805.8166 | 3184879.6849 | 1632415.2356 | 0 | 293393.6172 | 0 | 3560323.5936 | 9263231.6676 | 6322345.9535 | 28274936.07 | 961560.8286 | 24065791.4134 | 24065791.4134 | 1478867.319 | 10508037.6352 | 0 | 53302288.3121 | 89354984.6798 | 3162.2777 | 8.4479 | 6309.5334 | 10577.1868 | 128.6284 | 215.6303
1 | 6100 | 707 | 0.035 | 15 | 15 | 7 | 4.217e-12 | 5spot_SharedNeighbor | Water | Porous | Wet | R245fa | MinimizeLCOE_Brownfield | IgnoreSilica | 31.6754 | 22.8467 | 2.8139 | 4 | 5363.4672 | 8566.5792 | 109.3415 | 174.6413 | 215.5933 | 0 | 44.4169 | 4623676.6771 | 295272.7056 | 4001689.4739 | 2143508.2288 | 0 | 346371.7904 | 0 | 4450102.3615 | 11578253.5032 | 7902395.9252 | 35341270.6656 | 961560.8286 | 24065791.4134 | 24065791.4134 | 1478867.319 | 10508037.6352 | 0 | 60368622.9076 | 96421319.2753 | 4216.965 | 11.2555 | 5363.4672 | 8566.5792 | 109.3415 | 174.6413
1 | 6100 | 707 | 0.035 | 15 | 15 | 7 | 5.6234e-12 | 5spot_SharedNeighbor | Water | Porous | Wet | R245fa | MinimizeLCOE_Brownfield | IgnoreSilica | 41.6365 | 30.2918 | 3.7351 | 4 | 4628.9562 | 7042.0646 | 94.3675 | 143.562 | 216.5241 | 0 | 42.7168 | 5649057.9957 | 359728.1693 | 5014696.946 | 2814336.1914 | 0 | 410576.6543 | 0 | 5556874.4231 | 14457847.3773 | 9867777.914 | 44130895.6711 | 961560.8286 | 24065791.4134 | 24065791.4134 | 1478867.319 | 10508037.6352 | 0 | 69158247.9132 | 105210944.2809 | 5623.4133 | 14.9404 | 4628.9562 | 7042.0646 | 94.3675 | 143.562
1 | 6100 | 707 | 0.035 | 15 | 15 | 7 | 7.4989e-12 | 5spot_SharedNeighbor | Water | Porous | Wet | R245fa | MinimizeLCOE_Brownfield | IgnoreSilica | 54.4916 | 39.8856 | 4.9224 | 4 | 4058.778 | 5889.8386 | 82.7437 | 120.0723 | 217.1828 | 0 | 56.2761 | 6869639.517 | 436132.1051 | 6249386.5683 | 3679802.8838 | 0 | 486552.7282 | 0 | 6911390.3829 | 17982020.0553 | 12273098.1813 | 54888022.4219 | 961560.8286 | 24065791.4134 | 24065791.4134 | 1478867.319 | 10508037.6352 | 0 | 79915374.664 | 115968071.0317 | 7498.9421 | 19.6895 | 4058.778 | 5889.8386 | 82.7437 | 120.0723
1 | 6100 | 707 | 0.035 | 15 | 15 | 7 | 1e-11 | 5spot_SharedNeighbor | Water | Porous | Wet | R245fa | MinimizeLCOE_Brownfield | IgnoreSilica | 70.7669 | 51.9377 | 6.4127 | 4 | 3618.1036 | 5023.6253 | 73.7599 | 102.4134 | 217.4768 | 0 | 56.2953 | 8290106.7684 | 524668.4967 | 7719177.4458 | 4773771.3774 | 0 | 576095.9745 | 0 | 8534689.8245 | 22205512.2178 | 15155718.3663 | 67779740.4714 | 961560.8286 | 24065791.4134 | 24065791.4134 | 1478867.319 | 10508037.6352 | 0 | 92807092.7135 | 128859789.0812 | 10000 | 25.6508 | 3618.1036 | 5023.6253 | 73.7599 | 102.4134
1 | 6100 | 707 | 0.035 | 15 | 15 | 7 | 1.3335e-11 | 5spot_SharedNeighbor | Water | Porous | Wet | R245fa | MinimizeLCOE_Brownfield | IgnoreSilica | 90.6937 | 66.3896 | 8.195 | 4 | 3284.5317 | 4384.3685 | 66.9596 | 89.3813 | 217.192 | 0 | 62.3041 | 9875083.3223 | 623041.6449 | 9394308.9707 | 6108609.0121 | 0 | 680575.5976 | 0 | 10405831.2336 | 27073838.3403 | 18478450.979 | 82639739.1006 | 961560.8286 | 24065791.4134 | 24065791.4134 | 1478867.319 | 10508037.6352 | 0 | 107667091.3426 | 143719787.7103 | 13335.2143 | 32.78 | 3284.5317 | 4384.3685 | 66.9596 | 89.3813
1 | 6100 | 707 | 0.035 | 15 | 15 | 7 | 1.7783e-11 | 5spot_SharedNeighbor | Water | Porous | Wet | R245fa | MinimizeLCOE_Brownfield | IgnoreSilica | 113.9191 | 82.577 | 10.1809 | 4 | 3040.9754 | 3926.2797 | 61.9944 | 80.0425 | 216.129 | 0 | 61.7856 | 11538203.8548 | 725852.6353 | 11185930.9155 | 7653295.2356 | 0 | 799768.6928 | 0 | 12442190.0202 | 32372026.1886 | 22094573.0523 | 98811840.5951 | 961560.8286 | 24065791.4134 | 24065791.4134 | 1478867.319 | 10508037.6352 | 0 | 123839192.8372 | 159891889.2049 | 17782.7941 | 40.7235 | 3040.9754 | 3926.2797 | 61.9944 | 80.0425
1 | 6100 | 707 | 0.035 | 15 | 15 | 7 | 2.3714e-11 | 5spot_SharedNeighbor | Water | Porous | Wet | R245fa | MinimizeLCOE_Brownfield | IgnoreSilica | 139.33 | 99.2514 | 12.2093 | 4 | 2871.6204 | 3609.8415 | 58.5419 | 73.5915 | 214.2615 | 0 | 69.5775 | 13157344.903 | 825586.592 | 12959076.2448 | 9326607.2018 | 0 | 930385.5541 | 0 | 14507610.1933 | 37745825.803 | 25762301.7097 | 115214738.2019 | 961560.8286 | 24065791.4134 | 24065791.4134 | 1478867.319 | 10508037.6352 | 0 | 140242090.4439 | 176294786.8116 | 23713.7371 | 48.8373 | 2871.6204 | 3609.8415 | 58.5419 | 73.5915
1 | 6100 | 707 | 0.035 | 15 | 15 | 7 | 3.1623e-11 | 5spot_SharedNeighbor | Water | Porous | Wet | R245fa | MinimizeLCOE_Brownfield | IgnoreSilica | 165.3347 | 115.4257 | 14.1622 | 4 | 2753.5701 | 3389.9964 | 56.1353 | 69.1097 | 212.1418 | 0 | 75.4631 | 14655921.867 | 917611.2032 | 14622670.8199 | 11023661.9561 | 0 | 1062329.3698 | 0 | 16490056.1342 | 42903743.4856 | 29282686.5127 | 130958681.3485 | 961560.8286 | 24065791.4134 | 24065791.4134 | 1478867.319 | 10508037.6352 | 0 | 155986033.5906 | 192038729.9583 | 31622.7766 | 56.6487 | 2753.5701 | 3389.9964 | 56.1353 | 69.1097
1 | 6100 | 707 | 0.035 | 15 | 15 | 7 | 4.217e-11 | 5spot_SharedNeighbor | Water | Porous | Wet | R245fa | MinimizeLCOE_Brownfield | IgnoreSilica | 184.7102 | 126.7321 | 15.5858 | 4 | 2675.878 | 3254.1716 | 54.5514 | 66.3407 | 210.3505 | 0 | 51.6464 | 15668375.7724 | 979642.343 | 15757740.7252 | 12274419.5591 | 0 | 1100875.3908 | 0 | 17854610.9784 | 46454035.2814 | 31705833.6145 | 141795533.6649 | 961560.8286 | 24065791.4134 | 24065791.4134 | 1478867.319 | 10508037.6352 | 0 | 166822885.907 | 202875582.2747 | 42169.6503 | 62.3432 | 2675.878 | 3254.1716 | 54.5514 | 66.3407
1 | 6100 | 707 | 0.035 | 15 | 15 | 7 | 5.6234e-11 | 5spot_SharedNeighbor | Water | Porous | Wet | R245fa | MinimizeLCOE_Brownfield | IgnoreSilica | 192.1102 | 130.8321 | 16.2513 | 4 | 2620.9523 | 3175.5656 | 53.4317 | 64.7382 | 209.5928 | 0 | 58.6711 | 16029170.0067 | 1001721.3775 | 16164270.6905 | 12748104.7726 | 0 | 984727.7198 | 0 | 18301917.8812 | 47617836.0873 | 32500151.5783 | 145347900.1139 | 961560.8286 | 24065791.4134 | 24065791.4134 | 1478867.319 | 10508037.6352 | 0 | 170375252.356 | 206427948.7237 | 56234.1325 | 65.0051 | 2620.9523 | 3175.5656 | 53.4317 | 64.7382
1 | 6100 | 707 | 0.035 | 15 | 15 | 7 | 7.4989e-11 | 5spot_SharedNeighbor | Water | Porous | Wet | R245fa | MinimizeLCOE_Brownfield | IgnoreSilica | 198.0487 | 134.0434 | 16.7828 | 4 | 2578.9377 | 3115.9875 | 52.5751 | 63.5236 | 208.965 | 0 | 76.449 | 16309545.7768 | 1018869.9422 | 16480904.3285 | 13127470.2056 | 0 | 879558.3513 | 0 | 18648375.9558 | 48519248.929 | 33115384.3649 | 148099357.8542 | 961560.8286 | 24065791.4134 | 24065791.4134 | 1478867.319 | 10508037.6352 | 0 | 173126710.0963 | 209179406.464 | 74989.4209 | 67.131 | 2578.9377 | 3115.9875 | 52.5751 | 63.5236
1 | 6100 | 707 | 0.035 | 15 | 15 | 7 | 1e-10 | 5spot_SharedNeighbor | Water | Porous | Wet | R245fa | MinimizeLCOE_Brownfield | IgnoreSilica | 202.5381 | 136.4174 | 17.1892 | 4 | 2546.8365 | 3071.1868 | 51.9207 | 62.6103 | 208.4782 | 0 | 93.4257 | 16515601.9968 | 1031467.8556 | 16714000.371 | 13411934.4011 | 0 | 784517.8749 | 0 | 18898433.7748 | 49169848.0803 | 33559431.6541 | 150085236.0087 | 961560.8286 | 24065791.4134 | 24065791.4134 | 1478867.319 | 10508037.6352 | 0 | 175112588.2508 | 211165284.6185 | 100000 | 68.7569 | 2546.8365 | 3071.1868 | 51.9207 | 62.6103
1 | 6100 | 707 | 0.035 | 15 | 15 | 7 | 1.3335e-10 | 5spot_SharedNeighbor | Water | Porous | Wet | R245fa | MinimizeLCOE_Brownfield | IgnoreSilica | 205.9213 | 138.1783 | 17.4988 | 4 | 2522.3757 | 3037.449 | 51.422 | 61.9225 | 208.1045 | 0 | 162.8852 | 16667796.8444 | 1040770.0571 | 16886378.1785 | 13626078.0345 | 0 | 702012.8632 | 0 | 19079984.0313 | 49642204.6066 | 33881824.6893 | 151527049.3048 | 961560.8286 | 24065791.4134 | 24065791.4134 | 1478867.319 | 10508037.6352 | 0 | 176554401.5469 | 212607097.9146 | 133352.1432 | 69.9953 | 2522.3757 | 3037.449 | 51.422 | 61.9225
1 | 6100 | 707 | 0.035 | 15 | 15 | 7 | 1.7783e-10 | 5spot_SharedNeighbor | Water | Porous | Wet | R245fa | MinimizeLCOE_Brownfield | IgnoreSilica | 213.3 | 142.0066 | 17.9967 | 4 | 2503.7268 | 3004.5493 | 51.0419 | 61.2518 | 207.322 | 0 | 158.351 | 16996818.0537 | 1060872.1317 | 17259636.9499 | 14092974.1078 | 0 | 701301.6649 | 0 | 19543525.1341 | 50848243.4708 | 34704970.9958 | 155208342.5088 | 961560.8286 | 24065791.4134 | 24065791.4134 | 1478867.319 | 10508037.6352 | 0 | 180235694.7509 | 216288391.1186 | 177827.941 | 71.987 | 2503.7268 | 3004.5493 | 51.0419 | 61.2518
1 | 6100 | 707 | 0.035 | 15 | 15 | 7 | 2.3714e-10 | 5spot_SharedNeighbor | Water | Porous | Wet | R245fa | MinimizeLCOE_Brownfield | IgnoreSilica | 212.8 | 141.7427 | 18.0471 | 4 | 2489.3144 | 2988.7384 | 50.748 | 60.9295 | 207.3702 | 0 | 164.717 | 16974215.4863 | 1059491.5311 | 17233969.1744 | 14061226.1534 | 0 | 609745.289 | 0 | 19476072.5773 | 50672745.7544 | 34585190.1982 | 154672656.1641 | 961560.8286 | 24065791.4134 | 24065791.4134 | 1478867.319 | 10508037.6352 | 0 | 179700008.4061 | 215752704.7739 | 237137.3706 | 72.1886 | 2489.3144 | 2988.7384 | 50.748 | 60.9295
1 | 6100 | 707 | 0.035 | 15 | 15 | 7 | 3.1623e-10 | 5spot_SharedNeighbor | Water | Porous | Wet | R245fa | MinimizeLCOE_Brownfield | IgnoreSilica | 212.8 | 141.736 | 18.1043 | 4 | 2478.5546 | 2976.4028 | 50.5287 | 60.678 | 207.3656 | 0 | 169.6766 | 16973643.2878 | 1059456.5796 | 17233319.4282 | 14061106.6681 | 0 | 543178.9578 | 0 | 19449574.9194 | 50603804.2839 | 34538136.228 | 154462220.3528 | 961560.8286 | 24065791.4134 | 24065791.4134 | 1478867.319 | 10508037.6352 | 0 | 179489572.5949 | 215542268.9626 | 316227.766 | 72.417 | 2478.5546 | 2976.4028 | 50.5287 | 60.678
1 | 6100 | 707 | 0.035 | 15 | 15 | 7 | 4.217e-10 | 5spot_SharedNeighbor | Water | Porous | Wet | R245fa | MinimizeLCOE_Brownfield | IgnoreSilica | 213.3239 | 141.9982 | 18.1754 | 4 | 2470.4522 | 2966.3511 | 50.3635 | 60.4731 | 207.305 | 0 | 187.1161 | 16996090.5227 | 1060827.6937 | 17258810.696 | 14094118.455 | 0 | 498483.5461 | 0 | 19464249.0562 | 50641983.3779 | 34564194.2441 | 154578757.5917 | 961560.8286 | 24065791.4134 | 24065791.4134 | 1478867.319 | 10508037.6352 | 0 | 179606109.8337 | 215658806.2014 | 421696.5034 | 72.7017 | 2470.4522 | 2966.3511 | 50.3635 | 60.4731
1 | 6100 | 707 | 0.035 | 15 | 15 | 7 | 5.6234e-10 | 5spot_SharedNeighbor | Water | Porous | Wet | R245fa | MinimizeLCOE_Brownfield | IgnoreSilica | 213.9398 | 142.3076 | 18.2411 | 4 | 2464.3312 | 2958.4453 | 50.2387 | 60.3119 | 207.2351 | 0 | 190.4987 | 17022579.3768 | 1062445.6134 | 17288896.5411 | 14132954.9808 | 0 | 466716.1835 | 0 | 19489701.1513 | 50708204.5082 | 34609391.5263 | 154780889.8813 | 961560.8286 | 24065791.4134 | 24065791.4134 | 1478867.319 | 10508037.6352 | 0 | 179808242.1234 | 215860938.4911 | 562341.3252 | 72.9643 | 2464.3312 | 2958.4453 | 50.2387 | 60.3119
1 | 6100 | 707 | 0.035 | 15 | 15 | 7 | 7.4989e-10 | 5spot_SharedNeighbor | Water | Porous | Wet | R245fa | MinimizeLCOE_Brownfield | IgnoreSilica | 214.3808 | 142.5286 | 18.2893 | 4 | 2459.7104 | 2952.522 | 50.1445 | 60.1912 | 207.1848 | 0 | 192.6964 | 17041483.7358 | 1063600.236 | 17310371.1994 | 14160759.7545 | 0 | 441660.9345 | 0 | 19506971.5855 | 50753138.6353 | 34640059.9913 | 154918046.0723 | 961560.8286 | 24065791.4134 | 24065791.4134 | 1478867.319 | 10508037.6352 | 0 | 179945398.3144 | 215998094.6821 | 749894.2093 | 73.1571 | 2459.7104 | 2952.522 | 50.1445 | 60.1912
1 | 6100 | 707 | 0.035 | 15 | 15 | 7 | 1e-09 | 5spot_SharedNeighbor | Water | Porous | Wet | R245fa | MinimizeLCOE_Brownfield | IgnoreSilica | 214.6781 | 142.6771 | 18.3237 | 4 | 2456.2257 | 2948.1125 | 50.0735 | 60.1013 | 207.1508 | 0 | 189.1256 | 17054183.541 | 1064375.8832 | 17324799.2198 | 14179497.8151 | 0 | 421792.3944 | 0 | 19517413.0528 | 50780305.1915 | 34658601.7242 | 155000968.8219 | 961560.8286 | 24065791.4134 | 24065791.4134 | 1478867.319 | 10508037.6352 | 0 | 180028321.064 | 216081017.4317 | 1000000 | 73.2947 | 2456.2257 | 2948.1125 | 50.0735 | 60.1013
1 | 6100 | 707 | 0.035 | 15 | 15 | 7 | 1.3335e-09 | 5spot_SharedNeighbor | Water | Porous | Wet | R245fa | MinimizeLCOE_Brownfield | IgnoreSilica | 214.8755 | 142.7755 | 18.3481 | 4 | 2453.6003 | 2944.8324 | 50.02 | 60.0344 | 207.128 | 0 | 189.4782 | 17062590.8899 | 1064889.3578 | 17334351.324 | 14191938.7466 | 0 | 406147.2452 | 0 | 19523367.8497 | 50795798.3516 | 34669176.1243 | 155048259.8891 | 961560.8286 | 24065791.4134 | 24065791.4134 | 1478867.319 | 10508037.6352 | 0 | 180075612.1312 | 216128308.4989 | 1333521.4322 | 73.3924 | 2453.6003 | 2944.8324 | 50.02 | 60.0344
1 | 6100 | 707 | 0.035 | 15 | 15 | 7 | 1.7783e-09 | 5spot_SharedNeighbor | Water | Porous | Wet | R245fa | MinimizeLCOE_Brownfield | IgnoreSilica | 215.0265 | 142.8506 | 18.3666 | 4 | 2451.6241 | 2942.3616 | 49.9797 | 59.984 | 207.1106 | 0 | 193.8699 | 17069014.9506 | 1065281.6994 | 17341650.4503 | 14201450.8855 | 0 | 394234.8495 | 0 | 19527936.8057 | 50807685.8379 | 34677289.5779 | 155084545.0568 | 961560.8286 | 24065791.4134 | 24065791.4134 | 1478867.319 | 10508037.6352 | 0 | 180111897.2989 | 216164593.6666 | 1778279.41 | 73.4664 | 2451.6241 | 2942.3616 | 49.9797 | 59.984
1 | 6100 | 707 | 0.035 | 15 | 15 | 7 | 2.3714e-09 | 5spot_SharedNeighbor | Water | Porous | Wet | R245fa | MinimizeLCOE_Brownfield | IgnoreSilica | 215.1191 | 142.8965 | 18.3793 | 4 | 2450.1376 | 2940.5347 | 49.9494 | 59.9468 | 207.0998 | 0 | 191.1043 | 17072939.0921 | 1065521.3596 | 17346109.2785 | 14207283.4725 | 0 | 384856.0952 | 0 | 19529916.6261 | 50812836.9244 | 34680805.3003 | 155100268.1487 | 961560.8286 | 24065791.4134 | 24065791.4134 | 1478867.319 | 10508037.6352 | 0 | 180127620.3907 | 216180316.7584 | 2371373.7057 | 73.5173 | 2450.1376 | 2940.5347 | 49.9494 | 59.9468
1 | 6100 | 707 | 0.035 | 15 | 15 | 7 | 3.1623e-09 | 5spot_SharedNeighbor | Water | Porous | Wet | R245fa | MinimizeLCOE_Brownfield | IgnoreSilica | 215.1922 | 142.9328 | 18.3891 | 4 | 2449.0202 | 2939.1568 | 49.9266 | 59.9187 | 207.0912 | 0 | 187.4614 | 17076040.9225 | 1065710.7974 | 17349633.8327 | 14211891.796 | 0 | 377798.8229 | 0 | 19531619.7069 | 50817267.9912 | 34683829.5944 | 155113793.464 | 961560.8286 | 24065791.4134 | 24065791.4134 | 1478867.319 | 10508037.6352 | 0 | 180141145.7061 | 216193842.0738 | 3162277.6602 | 73.5564 | 2449.0202 | 2939.1568 | 49.9266 | 59.9187
1 | 6100 | 707 | 0.035 | 15 | 15 | 7 | 4.217e-09 | 5spot_SharedNeighbor | Water | Porous | Wet | R245fa | MinimizeLCOE_Brownfield | IgnoreSilica | 215.2239 | 142.9483 | 18.3952 | 4 | 2448.1806 | 2938.156 | 49.9095 | 59.8983 | 207.0874 | 0 | 193.5735 | 17077364.1053 | 1065791.6078 | 17351137.3635 | 14213882.3533 | 0 | 372105.0308 | 0 | 19531309.3797 | 50816460.5835 | 34683278.5221 | 155111328.9459 | 961560.8286 | 24065791.4134 | 24065791.4134 | 1478867.319 | 10508037.6352 | 0 | 180138681.188 | 216191377.5557 | 4216965.0343 | 73.5806 | 2448.1806 | 2938.156 | 49.9095 | 59.8983
1 | 6100 | 707 | 0.035 | 15 | 15 | 7 | 5.6234e-09 | 5spot_SharedNeighbor | Water | Porous | Wet | R245fa | MinimizeLCOE_Brownfield | IgnoreSilica | 215.2628 | 142.9676 | 18.4005 | 4 | 2447.5501 | 2937.3824 | 49.8966 | 59.8825 | 207.0829 | 0 | 196.9061 | 17079010.5439 | 1065892.1601 | 17353008.2279 | 14216331.9331 | 0 | 368038.8214 | 0 | 19532089.8577 | 50818491.2271 | 34684664.4781 | 155117527.2491 | 961560.8286 | 24065791.4134 | 24065791.4134 | 1478867.319 | 10508037.6352 | 0 | 180144879.4912 | 216197575.8589 | 5623413.2519 | 73.6021 | 2447.5501 | 2937.3824 | 49.8966 | 59.8825
1 | 6100 | 707 | 0.035 | 15 | 15 | 7 | 7.4989e-09 | 5spot_SharedNeighbor | Water | Porous | Wet | R245fa | MinimizeLCOE_Brownfield | IgnoreSilica | 215.2776 | 142.9748 | 18.4038 | 4 | 2447.0768 | 2936.8228 | 49.887 | 59.8711 | 207.081 | 0 | 185.7663 | 17079625.3042 | 1065929.705 | 17353706.7912 | 14217262.5726 | 0 | 364753.4159 | 0 | 19531698.3376 | 50817472.5723 | 34683969.2252 | 155114417.9239 | 961560.8286 | 24065791.4134 | 24065791.4134 | 1478867.319 | 10508037.6352 | 0 | 180141770.1659 | 216194466.5337 | 7498942.0933 | 73.6151 | 2447.0768 | 2936.8228 | 49.887 | 59.8711
1 | 6100 | 707 | 0.035 | 15 | 15 | 7 | 1e-08 | 5spot_SharedNeighbor | Water | Porous | Wet | R245fa | MinimizeLCOE_Brownfield | IgnoreSilica | 215.2971 | 142.9844 | 18.4067 | 4 | 2446.7215 | 2936.3907 | 49.8797 | 59.8623 | 207.0787 | 0 | 188.1891 | 17080446.2292 | 1065979.8408 | 17354639.6276 | 14218486.9246 | 0 | 362408.366 | 0 | 19531964.7854 | 50818165.8147 | 34684442.3774 | 155116533.9658 | 961560.8286 | 24065791.4134 | 24065791.4134 | 1478867.319 | 10508037.6352 | 0 | 180143886.2078 | 216196582.5756 | 10000000 | 73.6266 | 2446.7215 | 2936.3907 | 49.8797 | 59.8623
1 | 6200 | 707 | 0.035 | 15 | 15 | 7 | 1e-13 | 5spot_SharedNeighbor | Water | Porous | Wet | R245fa | MinimizeLCOE_Brownfield | IgnoreSilica | 1.0452 | 0.2817 | 0.018114 | 4 | 371907.9894 | 880378.0438 | 7581.8474 | 17947.6972 | 134.1599 | 0 | 20.0645 | 176463.0951 | 7803.8323 | 122427.0284 | 68565.0408 | 0 | 62559.4703 | 0 | 170749.2021 | 444254.3983 | 303212.7554 | 1356034.8227 | 961560.8286 | 24629381.4663 | 24629381.4663 | 1478867.319 | 10733473.6564 | 0 | 26946977.1176 | 63788699.5594 | 100 | 0.072456 | 371907.9894 | 880378.0438 | 7581.8474 | 17947.6972
1 | 6200 | 707 | 0.035 | 15 | 15 | 7 | 1.3335e-13 | 5spot_SharedNeighbor | Water | Porous | Wet | R245fa | MinimizeLCOE_Brownfield | IgnoreSilica | 1.3445 | 0.43741 | 0.03637 | 4 | 188603.3947 | 441843.3315 | 3844.9353 | 9007.574 | 148.6795 | 0 | 29.3585 | 255150.347 | 12584.7997 | 172413.8022 | 87796.2773 | 0 | 68505.7421 | 0 | 232615.8776 | 605218.7975 | 413074.2653 | 1847359.9087 | 961560.8286 | 24629381.4663 | 24629381.4663 | 1478867.319 | 10733473.6564 | 0 | 27438302.2037 | 64280024.6455 | 133.3521 | 0.14548 | 188603.3947 | 441843.3315 | 3844.9353 | 9007.574
1 | 6200 | 707 | 0.035 | 15 | 15 | 7 | 1.7783e-13 | 5spot_SharedNeighbor | Water | Porous | Wet | R245fa | MinimizeLCOE_Brownfield | IgnoreSilica | 1.7487 | 0.67041 | 0.066073 | 4 | 106388.8153 | 245786.5515 | 2168.8799 | 5010.6913 | 162.2689 | 0 | 125.761 | 362833.7781 | 20023.366 | 240442.7676 | 116313.6019 | 0 | 76200.4175 | 0 | 318167.4332 | 827806.3959 | 564994.875 | 2526782.6352 | 961560.8286 | 24629381.4663 | 24629381.4663 | 1478867.319 | 10733473.6564 | 0 | 28117724.9302 | 64959447.372 | 177.8279 | 0.26429 | 106388.8153 | 245786.5515 | 2168.8799 | 5010.6913
1 | 6200 | 707 | 0.035 | 15 | 15 | 7 | 2.3714e-13 | 5spot_SharedNeighbor | Water | Porous | Wet | R245fa | MinimizeLCOE_Brownfield | IgnoreSilica | 2.2543 | 0.983 | 0.10924 | 4 | 66278.4409 | 150588.8469 | 1351.1757 | 3069.9573 | 173.652 | 0 | 163.7593 | 495951.254 | 30592.4559 | 324000.6646 | 154156.595 | 0 | 83754.6514 | 0 | 424497.6922 | 1104455.9186 | 753813.8587 | 3371223.0904 | 961560.8286 | 24629381.4663 | 24629381.4663 | 1478867.319 | 10733473.6564 | 0 | 28962165.3853 | 65803887.8271 | 237.1374 | 0.43698 | 66278.4409 | 150588.8469 | 1351.1757 | 3069.9573
1 | 6200 | 707 | 0.035 | 15 | 15 | 7 | 3.1623e-13 | 5spot_SharedNeighbor | Water | Porous | Wet | R245fa | MinimizeLCOE_Brownfield | IgnoreSilica | 2.9155 | 1.4561 | 0.17079 | 4 | 44019.7117 | 97947.5887 | 897.4014 | 1996.7941 | 183.3971 | 0 | 216.5085 | 664009.8731 | 42981.1106 | 442317.4236 | 204262.7997 | 0 | 93469.763 | 0 | 564345.9783 | 1468312.4723 | 1002153.4331 | 4481852.8537 | 961560.8286 | 24629381.4663 | 24629381.4663 | 1478867.319 | 10733473.6564 | 0 | 30072795.1486 | 66914517.5904 | 316.2278 | 0.68317 | 44019.7117 | 97947.5887 | 897.4014 | 1996.7941
1 | 6200 | 707 | 0.035 | 15 | 15 | 7 | 4.217e-13 | 5spot_SharedNeighbor | Water | Porous | Wet | R245fa | MinimizeLCOE_Brownfield | IgnoreSilica | 3.7559 | 2.0896 | 0.24916 | 4 | 31483.6419 | 68449.7421 | 641.8366 | 1395.4406 | 191.3474 | 0 | 32.0694 | 855227.4429 | 55345.9144 | 590512.1376 | 262705.1943 | 0 | 104564.0349 | 0 | 728658.3424 | 1895819.5385 | 1293935.7902 | 5786768.3951 | 961560.8286 | 24629381.4663 | 24629381.4663 | 1478867.319 | 10733473.6564 | 0 | 31377710.6901 | 68219433.1318 | 421.6965 | 0.99664 | 31483.6419 | 68449.7421 | 641.8366 | 1395.4406
1 | 6200 | 707 | 0.035 | 15 | 15 | 7 | 5.6234e-13 | 5spot_SharedNeighbor | Water | Porous | Wet | R245fa | MinimizeLCOE_Brownfield | IgnoreSilica | 4.8937 | 2.9518 | 0.35547 | 4 | 23224.0667 | 49134.8875 | 473.454 | 1001.6811 | 198.0981 | 0 | 38.7726 | 1089907.7576 | 70486.1104 | 778483.4348 | 340653.2516 | 0 | 119554.614 | 0 | 935643.2156 | 2434351.7202 | 1661495.07 | 7430575.1741 | 961560.8286 | 24629381.4663 | 24629381.4663 | 1478867.319 | 10733473.6564 | 0 | 33021517.4691 | 69863239.9108 | 562.3413 | 1.4219 | 23224.0667 | 49134.8875 | 473.454 | 1001.6811
1 | 6200 | 707 | 0.035 | 15 | 15 | 7 | 7.4989e-13 | 5spot_SharedNeighbor | Water | Porous | Wet | R245fa | MinimizeLCOE_Brownfield | IgnoreSilica | 6.3675 | 4.0719 | 0.49394 | 4 | 17717.0422 | 36363.8406 | 361.1859 | 741.3261 | 203.4277 | 0 | 39.9536 | 1366556.7132 | 88288.0657 | 1006975.8157 | 440872.8979 | 0 | 136708.5187 | 0 | 1185366.7843 | 3084081.2207 | 2104948.8047 | 9413798.8209 | 961560.8286 | 24629381.4663 | 24629381.4663 | 1478867.319 | 10733473.6564 | 0 | 35004741.1158 | 71846463.5576 | 749.8942 | 1.9758 | 17717.0422 | 36363.8406 | 361.1859 | 741.3261
1 | 6200 | 707 | 0.035 | 15 | 15 | 7 | 1e-12 | 5spot_SharedNeighbor | Water | Porous | Wet | R245fa | MinimizeLCOE_Brownfield | IgnoreSilica | 8.3043 | 5.5345 | 0.67444 | 4 | 13875.1037 | 27531.4919 | 282.8628 | 561.2667 | 207.426 | 0 | 32.5168 | 1696272.5233 | 109446.2154 | 1287200.4389 | 571918.5304 | 0 | 158169.5118 | 0 | 1490972.8157 | 3879205.4259 | 2647637.4128 | 11840822.8741 | 961560.8286 | 24629381.4663 | 24629381.4663 | 1478867.319 | 10733473.6564 | 0 | 37431765.1691 | 74273487.6109 | 1000 | 2.6978 | 13875.1037 | 27531.4919 | 282.8628 | 561.2667
1 | 6200 | 707 | 0.035 | 15 | 15 | 7 | 1.3335e-12 | 5spot_SharedNeighbor | Water | Porous | Wet | R245fa | MinimizeLCOE_Brownfield | IgnoreSilica | 10.8595 | 7.5102 | 0.91992 | 4 | 11002.963 | 21015.1943 | 224.3103 | 428.4232 | 211.1642 | 0 | 34.6882 | 2103819.9402 | 135520.2804 | 1643264.1141 | 745364.2119 | 0 | 181565.8514 | 0 | 1875718.4152 | 4880234.5537 | 3330860.3617 | 14896347.7286 | 961560.8286 | 24629381.4663 | 24629381.4663 | 1478867.319 | 10733473.6564 | 0 | 40487290.0236 | 77329012.4653 | 1333.5214 | 3.6797 | 11002.963 | 21015.1943 | 224.3103 | 428.4232
1 | 6200 | 707 | 0.035 | 15 | 15 | 7 | 1.7783e-12 | 5spot_SharedNeighbor | Water | Porous | Wet | R245fa | MinimizeLCOE_Brownfield | IgnoreSilica | 14.1969 | 10.0699 | 1.2377 | 4 | 8931.1118 | 16372.5632 | 182.0728 | 333.7768 | 213.8073 | 0 | 39.1649 | 2588110.8183 | 166404.2796 | 2077804.7866 | 971235.7539 | 0 | 210129.5744 | 0 | 2345337.233 | 6102086.3855 | 4164799.3434 | 18625908.1748 | 961560.8286 | 24629381.4663 | 24629381.4663 | 1478867.319 | 10733473.6564 | 0 | 44216850.4698 | 81058572.9116 | 1778.2794 | 4.9509 | 8931.1118 | 16372.5632 | 182.0728 | 333.7768
1 | 6200 | 707 | 0.035 | 15 | 15 | 7 | 2.3714e-12 | 5spot_SharedNeighbor | Water | Porous | Wet | R245fa | MinimizeLCOE_Brownfield | IgnoreSilica | 18.6138 | 13.4611 | 1.6589 | 4 | 7365.7097 | 12917.8746 | 150.16 | 263.3483 | 215.8765 | 0 | 38.0921 | 3177995.4645 | 203893.4263 | 2620891.2944 | 1270129.8897 | 0 | 244932.7813 | 0 | 2931958.7139 | 7628355.1462 | 5206509.1343 | 23284665.8508 | 961560.8286 | 24629381.4663 | 24629381.4663 | 1478867.319 | 10733473.6564 | 0 | 48875608.1457 | 85717330.5875 | 2371.3737 | 6.6356 | 7365.7097 | 12917.8746 | 150.16 | 263.3483
1 | 6200 | 707 | 0.035 | 15 | 15 | 7 | 3.1623e-12 | 5spot_SharedNeighbor | Water | Porous | Wet | R245fa | MinimizeLCOE_Brownfield | IgnoreSilica | 24.4527 | 17.9474 | 2.2162 | 4 | 6170.1018 | 10326.0859 | 125.7859 | 210.5112 | 217.4821 | 0 | 46.1072 | 3896210.3882 | 249371.7807 | 3299021.1711 | 1665293.8576 | 0 | 287270.6733 | 0 | 3664895.4697 | 9535306.2387 | 6508042.4388 | 29105412.0181 | 961560.8286 | 24629381.4663 | 24629381.4663 | 1478867.319 | 10733473.6564 | 0 | 54696354.3131 | 91538076.7549 | 3162.2777 | 8.8647 | 6170.1018 | 10326.0859 | 125.7859 | 210.5112
1 | 6200 | 707 | 0.035 | 15 | 15 | 7 | 4.217e-12 | 5spot_SharedNeighbor | Water | Porous | Wet | R245fa | MinimizeLCOE_Brownfield | IgnoreSilica | 32.148 | 23.8623 | 2.9511 | 4 | 5248.5805 | 8369.625 | 106.9994 | 170.6261 | 218.7183 | 0 | 50.3557 | 4768629.9998 | 304400.9459 | 4143382.5757 | 2185975.8221 | 0 | 338605.1615 | 0 | 4578987.857 | 11913587.1243 | 8131268.0121 | 36364837.4984 | 961560.8286 | 24629381.4663 | 24629381.4663 | 1478867.319 | 10733473.6564 | 0 | 61955779.7933 | 98797502.2351 | 4216.965 | 11.8043 | 5248.5805 | 8369.625 | 106.9994 | 170.6261
1 | 6200 | 707 | 0.035 | 15 | 15 | 7 | 5.6234e-12 | 5spot_SharedNeighbor | Water | Porous | Wet | R245fa | MinimizeLCOE_Brownfield | IgnoreSilica | 42.2212 | 31.6063 | 3.9133 | 4 | 4533.3861 | 6886.9998 | 92.4192 | 140.4008 | 219.6581 | 0 | 48.5743 | 5822190.8975 | 370585.8238 | 5188047.6307 | 2867642.1839 | 0 | 400420.4432 | 0 | 5713065.9219 | 14864225.6177 | 10145139.4134 | 45371317.9321 | 961560.8286 | 24629381.4663 | 24629381.4663 | 1478867.319 | 10733473.6564 | 0 | 70962260.227 | 107803982.6688 | 5623.4133 | 15.6533 | 4533.3861 | 6886.9998 | 92.4192 | 140.4008
1 | 6200 | 707 | 0.035 | 15 | 15 | 7 | 7.4989e-12 | 5spot_SharedNeighbor | Water | Porous | Wet | R245fa | MinimizeLCOE_Brownfield | IgnoreSilica | 55.2421 | 41.5996 | 5.155 | 4 | 3976.8769 | 5763.5925 | 81.074 | 117.4986 | 220.3197 | 0 | 57.4705 | 7078400.494 | 449168.2243 | 6463319.699 | 3748394.9648 | 0 | 474101.6846 | 0 | 7103220.176 | 18481121.8272 | 12613745.3962 | 56411472.4661 | 961560.8286 | 24629381.4663 | 24629381.4663 | 1478867.319 | 10733473.6564 | 0 | 82002414.7611 | 118844137.2029 | 7498.9421 | 20.6198 | 3976.8769 | 5763.5925 | 81.074 | 117.4986
1 | 6200 | 707 | 0.035 | 15 | 15 | 7 | 1e-11 | 5spot_SharedNeighbor | Water | Porous | Wet | R245fa | MinimizeLCOE_Brownfield | IgnoreSilica | 71.707 | 54.1326 | 6.7108 | 4 | 3547.029 | 4919.5088 | 72.311 | 100.2908 | 220.5985 | 0 | 54.402 | 8538178.6058 | 540092.8291 | 7979066.4018 | 4860427.8169 | 0 | 561051.5928 | 0 | 8766738.7261 | 22809255.86 | 15567785.8078 | 69622597.6404 | 961560.8286 | 24629381.4663 | 24629381.4663 | 1478867.319 | 10733473.6564 | 0 | 95213539.9354 | 132055262.3772 | 10000 | 26.8432 | 3547.029 | 4919.5088 | 72.311 | 100.2908
1 | 6200 | 707 | 0.035 | 15 | 15 | 7 | 1.3335e-11 | 5spot_SharedNeighbor | Water | Porous | Wet | R245fa | MinimizeLCOE_Brownfield | IgnoreSilica | 91.7996 | 69.0995 | 8.5639 | 4 | 3222.3142 | 4297.8035 | 65.6912 | 87.6165 | 220.2721 | 0 | 56.7579 | 10160863.3108 | 640736.5533 | 9699844.0761 | 6212605.1013 | 0 | 662443.0774 | 0 | 10676831.9264 | 27778926.553 | 18959688.1723 | 84791938.7705 | 961560.8286 | 24629381.4663 | 24629381.4663 | 1478867.319 | 10733473.6564 | 0 | 110382881.0655 | 147224603.5072 | 13335.2143 | 34.2558 | 3222.3142 | 4297.8035 | 65.6912 | 87.6165
1 | 6200 | 707 | 0.035 | 15 | 15 | 7 | 1.7783e-11 | 5spot_SharedNeighbor | Water | Porous | Wet | R245fa | MinimizeLCOE_Brownfield | IgnoreSilica | 115.1495 | 85.7999 | 10.6207 | 4 | 2985.5996 | 3852.8134 | 60.8655 | 78.5448 | 219.1423 | 0 | 68.2669 | 11857853.0043 | 745568.7153 | 11533844.6266 | 7772961.5216 | 0 | 778692.5604 | 0 | 12748678.967 | 33169447.5586 | 22638829.5227 | 101245876.4767 | 961560.8286 | 24629381.4663 | 24629381.4663 | 1478867.319 | 10733473.6564 | 0 | 126836818.7716 | 163678541.2134 | 17782.7941 | 42.4829 | 2985.5996 | 3852.8134 | 60.8655 | 78.5448
1 | 6200 | 707 | 0.035 | 15 | 15 | 7 | 2.3714e-11 | 5spot_SharedNeighbor | Water | Porous | Wet | R245fa | MinimizeLCOE_Brownfield | IgnoreSilica | 140.6205 | 102.9488 | 12.7151 | 4 | 2821.0056 | 3545.3762 | 57.51 | 72.2773 | 217.2045 | 0 | 73.7458 | 13505624.0488 | 846996.9901 | 13343868.1838 | 9458315.6774 | 0 | 906754.1506 | 0 | 14844008.0298 | 38621063.9687 | 26359669.7422 | 117886300.7913 | 961560.8286 | 24629381.4663 | 24629381.4663 | 1478867.319 | 10733473.6564 | 0 | 143477243.0863 | 180318965.5281 | 23713.7371 | 50.8603 | 2821.0056 | 3545.3762 | 57.51 | 72.2773
1 | 6200 | 707 | 0.035 | 15 | 15 | 7 | 3.1623e-11 | 5spot_SharedNeighbor | Water | Porous | Wet | R245fa | MinimizeLCOE_Brownfield | IgnoreSilica | 166.5721 | 119.4985 | 14.7215 | 4 | 2706.4229 | 3332.0669 | 55.1741 | 67.9287 | 215.0146 | 0 | 70.2429 | 15023712.6671 | 940157.7943 | 15034007.1787 | 11159254.8154 | 0 | 1035876.4631 | 0 | 16845273.4783 | 43827946.1498 | 29913473.8215 | 133779702.3682 | 961560.8286 | 24629381.4663 | 24629381.4663 | 1478867.319 | 10733473.6564 | 0 | 159370644.6631 | 196212367.1049 | 31622.7766 | 58.8861 | 2706.4229 | 3332.0669 | 55.1741 | 67.9287
1 | 6200 | 707 | 0.035 | 15 | 15 | 7 | 4.217e-11 | 5spot_SharedNeighbor | Water | Porous | Wet | R245fa | MinimizeLCOE_Brownfield | IgnoreSilica | 188.613 | 132.6058 | 16.3273 | 4 | 2632.2427 | 3196.3544 | 53.6618 | 65.162 | 212.8769 | 0 | 73.1749 | 16184269.7382 | 1011208.6966 | 16339351.0932 | 12587629.9435 | 0 | 1119041.189 | 0 | 18424185.2576 | 47935950.7202 | 32717271.3518 | 146318907.9902 | 961560.8286 | 24629381.4663 | 24629381.4663 | 1478867.319 | 10733473.6564 | 0 | 171909850.2851 | 208751572.7269 | 42169.6503 | 65.3093 | 2632.2427 | 3196.3544 | 53.6618 | 65.162
1 | 6200 | 707 | 0.035 | 15 | 15 | 7 | 5.6234e-11 | 5spot_SharedNeighbor | Water | Porous | Wet | R245fa | MinimizeLCOE_Brownfield | IgnoreSilica | 195.9741 | 136.7595 | 17.0041 | 4 | 2579.6439 | 3121.303 | 52.5895 | 63.632 | 212.0986 | 0 | 80.3673 | 16545215.4374 | 1033278.0198 | 16747526.935 | 13061172.0659 | 0 | 999947.5778 | 0 | 18870984.614 | 49098430.9944 | 33510688.0256 | 149867243.67 | 961560.8286 | 24629381.4663 | 24629381.4663 | 1478867.319 | 10733473.6564 | 0 | 175458185.9649 | 212299908.4067 | 56234.1325 | 68.0164 | 2579.6439 | 3121.303 | 52.5895 | 63.632
1 | 6200 | 707 | 0.035 | 15 | 15 | 7 | 7.4989e-11 | 5spot_SharedNeighbor | Water | Porous | Wet | R245fa | MinimizeLCOE_Brownfield | IgnoreSilica | 201.8058 | 139.9709 | 17.5391 | 4 | 2539.5329 | 3064.6707 | 51.7718 | 62.4775 | 211.4642 | 0 | 168.6159 | 16822175.6279 | 1050203.3986 | 17061411.0341 | 13434703.8092 | 0 | 892324.5609 | 0 | 19211719.188 | 49984952.4616 | 34115757.1431 | 152573247.2233 | 961560.8286 | 24629381.4663 | 24629381.4663 | 1478867.319 | 10733473.6564 | 0 | 178164189.5183 | 215005911.9601 | 74989.4209 | 70.1563 | 2539.5329 | 3064.6707 | 51.7718 | 62.4775
1 | 6200 | 707 | 0.035 | 15 | 15 | 7 | 1e-10 | 5spot_SharedNeighbor | Water | Porous | Wet | R245fa | MinimizeLCOE_Brownfield | IgnoreSilica | 208 | 143.3553 | 18.0537 | 4 | 2508.3747 | 3018.5439 | 51.1366 | 61.5371 | 210.8104 | 0 | 94.2251 | 17112127.0055 | 1067914.6118 | 17390643.0995 | 13830807.9072 | 0 | 820616.578 | 0 | 19586622.5888 | 50960374.2072 | 34781502.5274 | 155550608.5253 | 961560.8286 | 24629381.4663 | 24629381.4663 | 1478867.319 | 10733473.6564 | 0 | 181141550.8203 | 217983273.262 | 100000 | 72.2147 | 2508.3747 | 3018.5439 | 51.1366 | 61.5371
1 | 6200 | 707 | 0.035 | 15 | 15 | 7 | 1.3335e-10 | 5spot_SharedNeighbor | Water | Porous | Wet | R245fa | MinimizeLCOE_Brownfield | IgnoreSilica | 209.0297 | 143.8875 | 18.237 | 4 | 2485.2711 | 2990.3115 | 50.6656 | 60.9615 | 210.6844 | 0 | 96.5176 | 17157548.4266 | 1070688.3656 | 17442275.1629 | 13895875.9993 | 0 | 705500.5259 | 0 | 19606036.5073 | 51010885.2409 | 34815977.3458 | 155704787.5743 | 961560.8286 | 24629381.4663 | 24629381.4663 | 1478867.319 | 10733473.6564 | 0 | 181295729.8693 | 218137452.311 | 133352.1432 | 72.9481 | 2485.2711 | 2990.3115 | 50.6656 | 60.9615
1 | 6200 | 707 | 0.035 | 15 | 15 | 7 | 1.7783e-10 | 5spot_SharedNeighbor | Water | Porous | Wet | R245fa | MinimizeLCOE_Brownfield | IgnoreSilica | 211.5265 | 145.194 | 18.471 | 4 | 2467.7992 | 2966.4425 | 50.3094 | 60.4749 | 210.3948 | 0 | 117.4589 | 17268853.9331 | 1077484.6267 | 17568864.9179 | 14054060.2348 | 0 | 636776.6013 | 0 | 19736355.7224 | 51349949.1065 | 35047395.4011 | 156739740.5438 | 961560.8286 | 24629381.4663 | 24629381.4663 | 1478867.319 | 10733473.6564 | 0 | 182330682.8388 | 219172405.2806 | 177827.941 | 73.8839 | 2467.7992 | 2966.4425 | 50.3094 | 60.4749
1 | 6200 | 707 | 0.035 | 15 | 15 | 7 | 2.3714e-10 | 5spot_SharedNeighbor | Water | Porous | Wet | R245fa | MinimizeLCOE_Brownfield | IgnoreSilica | 213.348 | 146.1381 | 18.6448 | 4 | 2454.5328 | 2948.5276 | 50.039 | 60.1097 | 210.1813 | 0 | 152.88 | 17349107.9969 | 1082384.1625 | 17660196.3686 | 14169395.9609 | 0 | 579466.7634 | 0 | 19827814.9884 | 51587907.3558 | 35209806.7958 | 157466080.3923 | 961560.8286 | 24629381.4663 | 24629381.4663 | 1478867.319 | 10733473.6564 | 0 | 183057022.6873 | 219898745.1291 | 237137.3706 | 74.5792 | 2454.5328 | 2948.5276 | 50.039 | 60.1097
1 | 6200 | 707 | 0.035 | 15 | 15 | 7 | 3.1623e-10 | 5spot_SharedNeighbor | Water | Porous | Wet | R245fa | MinimizeLCOE_Brownfield | IgnoreSilica | 214.6586 | 146.8125 | 18.7727 | 4 | 2444.474 | 2935.1019 | 49.8339 | 59.836 | 210.0263 | 0 | 157.7715 | 17406343.8948 | 1085878.0553 | 17725361.556 | 14252347.5916 | 0 | 532343.1123 | 0 | 19890886.9419 | 51752007.6408 | 35321808.6122 | 157966977.4047 | 961560.8286 | 24629381.4663 | 24629381.4663 | 1478867.319 | 10733473.6564 | 0 | 183557919.6997 | 220399642.1415 | 316227.766 | 75.091 | 2444.474 | 2935.1019 | 49.8339 | 59.836
1 | 6200 | 707 | 0.035 | 15 | 15 | 7 | 4.217e-10 | 5spot_SharedNeighbor | Water | Porous | Wet | R245fa | MinimizeLCOE_Brownfield | IgnoreSilica | 215.6092 | 147.2989 | 18.8673 | 4 | 2436.8578 | 2925.0274 | 49.6786 | 59.6306 | 209.9133 | 0 | 158.0685 | 17447584.9439 | 1088395.3689 | 17772330.9742 | 14312487.9513 | 0 | 494338.1058 | 0 | 19934903.5642 | 51866529.8631 | 35399972.3822 | 158316543.1536 | 961560.8286 | 24629381.4663 | 24629381.4663 | 1478867.319 | 10733473.6564 | 0 | 183907485.4485 | 220749207.8903 | 421696.5034 | 75.4691 | 2436.8578 | 2925.0274 | 49.6786 | 59.6306
1 | 6200 | 707 | 0.035 | 15 | 15 | 7 | 5.6234e-10 | 5spot_SharedNeighbor | Water | Porous | Wet | R245fa | MinimizeLCOE_Brownfield | IgnoreSilica | 216.2787 | 147.6401 | 18.936 | 4 | 2431.0987 | 2917.4971 | 49.5612 | 59.4771 | 209.8332 | 0 | 152.5631 | 17476486.0527 | 1090159.368 | 17805253.8875 | 14354839.8735 | 0 | 463786.0603 | 0 | 19964304.8444 | 51943025.963 | 35452182.5422 | 158550038.5916 | 961560.8286 | 24629381.4663 | 24629381.4663 | 1478867.319 | 10733473.6564 | 0 | 184140980.8865 | 220982703.3283 | 562341.3252 | 75.7439 | 2431.0987 | 2917.4971 | 49.5612 | 59.4771
1 | 6200 | 707 | 0.035 | 15 | 15 | 7 | 7.4989e-10 | 5spot_SharedNeighbor | Water | Porous | Wet | R245fa | MinimizeLCOE_Brownfield | IgnoreSilica | 216.7392 | 147.8738 | 18.9853 | 4 | 2426.7494 | 2911.884 | 49.4726 | 59.3627 | 209.7778 | 0 | 155.4432 | 17496276.7087 | 1091367.2584 | 17827802.0959 | 14383956.4763 | 0 | 439354.9335 | 0 | 19983115.4144 | 51991967.2077 | 35485585.9473 | 158699426.0423 | 961560.8286 | 24629381.4663 | 24629381.4663 | 1478867.319 | 10733473.6564 | 0 | 184290368.3373 | 221132090.779 | 749894.2093 | 75.9412 | 2426.7494 | 2911.884 | 49.4726 | 59.3627
1 | 6200 | 707 | 0.035 | 15 | 15 | 7 | 1e-09 | 5spot_SharedNeighbor | Water | Porous | Wet | R245fa | MinimizeLCOE_Brownfield | IgnoreSilica | 217.0681 | 148.0404 | 19.0215 | 4 | 2423.4686 | 2907.6813 | 49.4057 | 59.277 | 209.738 | 0 | 156.3417 | 17510374.5201 | 1092227.6727 | 17843865.9918 | 14404753.7134 | 0 | 420220.014 | 0 | 19995862.3457 | 52025132.1082 | 35508221.6734 | 158800658.0395 | 961560.8286 | 24629381.4663 | 24629381.4663 | 1478867.319 | 10733473.6564 | 0 | 184391600.3345 | 221233322.7762 | 1000000 | 76.0858 | 2423.4686 | 2907.6813 | 49.4057 | 59.277
1 | 6200 | 707 | 0.035 | 15 | 15 | 7 | 1.3335e-09 | 5spot_SharedNeighbor | Water | Porous | Wet | R245fa | MinimizeLCOE_Brownfield | IgnoreSilica | 217.2922 | 148.1536 | 19.0473 | 4 | 2420.9964 | 2904.5511 | 49.3553 | 59.2132 | 209.7108 | 0 | 154.7557 | 17519951.0037 | 1092812.1316 | 17854778.8445 | 14418919.8264 | 0 | 405181.0373 | 0 | 20003740.7089 | 52045629.9933 | 35522211.9011 | 158863225.4468 | 961560.8286 | 24629381.4663 | 24629381.4663 | 1478867.319 | 10733473.6564 | 0 | 184454167.7418 | 221295890.1835 | 1333521.4322 | 76.1894 | 2420.9964 | 2904.5511 | 49.3553 | 59.2132
1 | 6200 | 707 | 0.035 | 15 | 15 | 7 | 1.7783e-09 | 5spot_SharedNeighbor | Water | Porous | Wet | R245fa | MinimizeLCOE_Brownfield | IgnoreSilica | 217.4501 | 148.2332 | 19.0662 | 4 | 2419.1352 | 2902.2115 | 49.3173 | 59.1655 | 209.6916 | 0 | 196.7281 | 17526683.1943 | 1093222.9963 | 17862450.8937 | 14428897.709 | 0 | 393534.4195 | 0 | 20008867.793 | 52058969.6142 | 35531316.4666 | 158903943.0866 | 961560.8286 | 24629381.4663 | 24629381.4663 | 1478867.319 | 10733473.6564 | 0 | 184494885.3816 | 221336607.8233 | 1778279.41 | 76.2648 | 2419.1352 | 2902.2115 | 49.3173 | 59.1655
1 | 6200 | 707 | 0.035 | 15 | 15 | 7 | 2.3714e-09 | 5spot_SharedNeighbor | Water | Porous | Wet | R245fa | MinimizeLCOE_Brownfield | IgnoreSilica | 217.5692 | 148.2932 | 19.0804 | 4 | 2417.7352 | 2900.4521 | 49.2888 | 59.1296 | 209.677 | 0 | 191.2743 | 17531758.8363 | 1093532.7592 | 17868235.3483 | 14436425.4767 | 0 | 384681.7821 | 0 | 20012707.339 | 52068959.3254 | 35538134.6497 | 158934435.5169 | 961560.8286 | 24629381.4663 | 24629381.4663 | 1478867.319 | 10733473.6564 | 0 | 184525377.8119 | 221367100.2536 | 2371373.7057 | 76.3216 | 2417.7352 | 2900.4521 | 49.2888 | 59.1296
1 | 6200 | 707 | 0.035 | 15 | 15 | 7 | 3.1623e-09 | 5spot_SharedNeighbor | Water | Porous | Wet | R245fa | MinimizeLCOE_Brownfield | IgnoreSilica | 217.6398 | 148.3286 | 19.09 | 4 | 2416.6827 | 2899.1568 | 49.2673 | 59.1032 | 209.6683 | 0 | 196.0183 | 17534750.3466 | 1093715.3278 | 17871644.7108 | 14440881.8384 | 0 | 377682.356 | 0 | 20014283.0861 | 52073059.096 | 35540932.8274 | 158946949.589 | 961560.8286 | 24629381.4663 | 24629381.4663 | 1478867.319 | 10733473.6564 | 0 | 184537891.884 | 221379614.3257 | 3162277.6602 | 76.36 | 2416.6827 | 2899.1568 | 49.2673 | 59.1032
1 | 6200 | 707 | 0.035 | 15 | 15 | 7 | 4.217e-09 | 5spot_SharedNeighbor | Water | Porous | Wet | R245fa | MinimizeLCOE_Brownfield | IgnoreSilica | 217.6935 | 148.3555 | 19.0972 | 4 | 2415.8919 | 2898.1829 | 49.2512 | 59.0834 | 209.6617 | 0 | 192.7306 | 17537027.5309 | 1093854.3013 | 17874240.0145 | 14444274.3492 | 0 | 372399.7607 | 0 | 20015500.4231 | 52076226.3571 | 35543094.5482 | 158956617.2849 | 961560.8286 | 24629381.4663 | 24629381.4663 | 1478867.319 | 10733473.6564 | 0 | 184547559.5798 | 221389282.0216 | 4216965.0343 | 76.389 | 2415.8919 | 2898.1829 | 49.2512 | 59.0834
1 | 6200 | 707 | 0.035 | 15 | 15 | 7 | 5.6234e-09 | 5spot_SharedNeighbor | Water | Porous | Wet | R245fa | MinimizeLCOE_Brownfield | IgnoreSilica | 217.7324 | 148.375 | 19.1026 | 4 | 2415.298 | 2897.4537 | 49.2391 | 59.0685 | 209.6569 | 0 | 194.5291 | 17538674.836 | 1093954.8339 | 17876117.4695 | 14446730.7216 | 0 | 368390.7313 | 0 | 20016308.7509 | 52078329.4605 | 35544529.9594 | 158963036.763 | 961560.8286 | 24629381.4663 | 24629381.4663 | 1478867.319 | 10733473.6564 | 0 | 184553979.058 | 221395701.4998 | 5623413.2519 | 76.4104 | 2415.298 | 2897.4537 | 49.2391 | 59.0685
1 | 6200 | 707 | 0.035 | 15 | 15 | 7 | 7.4989e-09 | 5spot_SharedNeighbor | Water | Porous | Wet | R245fa | MinimizeLCOE_Brownfield | IgnoreSilica | 217.7667 | 148.3922 | 19.1069 | 4 | 2414.8522 | 2896.8992 | 49.23 | 59.0572 | 209.6527 | 0 | 190.9635 | 17540130.4611 | 1094043.6682 | 17877776.4809 | 14448895.6108 | 0 | 365446.9305 | 0 | 20017254.3291 | 52080789.6609 | 35546209.0968 | 158970546.2383 | 961560.8286 | 24629381.4663 | 24629381.4663 | 1478867.319 | 10733473.6564 | 0 | 184561488.5333 | 221403210.975 | 7498942.0933 | 76.4277 | 2414.8522 | 2896.8992 | 49.23 | 59.0572
1 | 6200 | 707 | 0.035 | 15 | 15 | 7 | 1e-08 | 5spot_SharedNeighbor | Water | Porous | Wet | R245fa | MinimizeLCOE_Brownfield | IgnoreSilica | 217.7861 | 148.4019 | 19.1098 | 4 | 2414.5175 | 2896.4919 | 49.2232 | 59.0489 | 209.6502 | 0 | 191.5289 | 17540951.5506 | 1094093.7779 | 17878712.3033 | 14450123.326 | 0 | 363135.2427 | 0 | 20017536.3182 | 52081523.3386 | 35546709.8469 | 158972785.7042 | 961560.8286 | 24629381.4663 | 24629381.4663 | 1478867.319 | 10733473.6564 | 0 | 184563727.9992 | 221405450.4409 | 10000000 | 76.4392 | 2414.5175 | 2896.4919 | 49.2232 | 59.0489
1 | 6300 | 707 | 0.035 | 15 | 15 | 7 | 1e-13 | 5spot_SharedNeighbor | Water | Porous | Wet | R245fa | MinimizeLCOE_Brownfield | IgnoreSilica | 1.0692 | 0.2973 | 0.020067 | 4 | 343438.6196 | 812351.1326 | 7001.4608 | 16560.8766 | 136.5073 | 0 | 23.707 | 185130.365 | 8326.2562 | 127625.2218 | 70282.784 | 0 | 62891.3577 | 0 | 177159.834 | 460933.5476 | 314596.6175 | 1406945.9838 | 961560.8286 | 25198831.6101 | 25198831.6101 | 1478867.319 | 10961253.7139 | 0 | 27567338.4225 | 65206291.0656 | 100 | 0.080269 | 343438.6196 | 812351.1326 | 7001.4608 | 16560.8766
1 | 6300 | 707 | 0.035 | 15 | 15 | 7 | 1.3335e-13 | 5spot_SharedNeighbor | Water | Porous | Wet | R245fa | MinimizeLCOE_Brownfield | IgnoreSilica | 1.3834 | 0.46607 | 0.040218 | 4 | 174639.6441 | 408605.205 | 3560.2654 | 8329.9698 | 151.536 | 0 | 33.2261 | 269754.245 | 13599.8234 | 181059.6698 | 90903.609 | 0 | 69290.3676 | 0 | 243597.0088 | 633789.4482 | 432574.3215 | 1934568.4933 | 961560.8286 | 25198831.6101 | 25198831.6101 | 1478867.319 | 10961253.7139 | 0 | 28094960.932 | 65733913.575 | 133.3521 | 0.16087 | 174639.6441 | 408605.205 | 3560.2654 | 8329.9698
1 | 6300 | 707 | 0.035 | 15 | 15 | 7 | 1.7783e-13 | 5spot_SharedNeighbor | Water | Porous | Wet | R245fa | MinimizeLCOE_Brownfield | IgnoreSilica | 1.7875 | 0.70574 | 0.071563 | 4 | 100554.5659 | 232043.3892 | 2049.9408 | 4730.5184 | 164.9275 | 0 | 128.2329 | 379765.6714 | 21429.3707 | 250105.9347 | 119537.9242 | 0 | 76222.4727 | 0 | 330353.9357 | 859513.1759 | 586635.4038 | 2623563.889 | 961560.8286 | 25198831.6101 | 25198831.6101 | 1478867.319 | 10961253.7139 | 0 | 28783956.3277 | 66422908.9708 | 177.8279 | 0.28625 | 100554.5659 | 232043.3892 | 2049.9408 | 4730.5184
1 | 6300 | 707 | 0.035 | 15 | 15 | 7 | 2.3714e-13 | 5spot_SharedNeighbor | Water | Porous | Wet | R245fa | MinimizeLCOE_Brownfield | IgnoreSilica | 2.3126 | 1.0407 | 0.119 | 4 | 62369.6863 | 141442.4188 | 1271.4904 | 2883.495 | 176.5823 | 0 | 169.7012 | 522589.9193 | 33370.5102 | 338373.3352 | 160625.1727 | 0 | 84063.0945 | 0 | 444218.5924 | 1155765.6558 | 788833.8087 | 3527840.0888 | 961560.8286 | 25198831.6101 | 25198831.6101 | 1478867.319 | 10961253.7139 | 0 | 29688232.5275 | 67327185.1706 | 237.1374 | 0.476 | 62369.6863 | 141442.4188 | 1271.4904 | 2883.495
1 | 6300 | 707 | 0.035 | 15 | 15 | 7 | 3.1623e-13 | 5spot_SharedNeighbor | Water | Porous | Wet | R245fa | MinimizeLCOE_Brownfield | IgnoreSilica | 2.9739 | 1.5456 | 0.18252 | 4 | 42214.1444 | 93769.6713 | 860.5924 | 1911.6216 | 186.1993 | 0 | 219.8266 | 692343.4814 | 44814.9423 | 463950.2663 | 209844.558 | 0 | 93195.991 | 0 | 586618.2033 | 1526260.2329 | 1041703.9705 | 4658731.6458 | 961560.8286 | 25198831.6101 | 25198831.6101 | 1478867.319 | 10961253.7139 | 0 | 30819124.0845 | 68458076.7276 | 316.2278 | 0.73007 | 42214.1444 | 93769.6713 | 860.5924 | 1911.6216
1 | 6300 | 707 | 0.035 | 15 | 15 | 7 | 4.217e-13 | 5spot_SharedNeighbor | Water | Porous | Wet | R245fa | MinimizeLCOE_Brownfield | IgnoreSilica | 3.8459 | 2.2202 | 0.26604 | 4 | 30244.8156 | 65614.3886 | 616.5815 | 1337.6381 | 194.3453 | 0 | 38.3579 | 892376.817 | 57745.0867 | 619856.3877 | 270505.9405 | 0 | 104783.7959 | 0 | 758654.5308 | 1973863.4678 | 1347202.3756 | 6024988.4021 | 961560.8286 | 25198831.6101 | 25198831.6101 | 1478867.319 | 10961253.7139 | 0 | 32185380.8408 | 69824333.4838 | 421.6965 | 1.0642 | 30244.8156 | 65614.3886 | 616.5815 | 1337.6381
1 | 6300 | 707 | 0.035 | 15 | 15 | 7 | 5.6234e-13 | 5spot_SharedNeighbor | Water | Porous | Wet | R245fa | MinimizeLCOE_Brownfield | IgnoreSilica | 5.0058 | 3.1223 | 0.37772 | 4 | 22421.1524 | 47333.0637 | 457.0855 | 964.9485 | 201.1175 | 0 | 39.9874 | 1133884.4387 | 73335.8032 | 814260.9539 | 350110.3216 | 0 | 119427.6147 | 0 | 971497.4615 | 2527637.1133 | 1725164.2676 | 7715317.9744 | 961560.8286 | 25198831.6101 | 25198831.6101 | 1478867.319 | 10961253.7139 | 0 | 33875710.4132 | 71514663.0562 | 562.3413 | 1.5109 | 22421.1524 | 47333.0637 | 457.0855 | 964.9485
1 | 6300 | 707 | 0.035 | 15 | 15 | 7 | 7.4989e-13 | 5spot_SharedNeighbor | Water | Porous | Wet | R245fa | MinimizeLCOE_Brownfield | IgnoreSilica | 6.5138 | 4.2996 | 0.52365 | 4 | 17151.4733 | 35121.0003 | 349.656 | 715.9891 | 206.4775 | 0 | 34.4725 | 1419906.4127 | 91715.7159 | 1051777.5752 | 453022.2234 | 0 | 136392.4055 | 0 | 1229597.5897 | 3199160.7033 | 2183492.9162 | 9765065.542 | 961560.8286 | 25198831.6101 | 25198831.6101 | 1478867.319 | 10961253.7139 | 0 | 35925457.9807 | 73564410.6237 | 749.8942 | 2.0946 | 17151.4733 | 35121.0003 | 349.656 | 715.9891
1 | 6300 | 707 | 0.035 | 15 | 15 | 7 | 1e-12 | 5spot_SharedNeighbor | Water | Porous | Wet | R245fa | MinimizeLCOE_Brownfield | IgnoreSilica | 8.4869 | 5.8285 | 0.71345 | 4 | 13462.2622 | 26651.2749 | 274.4464 | 543.3223 | 210.4468 | 0 | 26.5525 | 1759304.6552 | 113484.3279 | 1341618.9928 | 587045.5405 | 0 | 156363.4375 | 0 | 1543548.612 | 4015996.863 | 2741000.3795 | 12258362.8082 | 961560.8286 | 25198831.6101 | 25198831.6101 | 1478867.319 | 10961253.7139 | 0 | 38418755.247 | 76057707.89 | 1000 | 2.8538 | 13462.2622 | 26651.2749 | 274.4464 | 543.3223
1 | 6300 | 707 | 0.035 | 15 | 15 | 7 | 1.3335e-12 | 5spot_SharedNeighbor | Water | Porous | Wet | R245fa | MinimizeLCOE_Brownfield | IgnoreSilica | 11.0421 | 7.8616 | 0.96704 | 4 | 10732.1408 | 20462.587 | 218.7892 | 417.1575 | 214.2051 | 0 | 45.0344 | 2172844.3417 | 139928.412 | 1704491.8541 | 761248.2558 | 0 | 178549.0575 | 0 | 1933254.1492 | 5029930.7313 | 3433031.0788 | 15353277.8804 | 961560.8286 | 25198831.6101 | 25198831.6101 | 1478867.319 | 10961253.7139 | 0 | 41513670.3191 | 79152622.9622 | 1333.5214 | 3.8682 | 10732.1408 | 20462.587 | 218.7892 | 417.1575
1 | 6300 | 707 | 0.035 | 15 | 15 | 7 | 1.7783e-12 | 5spot_SharedNeighbor | Water | Porous | Wet | R245fa | MinimizeLCOE_Brownfield | IgnoreSilica | 14.4332 | 10.5349 | 1.3002 | 4 | 8720.1683 | 15957.3798 | 177.7724 | 325.3128 | 216.8772 | 0 | 42.0957 | 2672050.0999 | 171747.1294 | 2154221.9746 | 991905.1144 | 0 | 206227.1635 | 0 | 2416499.0779 | 6287234.9085 | 4291167.0148 | 19191052.4829 | 961560.8286 | 25198831.6101 | 25198831.6101 | 1478867.319 | 10961253.7139 | 0 | 45351444.9216 | 82990397.5647 | 1778.2794 | 5.2008 | 8720.1683 | 15957.3798 | 177.7724 | 325.3128
1 | 6300 | 707 | 0.035 | 15 | 15 | 7 | 2.3714e-12 | 5spot_SharedNeighbor | Water | Porous | Wet | R245fa | MinimizeLCOE_Brownfield | IgnoreSilica | 18.9085 | 14.0665 | 1.7405 | 4 | 7200.5032 | 12606.7112 | 146.792 | 257.0049 | 218.9647 | 0 | 47.9227 | 3278524.1994 | 210269.5216 | 2714766.955 | 1296151.9449 | 0 | 239645.1885 | 0 | 3018349.5457 | 7853126.3693 | 5359920.1126 | 23970753.837 | 961560.8286 | 25198831.6101 | 25198831.6101 | 1478867.319 | 10961253.7139 | 0 | 50131146.2758 | 87770098.9188 | 2371.3737 | 6.9622 | 7200.5032 | 12606.7112 | 146.792 | 257.0049
1 | 6300 | 707 | 0.035 | 15 | 15 | 7 | 3.1623e-12 | 5spot_SharedNeighbor | Water | Porous | Wet | R245fa | MinimizeLCOE_Brownfield | IgnoreSilica | 24.84 | 18.7506 | 2.3246 | 4 | 6035.4427 | 10083.3509 | 123.0407 | 205.5627 | 220.5897 | 0 | 54.4684 | 4019038.4206 | 257132.8032 | 3416620.4382 | 1699412.1413 | 0 | 280686.5573 | 0 | 3772427.2406 | 9815081.8488 | 6698995.0416 | 29959394.4915 | 961560.8286 | 25198831.6101 | 25198831.6101 | 1478867.319 | 10961253.7139 | 0 | 56119786.9303 | 93758739.5733 | 3162.2777 | 9.2984 | 6035.4427 | 10083.3509 | 123.0407 | 205.5627
1 | 6300 | 707 | 0.035 | 15 | 15 | 7 | 4.217e-12 | 5spot_SharedNeighbor | Water | Porous | Wet | R245fa | MinimizeLCOE_Brownfield | IgnoreSilica | 32.6474 | 24.9194 | 3.094 | 4 | 5137.4638 | 8178.7917 | 104.7341 | 166.7357 | 221.8395 | 0 | 58.2865 | 4917642.9079 | 313778.9727 | 4289586.4317 | 2230361.5593 | 0 | 330294.4369 | 0 | 4711849.0803 | 12259264.7739 | 8367200.1109 | 37419978.2736 | 961560.8286 | 25198831.6101 | 25198831.6101 | 1478867.319 | 10961253.7139 | 0 | 63580370.7123 | 101219323.3554 | 4216.965 | 12.3758 | 5137.4638 | 8178.7917 | 104.7341 | 166.7357
1 | 6300 | 707 | 0.035 | 15 | 15 | 7 | 5.6234e-12 | 5spot_SharedNeighbor | Water | Porous | Wet | R245fa | MinimizeLCOE_Brownfield | IgnoreSilica | 42.8474 | 32.9791 | 4.0994 | 4 | 4440.6722 | 6736.0606 | 90.5291 | 137.3237 | 222.7875 | 0 | 47.494 | 6000822.5688 | 381781.0788 | 5367549.6148 | 2923841.8457 | 0 | 389721.3548 | 0 | 5874849.4205 | 15285153.0949 | 10432431.0658 | 46656150.0441 | 961560.8286 | 25198831.6101 | 25198831.6101 | 1478867.319 | 10961253.7139 | 0 | 72816542.4828 | 110455495.1259 | 5623.4133 | 16.3976 | 4440.6722 | 6736.0606 | 90.5291 | 137.3237
1 | 6300 | 707 | 0.035 | 15 | 15 | 7 | 7.4989e-12 | 5spot_SharedNeighbor | Water | Porous | Wet | R245fa | MinimizeLCOE_Brownfield | IgnoreSilica | 56.0385 | 43.383 | 5.397 | 4 | 3897.6808 | 5641.1812 | 79.4595 | 115.0031 | 223.4499 | 0 | 52.4154 | 7293043.5433 | 462562.6332 | 6684058.3744 | 3820360.0105 | 0 | 460861.7528 | 0 | 7301145.6625 | 18996083.3429 | 12965217.212 | 57983332.5314 | 961560.8286 | 25198831.6101 | 25198831.6101 | 1478867.319 | 10961253.7139 | 0 | 84143724.9701 | 121782677.6132 | 7498.9421 | 21.5882 | 3897.6808 | 5641.1812 | 79.4595 | 115.0031
1 | 6300 | 707 | 0.035 | 15 | 15 | 7 | 1e-11 | 5spot_SharedNeighbor | Water | Porous | Wet | R245fa | MinimizeLCOE_Brownfield | IgnoreSilica | 72.6816 | 56.3955 | 7.0187 | 4 | 3478.723 | 4819.3978 | 70.9185 | 98.2499 | 223.7104 | 0 | 57.4422 | 8790967.7487 | 555799.6256 | 8244806.4804 | 4949794.7038 | 0 | 544721.795 | 0 | 9003575.2379 | 23425455.8818 | 15988354.9843 | 71503476.4575 | 961560.8286 | 25198831.6101 | 25198831.6101 | 1478867.319 | 10961253.7139 | 0 | 97663868.8962 | 135302821.5393 | 10000 | 28.0746 | 3478.723 | 4819.3978 | 70.9185 | 98.2499
1 | 6300 | 707 | 0.035 | 15 | 15 | 7 | 1.3335e-11 | 5spot_SharedNeighbor | Water | Porous | Wet | R245fa | MinimizeLCOE_Brownfield | IgnoreSilica | 92.9595 | 71.896 | 8.945 | 4 | 3162.4893 | 4214.4395 | 64.4716 | 85.9171 | 223.3389 | 0 | 55.7734 | 10452476.4315 | 658780.0934 | 10012642.6173 | 6320481.5555 | 0 | 643081.7124 | 0 | 10954110.3399 | 28500348.1075 | 19452073.207 | 86993994.0646 | 961560.8286 | 25198831.6101 | 25198831.6101 | 1478867.319 | 10961253.7139 | 0 | 113154386.5033 | 150793339.1464 | 13335.2143 | 35.7802 | 3162.4893 | 4214.4395 | 64.4716 | 85.9171
1 | 6300 | 707 | 0.035 | 15 | 15 | 7 | 1.7783e-11 | 5spot_SharedNeighbor | Water | Porous | Wet | R245fa | MinimizeLCOE_Brownfield | IgnoreSilica | 116.4406 | 89.1133 | 11.0733 | 4 | 2932.4825 | 3782.2511 | 59.7826 | 77.1063 | 222.1385 | 0 | 60.3608 | 12182971.1091 | 765608.35 | 11888817.2418 | 7896747.4203 | 0 | 756357.2833 | 0 | 13061295.5478 | 33982811.7752 | 23193967.3135 | 103728576.041 | 961560.8286 | 25198831.6101 | 25198831.6101 | 1478867.319 | 10961253.7139 | 0 | 129888968.4797 | 167527921.1227 | 17782.7941 | 44.2932 | 2932.4825 | 3782.2511 | 59.7826 | 77.1063
1 | 6300 | 707 | 0.035 | 15 | 15 | 7 | 2.3714e-11 | 5spot_SharedNeighbor | Water | Porous | Wet | R245fa | MinimizeLCOE_Brownfield | IgnoreSilica | 141.9608 | 106.7221 | 13.232 | 4 | 2772.5835 | 3483.7175 | 56.5229 | 71.0203 | 220.1307 | 0 | 58.0408 | 13857445.0466 | 868610.5853 | 13733723.9971 | 9592173.273 | 0 | 881602.494 | 0 | 15184086.6045 | 39505878.6604 | 26963573.9503 | 120587094.6113 | 961560.8286 | 25198831.6101 | 25198831.6101 | 1478867.319 | 10961253.7139 | 0 | 146747487.05 | 184386439.6931 | 23713.7371 | 52.9281 | 2772.5835 | 3483.7175 | 56.5229 | 71.0203
1 | 6300 | 707 | 0.035 | 15 | 15 | 7 | 3.1623e-11 | 5spot_SharedNeighbor | Water | Porous | Wet | R245fa | MinimizeLCOE_Brownfield | IgnoreSilica | 167.8757 | 123.6494 | 15.292 | 4 | 2661.4304 | 3276.7662 | 54.2569 | 66.8013 | 217.8684 | 0 | 75.3781 | 15394945.4632 | 962900.5706 | 15450352.8678 | 11298276.1427 | 0 | 1008210.022 | 0 | 17204727.1758 | 44763170.9367 | 30551783.9555 | 136634367.1343 | 961560.8286 | 25198831.6101 | 25198831.6101 | 1478867.319 | 10961253.7139 | 0 | 162794759.573 | 200433712.2161 | 31622.7766 | 61.1681 | 2661.4304 | 3276.7662 | 54.2569 | 66.8013
1 | 6300 | 707 | 0.035 | 15 | 15 | 7 | 4.217e-11 | 5spot_SharedNeighbor | Water | Porous | Wet | R245fa | MinimizeLCOE_Brownfield | IgnoreSilica | 191.5218 | 138.0104 | 17.0321 | 4 | 2589.6621 | 3142.1345 | 52.7938 | 64.0567 | 215.4923 | 0 | 79.2364 | 16653310.3278 | 1039884.7353 | 16869962.8924 | 12836885.012 | 0 | 1116694.0147 | 0 | 18921527.423 | 49229933.0158 | 33600440.8572 | 150268638.2782 | 961560.8286 | 25198831.6101 | 25198831.6101 | 1478867.319 | 10961253.7139 | 0 | 176429030.7169 | 214067983.36 | 42169.6503 | 68.1282 | 2589.6621 | 3142.1345 | 52.7938 | 64.0567
1 | 6300 | 707 | 0.035 | 15 | 15 | 7 | 5.6234e-11 | 5spot_SharedNeighbor | Water | Porous | Wet | R245fa | MinimizeLCOE_Brownfield | IgnoreSilica | 198.8977 | 142.2438 | 17.7182 | 4 | 2539.9015 | 3070.9776 | 51.7793 | 62.606 | 214.6812 | 0 | 94.6417 | 17017117.6582 | 1062112.0212 | 17282692.7294 | 13312790.1669 | 0 | 998329.5391 | 0 | 19372486.4248 | 50403235.8339 | 34401244.1395 | 153850008.513 | 961560.8286 | 25198831.6101 | 25198831.6101 | 1478867.319 | 10961253.7139 | 0 | 180010400.9517 | 217649353.5947 | 56234.1325 | 70.873 | 2539.9015 | 3070.9776 | 51.7793 | 62.606
1 | 6300 | 707 | 0.035 | 15 | 15 | 7 | 7.4989e-11 | 5spot_SharedNeighbor | Water | Porous | Wet | R245fa | MinimizeLCOE_Brownfield | IgnoreSilica | 204.5922 | 145.4333 | 18.2515 | 4 | 2501.982 | 3017.5408 | 51.0063 | 61.5167 | 214.0369 | 0 | 103.9639 | 17289203.8963 | 1078727.0568 | 17592019.2519 | 13679045.8539 | 0 | 889515.0243 | 0 | 19706119.3225 | 51271280.1961 | 34993702.2533 | 156499612.8552 | 961560.8286 | 25198831.6101 | 25198831.6101 | 1478867.319 | 10961253.7139 | 0 | 182660005.2939 | 220298957.937 | 74989.4209 | 73.0061 | 2501.982 | 3017.5408 | 51.0063 | 61.5167
1 | 6300 | 707 | 0.035 | 15 | 15 | 7 | 1e-10 | 5spot_SharedNeighbor | Water | Porous | Wet | R245fa | MinimizeLCOE_Brownfield | IgnoreSilica | 209.0692 | 147.8896 | 18.6683 | 4 | 2473.1143 | 2977.1637 | 50.4178 | 60.6935 | 213.52 | 0 | 98.7527 | 17497608.8154 | 1091448.5601 | 17829319.9162 | 13965352.2468 | 0 | 795417.6822 | 0 | 19959867.416 | 51931480.6847 | 35444302.6526 | 158514797.9739 | 961560.8286 | 25198831.6101 | 25198831.6101 | 1478867.319 | 10961253.7139 | 0 | 184675190.4126 | 222314143.0557 | 100000 | 74.6731 | 2473.1143 | 2977.1637 | 50.4178 | 60.6935
1 | 6300 | 707 | 0.035 | 15 | 15 | 7 | 1.3335e-10 | 5spot_SharedNeighbor | Water | Porous | Wet | R245fa | MinimizeLCOE_Brownfield | IgnoreSilica | 212.3406 | 149.6564 | 18.9791 | 4 | 2451.1814 | 2946.976 | 49.9706 | 60.0781 | 213.1358 | 0 | 115.5634 | 17646913.5305 | 1100559.9142 | 17999521.9131 | 14174300.9873 | 0 | 713003.1117 | 0 | 20137376.7882 | 52393323.6588 | 35759519.9723 | 159924519.876 | 961560.8286 | 25198831.6101 | 25198831.6101 | 1478867.319 | 10961253.7139 | 0 | 186084912.3148 | 223723864.9578 | 133352.1432 | 75.9164 | 2451.1814 | 2946.976 | 49.9706 | 60.0781
1 | 6300 | 707 | 0.035 | 15 | 15 | 7 | 1.7783e-10 | 5spot_SharedNeighbor | Water | Porous | Wet | R245fa | MinimizeLCOE_Brownfield | IgnoreSilica | 214.8297 | 150.9848 | 19.216 | 4 | 2434.5349 | 2924.2179 | 49.6313 | 59.6141 | 212.8402 | 0 | 134.0167 | 17758838.819 | 1107388.8002 | 18127219.0584 | 14333037.529 | 0 | 644555.5675 | 0 | 20268705.5119 | 52735014.0588 | 35992730.6913 | 160967490.0361 | 961560.8286 | 25198831.6101 | 25198831.6101 | 1478867.319 | 10961253.7139 | 0 | 187127882.4749 | 224766835.1179 | 177827.941 | 76.8639 | 2434.5349 | 2924.2179 | 49.6313 | 59.6141
1 | 6300 | 707 | 0.035 | 15 | 15 | 7 | 2.3714e-10 | 5spot_SharedNeighbor | Water | Porous | Wet | R245fa | MinimizeLCOE_Brownfield | IgnoreSilica | 216.5929 | 151.9166 | 19.3888 | 4 | 2421.9145 | 2907.2334 | 49.374 | 59.2679 | 212.6286 | 0 | 170.4257 | 17837194.1422 | 1112168.7854 | 18216669.6608 | 14445331.9808 | 0 | 586945.8625 | 0 | 20357341.0683 | 52965625.595 | 36150127.8034 | 161671404.8984 | 961560.8286 | 25198831.6101 | 25198831.6101 | 1478867.319 | 10961253.7139 | 0 | 187831797.3371 | 225470749.9802 | 237137.3706 | 77.5551 | 2421.9145 | 2907.2334 | 49.374 | 59.2679
1 | 6300 | 707 | 0.035 | 15 | 15 | 7 | 3.1623e-10 | 5spot_SharedNeighbor | Water | Porous | Wet | R245fa | MinimizeLCOE_Brownfield | IgnoreSilica | 217.8575 | 152.5804 | 19.5157 | 4 | 2412.3583 | 2894.5213 | 49.1792 | 59.0087 | 212.4756 | 0 | 177.7318 | 17892926.0358 | 1115568.3023 | 18280320.2099 | 14525850.4848 | 0 | 539733.1401 | 0 | 20418215.2874 | 53124007.8261 | 36258226.9305 | 162154848.2169 | 961560.8286 | 25198831.6101 | 25198831.6101 | 1478867.319 | 10961253.7139 | 0 | 188315240.6556 | 225954193.2987 | 316227.766 | 78.0627 | 2412.3583 | 2894.5213 | 49.1792 | 59.0087
1 | 6300 | 707 | 0.035 | 15 | 15 | 7 | 4.217e-10 | 5spot_SharedNeighbor | Water | Porous | Wet | R245fa | MinimizeLCOE_Brownfield | IgnoreSilica | 218.764 | 153.0538 | 19.6088 | 4 | 2405.1304 | 2885.0036 | 49.0318 | 58.8147 | 212.3653 | 0 | 165.1318 | 17932624.5878 | 1117989.6456 | 18325672.9197 | 14583550.4229 | 0 | 501634.0135 | 0 | 20459973.9199 | 53232655.2218 | 36332381.0106 | 162486481.7418 | 961560.8286 | 25198831.6101 | 25198831.6101 | 1478867.319 | 10961253.7139 | 0 | 188646874.1805 | 226285826.8235 | 421696.5034 | 78.4352 | 2405.1304 | 2885.0036 | 49.0318 | 58.8147
1 | 6300 | 707 | 0.035 | 15 | 15 | 7 | 5.6234e-10 | 5spot_SharedNeighbor | Water | Porous | Wet | R245fa | MinimizeLCOE_Brownfield | IgnoreSilica | 219.4038 | 153.3865 | 19.6765 | 4 | 2399.6695 | 2877.8906 | 48.9205 | 58.6697 | 212.2871 | 0 | 212.961 | 17960508.3106 | 1119690.2765 | 18357534.7946 | 14624267.2825 | 0 | 471129.6248 | 0 | 20487920.8127 | 53305367.3043 | 36382008.501 | 162708426.9071 | 961560.8286 | 25198831.6101 | 25198831.6101 | 1478867.319 | 10961253.7139 | 0 | 188868819.3458 | 226507771.9889 | 562341.3252 | 78.7062 | 2399.6695 | 2877.8906 | 48.9205 | 58.6697
1 | 6300 | 707 | 0.035 | 15 | 15 | 7 | 7.4989e-10 | 5spot_SharedNeighbor | Water | Porous | Wet | R245fa | MinimizeLCOE_Brownfield | IgnoreSilica | 219.8324 | 153.6085 | 19.7245 | 4 | 2395.5483 | 2872.6057 | 48.8365 | 58.562 | 212.2343 | 0 | 203.708 | 17979104.7283 | 1120824.4336 | 18378787.4417 | 14651535.8686 | 0 | 446636.9916 | 0 | 20504986.8909 | 53349769.739 | 36412314.075 | 162843960.169 | 961560.8286 | 25198831.6101 | 25198831.6101 | 1478867.319 | 10961253.7139 | 0 | 189004352.6077 | 226643305.2507 | 749894.2093 | 78.8982 | 2395.5483 | 2872.6057 | 48.8365 | 58.562
1 | 6300 | 707 | 0.035 | 15 | 15 | 7 | 1e-09 | 5spot_SharedNeighbor | Water | Porous | Wet | R245fa | MinimizeLCOE_Brownfield | IgnoreSilica | 220.1567 | 153.7762 | 19.7607 | 4 | 2392.4411 | 2868.6244 | 48.7731 | 58.4808 | 212.1943 | 0 | 203.6237 | 17993149.1579 | 1121680.9531 | 18394839.5523 | 14672168.1683 | 0 | 427771.569 | 0 | 20517747.6662 | 53382970.6588 | 36434974.385 | 162945302.1106 | 961560.8286 | 25198831.6101 | 25198831.6101 | 1478867.319 | 10961253.7139 | 0 | 189105694.5493 | 226744647.1924 | 1000000 | 79.043 | 2392.4411 | 2868.6244 | 48.7731 | 58.4808
1 | 6300 | 707 | 0.035 | 15 | 15 | 7 | 1.3335e-09 | 5spot_SharedNeighbor | Water | Porous | Wet | R245fa | MinimizeLCOE_Brownfield | IgnoreSilica | 220.366 | 153.884 | 19.786 | 4 | 2390.1007 | 2865.6763 | 48.7254 | 58.4207 | 212.1683 | 0 | 204.5413 | 18002177.7755 | 1122231.5665 | 18405159.5737 | 14685478.7921 | 0 | 412782.6338 | 0 | 20524853.8332 | 53401459.4475 | 36447593.3632 | 163001736.9854 | 961560.8286 | 25198831.6101 | 25198831.6101 | 1478867.319 | 10961253.7139 | 0 | 189162129.4242 | 226801082.0672 | 1333521.4322 | 79.144 | 2390.1007 | 2865.6763 | 48.7254 | 58.4207
1 | 6300 | 707 | 0.035 | 15 | 15 | 7 | 1.7783e-09 | 5spot_SharedNeighbor | Water | Porous | Wet | R245fa | MinimizeLCOE_Brownfield | IgnoreSilica | 220.5124 | 153.9593 | 19.8043 | 4 | 2388.3394 | 2863.4744 | 48.6895 | 58.3758 | 212.15 | 0 | 195.5928 | 18008475.5877 | 1122615.6363 | 18412358.5347 | 14694782.685 | 0 | 401177.3721 | 0 | 20529369.8282 | 53413209.1401 | 36455612.7698 | 163037601.5538 | 961560.8286 | 25198831.6101 | 25198831.6101 | 1478867.319 | 10961253.7139 | 0 | 189197993.9925 | 226836946.6356 | 1778279.41 | 79.2174 | 2388.3394 | 2863.4744 | 48.6895 | 58.3758
1 | 6300 | 707 | 0.035 | 15 | 15 | 7 | 2.3714e-09 | 5spot_SharedNeighbor | Water | Porous | Wet | R245fa | MinimizeLCOE_Brownfield | IgnoreSilica | 220.6218 | 154.0155 | 19.8181 | 4 | 2387.0148 | 2861.8202 | 48.6625 | 58.3421 | 212.1364 | 0 | 207.919 | 18013183.0433 | 1122902.7163 | 18417739.7609 | 14701742.2151 | 0 | 392347.8878 | 0 | 20532687.0932 | 53421839.9831 | 36461503.4975 | 163063946.1973 | 961560.8286 | 25198831.6101 | 25198831.6101 | 1478867.319 | 10961253.7139 | 0 | 189224338.6361 | 226863291.2791 | 2371373.7057 | 79.2724 | 2387.0148 | 2861.8202 | 48.6625 | 58.3421
1 | 6300 | 707 | 0.035 | 15 | 15 | 7 | 3.1623e-09 | 5spot_SharedNeighbor | Water | Porous | Wet | R245fa | MinimizeLCOE_Brownfield | IgnoreSilica | 220.695 | 154.053 | 19.8279 | 4 | 2386.0192 | 2860.5898 | 48.6422 | 58.317 | 212.1272 | 0 | 205.0167 | 18016320.6774 | 1123094.0611 | 18421326.5674 | 14706392.6036 | 0 | 385518.2368 | 0 | 20534534.337 | 53426646.1328 | 36464783.7934 | 163078616.4095 | 961560.8286 | 25198831.6101 | 25198831.6101 | 1478867.319 | 10961253.7139 | 0 | 189239008.8482 | 226877961.4913 | 3162277.6602 | 79.3116 | 2386.0192 | 2860.5898 | 48.6422 | 58.317
1 | 6300 | 707 | 0.035 | 15 | 15 | 7 | 4.217e-09 | 5spot_SharedNeighbor | Water | Porous | Wet | R245fa | MinimizeLCOE_Brownfield | IgnoreSilica | 220.7487 | 154.0805 | 19.8352 | 4 | 2385.2713 | 2859.6675 | 48.627 | 58.2982 | 212.1204 | 0 | 198.3659 | 18018622.3757 | 1123234.4267 | 18423957.8131 | 14709806.5817 | 0 | 380336.3926 | 0 | 20535823.46 | 53430000.1664 | 36467072.9903 | 163088854.2064 | 961560.8286 | 25198831.6101 | 25198831.6101 | 1478867.319 | 10961253.7139 | 0 | 189249246.6452 | 226888199.2882 | 4216965.0343 | 79.3408 | 2385.2713 | 2859.6675 | 48.627 | 58.2982
1 | 6300 | 707 | 0.035 | 15 | 15 | 7 | 5.6234e-09 | 5spot_SharedNeighbor | Water | Porous | Wet | R245fa | MinimizeLCOE_Brownfield | IgnoreSilica | 220.7876 | 154.1004 | 19.8406 | 4 | 2384.7097 | 2858.977 | 48.6155 | 58.2841 | 212.1155 | 0 | 201.8489 | 18020287.3871 | 1123335.9646 | 18425861.2374 | 14712278.5094 | 0 | 376404.5475 | 0 | 20536685.3819 | 53432242.7104 | 36468603.5726 | 163095699.311 | 961560.8286 | 25198831.6101 | 25198831.6101 | 1478867.319 | 10961253.7139 | 0 | 189256091.7497 | 226895044.3928 | 5623413.2519 | 79.3623 | 2384.7097 | 2858.977 | 48.6155 | 58.2841
1 | 6300 | 707 | 0.035 | 15 | 15 | 7 | 7.4989e-09 | 5spot_SharedNeighbor | Water | Porous | Wet | R245fa | MinimizeLCOE_Brownfield | IgnoreSilica | 220.807 | 154.1103 | 19.8441 | 4 | 2384.2881 | 2858.4721 | 48.6069 | 58.2738 | 212.113 | 0 | 204.156 | 18021110.3062 | 1123386.1489 | 18426801.9975 | 14713512.6668 | 0 | 373292.1586 | 0 | 20536660.2784 | 53432177.3962 | 36468558.9943 | 163095499.9469 | 961560.8286 | 25198831.6101 | 25198831.6101 | 1478867.319 | 10961253.7139 | 0 | 189255892.3856 | 226894845.0287 | 7498942.0933 | 79.3763 | 2384.2881 | 2858.4721 | 48.6069 | 58.2738
1 | 6300 | 707 | 0.035 | 15 | 15 | 7 | 1e-08 | 5spot_SharedNeighbor | Water | Porous | Wet | R245fa | MinimizeLCOE_Brownfield | IgnoreSilica | 220.8413 | 154.1279 | 19.8478 | 4 | 2383.9717 | 2858.0664 | 48.6005 | 58.2655 | 212.1087 | 0 | 196.226 | 18022588.6811 | 1123476.3048 | 18428492.0861 | 14715692.5972 | 0 | 371253.0932 | 0 | 20537986.0773 | 53435626.853 | 36470913.3195 | 163106029.0123 | 961560.8286 | 25198831.6101 | 25198831.6101 | 1478867.319 | 10961253.7139 | 0 | 189266421.451 | 226905374.0941 | 10000000 | 79.3912 | 2383.9717 | 2858.0664 | 48.6005 | 58.2655
1 | 6400 | 707 | 0.035 | 15 | 15 | 7 | 1e-13 | 5spot_SharedNeighbor | Water | Porous | Wet | R245fa | MinimizeLCOE_Brownfield | IgnoreSilica | 1.0887 | 0.31119 | 0.021956 | 4 | 320940.7893 | 758675.2169 | 6542.8121 | 15466.6205 | 138.591 | 0 | 25.2541 | 192881.0686 | 8808.513 | 132187.7348 | 71854.0053 | 0 | 62808.5249 | 0 | 182730.5402 | 475427.3823 | 324488.9575 | 1451186.7264 | 961560.8286 | 25774141.8447 | 25774141.8447 | 1478867.319 | 11191377.8078 | 0 | 28186889.3998 | 66631276.3713 | 100 | 0.087826 | 320940.7893 | 758675.2169 | 6542.8121 | 15466.6205
1 | 6400 | 707 | 0.035 | 15 | 15 | 7 | 1.3335e-13 | 5spot_SharedNeighbor | Water | Porous | Wet | R245fa | MinimizeLCOE_Brownfield | IgnoreSilica | 1.4176 | 0.49391 | 0.044216 | 4 | 162586.9238 | 379953.4352 | 3314.5544 | 7745.8647 | 154.198 | 0 | 26.0578 | 284108.516 | 14650.6418 | 189308.3549 | 94485.0404 | 0 | 69679.506 | 0 | 254370.5031 | 661819.8704 | 451705.6606 | 2020128.0933 | 961560.8286 | 25774141.8447 | 25774141.8447 | 1478867.319 | 11191377.8078 | 0 | 28755830.7667 | 67200217.7382 | 133.3521 | 0.17686 | 162586.9238 | 379953.4352 | 3314.5544 | 7745.8647
1 | 6400 | 707 | 0.035 | 15 | 15 | 7 | 1.7783e-13 | 5spot_SharedNeighbor | Water | Porous | Wet | R245fa | MinimizeLCOE_Brownfield | IgnoreSilica | 1.8264 | 0.74375 | 0.07769 | 4 | 94821.7112 | 218531.9918 | 1933.0688 | 4455.0702 | 167.5833 | 0 | 129.6543 | 398204.2201 | 23050.7315 | 260339.6307 | 124053.3848 | 0 | 76175.331 | 0 | 343911.0863 | 894786.1006 | 610709.8997 | 2731230.3846 | 961560.8286 | 25774141.8447 | 25774141.8447 | 1478867.319 | 11191377.8078 | 0 | 29466933.0579 | 67911320.0295 | 177.8279 | 0.31076 | 94821.7112 | 218531.9918 | 1933.0688 | 4455.0702
1 | 6400 | 707 | 0.035 | 15 | 15 | 7 | 2.3714e-13 | 5spot_SharedNeighbor | Water | Porous | Wet | R245fa | MinimizeLCOE_Brownfield | IgnoreSilica | 2.371 | 1.1164 | 0.12957 | 4 | 58741.2717 | 132920.3774 | 1197.5203 | 2709.7617 | 179.5046 | 0 | 171.2438 | 551230.9989 | 35641.7379 | 357652.2154 | 168103.2987 | 0 | 84498.4995 | 0 | 466879.4327 | 1214724.5136 | 829074.4406 | 3707805.1373 | 961560.8286 | 25774141.8447 | 25774141.8447 | 1478867.319 | 11191377.8078 | 0 | 30443507.8107 | 68887894.7822 | 237.1374 | 0.51826 | 58741.2717 | 132920.3774 | 1197.5203 | 2709.7617
1 | 6400 | 707 | 0.035 | 15 | 15 | 7 | 3.1623e-13 | 5spot_SharedNeighbor | Water | Porous | Wet | R245fa | MinimizeLCOE_Brownfield | IgnoreSilica | 3.0517 | 1.652 | 0.19613 | 4 | 40284.9455 | 89288.0504 | 821.2631 | 1820.2577 | 189.2234 | 0 | 223.3912 | 725359.562 | 46951.0926 | 489309.0748 | 216666.4654 | 0 | 93761.41 | 0 | 613098.5659 | 1595156.7045 | 1088727.228 | 4869030.1032 | 961560.8286 | 25774141.8447 | 25774141.8447 | 1478867.319 | 11191377.8078 | 0 | 31604732.7766 | 70049119.7481 | 316.2278 | 0.78453 | 40284.9455 | 89288.0504 | 821.2631 | 1820.2577
1 | 6400 | 707 | 0.035 | 15 | 15 | 7 | 4.217e-13 | 5spot_SharedNeighbor | Water | Porous | Wet | R245fa | MinimizeLCOE_Brownfield | IgnoreSilica | 3.9385 | 2.3555 | 0.28358 | 4 | 29095.7882 | 62988.3155 | 593.157 | 1284.102 | 197.3558 | 0 | 37.8745 | 930218.9245 | 60188.0074 | 649915.2288 | 278401.0716 | 0 | 104917.9339 | 0 | 789220.0549 | 2053388.6915 | 1401479.9749 | 6267729.8876 | 961560.8286 | 25774141.8447 | 25774141.8447 | 1478867.319 | 11191377.8078 | 0 | 33003432.5609 | 71447819.5325 | 421.6965 | 1.1343 | 29095.7882 | 62988.3155 | 593.157 | 1284.102
1 | 6400 | 707 | 0.035 | 15 | 15 | 7 | 5.6234e-13 | 5spot_SharedNeighbor | Water | Porous | Wet | R245fa | MinimizeLCOE_Brownfield | IgnoreSilica | 5.1178 | 3.2971 | 0.40052 | 4 | 21682.4088 | 45678.9095 | 442.0252 | 931.2264 | 204.1307 | 0 | 41.1329 | 1178040.1505 | 76162.4735 | 850535.0722 | 359570.4832 | 0 | 119050.4413 | 0 | 1007509.8621 | 2621333.9924 | 1789114.3128 | 8001316.788 | 961560.8286 | 25774141.8447 | 25774141.8447 | 1478867.319 | 11191377.8078 | 0 | 34737019.4613 | 73181406.4329 | 562.3413 | 1.6021 | 21682.4088 | 45678.9095 | 442.0252 | 931.2264
1 | 6400 | 707 | 0.035 | 15 | 15 | 7 | 7.4989e-13 | 5spot_SharedNeighbor | Water | Porous | Wet | R245fa | MinimizeLCOE_Brownfield | IgnoreSilica | 6.6648 | 4.5361 | 0.55463 | 4 | 16614.572 | 33943.3666 | 338.7105 | 691.9814 | 209.5313 | 0 | 27.9944 | 1474469.07 | 95219.5961 | 1097823.6032 | 465456.7643 | 0 | 135785.7882 | 0 | 1274814.3805 | 3316805.5178 | 2263787.9194 | 10124162.6396 | 961560.8286 | 25774141.8447 | 25774141.8447 | 1478867.319 | 11191377.8078 | 0 | 36859865.3129 | 75304252.2845 | 749.8942 | 2.2185 | 16614.572 | 33943.3666 | 338.7105 | 691.9814
1 | 6400 | 707 | 0.035 | 15 | 15 | 7 | 1e-12 | 5spot_SharedNeighbor | Water | Porous | Wet | R245fa | MinimizeLCOE_Brownfield | IgnoreSilica | 8.6138 | 6.0851 | 0.74796 | 4 | 13151.0003 | 26000.7662 | 268.1009 | 530.0608 | 213.3813 | 0 | 31.3334 | 1813577.8645 | 116959.6618 | 1388675.812 | 598331.4352 | 0 | 153780.9187 | 0 | 1587817.02 | 4131174.1799 | 2819611.2649 | 12609928.157 | 961560.8286 | 25774141.8447 | 25774141.8447 | 1478867.319 | 11191377.8078 | 0 | 39345630.8304 | 77790017.8019 | 1000 | 2.9918 | 13151.0003 | 26000.7662 | 268.1009 | 530.0608
1 | 6400 | 707 | 0.035 | 15 | 15 | 7 | 1.3335e-12 | 5spot_SharedNeighbor | Water | Porous | Wet | R245fa | MinimizeLCOE_Brownfield | IgnoreSilica | 11.2273 | 8.2224 | 1.0156 | 4 | 10474.843 | 19938.5949 | 213.5438 | 406.4752 | 217.243 | 0 | 47.1557 | 2242794.3714 | 144393.4411 | 1766791.4355 | 777360.6921 | 0 | 175124.9146 | 0 | 1991521.2934 | 5181529.8881 | 3536500.6184 | 15816016.6547 | 961560.8286 | 25774141.8447 | 25774141.8447 | 1478867.319 | 11191377.8078 | 0 | 42551719.328 | 80996106.2996 | 1333.5214 | 4.0623 | 10474.843 | 19938.5949 | 213.5438 | 406.4752
1 | 6400 | 707 | 0.035 | 15 | 15 | 7 | 1.7783e-12 | 5spot_SharedNeighbor | Water | Porous | Wet | R245fa | MinimizeLCOE_Brownfield | IgnoreSilica | 14.6768 | 11.0153 | 1.3649 | 4 | 8517.9399 | 15559.7894 | 173.6497 | 317.2074 | 219.9452 | 0 | 44.4762 | 2757643.5089 | 177192.3627 | 2232453.7248 | 1013012.6427 | 0 | 201892.5636 | 0 | 2489055.973 | 6476013.0662 | 4420011.9864 | 19767275.8282 | 961560.8286 | 25774141.8447 | 25774141.8447 | 1478867.319 | 11191377.8078 | 0 | 46502978.5016 | 84947365.4731 | 1778.2794 | 5.4594 | 8517.9399 | 15559.7894 | 173.6497 | 317.2074
1 | 6400 | 707 | 0.035 | 15 | 15 | 7 | 2.3714e-12 | 5spot_SharedNeighbor | Water | Porous | Wet | R245fa | MinimizeLCOE_Brownfield | IgnoreSilica | 19.2252 | 14.7023 | 1.8263 | 4 | 7039.1236 | 12301.8549 | 143.5021 | 250.79 | 222.0541 | 0 | 46.9425 | 3382789.6768 | 216878.8944 | 2812507.2837 | 1323753.2161 | 0 | 234123.8333 | 0 | 3108320.6327 | 8087212.682 | 5519688.8311 | 24685275.0501 | 961560.8286 | 25774141.8447 | 25774141.8447 | 1478867.319 | 11191377.8078 | 0 | 51420977.7235 | 89865364.695 | 2371.3737 | 7.305 | 7039.1236 | 12301.8549 | 143.5021 | 250.79
1 | 6400 | 707 | 0.035 | 15 | 15 | 7 | 3.1623e-12 | 5spot_SharedNeighbor | Water | Porous | Wet | R245fa | MinimizeLCOE_Brownfield | IgnoreSilica | 25.2421 | 19.5831 | 2.4371 | 4 | 5905.5427 | 9849.1529 | 120.3925 | 200.7883 | 223.6935 | 0 | 52.1628 | 4144761.0133 | 265071.9897 | 3537445.112 | 1734717.5373 | 0 | 273481.0598 | 0 | 3882635.9177 | 10101822.2196 | 6894701.2366 | 30834636.0858 | 961560.8286 | 25774141.8447 | 25774141.8447 | 1478867.319 | 11191377.8078 | 0 | 57570338.7591 | 96014725.7307 | 3162.2777 | 9.7485 | 5905.5427 | 9849.1529 | 120.3925 | 200.7883
1 | 6400 | 707 | 0.035 | 15 | 15 | 7 | 4.217e-12 | 5spot_SharedNeighbor | Water | Porous | Wet | R245fa | MinimizeLCOE_Brownfield | IgnoreSilica | 33.1615 | 26.0104 | 3.2418 | 4 | 5030.5281 | 7995.3107 | 102.5541 | 162.9952 | 224.9552 | 0 | 56.7105 | 5069544.5562 | 323332.8218 | 4439174.6251 | 2275686.7911 | 0 | 321092.4739 | 0 | 4847244.1945 | 12611535.0877 | 8607631.8385 | 38495242.3888 | 961560.8286 | 25774141.8447 | 25774141.8447 | 1478867.319 | 11191377.8078 | 0 | 65230945.0622 | 103675332.0337 | 4216.965 | 12.967 | 5030.5281 | 7995.3107 | 102.5541 | 162.9952
1 | 6400 | 707 | 0.035 | 15 | 15 | 7 | 5.6234e-12 | 5spot_SharedNeighbor | Water | Porous | Wet | R245fa | MinimizeLCOE_Brownfield | IgnoreSilica | 43.5099 | 34.4105 | 4.2936 | 4 | 4350.6909 | 6589.1861 | 88.6947 | 134.3295 | 225.9117 | 0 | 61.4805 | 6184839.8684 | 393306.3456 | 5553130.0171 | 2982882.8251 | 0 | 378268.2925 | 0 | 6042046.666 | 15720166.0308 | 10729336.3331 | 47983976.3787 | 961560.8286 | 25774141.8447 | 25774141.8447 | 1478867.319 | 11191377.8078 | 0 | 74719679.052 | 113164066.0236 | 5623.4133 | 17.1742 | 4350.6909 | 6589.1861 | 88.6947 | 134.3295
1 | 6400 | 707 | 0.035 | 15 | 15 | 7 | 7.4989e-12 | 5spot_SharedNeighbor | Water | Porous | Wet | R245fa | MinimizeLCOE_Brownfield | IgnoreSilica | 56.8622 | 45.2257 | 5.6476 | 4 | 3821.332 | 5523.1215 | 77.903 | 112.5963 | 226.5725 | 0 | 50.688 | 7512208.2482 | 476229.9904 | 6910238.3626 | 3894676.0284 | 0 | 446384.9008 | 0 | 7503497.6369 | 19522561.6721 | 13324549.4897 | 59590346.329 | 961560.8286 | 25774141.8447 | 25774141.8447 | 1478867.319 | 11191377.8078 | 0 | 86326049.0024 | 124770435.9739 | 7498.9421 | 22.5906 | 3821.332 | 5523.1215 | 77.903 | 112.5963
1 | 6400 | 707 | 0.035 | 15 | 15 | 7 | 1e-11 | 5spot_SharedNeighbor | Water | Porous | Wet | R245fa | MinimizeLCOE_Brownfield | IgnoreSilica | 73.6757 | 58.7186 | 7.3355 | 4 | 3413.1081 | 4723.319 | 69.5808 | 96.2912 | 226.8122 | 0 | 62.0677 | 9047511.4925 | 571728.7763 | 8515406.4633 | 5040970.8811 | 0 | 526729.2913 | 0 | 9243915.2928 | 24050771.404 | 16415145.6772 | 73412179.2785 | 961560.8286 | 25774141.8447 | 25774141.8447 | 1478867.319 | 11191377.8078 | 0 | 100147881.9519 | 138592268.9234 | 10000 | 29.3421 | 3413.1081 | 4723.319 | 69.5808 | 96.2912
1 | 6400 | 707 | 0.035 | 15 | 15 | 7 | 1.3335e-11 | 5spot_SharedNeighbor | Water | Porous | Wet | R245fa | MinimizeLCOE_Brownfield | IgnoreSilica | 94.1432 | 74.7625 | 9.3366 | 4 | 3105.0525 | 4134.4501 | 63.3007 | 84.2864 | 226.3929 | 0 | 58.1712 | 10748075.0774 | 677057.5982 | 10330747.3932 | 6430687.078 | 0 | 621892.8075 | 0 | 11235299.3822 | 29231944.3156 | 19951402.6518 | 89227106.3038 | 961560.8286 | 25774141.8447 | 25774141.8447 | 1478867.319 | 11191377.8078 | 0 | 115962808.9772 | 154407195.9487 | 13335.2143 | 37.3465 | 3105.0525 | 4134.4501 | 63.3007 | 84.2864
1 | 6400 | 707 | 0.035 | 15 | 15 | 7 | 1.7783e-11 | 5spot_SharedNeighbor | Water | Porous | Wet | R245fa | MinimizeLCOE_Brownfield | IgnoreSilica | 117.7636 | 92.4995 | 11.5369 | 4 | 2881.4926 | 3714.5694 | 58.7431 | 75.7265 | 225.119 | 0 | 65.8393 | 12511732.5095 | 785858.7361 | 12248873.9146 | 8022072.0369 | 0 | 732136.7467 | 0 | 13377262.8381 | 34804893.8508 | 23755055.2222 | 106237885.8549 | 961560.8286 | 25774141.8447 | 25774141.8447 | 1478867.319 | 11191377.8078 | 0 | 132973588.5283 | 171417975.4998 | 17782.7941 | 46.1475 | 2881.4926 | 3714.5694 | 58.7431 | 75.7265
1 | 6400 | 707 | 0.035 | 15 | 15 | 7 | 2.3714e-11 | 5spot_SharedNeighbor | Water | Porous | Wet | R245fa | MinimizeLCOE_Brownfield | IgnoreSilica | 143.3273 | 110.5631 | 13.7595 | 4 | 2726.2065 | 3424.7145 | 55.5774 | 69.8174 | 223.0413 | 0 | 68.0137 | 14211995.4404 | 890377.3871 | 14127746.428 | 9727736.4056 | 0 | 854468.1795 | 0 | 15526806.2979 | 40397565.0011 | 27572168.2002 | 123308863.3399 | 961560.8286 | 25774141.8447 | 25774141.8447 | 1478867.319 | 11191377.8078 | 0 | 150044566.0133 | 188488952.9848 | 23713.7371 | 55.0379 | 2726.2065 | 3424.7145 | 55.5774 | 69.8174
1 | 6400 | 707 | 0.035 | 15 | 15 | 7 | 3.1623e-11 | 5spot_SharedNeighbor | Water | Porous | Wet | R245fa | MinimizeLCOE_Brownfield | IgnoreSilica | 169.2058 | 127.8585 | 15.8719 | 4 | 2618.399 | 3223.9404 | 53.3796 | 65.7244 | 220.7062 | 0 | 67.538 | 15767818.6735 | 985729.1594 | 15869684.7467 | 11438174.5047 | 0 | 978571.9449 | 0 | 17565591.8213 | 45702066.7208 | 31192599.6205 | 139500237.1918 | 961560.8286 | 25774141.8447 | 25774141.8447 | 1478867.319 | 11191377.8078 | 0 | 166235939.8652 | 204680326.8367 | 31622.7766 | 63.4876 | 2618.399 | 3223.9404 | 53.3796 | 65.7244
1 | 6400 | 707 | 0.035 | 15 | 15 | 7 | 4.217e-11 | 5spot_SharedNeighbor | Water | Porous | Wet | R245fa | MinimizeLCOE_Brownfield | IgnoreSilica | 193.5636 | 142.9706 | 17.6981 | 4 | 2548.8759 | 3091.9342 | 51.9623 | 63.0333 | 218.1767 | 0 | 78.5218 | 17079266.6771 | 1065907.8027 | 17353299.2763 | 13029678.2296 | 0 | 1098164.7516 | 0 | 19354263.5276 | 50355823.5933 | 34368884.3112 | 153705288.1694 | 961560.8286 | 25774141.8447 | 25774141.8447 | 1478867.319 | 11191377.8078 | 0 | 180440990.8427 | 218885377.8143 | 42169.6503 | 70.7924 | 2548.8759 | 3091.9342 | 51.9623 | 63.0333
1 | 6400 | 707 | 0.035 | 15 | 15 | 7 | 5.6234e-11 | 5spot_SharedNeighbor | Water | Porous | Wet | R245fa | MinimizeLCOE_Brownfield | IgnoreSilica | 201.6823 | 147.7187 | 18.4358 | 4 | 2501.8547 | 3023.1833 | 51.0037 | 61.6317 | 217.2537 | 0 | 81.2063 | 17483141.1625 | 1090565.5559 | 17812835.9737 | 13555942.33 | 0 | 992588.0072 | 0 | 19864678.4815 | 51683818.603 | 35275268.1928 | 157758838.3066 | 961560.8286 | 25774141.8447 | 25774141.8447 | 1478867.319 | 11191377.8078 | 0 | 184494540.98 | 222938927.9515 | 56234.1325 | 73.7431 | 2501.8547 | 3023.1833 | 51.0037 | 61.6317
1 | 6400 | 707 | 0.035 | 15 | 15 | 7 | 7.4989e-11 | 5spot_SharedNeighbor | Water | Porous | Wet | R245fa | MinimizeLCOE_Brownfield | IgnoreSilica | 207.5398 | 151.0502 | 18.9833 | 4 | 2466.0426 | 2972.334 | 50.2736 | 60.595 | 216.5661 | 0 | 100.2488 | 17764346.65 | 1107724.8185 | 18133505.3622 | 13933307.1439 | 0 | 887395.99 | 0 | 20212249.1862 | 52588126.2801 | 35892476.7641 | 160519132.1951 | 961560.8286 | 25774141.8447 | 25774141.8447 | 1478867.319 | 11191377.8078 | 0 | 187254834.8685 | 225699221.84 | 74989.4209 | 75.9333 | 2466.0426 | 2972.334 | 50.2736 | 60.595
1 | 6400 | 707 | 0.035 | 15 | 15 | 7 | 1e-10 | 5spot_SharedNeighbor | Water | Porous | Wet | R245fa | MinimizeLCOE_Brownfield | IgnoreSilica | 211.866 | 153.4598 | 19.3949 | 4 | 2438.7989 | 2934.3474 | 49.7182 | 59.8206 | 216.0471 | 0 | 109.0164 | 17966650.4107 | 1120064.8741 | 18364553.9315 | 14210940.6275 | 0 | 792340.1182 | 0 | 20457274.4851 | 53225631.8463 | 36327587.4125 | 162465043.7058 | 961560.8286 | 25774141.8447 | 25774141.8447 | 1478867.319 | 11191377.8078 | 0 | 189200746.3792 | 227645133.3507 | 100000 | 77.5795 | 2438.7989 | 2934.3474 | 49.7182 | 59.8206
1 | 6400 | 707 | 0.035 | 15 | 15 | 7 | 1.3335e-10 | 5spot_SharedNeighbor | Water | Porous | Wet | R245fa | MinimizeLCOE_Brownfield | IgnoreSilica | 215.1593 | 155.2654 | 19.7091 | 4 | 2418.105 | 2905.7531 | 49.2963 | 59.2377 | 215.6459 | 0 | 109.268 | 18117659.6649 | 1129273.6038 | 18537210.5578 | 14421851.3689 | 0 | 711474.8276 | 0 | 20637813.3089 | 53695356.8322 | 36648184.3673 | 163898824.5313 | 961560.8286 | 25774141.8447 | 25774141.8447 | 1478867.319 | 11191377.8078 | 0 | 190634527.2047 | 229078914.1762 | 133352.1432 | 78.8363 | 2418.105 | 2905.7531 | 49.2963 | 59.2377
1 | 6400 | 707 | 0.035 | 15 | 15 | 7 | 1.7783e-10 | 5spot_SharedNeighbor | Water | Porous | Wet | R245fa | MinimizeLCOE_Brownfield | IgnoreSilica | 217.5829 | 156.5781 | 19.9437 | 4 | 2402.4055 | 2884.3171 | 48.9763 | 58.8007 | 215.3471 | 0 | 129.2729 | 18227143.2186 | 1135948.7287 | 18662489.9291 | 14576956.2109 | 0 | 643219.0672 | 0 | 20765845.2902 | 54028469.7845 | 36875540.802 | 164915613.031 | 961560.8286 | 25774141.8447 | 25774141.8447 | 1478867.319 | 11191377.8078 | 0 | 191651315.7043 | 230095702.6759 | 177827.941 | 79.7748 | 2402.4055 | 2884.3171 | 48.9763 | 58.8007
1 | 6400 | 707 | 0.035 | 15 | 15 | 7 | 2.3714e-10 | 5spot_SharedNeighbor | Water | Porous | Wet | R245fa | MinimizeLCOE_Brownfield | IgnoreSilica | 219.3339 | 157.5178 | 20.1167 | 4 | 2390.5078 | 2868.2745 | 48.7337 | 58.4737 | 215.129 | 0 | 138.1 | 18305349.8657 | 1140716.2514 | 18752031.6828 | 14688966.6106 | 0 | 586430.2097 | 0 | 20854662.9019 | 54259554.9912 | 37033261.2038 | 165620973.7171 | 961560.8286 | 25774141.8447 | 25774141.8447 | 1478867.319 | 11191377.8078 | 0 | 192356676.3905 | 230801063.362 | 237137.3706 | 80.4669 | 2390.5078 | 2868.2745 | 48.7337 | 58.4737
1 | 6400 | 707 | 0.035 | 15 | 15 | 7 | 3.1623e-10 | 5spot_SharedNeighbor | Water | Porous | Wet | R245fa | MinimizeLCOE_Brownfield | IgnoreSilica | 220.7 | 158.246 | 20.25 | 4 | 2381.5 | 2856.1217 | 48.5501 | 58.2259 | 214.9581 | 0 | 171.3893 | 18365876.4303 | 1144405.6019 | 18821360.3397 | 14776263.5773 | 0 | 541543.4663 | 0 | 20923285.272 | 54438096.3219 | 37155119.3307 | 166165950.34 | 961560.8286 | 25774141.8447 | 25774141.8447 | 1478867.319 | 11191377.8078 | 0 | 192901653.0134 | 231346039.9849 | 316227.766 | 81.0001 | 2381.5 | 2856.1217 | 48.5501 | 58.2259
1 | 6400 | 707 | 0.035 | 15 | 15 | 7 | 4.217e-10 | 5spot_SharedNeighbor | Water | Porous | Wet | R245fa | MinimizeLCOE_Brownfield | IgnoreSilica | 221.6307 | 158.7387 | 20.3448 | 4 | 2374.6858 | 2847.0959 | 48.4112 | 58.0419 | 214.8407 | 0 | 174.9511 | 18406776.2883 | 1146898.4322 | 18868222.5994 | 14835550.0022 | 0 | 504525.6867 | 0 | 20967169.4734 | 54552274.012 | 37233047.9503 | 166514464.4446 | 961560.8286 | 25774141.8447 | 25774141.8447 | 1478867.319 | 11191377.8078 | 0 | 193250167.1179 | 231694554.0895 | 421696.5034 | 81.3793 | 2374.6858 | 2847.0959 | 48.4112 | 58.0419
1 | 6400 | 707 | 0.035 | 15 | 15 | 7 | 5.6234e-10 | 5spot_SharedNeighbor | Water | Porous | Wet | R245fa | MinimizeLCOE_Brownfield | IgnoreSilica | 222.2808 | 159.0814 | 20.4133 | 4 | 2369.5385 | 2840.3633 | 48.3062 | 57.9046 | 214.7583 | 0 | 183.8417 | 18435201.3629 | 1148630.8397 | 18900798.382 | 14876953.7789 | 0 | 474779.1391 | 0 | 20996181.766 | 54627758.046 | 37284567.3546 | 166744870.6691 | 961560.8286 | 25774141.8447 | 25774141.8447 | 1478867.319 | 11191377.8078 | 0 | 193480573.3425 | 231924960.314 | 562341.3252 | 81.6533 | 2369.5385 | 2840.3633 | 48.3062 | 57.9046
1 | 6400 | 707 | 0.035 | 15 | 15 | 7 | 7.4989e-10 | 5spot_SharedNeighbor | Water | Porous | Wet | R245fa | MinimizeLCOE_Brownfield | IgnoreSilica | 222.7218 | 159.3129 | 20.4621 | 4 | 2365.6547 | 2835.3572 | 48.2271 | 57.8026 | 214.702 | 0 | 189.8557 | 18454397.7017 | 1149800.7469 | 18922801.0129 | 14905031.1088 | 0 | 450966.1775 | 0 | 21014368.7316 | 54675076.8 | 37316863.3765 | 166889305.6558 | 961560.8286 | 25774141.8447 | 25774141.8447 | 1478867.319 | 11191377.8078 | 0 | 193625008.3292 | 232069395.3007 | 749894.2093 | 81.8484 | 2365.6547 | 2835.3572 | 48.2271 | 57.8026
1 | 6400 | 707 | 0.035 | 15 | 15 | 7 | 1e-09 | 5spot_SharedNeighbor | Water | Porous | Wet | R245fa | MinimizeLCOE_Brownfield | IgnoreSilica | 223.0534 | 159.4866 | 20.4988 | 4 | 2362.7273 | 2831.5895 | 48.1674 | 57.7258 | 214.6596 | 0 | 177.1662 | 18468799.5724 | 1150678.4366 | 18939309.9644 | 14926138.4444 | 0 | 432609.3623 | 0 | 21027838.9542 | 54710123.556 | 37340783.5076 | 166996281.7979 | 961560.8286 | 25774141.8447 | 25774141.8447 | 1478867.319 | 11191377.8078 | 0 | 193731984.4713 | 232176371.4428 | 1000000 | 81.9951 | 2362.7273 | 2831.5895 | 48.1674 | 57.7258
1 | 6400 | 707 | 0.035 | 15 | 15 | 7 | 1.3335e-09 | 5spot_SharedNeighbor | Water | Porous | Wet | R245fa | MinimizeLCOE_Brownfield | IgnoreSilica | 223.2749 | 159.6024 | 20.5247 | 4 | 2360.5227 | 2828.7918 | 48.1224 | 57.6687 | 214.6312 | 0 | 190.3998 | 18478388.8978 | 1151262.8261 | 18950303.0673 | 14940236.6244 | 0 | 418123.5187 | 0 | 21035942.8243 | 54731208.1638 | 37355174.1856 | 167060640.108 | 961560.8286 | 25774141.8447 | 25774141.8447 | 1478867.319 | 11191377.8078 | 0 | 193796342.7813 | 232240729.7529 | 1333521.4322 | 82.0989 | 2360.5227 | 2828.7918 | 48.1224 | 57.6687
1 | 6400 | 707 | 0.035 | 15 | 15 | 7 | 1.7783e-09 | 5spot_SharedNeighbor | Water | Porous | Wet | R245fa | MinimizeLCOE_Brownfield | IgnoreSilica | 223.4406 | 159.6889 | 20.5442 | 4 | 2358.8638 | 2826.6894 | 48.0886 | 57.6259 | 214.6098 | 0 | 187.1612 | 18485557.1589 | 1151699.6665 | 18958521.1055 | 14950786.7298 | 0 | 407064.7356 | 0 | 21041915.4646 | 54746747.7485 | 37365780.2715 | 167108072.8809 | 961560.8286 | 25774141.8447 | 25774141.8447 | 1478867.319 | 11191377.8078 | 0 | 193843775.5543 | 232288162.5258 | 1778279.41 | 82.1768 | 2358.8638 | 2826.6894 | 48.0886 | 57.6259
1 | 6400 | 707 | 0.035 | 15 | 15 | 7 | 2.3714e-09 | 5spot_SharedNeighbor | Water | Porous | Wet | R245fa | MinimizeLCOE_Brownfield | IgnoreSilica | 223.5527 | 159.7472 | 20.5581 | 4 | 2357.6164 | 2825.1259 | 48.0632 | 57.594 | 214.5953 | 0 | 187.4759 | 18490389.6 | 1151994.1572 | 18964061.4495 | 14957916.3533 | 0 | 398472.3953 | 0 | 21045505.2426 | 54756087.6146 | 37372154.922 | 167136581.7347 | 961560.8286 | 25774141.8447 | 25774141.8447 | 1478867.319 | 11191377.8078 | 0 | 193872284.4081 | 232316671.3796 | 2371373.7057 | 82.2323 | 2357.6164 | 2825.1259 | 48.0632 | 57.594
1 | 6400 | 707 | 0.035 | 15 | 15 | 7 | 3.1623e-09 | 5spot_SharedNeighbor | Water | Porous | Wet | R245fa | MinimizeLCOE_Brownfield | IgnoreSilica | 223.6381 | 159.7917 | 20.5686 | 4 | 2356.679 | 2823.9498 | 48.0441 | 57.57 | 214.5843 | 0 | 188.4396 | 18494070.5568 | 1152218.4747 | 18968281.7376 | 14963348.589 | 0 | 391982.1472 | 0 | 21048261.587 | 54763259.0574 | 37377049.5791 | 167158471.7288 | 961560.8286 | 25774141.8447 | 25774141.8447 | 1478867.319 | 11191377.8078 | 0 | 193894174.4021 | 232338561.3737 | 3162277.6602 | 82.2743 | 2356.679 | 2823.9498 | 48.0441 | 57.57
1 | 6400 | 707 | 0.035 | 15 | 15 | 7 | 4.217e-09 | 5spot_SharedNeighbor | Water | Porous | Wet | R245fa | MinimizeLCOE_Brownfield | IgnoreSilica | 223.677 | 159.8116 | 20.575 | 4 | 2355.9749 | 2823.0998 | 48.0297 | 57.5527 | 214.579 | 0 | 191.8749 | 18495725.8504 | 1152319.3478 | 18970179.5945 | 14965819.2119 | 0 | 386691.7181 | 0 | 21048586.9318 | 54764105.5378 | 37377627.3194 | 167161055.5117 | 961560.8286 | 25774141.8447 | 25774141.8447 | 1478867.319 | 11191377.8078 | 0 | 193896758.1851 | 232341145.1566 | 4216965.0343 | 82.3 | 2355.9749 | 2823.0998 | 48.0297 | 57.5527
1 | 6400 | 707 | 0.035 | 15 | 15 | 7 | 5.6234e-09 | 5spot_SharedNeighbor | Water | Porous | Wet | R245fa | MinimizeLCOE_Brownfield | IgnoreSilica | 223.7307 | 159.8396 | 20.5812 | 4 | 2355.4462 | 2822.4296 | 48.019 | 57.539 | 214.5721 | 0 | 187.2782 | 18498045.0162 | 1152460.6768 | 18972838.638 | 14969237.6921 | 0 | 383076.7128 | 0 | 21050506.907 | 54769100.9193 | 37381036.7699 | 167176303.3322 | 961560.8286 | 25774141.8447 | 25774141.8447 | 1478867.319 | 11191377.8078 | 0 | 193912006.0056 | 232356392.9771 | 5623413.2519 | 82.325 | 2355.4462 | 2822.4296 | 48.019 | 57.539
1 | 6400 | 707 | 0.035 | 15 | 15 | 7 | 7.4989e-09 | 5spot_SharedNeighbor | Water | Porous | Wet | R245fa | MinimizeLCOE_Brownfield | IgnoreSilica | 223.7649 | 159.8574 | 20.5856 | 4 | 2355.0493 | 2821.9345 | 48.0109 | 57.529 | 214.5677 | 0 | 188.5923 | 18499519.6054 | 1152550.5373 | 18974529.3502 | 14971417.541 | 0 | 380260.8136 | 0 | 21051528.3605 | 54771758.5319 | 37382850.6451 | 167184415.3851 | 961560.8286 | 25774141.8447 | 25774141.8447 | 1478867.319 | 11191377.8078 | 0 | 193920118.0585 | 232364505.03 | 7498942.0933 | 82.3423 | 2355.0493 | 2821.9345 | 48.0109 | 57.529
1 | 6400 | 707 | 0.035 | 15 | 15 | 7 | 1e-08 | 5spot_SharedNeighbor | Water | Porous | Wet | R245fa | MinimizeLCOE_Brownfield | IgnoreSilica | 223.787 | 159.8689 | 20.5886 | 4 | 2354.7515 | 2821.5678 | 48.0048 | 57.5215 | 214.5648 | 0 | 191.9131 | 18500465.1331 | 1152608.1571 | 18975613.467 | 14972819.6339 | 0 | 378085.7049 | 0 | 21052040.9175 | 54773092.0999 | 37383760.8327 | 167188485.9461 | 961560.8286 | 25774141.8447 | 25774141.8447 | 1478867.319 | 11191377.8078 | 0 | 193924188.6194 | 232368575.591 | 10000000 | 82.3544 | 2354.7515 | 2821.5678 | 48.0048 | 57.5215
1 | 6500 | 707 | 0.035 | 15 | 15 | 7 | 1e-13 | 5spot_SharedNeighbor | Water | Porous | Wet | R245fa | MinimizeLCOE_Brownfield | IgnoreSilica | 1.1276 | 0.33606 | 0.024903 | 4 | 289630.4667 | 683734.8757 | 5904.5088 | 13938.8603 | 141.7615 | 0 | 28.9536 | 206349.0577 | 9651.7438 | 140272.5589 | 74866.1825 | 0 | 64190.3616 | 0 | 193178.6627 | 502611.2541 | 343042.5085 | 1534162.3298 | 961560.8286 | 26355312.1702 | 26355312.1702 | 1478867.319 | 11423845.938 | 0 | 28851035.3287 | 68109060.7559 | 100 | 0.099613 | 289630.4667 | 683734.8757 | 5904.5088 | 13938.8603
1 | 6500 | 707 | 0.035 | 15 | 15 | 7 | 1.3335e-13 | 5spot_SharedNeighbor | Water | Porous | Wet | R245fa | MinimizeLCOE_Brownfield | IgnoreSilica | 1.4565 | 0.52493 | 0.048603 | 4 | 151376.7438 | 353308.7727 | 3086.0197 | 7202.6772 | 157.0348 | 0 | 30.0587 | 299729.9275 | 15811.9339 | 198393.9857 | 97840.0181 | 0 | 70310.4848 | 0 | 266013.6765 | 692113.0194 | 472381.3573 | 2112594.4033 | 961560.8286 | 26355312.1702 | 26355312.1702 | 1478867.319 | 11423845.938 | 0 | 29429467.4022 | 68687492.8294 | 133.3521 | 0.19441 | 151376.7438 | 353308.7727 | 3086.0197 | 7202.6772
1 | 6500 | 707 | 0.035 | 15 | 15 | 7 | 1.7783e-13 | 5spot_SharedNeighbor | Water | Porous | Wet | R245fa | MinimizeLCOE_Brownfield | IgnoreSilica | 1.8848 | 0.79556 | 0.085697 | 4 | 88089.1686 | 202614.858 | 1795.8169 | 4130.5779 | 170.7515 | 0 | 136.0763 | 422794.2991 | 25271.6386 | 274129.2204 | 130130.6319 | 0 | 77217.6749 | 0 | 362521.9513 | 943207.7539 | 643758.673 | 2879031.8432 | 961560.8286 | 26355312.1702 | 26355312.1702 | 1478867.319 | 11423845.938 | 0 | 30195904.8421 | 69453930.2693 | 177.8279 | 0.34279 | 88089.1686 | 202614.858 | 1795.8169 | 4130.5779
1 | 6500 | 707 | 0.035 | 15 | 15 | 7 | 2.3714e-13 | 5spot_SharedNeighbor | Water | Porous | Wet | R245fa | MinimizeLCOE_Brownfield | IgnoreSilica | 2.4293 | 1.1959 | 0.13985 | 4 | 55766.2576 | 125944.9546 | 1136.8706 | 2567.5583 | 182.4195 | 0 | 176.4482 | 578572.8469 | 37447.7935 | 377861.3284 | 173613.999 | 0 | 84846.109 | 0 | 488413.4099 | 1270751.5053 | 867314.0137 | 3878821.0056 | 961560.8286 | 26355312.1702 | 26355312.1702 | 1478867.319 | 11423845.938 | 0 | 31195694.0045 | 70453719.4317 | 237.1374 | 0.5594 | 55766.2576 | 125944.9546 | 1136.8706 | 2567.5583
1 | 6500 | 707 | 0.035 | 15 | 15 | 7 | 3.1623e-13 | 5spot_SharedNeighbor | Water | Porous | Wet | R245fa | MinimizeLCOE_Brownfield | IgnoreSilica | 3.1295 | 1.7606 | 0.21011 | 4 | 38547.5775 | 85259.5377 | 785.8445 | 1738.131 | 192.2384 | 0 | 229.7864 | 758459.1942 | 49091.8492 | 514888.5091 | 223426.2525 | 0 | 94161.0375 | 0 | 639610.4686 | 1664135.2372 | 1135806.494 | 5079579.0424 | 961560.8286 | 26355312.1702 | 26355312.1702 | 1478867.319 | 11423845.938 | 0 | 32396452.0413 | 71654477.4685 | 316.2278 | 0.84043 | 38547.5775 | 85259.5377 | 785.8445 | 1738.131
1 | 6500 | 707 | 0.035 | 15 | 15 | 7 | 4.217e-13 | 5spot_SharedNeighbor | Water | Porous | Wet | R245fa | MinimizeLCOE_Brownfield | IgnoreSilica | 4.0311 | 2.4938 | 0.30156 | 4 | 28043.9158 | 60589.6762 | 571.7132 | 1235.2025 | 200.3593 | 0 | 38.1082 | 968205.1746 | 62639.2417 | 680252.0908 | 286203.3991 | 0 | 104834.6008 | 0 | 819832.4577 | 2133035.8842 | 1455840.8205 | 6510843.6695 | 961560.8286 | 26355312.1702 | 26355312.1702 | 1478867.319 | 11423845.938 | 0 | 33827716.6683 | 73085742.0955 | 421.6965 | 1.2062 | 28043.9158 | 60589.6762 | 571.7132 | 1235.2025
1 | 6500 | 707 | 0.035 | 15 | 15 | 7 | 5.6234e-13 | 5spot_SharedNeighbor | Water | Porous | Wet | R245fa | MinimizeLCOE_Brownfield | IgnoreSilica | 5.2421 | 3.4854 | 0.42504 | 4 | 20952.9458 | 44043.6616 | 427.1541 | 897.8896 | 207.1916 | 0 | 41.7202 | 1224940.2822 | 79181.1756 | 889169.7713 | 369754.5102 | 0 | 118875.6925 | 0 | 1045949.3584 | 2721345.6768 | 1857374.3425 | 8306590.8095 | 961560.8286 | 26355312.1702 | 26355312.1702 | 1478867.319 | 11423845.938 | 0 | 35623463.8084 | 74881489.2356 | 562.3413 | 1.7002 | 20952.9458 | 44043.6616 | 427.1541 | 897.8896
1 | 6500 | 707 | 0.035 | 15 | 15 | 7 | 7.4989e-13 | 5spot_SharedNeighbor | Water | Porous | Wet | R245fa | MinimizeLCOE_Brownfield | IgnoreSilica | 6.7768 | 4.7462 | 0.58281 | 4 | 16192.0042 | 33032.0206 | 330.0959 | 673.4024 | 212.4738 | 0 | 39.7638 | 1522227.5973 | 98285.1453 | 1138308.6826 | 475176.9504 | 0 | 133657.4043 | 0 | 1313385.7541 | 3417160.3198 | 2332282.1339 | 10430483.9875 | 961560.8286 | 26355312.1702 | 26355312.1702 | 1478867.319 | 11423845.938 | 0 | 37747356.9864 | 77005382.4136 | 749.8942 | 2.3312 | 16192.0042 | 33032.0206 | 330.0959 | 673.4024
1 | 6500 | 707 | 0.035 | 15 | 15 | 7 | 1e-12 | 5spot_SharedNeighbor | Water | Porous | Wet | R245fa | MinimizeLCOE_Brownfield | IgnoreSilica | 8.7648 | 6.3665 | 0.78569 | 4 | 12826.548 | 25318.1686 | 261.4865 | 516.1451 | 216.3517 | 0 | 40.0376 | 1872313.1011 | 120719.0351 | 1439803.848 | 611274.4922 | 0 | 151136.9753 | 0 | 1636146.5062 | 4256917.5892 | 2905433.7256 | 12993745.2727 | 961560.8286 | 26355312.1702 | 26355312.1702 | 1478867.319 | 11423845.938 | 0 | 40310618.2715 | 79568643.6988 | 1000 | 3.1427 | 12826.548 | 25318.1686 | 261.4865 | 516.1451
1 | 6500 | 707 | 0.035 | 15 | 15 | 7 | 1.3335e-12 | 5spot_SharedNeighbor | Water | Porous | Wet | R245fa | MinimizeLCOE_Brownfield | IgnoreSilica | 11.4294 | 8.6047 | 1.0669 | 4 | 10221.1737 | 19420.4302 | 208.3725 | 395.9117 | 220.2919 | 0 | 57.9315 | 2315933.524 | 149059.6977 | 1832193.3732 | 794592.5443 | 0 | 171660.005 | 0 | 2052741.2663 | 5340811.6997 | 3645213.7278 | 16302205.8381 | 961560.8286 | 26355312.1702 | 26355312.1702 | 1478867.319 | 11423845.938 | 0 | 43619078.837 | 82877104.2642 | 1333.5214 | 4.2675 | 10221.1737 | 19420.4302 | 208.3725 | 395.9117
1 | 6500 | 707 | 0.035 | 15 | 15 | 7 | 1.7783e-12 | 5spot_SharedNeighbor | Water | Porous | Wet | R245fa | MinimizeLCOE_Brownfield | IgnoreSilica | 14.9131 | 11.5001 | 1.4305 | 4 | 8328.4696 | 15189.3555 | 169.7871 | 309.6556 | 223.0024 | 0 | 48.5995 | 2842943.5209 | 182616.0724 | 2310718.4696 | 1033680.9602 | 0 | 196721.1513 | 0 | 2561005.268 | 6663210.373 | 4547777.9949 | 20338673.8103 | 961560.8286 | 26355312.1702 | 26355312.1702 | 1478867.319 | 11423845.938 | 0 | 47655546.8092 | 86913572.2364 | 1778.2794 | 5.722 | 8328.4696 | 15189.3555 | 169.7871 | 309.6556
1 | 6500 | 707 | 0.035 | 15 | 15 | 7 | 2.3714e-12 | 5spot_SharedNeighbor | Water | Porous | Wet | R245fa | MinimizeLCOE_Brownfield | IgnoreSilica | 19.5347 | 15.3459 | 1.9135 | 4 | 6887.0175 | 12016.152 | 140.4012 | 244.9655 | 225.1341 | 0 | 47.6843 | 3487002.2554 | 223481.2007 | 2910568.941 | 1350820.4925 | 0 | 227605.0652 | 0 | 3197796.4024 | 8320010.2808 | 5678577.9757 | 25395862.6137 | 961560.8286 | 26355312.1702 | 26355312.1702 | 1478867.319 | 11423845.938 | 0 | 52712735.6126 | 91970761.0398 | 2371.3737 | 7.6539 | 6887.0175 | 12016.152 | 140.4012 | 244.9655
1 | 6500 | 707 | 0.035 | 15 | 15 | 7 | 3.1623e-12 | 5spot_SharedNeighbor | Water | Porous | Wet | R245fa | MinimizeLCOE_Brownfield | IgnoreSilica | 25.6442 | 20.4342 | 2.5526 | 4 | 5781.6155 | 9626.4634 | 117.8661 | 196.2485 | 226.79 | 0 | 50.9854 | 4271727.602 | 273084.9795 | 3659918.3449 | 1770241.4135 | 0 | 265268.317 | 0 | 3993693.8562 | 10390772.1947 | 7091915.5319 | 31716622.2398 | 961560.8286 | 26355312.1702 | 26355312.1702 | 1478867.319 | 11423845.938 | 0 | 59033495.2387 | 98291520.6659 | 3162.2777 | 10.2106 | 5781.6155 | 9626.4634 | 117.8661 | 196.2485
1 | 6500 | 707 | 0.035 | 15 | 15 | 7 | 4.217e-12 | 5spot_SharedNeighbor | Water | Porous | Wet | R245fa | MinimizeLCOE_Brownfield | IgnoreSilica | 33.6757 | 27.1286 | 3.3938 | 4 | 4928.264 | 7820.183 | 100.4693 | 159.425 | 228.0633 | 0 | 55.1883 | 5223370.1864 | 333001.6651 | 4591207.5881 | 2322279.8952 | 0 | 310720.1344 | 0 | 4984425.9929 | 12968453.9873 | 8851236.3214 | 39584695.7707 | 961560.8286 | 26355312.1702 | 26355312.1702 | 1478867.319 | 11423845.938 | 0 | 66901568.7696 | 106159594.1968 | 4216.965 | 13.5751 | 4928.264 | 7820.183 | 100.4693 | 159.425
1 | 6500 | 707 | 0.035 | 15 | 15 | 7 | 5.6234e-12 | 5spot_SharedNeighbor | Water | Porous | Wet | R245fa | MinimizeLCOE_Brownfield | IgnoreSilica | 44.158 | 35.8648 | 4.4917 | 4 | 4265.1224 | 6450.1331 | 86.9503 | 131.4947 | 229.0269 | 0 | 41.5477 | 6369583.3696 | 404869.5939 | 5740104.4437 | 3042325.2046 | 0 | 365114.811 | 0 | 6209578.9949 | 16156050.7848 | 11026836.6343 | 49314463.8367 | 961560.8286 | 26355312.1702 | 26355312.1702 | 1478867.319 | 11423845.938 | 0 | 76631336.8356 | 115889362.2628 | 5623.4133 | 17.967 | 4265.1224 | 6450.1331 | 86.9503 | 131.4947
1 | 6500 | 707 | 0.035 | 15 | 15 | 7 | 7.4989e-12 | 5spot_SharedNeighbor | Water | Porous | Wet | R245fa | MinimizeLCOE_Brownfield | IgnoreSilica | 57.6905 | 47.1168 | 5.9056 | 4 | 3748.0952 | 5409.9901 | 76.41 | 110.29 | 229.6863 | 0 | 60.5624 | 7734510.6841 | 490083.7227 | 7140450.9782 | 3971339.9407 | 0 | 430257.6351 | 0 | 7708990.7547 | 20057212.6124 | 13689459.7425 | 61222306.0704 | 961560.8286 | 26355312.1702 | 26355312.1702 | 1478867.319 | 11423845.938 | 0 | 88539179.0693 | 127797204.4965 | 7498.9421 | 23.6224 | 3748.0952 | 5409.9901 | 76.41 | 110.29
1 | 6500 | 707 | 0.035 | 15 | 15 | 7 | 1e-11 | 5spot_SharedNeighbor | Water | Porous | Wet | R245fa | MinimizeLCOE_Brownfield | IgnoreSilica | 74.7085 | 61.1274 | 7.6644 | 4 | 3349.7223 | 4630.2456 | 68.2886 | 94.3938 | 229.9035 | 0 | 60.3294 | 9310499.4565 | 588046.8844 | 8793732.9019 | 5137513.2583 | 0 | 507329.227 | 0 | 9491477.474 | 24694877.4175 | 16854761.2664 | 75378237.886 | 961560.8286 | 26355312.1702 | 26355312.1702 | 1478867.319 | 11423845.938 | 0 | 102695110.8849 | 141953136.3121 | 10000 | 30.6578 | 3349.7223 | 4630.2456 | 68.2886 | 94.3938
1 | 6500 | 707 | 0.035 | 15 | 15 | 7 | 1.3335e-11 | 5spot_SharedNeighbor | Water | Porous | Wet | R245fa | MinimizeLCOE_Brownfield | IgnoreSilica | 95.3541 | 77.7118 | 9.7403 | 4 | 3049.8112 | 4057.4309 | 62.1745 | 82.7162 | 229.4334 | 0 | 64.5705 | 11048895.6502 | 695645.2144 | 10655509.9771 | 6545736.5174 | 0 | 598868.898 | 0 | 11522415.9403 | 29978962.7041 | 20461258.0517 | 91507292.9533 | 961560.8286 | 26355312.1702 | 26355312.1702 | 1478867.319 | 11423845.938 | 0 | 118824165.9521 | 158082191.3793 | 13335.2143 | 38.9612 | 3049.8112 | 4057.4309 | 62.1745 | 82.7162
1 | 6500 | 707 | 0.035 | 15 | 15 | 7 | 1.7783e-11 | 5spot_SharedNeighbor | Water | Porous | Wet | R245fa | MinimizeLCOE_Brownfield | IgnoreSilica | 119.0937 | 95.96 | 12.0117 | 4 | 2832.7075 | 3649.7855 | 57.7486 | 74.4058 | 228.0845 | 0 | 60.2083 | 12844219.584 | 806324.7867 | 12614114.3642 | 8152810.3794 | 0 | 705842.3334 | 0 | 13698091.4646 | 35639624.1259 | 24324775.787 | 108785802.8252 | 961560.8286 | 26355312.1702 | 26355312.1702 | 1478867.319 | 11423845.938 | 0 | 136102675.824 | 175360701.2513 | 17782.7941 | 48.0469 | 2832.7075 | 3649.7855 | 57.7486 | 74.4058
1 | 6500 | 707 | 0.035 | 15 | 15 | 7 | 2.3714e-11 | 5spot_SharedNeighbor | Water | Porous | Wet | R245fa | MinimizeLCOE_Brownfield | IgnoreSilica | 144.7279 | 114.4835 | 14.2989 | 4 | 2681.6767 | 3368.06 | 54.6696 | 68.6625 | 225.935 | 0 | 73.499 | 14570322.4686 | 912361.595 | 14527103.5825 | 9866393.3164 | 0 | 825337.2848 | 0 | 15873592.1165 | 41299830.5656 | 28187982.9876 | 126062923.917 | 961560.8286 | 26355312.1702 | 26355312.1702 | 1478867.319 | 11423845.938 | 0 | 153379796.9158 | 192637822.3431 | 23713.7371 | 57.1955 | 2681.6767 | 3368.06 | 54.6696 | 68.6625
1 | 6500 | 707 | 0.035 | 15 | 15 | 7 | 3.1623e-11 | 5spot_SharedNeighbor | Water | Porous | Wet | R245fa | MinimizeLCOE_Brownfield | IgnoreSilica | 170.5622 | 132.1323 | 16.462 | 4 | 2577.1604 | 3173.3511 | 52.5389 | 64.6931 | 223.5274 | 0 | 72.016 | 16142921.8061 | 1008679.7181 | 16292657.9144 | 11580027.6814 | 0 | 946848.5981 | 0 | 17928742.9301 | 46646911.4132 | 31837475.5377 | 142384265.5991 | 961560.8286 | 26355312.1702 | 26355312.1702 | 1478867.319 | 11423845.938 | 0 | 169701138.5979 | 208959164.0252 | 31622.7766 | 65.8481 | 2577.1604 | 3173.3511 | 52.5389 | 64.6931
1 | 6500 | 707 | 0.035 | 15 | 15 | 7 | 4.217e-11 | 5spot_SharedNeighbor | Water | Porous | Wet | R245fa | MinimizeLCOE_Brownfield | IgnoreSilica | 194.8011 | 147.4959 | 18.3252 | 4 | 2509.8178 | 3045.3917 | 51.166 | 62.0844 | 220.9324 | 0 | 76.1686 | 17464270.5772 | 1089413.7977 | 17791337.7894 | 13169280.9944 | 0 | 1064344.0287 | 0 | 19725672.4031 | 51322153.301 | 35028424.1927 | 156654897.0842 | 961560.8286 | 26355312.1702 | 26355312.1702 | 1478867.319 | 11423845.938 | 0 | 183971770.0831 | 223229795.5103 | 42169.6503 | 73.3008 | 2509.8178 | 3045.3917 | 51.166 | 62.0844
1 | 6500 | 707 | 0.035 | 15 | 15 | 7 | 5.6234e-11 | 5spot_SharedNeighbor | Water | Porous | Wet | R245fa | MinimizeLCOE_Brownfield | IgnoreSilica | 204.6862 | 153.3879 | 19.1773 | 4 | 2465.3122 | 2977.0908 | 50.2587 | 60.692 | 219.7755 | 0 | 73.3787 | 17960624.8306 | 1119697.3829 | 18357667.9501 | 13812162.1111 | 0 | 987987.8581 | 0 | 20372874.6518 | 53006040.7929 | 36177712.0064 | 161794767.584 | 961560.8286 | 26355312.1702 | 26355312.1702 | 1478867.319 | 11423845.938 | 0 | 189111640.5829 | 228369666.0101 | 56234.1325 | 76.709 | 2465.3122 | 2977.0908 | 50.2587 | 60.692
1 | 6500 | 707 | 0.035 | 15 | 15 | 7 | 7.4989e-11 | 5spot_SharedNeighbor | Water | Porous | Wet | R245fa | MinimizeLCOE_Brownfield | IgnoreSilica | 210.3197 | 156.6375 | 19.7159 | 4 | 2431.5514 | 2929.3473 | 49.5705 | 59.7187 | 219.0889 | 0 | 90.3862 | 18232086.027 | 1136250.0617 | 18668147.8627 | 14176188.0485 | 0 | 880898.4947 | 0 | 20706492.4929 | 53874045.981 | 36770143.383 | 164444252.3516 | 961560.8286 | 26355312.1702 | 26355312.1702 | 1478867.319 | 11423845.938 | 0 | 191761125.3505 | 231019150.7777 | 74989.4209 | 78.8637 | 2431.5514 | 2929.3473 | 49.5705 | 59.7187
1 | 6500 | 707 | 0.035 | 15 | 15 | 7 | 1e-10 | 5spot_SharedNeighbor | Water | Porous | Wet | R245fa | MinimizeLCOE_Brownfield | IgnoreSilica | 214.6971 | 159.111 | 20.1331 | 4 | 2405.8864 | 2893.3679 | 49.0472 | 58.9852 | 218.5446 | 0 | 105.1255 | 18437658.2334 | 1148780.5738 | 18903614.2763 | 14458035.3048 | 0 | 788156.784 | 0 | 20957135.6172 | 54526167.9762 | 37215230.0445 | 166434778.8101 | 961560.8286 | 26355312.1702 | 26355312.1702 | 1478867.319 | 11423845.938 | 0 | 193751651.8089 | 233009677.2362 | 100000 | 80.5323 | 2405.8864 | 2893.3679 | 49.0472 | 58.9852
1 | 6500 | 707 | 0.035 | 15 | 15 | 7 | 1.3335e-10 | 5spot_SharedNeighbor | Water | Porous | Wet | R245fa | MinimizeLCOE_Brownfield | IgnoreSilica | 217.936 | 160.912 | 20.4458 | 4 | 2386.4018 | 2866.4262 | 48.65 | 58.436 | 218.1354 | 0 | 142.2882 | 18586778.5759 | 1157867.695 | 19074604.3091 | 14666319.5121 | 0 | 707976.3353 | 0 | 21135483.1067 | 54990191.5599 | 37531935.6751 | 167851156.769 | 961560.8286 | 26355312.1702 | 26355312.1702 | 1478867.319 | 11423845.938 | 0 | 195168029.7679 | 234426055.1951 | 133352.1432 | 81.7834 | 2386.4018 | 2866.4262 | 48.65 | 58.436
1 | 6500 | 707 | 0.035 | 15 | 15 | 7 | 1.7783e-10 | 5spot_SharedNeighbor | Water | Porous | Wet | R245fa | MinimizeLCOE_Brownfield | IgnoreSilica | 220.3844 | 162.257 | 20.6829 | 4 | 2371.6242 | 2846.1462 | 48.3488 | 58.0225 | 217.8225 | 0 | 151.7977 | 18697827.9675 | 1164633.5369 | 19202040.0715 | 14823592.8144 | 0 | 641408.9854 | 0 | 21266506.3166 | 55331087.0754 | 37764603.8691 | 168891700.6369 | 961560.8286 | 26355312.1702 | 26355312.1702 | 1478867.319 | 11423845.938 | 0 | 196208573.6358 | 235466599.063 | 177827.941 | 82.7317 | 2371.6242 | 2846.1462 | 48.3488 | 58.0225
1 | 6500 | 707 | 0.035 | 15 | 15 | 7 | 2.3714e-10 | 5spot_SharedNeighbor | Water | Porous | Wet | R245fa | MinimizeLCOE_Brownfield | IgnoreSilica | 222.1501 | 163.2175 | 20.8574 | 4 | 2360.4276 | 2830.9803 | 48.1205 | 57.7134 | 217.5947 | 0 | 166.1161 | 18776983.8575 | 1169455.5453 | 19292928.0112 | 14936918.279 | 0 | 585996.2981 | 0 | 21357289.9766 | 55567287.5365 | 37925815.5373 | 169612675.0417 | 961560.8286 | 26355312.1702 | 26355312.1702 | 1478867.319 | 11423845.938 | 0 | 196929548.0405 | 236187573.4677 | 237137.3706 | 83.4296 | 2360.4276 | 2830.9803 | 48.1205 | 57.7134
1 | 6500 | 707 | 0.035 | 15 | 15 | 7 | 3.1623e-10 | 5spot_SharedNeighbor | Water | Porous | Wet | R245fa | MinimizeLCOE_Brownfield | IgnoreSilica | 223.4406 | 163.9146 | 20.9867 | 4 | 2351.9541 | 2819.6072 | 47.9478 | 57.4815 | 217.427 | 0 | 182.0932 | 18834346.1756 | 1172949.5851 | 19358819.1193 | 15019721.7658 | 0 | 541005.1627 | 0 | 21421468.3053 | 55734266.3831 | 38039782.0311 | 170122358.5281 | 961560.8286 | 26355312.1702 | 26355312.1702 | 1478867.319 | 11423845.938 | 0 | 197439231.5269 | 236697256.9541 | 316227.766 | 83.9469 | 2351.9541 | 2819.6072 | 47.9478 | 57.4815
1 | 6500 | 707 | 0.035 | 15 | 15 | 7 | 4.217e-10 | 5spot_SharedNeighbor | Water | Porous | Wet | R245fa | MinimizeLCOE_Brownfield | IgnoreSilica | 224.3567 | 164.4067 | 21.0809 | 4 | 2345.5481 | 2811.1114 | 47.8172 | 57.3083 | 217.3073 | 0 | 178.3048 | 18874795.4689 | 1175413.2461 | 19405296.0589 | 15078488.5608 | 0 | 504596.2694 | 0 | 21465049.9456 | 55847656.8712 | 38117173.3692 | 170468469.79 | 961560.8286 | 26355312.1702 | 26355312.1702 | 1478867.319 | 11423845.938 | 0 | 197785342.7889 | 237043368.2161 | 421696.5034 | 84.3237 | 2345.5481 | 2811.1114 | 47.8172 | 57.3083
1 | 6500 | 707 | 0.035 | 15 | 15 | 7 | 5.6234e-10 | 5spot_SharedNeighbor | Water | Porous | Wet | R245fa | MinimizeLCOE_Brownfield | IgnoreSilica | 225.005 | 164.7534 | 21.1494 | 4 | 2340.7106 | 2804.7656 | 47.7186 | 57.1789 | 217.222 | 0 | 179.9528 | 18903274.4904 | 1177147.7416 | 19438025.6486 | 15120067.0314 | 0 | 475494.5264 | 0 | 21494463.681 | 55924185.3771 | 38169405.647 | 170702064.1435 | 961560.8286 | 26355312.1702 | 26355312.1702 | 1478867.319 | 11423845.938 | 0 | 198018937.1424 | 237276962.5696 | 562341.3252 | 84.5978 | 2340.7106 | 2804.7656 | 47.7186 | 57.1789
1 | 6500 | 707 | 0.035 | 15 | 15 | 7 | 7.4989e-10 | 5spot_SharedNeighbor | Water | Porous | Wet | R245fa | MinimizeLCOE_Brownfield | IgnoreSilica | 225.4628 | 164.9974 | 21.1992 | 4 | 2337.0612 | 2800.0262 | 47.6442 | 57.0823 | 217.1616 | 0 | 172.0424 | 18923308.8876 | 1178367.8796 | 19461053.5442 | 15149427.2543 | 0 | 452474.5952 | 0 | 21514206.5427 | 55975552.2536 | 38204464.5957 | 170858855.5528 | 961560.8286 | 26355312.1702 | 26355312.1702 | 1478867.319 | 11423845.938 | 0 | 198175728.5517 | 237433753.9789 | 749894.2093 | 84.797 | 2337.0612 | 2800.0262 | 47.6442 | 57.0823
1 | 6500 | 707 | 0.035 | 15 | 15 | 7 | 1e-09 | 5spot_SharedNeighbor | Water | Porous | Wet | R245fa | MinimizeLCOE_Brownfield | IgnoreSilica | 225.7964 | 165.1748 | 21.2361 | 4 | 2334.311 | 2796.4734 | 47.5881 | 57.0099 | 217.1174 | 0 | 185.952 | 18937866.7213 | 1179254.4608 | 19477788.294 | 15170816.1755 | 0 | 434582.3379 | 0 | 21528120.1159 | 56011752.517 | 38229172.0193 | 170969352.6417 | 961560.8286 | 26355312.1702 | 26355312.1702 | 1478867.319 | 11423845.938 | 0 | 198286225.6406 | 237544251.0678 | 1000000 | 84.9442 | 2334.311 | 2796.4734 | 47.5881 | 57.0099
1 | 6500 | 707 | 0.035 | 15 | 15 | 7 | 1.3335e-09 | 5spot_SharedNeighbor | Water | Porous | Wet | R245fa | MinimizeLCOE_Brownfield | IgnoreSilica | 226.0398 | 165.3039 | 21.2633 | 4 | 2332.2402 | 2793.8108 | 47.5459 | 56.9556 | 217.0851 | 0 | 177.7508 | 18948466.9914 | 1179900.012 | 19489974.5904 | 15186421.2539 | 0 | 420768.2803 | 0 | 21537957.1399 | 56037346.4356 | 38246640.3946 | 171047475.0981 | 961560.8286 | 26355312.1702 | 26355312.1702 | 1478867.319 | 11423845.938 | 0 | 198364348.0969 | 237622373.5242 | 1333521.4322 | 85.0531 | 2332.2402 | 2793.8108 | 47.5459 | 56.9556
1 | 6500 | 707 | 0.035 | 15 | 15 | 7 | 1.7783e-09 | 5spot_SharedNeighbor | Water | Porous | Wet | R245fa | MinimizeLCOE_Brownfield | IgnoreSilica | 226.2009 | 165.3892 | 21.2825 | 4 | 2330.6823 | 2791.837 | 47.5141 | 56.9154 | 217.0635 | 0 | 171.2223 | 18955461.4861 | 1180325.9678 | 19498016.0289 | 15196749.9094 | 0 | 409909.1641 | 0 | 21543780.397 | 56052497.3559 | 38256981.209 | 171093721.5182 | 961560.8286 | 26355312.1702 | 26355312.1702 | 1478867.319 | 11423845.938 | 0 | 198410594.5171 | 237668619.9443 | 1778279.41 | 85.1298 | 2330.6823 | 2791.837 | 47.5141 | 56.9154
1 | 6500 | 707 | 0.035 | 15 | 15 | 7 | 2.3714e-09 | 5spot_SharedNeighbor | Water | Porous | Wet | R245fa | MinimizeLCOE_Brownfield | IgnoreSilica | 226.3176 | 165.4509 | 21.2966 | 4 | 2329.5109 | 2790.3594 | 47.4902 | 56.8853 | 217.0479 | 0 | 171.6938 | 18960519.0222 | 1180633.9626 | 19503830.7899 | 15204228.566 | 0 | 401595.9647 | 0 | 21547815.2391 | 56062995.1875 | 38264146.1949 | 171125764.927 | 961560.8286 | 26355312.1702 | 26355312.1702 | 1478867.319 | 11423845.938 | 0 | 198442637.9258 | 237700663.3531 | 2371373.7057 | 85.1864 | 2329.5109 | 2790.3594 | 47.4902 | 56.8853
1 | 6500 | 707 | 0.035 | 15 | 15 | 7 | 3.1623e-09 | 5spot_SharedNeighbor | Water | Porous | Wet | R245fa | MinimizeLCOE_Brownfield | IgnoreSilica | 226.4102 | 165.4998 | 21.3075 | 4 | 2328.6307 | 2789.2433 | 47.4723 | 56.8625 | 217.0355 | 0 | 169.2349 | 18964534.9762 | 1180878.5253 | 19508448.1448 | 15210164.7452 | 0 | 395376.4135 | 0 | 21551167.094 | 56071716.0263 | 38270098.3465 | 171152384.2718 | 961560.8286 | 26355312.1702 | 26355312.1702 | 1478867.319 | 11423845.938 | 0 | 198469257.2707 | 237727282.6979 | 3162277.6602 | 85.23 | 2328.6307 | 2789.2433 | 47.4723 | 56.8625
1 | 6500 | 707 | 0.035 | 15 | 15 | 7 | 4.217e-09 | 5spot_SharedNeighbor | Water | Porous | Wet | R245fa | MinimizeLCOE_Brownfield | IgnoreSilica | 226.4808 | 165.5371 | 21.3158 | 4 | 2327.9696 | 2788.404 | 47.4588 | 56.8454 | 217.0261 | 0 | 178.4344 | 18967594.253 | 1181064.8275 | 19511965.6308 | 15214687.6798 | 0 | 390693.0599 | 0 | 21553742.1259 | 56078415.7311 | 38274671.0327 | 171172834.3408 | 961560.8286 | 26355312.1702 | 26355312.1702 | 1478867.319 | 11423845.938 | 0 | 198489707.3396 | 237747732.7669 | 4216965.0343 | 85.263 | 2327.9696 | 2788.404 | 47.4588 | 56.8454
1 | 6500 | 707 | 0.035 | 15 | 15 | 7 | 5.6234e-09 | 5spot_SharedNeighbor | Water | Porous | Wet | R245fa | MinimizeLCOE_Brownfield | IgnoreSilica | 226.5151 | 165.555 | 21.3208 | 4 | 2327.4732 | 2787.7978 | 47.4487 | 56.833 | 217.0214 | 0 | 170.9056 | 18969064.4309 | 1181154.3573 | 19513656.03 | 15216881.4267 | 0 | 386875.7059 | 0 | 21554376.4608 | 56080066.1405 | 38275797.471 | 171177872.0231 | 961560.8286 | 26355312.1702 | 26355312.1702 | 1478867.319 | 11423845.938 | 0 | 198494745.0219 | 237752770.4491 | 5623413.2519 | 85.2834 | 2327.4732 | 2787.7978 | 47.4487 | 56.833
1 | 6500 | 707 | 0.035 | 15 | 15 | 7 | 7.4989e-09 | 5spot_SharedNeighbor | Water | Porous | Wet | R245fa | MinimizeLCOE_Brownfield | IgnoreSilica | 226.7929 | 165.7039 | 21.3395 | 4 | 2327.1007 | 2787.0232 | 47.4411 | 56.8172 | 216.9858 | 0 | 165.6152 | 18981274.1149 | 1181897.8864 | 19527695.1985 | 15234661.503 | 0 | 387851.8707 | 0 | 21572218.4236 | 56126487.2679 | 38307480.8443 | 171319567.1093 | 961560.8286 | 26355312.1702 | 26355312.1702 | 1478867.319 | 11423845.938 | 0 | 198636440.1082 | 237894465.5354 | 7498942.0933 | 85.3579 | 2327.1007 | 2787.0232 | 47.4411 | 56.8172
1 | 6500 | 707 | 0.035 | 15 | 15 | 7 | 1e-08 | 5spot_SharedNeighbor | Water | Porous | Wet | R245fa | MinimizeLCOE_Brownfield | IgnoreSilica | 226.8272 | 165.722 | 21.3432 | 4 | 2326.8209 | 2786.6629 | 47.4354 | 56.8099 | 216.9813 | 0 | 169.4998 | 18982755.7005 | 1181988.1091 | 19529398.852 | 15236838.2772 | 0 | 385922.1164 | 0 | 21573592.1915 | 56130061.5301 | 38309920.3517 | 171330477.1284 | 961560.8286 | 26355312.1702 | 26355312.1702 | 1478867.319 | 11423845.938 | 0 | 198647350.1273 | 237905375.5545 | 10000000 | 85.3729 | 2326.8209 | 2786.6629 | 47.4354 | 56.8099
1 | 6600 | 707 | 0.035 | 15 | 15 | 7 | 1e-13 | 5spot_SharedNeighbor | Water | Porous | Wet | R245fa | MinimizeLCOE_Brownfield | IgnoreSilica | 1.1424 | 0.3486 | 0.026825 | 4 | 274708.7253 | 648240.0011 | 5600.3089 | 13215.2492 | 143.5887 | 0 | 21.0288 | 213350.6555 | 10117.6206 | 144269.6342 | 76266.7169 | 0 | 63643.4871 | 0 | 197982.7646 | 515110.5416 | 351573.5291 | 1572314.9496 | 961560.8286 | 26942342.5866 | 26942342.5866 | 1478867.319 | 11658658.1045 | 0 | 29476218.3649 | 69556086.375 | 100 | 0.1073 | 274708.7253 | 648240.0011 | 5600.3089 | 13215.2492
1 | 6600 | 707 | 0.035 | 15 | 15 | 7 | 1.3335e-13 | 5spot_SharedNeighbor | Water | Porous | Wet | R245fa | MinimizeLCOE_Brownfield | IgnoreSilica | 1.4908 | 0.5544 | 0.052992 | 4 | 142018.534 | 331103.5356 | 2895.2399 | 6749.9934 | 159.6838 | 0 | 23.6127 | 314619.4072 | 16968.1765 | 206895.7271 | 101084.7764 | 0 | 70546.477 | 0 | 276944.6801 | 720553.2483 | 491792.3979 | 2199404.8905 | 961560.8286 | 26942342.5866 | 26942342.5866 | 1478867.319 | 11658658.1045 | 0 | 30103308.3058 | 70183176.3159 | 133.3521 | 0.21197 | 142018.534 | 331103.5356 | 2895.2399 | 6749.9934
1 | 6600 | 707 | 0.035 | 15 | 15 | 7 | 1.7783e-13 | 5spot_SharedNeighbor | Water | Porous | Wet | R245fa | MinimizeLCOE_Brownfield | IgnoreSilica | 1.9237 | 0.8365 | 0.092646 | 4 | 83375.2499 | 191528.4223 | 1699.7172 | 3904.566 | 173.3969 | 0 | 137.1512 | 442658.9122 | 27222.0694 | 284811.1052 | 134877.1002 | 0 | 76982.4278 | 0 | 376955.1298 | 980759.9235 | 669388.8004 | 2993655.4684 | 961560.8286 | 26942342.5866 | 26942342.5866 | 1478867.319 | 11658658.1045 | 0 | 30897558.8837 | 70977426.8938 | 177.8279 | 0.37058 | 83375.2499 | 191528.4223 | 1699.7172 | 3904.566
1 | 6600 | 707 | 0.035 | 15 | 15 | 7 | 2.3714e-13 | 5spot_SharedNeighbor | Water | Porous | Wet | R245fa | MinimizeLCOE_Brownfield | IgnoreSilica | 2.4877 | 1.2773 | 0.15035 | 4 | 53130.6846 | 119773.8974 | 1083.1409 | 2441.7529 | 185.3271 | 0 | 178.9175 | 605847.1794 | 39214.7983 | 398305.8962 | 178976.0085 | 0 | 85072.608 | 0 | 509892.4312 | 1326635.5128 | 905455.9971 | 4049400.4314 | 961560.8286 | 26942342.5866 | 26942342.5866 | 1478867.319 | 11658658.1045 | 0 | 31953303.8466 | 72033171.8568 | 237.1374 | 0.60141 | 53130.6846 | 119773.8974 | 1083.1409 | 2441.7529
1 | 6600 | 707 | 0.035 | 15 | 15 | 7 | 3.1623e-13 | 5spot_SharedNeighbor | Water | Porous | Wet | R245fa | MinimizeLCOE_Brownfield | IgnoreSilica | 3.2073 | 1.8715 | 0.22443 | 4 | 36975.864 | 81622.2031 | 753.803 | 1663.979 | 195.2448 | 0 | 231.6573 | 791620.0741 | 51235.7702 | 540666.0006 | 230070.7054 | 0 | 94382.943 | 0 | 666110.4424 | 1733082.7331 | 1182864.5766 | 5290033.2454 | 961560.8286 | 26942342.5866 | 26942342.5866 | 1478867.319 | 11658658.1045 | 0 | 33193936.6606 | 73273804.6708 | 316.2278 | 0.89772 | 36975.864 | 81622.2031 | 753.803 | 1663.979
1 | 6600 | 707 | 0.035 | 15 | 15 | 7 | 4.217e-13 | 5spot_SharedNeighbor | Water | Porous | Wet | R245fa | MinimizeLCOE_Brownfield | IgnoreSilica | 4.1432 | 2.6513 | 0.32182 | 4 | 26948.8379 | 58084.0778 | 549.3885 | 1184.1225 | 203.4926 | 0 | 38.7345 | 1010753.0751 | 65383.6731 | 714419.1909 | 295315.915 | 0 | 105385.6031 | 0 | 854590.4083 | 2223468.9418 | 1517563.2405 | 6786880.0478 | 961560.8286 | 26942342.5866 | 26942342.5866 | 1478867.319 | 11658658.1045 | 0 | 34690783.463 | 74770651.4731 | 421.6965 | 1.2873 | 26948.8379 | 58084.0778 | 549.3885 | 1184.1225
1 | 6600 | 707 | 0.035 | 15 | 15 | 7 | 5.6234e-13 | 5spot_SharedNeighbor | Water | Porous | Wet | R245fa | MinimizeLCOE_Brownfield | IgnoreSilica | 5.3541 | 3.6678 | 0.4492 | 4 | 20312.7753 | 42619.0582 | 414.1034 | 868.8471 | 210.1913 | 0 | 31.629 | 1269689.7875 | 82060.183 | 926213.3079 | 379071.9284 | 0 | 117692.6118 | 0 | 1082143.8493 | 2815516.3177 | 1921647.7399 | 8594035.7256 | 961560.8286 | 26942342.5866 | 26942342.5866 | 1478867.319 | 11658658.1045 | 0 | 36497939.1408 | 76577807.1509 | 562.3413 | 1.7968 | 20312.7753 | 42619.0582 | 414.1034 | 868.8471
1 | 6600 | 707 | 0.035 | 15 | 15 | 7 | 7.4989e-13 | 5spot_SharedNeighbor | Water | Porous | Wet | R245fa | MinimizeLCOE_Brownfield | IgnoreSilica | 6.9011 | 4.9706 | 0.61285 | 4 | 15770.2303 | 32120.0277 | 321.4975 | 654.8102 | 215.4423 | 0 | 40.8988 | 1572578.6398 | 101515.7269 | 1181168.8502 | 485722.2783 | 0 | 131514.9666 | 0 | 1354275.1801 | 3523546.2187 | 2404892.6959 | 10755214.5567 | 961560.8286 | 26942342.5866 | 26942342.5866 | 1478867.319 | 11658658.1045 | 0 | 38659117.9719 | 78738985.982 | 749.8942 | 2.4514 | 15770.2303 | 32120.0277 | 321.4975 | 654.8102
1 | 6600 | 707 | 0.035 | 15 | 15 | 7 | 1e-12 | 5spot_SharedNeighbor | Water | Porous | Wet | R245fa | MinimizeLCOE_Brownfield | IgnoreSilica | 8.9279 | 6.6655 | 0.82574 | 4 | 12504.4155 | 24638.891 | 254.9194 | 502.2971 | 219.3611 | 0 | 45.1161 | 1933925.5349 | 124660.7187 | 1493656.0795 | 625080.494 | 0 | 148402.1232 | 0 | 1687032.7306 | 4389313.107 | 2995796.3869 | 13397867.1748 | 961560.8286 | 26942342.5866 | 26942342.5866 | 1478867.319 | 11658658.1045 | 0 | 41301770.59 | 81381638.6001 | 1000 | 3.303 | 12504.4155 | 24638.891 | 254.9194 | 502.2971
1 | 6600 | 707 | 0.035 | 15 | 15 | 7 | 1.3335e-12 | 5spot_SharedNeighbor | Water | Porous | Wet | R245fa | MinimizeLCOE_Brownfield | IgnoreSilica | 11.6365 | 8.9999 | 1.1201 | 4 | 9977.6389 | 18923.5492 | 203.4077 | 385.7821 | 223.3397 | 0 | 36.2244 | 2390579.3581 | 153819.6622 | 1899210.7331 | 812248.5049 | 0 | 167773.11 | 0 | 2115216.2337 | 5503358.7495 | 3756155.4292 | 16798361.7807 | 961560.8286 | 26942342.5866 | 26942342.5866 | 1478867.319 | 11658658.1045 | 0 | 44702265.1959 | 84782133.206 | 1333.5214 | 4.4802 | 9977.6389 | 18923.5492 | 203.4077 | 385.7821
1 | 6600 | 707 | 0.035 | 15 | 15 | 7 | 1.7783e-12 | 5spot_SharedNeighbor | Water | Porous | Wet | R245fa | MinimizeLCOE_Brownfield | IgnoreSilica | 15.1689 | 12.0124 | 1.4998 | 4 | 8141.5224 | 14822.504 | 165.9759 | 302.1768 | 226.0648 | 0 | 54.4213 | 2931956.853 | 188272.9084 | 2392701.7096 | 1055857.0996 | 0 | 191359.4079 | 0 | 2636457.7117 | 6859522.1539 | 4681764.8191 | 20937892.6634 | 961560.8286 | 26942342.5866 | 26942342.5866 | 1478867.319 | 11658658.1045 | 0 | 48841796.0786 | 88921664.0887 | 1778.2794 | 5.9991 | 8141.5224 | 14822.504 | 165.9759 | 302.1768
1 | 6600 | 707 | 0.035 | 15 | 15 | 7 | 2.3714e-12 | 5spot_SharedNeighbor | Water | Porous | Wet | R245fa | MinimizeLCOE_Brownfield | IgnoreSilica | 19.8636 | 16.0255 | 2.0055 | 4 | 6737.5151 | 11733.7575 | 137.3534 | 239.2085 | 228.214 | 0 | 49.2472 | 3595707.8596 | 230364.2866 | 3013242.3874 | 1381061.827 | 0 | 220798.1938 | 0 | 3292058.0763 | 8565259.8205 | 5845965.826 | 26144458.2772 | 961560.8286 | 26942342.5866 | 26942342.5866 | 1478867.319 | 11658658.1045 | 0 | 54048361.6924 | 94128229.7025 | 2371.3737 | 8.022 | 6737.5151 | 11733.7575 | 137.3534 | 239.2085
1 | 6600 | 707 | 0.035 | 15 | 15 | 7 | 3.1623e-12 | 5spot_SharedNeighbor | Water | Porous | Wet | R245fa | MinimizeLCOE_Brownfield | IgnoreSilica | 26.0682 | 21.3258 | 2.6737 | 4 | 5660.5697 | 9408.2395 | 115.3984 | 191.7997 | 229.8838 | 0 | 38.1296 | 4403105.0332 | 281371.4228 | 3787112.1443 | 1808261.3484 | 0 | 256479.3175 | 0 | 4109168.4138 | 10691213.3064 | 7296972.7641 | 32633683.7506 | 961560.8286 | 26942342.5866 | 26942342.5866 | 1478867.319 | 11658658.1045 | 0 | 60537587.1658 | 100617455.1759 | 3162.2777 | 10.6946 | 5660.5697 | 9408.2395 | 115.3984 | 191.7997
1 | 6600 | 707 | 0.035 | 15 | 15 | 7 | 4.217e-12 | 5spot_SharedNeighbor | Water | Porous | Wet | R245fa | MinimizeLCOE_Brownfield | IgnoreSilica | 34.2164 | 28.2937 | 3.5523 | 4 | 4828.6252 | 7649.311 | 98.4381 | 155.9416 | 231.167 | 0 | 44.8424 | 5381730.6298 | 342949.3651 | 4748284.758 | 2370592.2192 | 0 | 299476.2879 | 0 | 5125782.9714 | 13336235.849 | 9102254.9992 | 40707307.0797 | 961560.8286 | 26942342.5866 | 26942342.5866 | 1478867.319 | 11658658.1045 | 0 | 68611210.4949 | 108691078.505 | 4216.965 | 14.2093 | 4828.6252 | 7649.311 | 98.4381 | 155.9416
1 | 6600 | 707 | 0.035 | 15 | 15 | 7 | 5.6234e-12 | 5spot_SharedNeighbor | Water | Porous | Wet | R245fa | MinimizeLCOE_Brownfield | IgnoreSilica | 44.8548 | 37.3914 | 4.6998 | 4 | 4181.1914 | 6313.2127 | 85.2392 | 128.7034 | 232.1374 | 0 | 48.8867 | 6561231.574 | 416857.2491 | 5934748.2986 | 3104854.0946 | 0 | 351105.7228 | 0 | 6383830.8063 | 16609418.2542 | 11336269.2479 | 50698315.2475 | 961560.8286 | 26942342.5866 | 26942342.5866 | 1478867.319 | 11658658.1045 | 0 | 78602218.6627 | 118682086.6728 | 5623.4133 | 18.799 | 4181.1914 | 6313.2127 | 85.2392 | 128.7034
1 | 6600 | 707 | 0.035 | 15 | 15 | 7 | 7.4989e-12 | 5spot_SharedNeighbor | Water | Porous | Wet | R245fa | MinimizeLCOE_Brownfield | IgnoreSilica | 58.5601 | 49.0819 | 6.174 | 4 | 3676.8166 | 5299.747 | 74.9569 | 108.0425 | 232.7923 | 0 | 51.9206 | 7962834.6789 | 504303.1883 | 7377709.7953 | 4050313.9329 | 0 | 412738.0772 | 0 | 7920080.8724 | 20606425.7979 | 14064309.0268 | 62898715.3697 | 961560.8286 | 26942342.5866 | 26942342.5866 | 1478867.319 | 11658658.1045 | 0 | 90802618.7849 | 130882486.7951 | 7498.9421 | 24.696 | 3676.8166 | 5299.747 | 74.9569 | 108.0425
1 | 6600 | 707 | 0.035 | 15 | 15 | 7 | 1e-11 | 5spot_SharedNeighbor | Water | Porous | Wet | R245fa | MinimizeLCOE_Brownfield | IgnoreSilica | 75.7757 | 63.6118 | 8.0044 | 4 | 3288.3106 | 4540.114 | 67.0367 | 92.5564 | 232.9839 | 0 | 61.8265 | 9578698.8688 | 604676.9703 | 9078517.9414 | 5235559.5643 | 0 | 486046.7638 | 0 | 9743565.0423 | 25350757.5601 | 17302412.9408 | 77380235.6518 | 961560.8286 | 26942342.5866 | 26942342.5866 | 1478867.319 | 11658658.1045 | 0 | 105284139.067 | 145364007.0771 | 10000 | 32.0177 | 3288.3106 | 4540.114 | 67.0367 | 92.5564
1 | 6600 | 707 | 0.035 | 15 | 15 | 7 | 1.3335e-11 | 5spot_SharedNeighbor | Water | Porous | Wet | R245fa | MinimizeLCOE_Brownfield | IgnoreSilica | 96.6064 | 80.7474 | 10.1566 | 4 | 2996.34 | 3982.8894 | 61.0844 | 81.1966 | 232.4596 | 0 | 52.615 | 11355176.0169 | 714557.2472 | 10987215.4753 | 6662649.6171 | 0 | 573803.1016 | 0 | 11814426.5687 | 30738714.4595 | 20979804.2361 | 93826346.7224 | 961560.8286 | 26942342.5866 | 26942342.5866 | 1478867.319 | 11658658.1045 | 0 | 121730250.1376 | 161810118.1477 | 13335.2143 | 40.6263 | 2996.34 | 3982.8894 | 61.0844 | 81.1966
1 | 6600 | 707 | 0.035 | 15 | 15 | 7 | 1.7783e-11 | 5spot_SharedNeighbor | Water | Porous | Wet | R245fa | MinimizeLCOE_Brownfield | IgnoreSilica | 120.489 | 99.5203 | 12.501 | 4 | 2785.3852 | 3586.9154 | 56.7838 | 73.1241 | 231.0312 | 0 | 69.4711 | 13182799.621 | 827151.908 | 12987160.5811 | 8285343.571 | 0 | 677476.6869 | 0 | 14024373.6235 | 36488543.3737 | 24904180.6171 | 111377029.9822 | 961560.8286 | 26942342.5866 | 26942342.5866 | 1478867.319 | 11658658.1045 | 0 | 139280933.3974 | 179360801.4075 | 17782.7941 | 50.0042 | 2785.3852 | 3586.9154 | 56.7838 | 73.1241
1 | 6600 | 707 | 0.035 | 15 | 15 | 7 | 2.3714e-11 | 5spot_SharedNeighbor | Water | Porous | Wet | R245fa | MinimizeLCOE_Brownfield | IgnoreSilica | 146.1117 | 118.533 | 14.8571 | 4 | 2639.4481 | 3313.8727 | 53.8087 | 67.5578 | 228.8145 | 0 | 62.8496 | 14936840.9612 | 934833.6483 | 14936745.9149 | 10032756.1211 | 0 | 793727.8673 | 0 | 16237612.76 | 42246937.6092 | 28834403.006 | 128953857.888 | 961560.8286 | 26942342.5866 | 26942342.5866 | 1478867.319 | 11658658.1045 | 0 | 156857761.3032 | 196937629.3134 | 23713.7371 | 59.4282 | 2639.4481 | 3313.8727 | 53.8087 | 67.5578
1 | 6600 | 707 | 0.035 | 15 | 15 | 7 | 3.1623e-11 | 5spot_SharedNeighbor | Water | Porous | Wet | R245fa | MinimizeLCOE_Brownfield | IgnoreSilica | 171.9506 | 136.4796 | 17.0635 | 4 | 2537.5417 | 3124.7584 | 51.7312 | 63.7024 | 226.3307 | 0 | 71.9918 | 16520987.0832 | 1031797.0333 | 16720096.539 | 11724550.4687 | 0 | 912953.679 | 0 | 18295050.0732 | 47599967.4596 | 32487955.8727 | 145293358.2086 | 961560.8286 | 26942342.5866 | 26942342.5866 | 1478867.319 | 11658658.1045 | 0 | 173197261.6238 | 213277129.6339 | 31622.7766 | 68.254 | 2537.5417 | 3124.7584 | 51.7312 | 63.7024
1 | 6600 | 707 | 0.035 | 15 | 15 | 7 | 4.217e-11 | 5spot_SharedNeighbor | Water | Porous | Wet | R245fa | MinimizeLCOE_Brownfield | IgnoreSilica | 196.0728 | 152.0845 | 18.9623 | 4 | 2472.3629 | 3000.7779 | 50.4025 | 61.1749 | 223.6701 | 0 | 65.4162 | 17851292.052 | 1113028.7528 | 18232768.5598 | 13311330.8683 | 0 | 1028489.1198 | 0 | 20099394.6476 | 52294501.9202 | 35692072.1051 | 159622878.0256 | 961560.8286 | 26942342.5866 | 26942342.5866 | 1478867.319 | 11658658.1045 | 0 | 187526781.4408 | 227606649.4509 | 42169.6503 | 75.8492 | 2472.3629 | 3000.7779 | 50.4025 | 61.1749
1 | 6600 | 707 | 0.035 | 15 | 15 | 7 | 5.6234e-11 | 5spot_SharedNeighbor | Water | Porous | Wet | R245fa | MinimizeLCOE_Brownfield | IgnoreSilica | 207.4876 | 159.0106 | 19.9188 | 4 | 2430.1537 | 2933.1936 | 49.542 | 59.7971 | 222.2945 | 0 | 79.7636 | 18429330.7887 | 1148273.055 | 18894070.1081 | 14055733.5542 | 0 | 977861.2644 | 0 | 20867054.8205 | 54291796.2214 | 37055266.5059 | 165719386.3182 | 961560.8286 | 26942342.5866 | 26942342.5866 | 1478867.319 | 11658658.1045 | 0 | 193623289.7334 | 233703157.7435 | 56234.1325 | 79.6753 | 2430.1537 | 2933.1936 | 49.542 | 59.7971
1 | 6600 | 707 | 0.035 | 15 | 15 | 7 | 7.4989e-11 | 5spot_SharedNeighbor | Water | Porous | Wet | R245fa | MinimizeLCOE_Brownfield | IgnoreSilica | 213.2675 | 162.389 | 20.4694 | 4 | 2398.3872 | 2887.8974 | 48.8944 | 58.8737 | 221.565 | 0 | 99.5236 | 18708714.5712 | 1165296.759 | 19214537.6727 | 14429985.2673 | 0 | 874826.508 | 0 | 21213410.7035 | 55192943.1816 | 37670317.823 | 168470032.4862 | 961560.8286 | 26942342.5866 | 26942342.5866 | 1478867.319 | 11658658.1045 | 0 | 196373935.9014 | 236453803.9116 | 74989.4209 | 81.8775 | 2398.3872 | 2887.8974 | 48.8944 | 58.8737
1 | 6600 | 707 | 0.035 | 15 | 15 | 7 | 1e-10 | 5spot_SharedNeighbor | Water | Porous | Wet | R245fa | MinimizeLCOE_Brownfield | IgnoreSilica | 217.5593 | 164.844 | 20.8833 | 4 | 2374.2487 | 2854.0572 | 48.4023 | 58.1838 | 221.0119 | 0 | 105.2088 | 18910717.7498 | 1177601.0563 | 19446580.7453 | 14706808.0134 | 0 | 782632.351 | 0 | 21459492.5671 | 55833197.7125 | 38107304.6963 | 170424334.8916 | 961560.8286 | 26942342.5866 | 26942342.5866 | 1478867.319 | 11658658.1045 | 0 | 198328238.3068 | 238408106.317 | 100000 | 83.5331 | 2374.2487 | 2854.0572 | 48.4023 | 58.1838
1 | 6600 | 707 | 0.035 | 15 | 15 | 7 | 1.3335e-10 | 5spot_SharedNeighbor | Water | Porous | Wet | R245fa | MinimizeLCOE_Brownfield | IgnoreSilica | 220.7741 | 166.6545 | 21.1957 | 4 | 2355.9389 | 2828.6752 | 48.029 | 57.6664 | 220.5911 | 0 | 123.558 | 19059143.7321 | 1186639.5755 | 19617256.4908 | 14914235.8555 | 0 | 703811.4787 | 0 | 21637623.9818 | 56296659.1136 | 38423626.6257 | 171838996.8538 | 961560.8286 | 26942342.5866 | 26942342.5866 | 1478867.319 | 11658658.1045 | 0 | 199742900.269 | 239822768.2791 | 133352.1432 | 84.7827 | 2355.9389 | 2828.6752 | 48.029 | 57.6664
1 | 6600 | 707 | 0.035 | 15 | 15 | 7 | 1.7783e-10 | 5spot_SharedNeighbor | Water | Porous | Wet | R245fa | MinimizeLCOE_Brownfield | IgnoreSilica | 223.1855 | 167.996 | 21.4312 | 4 | 2342.0603 | 2809.6007 | 47.7461 | 57.2775 | 220.2718 | 0 | 146.355 | 19168832.5638 | 1193317.9129 | 19743484.0005 | 15069769.985 | 0 | 638242.6749 | 0 | 21767322.3835 | 56634107.75 | 38653942.2539 | 172869019.5244 | 961560.8286 | 26942342.5866 | 26942342.5866 | 1478867.319 | 11658658.1045 | 0 | 200772922.9396 | 240852790.9498 | 177827.941 | 85.7249 | 2342.0603 | 2809.6007 | 47.7461 | 57.2775
1 | 6600 | 707 | 0.035 | 15 | 15 | 7 | 2.3714e-10 | 5spot_SharedNeighbor | Water | Porous | Wet | R245fa | MinimizeLCOE_Brownfield | IgnoreSilica | 224.9493 | 168.9679 | 21.6059 | 4 | 2331.55 | 2795.3104 | 47.5318 | 56.9862 | 220.0361 | 0 | 164.9481 | 19248147.3229 | 1198146.2839 | 19834808.1352 | 15183502.2335 | 0 | 584129.7753 | 0 | 21859006.1628 | 56872650.1369 | 38816752.3345 | 173597142.385 | 961560.8286 | 26942342.5866 | 26942342.5866 | 1478867.319 | 11658658.1045 | 0 | 201501045.8003 | 241580913.8104 | 237137.3706 | 86.4236 | 2331.55 | 2795.3104 | 47.5318 | 56.9862
1 | 6600 | 707 | 0.035 | 15 | 15 | 7 | 3.1623e-10 | 5spot_SharedNeighbor | Water | Porous | Wet | R245fa | MinimizeLCOE_Brownfield | IgnoreSilica | 226.4102 | 169.7664 | 21.7453 | 4 | 2323.5913 | 2784.3787 | 47.3696 | 56.7633 | 219.8403 | 0 | 185.5993 | 19313222.0127 | 1202107.3635 | 19909767.5398 | 15277155.6781 | 0 | 542733.1235 | 0 | 21935544.4299 | 57071787.0077 | 38952667.3407 | 174204984.4959 | 961560.8286 | 26942342.5866 | 26942342.5866 | 1478867.319 | 11658658.1045 | 0 | 202108887.9111 | 242188755.9212 | 316227.766 | 86.9813 | 2323.5913 | 2784.3787 | 47.3696 | 56.7633
1 | 6600 | 707 | 0.035 | 15 | 15 | 7 | 4.217e-10 | 5spot_SharedNeighbor | Water | Porous | Wet | R245fa | MinimizeLCOE_Brownfield | IgnoreSilica | 227.3628 | 170.2832 | 21.8416 | 4 | 2317.5753 | 2776.3322 | 47.2469 | 56.5993 | 219.7115 | 0 | 204.6252 | 19355285.8999 | 1204667.5845 | 19958235.9035 | 15338114.0095 | 0 | 507805.6525 | 0 | 21982002.5295 | 57192661.453 | 39035166.6333 | 174573939.6657 | 961560.8286 | 26942342.5866 | 26942342.5866 | 1478867.319 | 11658658.1045 | 0 | 202477843.0809 | 242557711.091 | 421696.5034 | 87.3662 | 2317.5753 | 2776.3322 | 47.2469 | 56.5993
1 | 6600 | 707 | 0.035 | 15 | 15 | 7 | 5.6234e-10 | 5spot_SharedNeighbor | Water | Porous | Wet | R245fa | MinimizeLCOE_Brownfield | IgnoreSilica | 228.0427 | 170.6504 | 21.9118 | 4 | 2313.0334 | 2770.3193 | 47.1543 | 56.4767 | 219.6191 | 0 | 200.4738 | 19385158.3054 | 1206485.6765 | 19992663.7234 | 15381616.5447 | 0 | 479954.5117 | 0 | 22013892.7171 | 57275633.1796 | 39091796.5416 | 174827201.2 | 961560.8286 | 26942342.5866 | 26942342.5866 | 1478867.319 | 11658658.1045 | 0 | 202731104.6152 | 242810972.6253 | 562341.3252 | 87.6473 | 2313.0334 | 2770.3193 | 47.1543 | 56.4767
1 | 6600 | 707 | 0.035 | 15 | 15 | 7 | 7.4989e-10 | 5spot_SharedNeighbor | Water | Porous | Wet | R245fa | MinimizeLCOE_Brownfield | IgnoreSilica | 228.5218 | 170.9083 | 21.9627 | 4 | 2309.6082 | 2765.8338 | 47.0845 | 56.3853 | 219.5537 | 0 | 211.3551 | 19406117.6364 | 1207761.2553 | 20016822.8094 | 15412260.6644 | 0 | 457889.1721 | 0 | 22035332.0996 | 57331414.0551 | 39129868.1354 | 174997465.8277 | 961560.8286 | 26942342.5866 | 26942342.5866 | 1478867.319 | 11658658.1045 | 0 | 202901369.2429 | 242981237.253 | 749894.2093 | 87.851 | 2309.6082 | 2765.8338 | 47.0845 | 56.3853
1 | 6600 | 707 | 0.035 | 15 | 15 | 7 | 1e-09 | 5spot_SharedNeighbor | Water | Porous | Wet | R245fa | MinimizeLCOE_Brownfield | IgnoreSilica | 228.8682 | 171.0942 | 22.0002 | 4 | 2307.0276 | 2762.4764 | 47.0319 | 56.3168 | 219.5063 | 0 | 202.8916 | 19421226.931 | 1208680.7788 | 20034240.5754 | 15434412.9587 | 0 | 440702.0768 | 0 | 22050312.6951 | 57370390.4915 | 39156470.3541 | 175116436.8613 | 961560.8286 | 26942342.5866 | 26942342.5866 | 1478867.319 | 11658658.1045 | 0 | 203020340.2765 | 243100208.2867 | 1000000 | 88.0008 | 2307.0276 | 2762.4764 | 47.0319 | 56.3168
1 | 6600 | 707 | 0.035 | 15 | 15 | 7 | 1.3335e-09 | 5spot_SharedNeighbor | Water | Porous | Wet | R245fa | MinimizeLCOE_Brownfield | IgnoreSilica | 229.1091 | 171.2232 | 22.0272 | 4 | 2305.0851 | 2759.9757 | 46.9923 | 56.2658 | 219.4731 | 0 | 206.5008 | 19431707.2035 | 1209318.577 | 20046322.9659 | 15449820.8458 | 0 | 427260.1884 | 0 | 22060127.6144 | 57395926.8984 | 39173899.4765 | 175194383.7699 | 961560.8286 | 26942342.5866 | 26942342.5866 | 1478867.319 | 11658658.1045 | 0 | 203098287.1852 | 243178155.1953 | 1333521.4322 | 88.1088 | 2305.0851 | 2759.9757 | 46.9923 | 56.2658
1 | 6600 | 707 | 0.035 | 15 | 15 | 7 | 1.7783e-09 | 5spot_SharedNeighbor | Water | Porous | Wet | R245fa | MinimizeLCOE_Brownfield | IgnoreSilica | 229.2944 | 171.3223 | 22.0477 | 4 | 2303.6239 | 2758.0911 | 46.9625 | 56.2274 | 219.4476 | 0 | 202.5044 | 19439756.8811 | 1209808.4499 | 20055603.6921 | 15461664.7227 | 0 | 417083.2145 | 0 | 22067727.6145 | 57415700.5395 | 39187395.3929 | 175254740.5072 | 961560.8286 | 26942342.5866 | 26942342.5866 | 1478867.319 | 11658658.1045 | 0 | 203158643.9224 | 243238511.9325 | 1778279.41 | 88.1909 | 2303.6239 | 2758.0911 | 46.9625 | 56.2274
1 | 6600 | 707 | 0.035 | 15 | 15 | 7 | 2.3714e-09 | 5spot_SharedNeighbor | Water | Porous | Wet | R245fa | MinimizeLCOE_Brownfield | IgnoreSilica | 229.4233 | 171.3911 | 22.0625 | 4 | 2302.5255 | 2756.6879 | 46.9401 | 56.1988 | 219.4298 | 0 | 216.8344 | 19445346.3069 | 1210148.5979 | 20062048.1697 | 15469905.7884 | 0 | 409204.3987 | 0 | 22072694.772 | 57428624.0645 | 39196215.9643 | 175294188.0624 | 961560.8286 | 26942342.5866 | 26942342.5866 | 1478867.319 | 11658658.1045 | 0 | 203198091.4776 | 243277959.4877 | 2371373.7057 | 88.2501 | 2302.5255 | 2756.6879 | 46.9401 | 56.1988
1 | 6600 | 707 | 0.035 | 15 | 15 | 7 | 3.1623e-09 | 5spot_SharedNeighbor | Water | Porous | Wet | R245fa | MinimizeLCOE_Brownfield | IgnoreSilica | 229.5159 | 171.4404 | 22.0734 | 4 | 2301.7003 | 2755.6392 | 46.9233 | 56.1774 | 219.417 | 0 | 216.861 | 19449356.0218 | 1210392.61 | 20066671.4052 | 15475825.7383 | 0 | 403177.7463 | 0 | 22076115.1734 | 57437523.2473 | 39202289.8393 | 175321351.7815 | 961560.8286 | 26942342.5866 | 26942342.5866 | 1478867.319 | 11658658.1045 | 0 | 203225255.1967 | 243305123.2069 | 3162277.6602 | 88.2935 | 2301.7003 | 2755.6392 | 46.9233 | 56.1774
1 | 6600 | 707 | 0.035 | 15 | 15 | 7 | 4.217e-09 | 5spot_SharedNeighbor | Water | Porous | Wet | R245fa | MinimizeLCOE_Brownfield | IgnoreSilica | 229.587 | 171.4784 | 22.0816 | 4 | 2301.0805 | 2754.8499 | 46.9106 | 56.1613 | 219.4072 | 0 | 230.5355 | 19452435.8877 | 1210580.0349 | 20070222.5894 | 15480373.0585 | 0 | 398650.5504 | 0 | 22078782.2271 | 57444462.374 | 39207025.9359 | 175342532.6579 | 961560.8286 | 26942342.5866 | 26942342.5866 | 1478867.319 | 11658658.1045 | 0 | 203246436.0731 | 243326304.0832 | 4216965.0343 | 88.3265 | 2301.0805 | 2754.8499 | 46.9106 | 56.1613
1 | 6600 | 707 | 0.035 | 15 | 15 | 7 | 5.6234e-09 | 5spot_SharedNeighbor | Water | Porous | Wet | R245fa | MinimizeLCOE_Brownfield | IgnoreSilica | 226.8725 | 169.9943 | 21.9221 | 4 | 2300.5995 | 2757.6718 | 46.9008 | 56.2189 | 219.7627 | 0 | 207.8786 | 19331773.3534 | 1203236.511 | 19931141.9768 | 15306359.0219 | 0 | 351928.3964 | 0 | 21888531.3112 | 56949468.5167 | 38869182.4572 | 173831621.5447 | 961560.8286 | 26942342.5866 | 26942342.5866 | 1478867.319 | 11658658.1045 | 0 | 201735524.96 | 241815392.9701 | 5623413.2519 | 87.6882 | 2300.5995 | 2757.6718 | 46.9008 | 56.2189
1 | 6600 | 707 | 0.035 | 15 | 15 | 7 | 7.4989e-09 | 5spot_SharedNeighbor | Water | Porous | Wet | R245fa | MinimizeLCOE_Brownfield | IgnoreSilica | 229.6692 | 171.5221 | 22.0918 | 4 | 2300.266 | 2753.8267 | 46.894 | 56.1405 | 219.3957 | 0 | 215.1728 | 19455985.9353 | 1210796.0717 | 20074315.9862 | 15485629.0276 | 0 | 392497.1472 | 0 | 22081497.4255 | 57451526.7633 | 39211847.5267 | 175364095.8835 | 961560.8286 | 26942342.5866 | 26942342.5866 | 1478867.319 | 11658658.1045 | 0 | 203267999.2987 | 243347867.3088 | 7498942.0933 | 88.3672 | 2300.266 | 2753.8267 | 46.894 | 56.1405
1 | 6600 | 707 | 0.035 | 15 | 15 | 7 | 1e-08 | 5spot_SharedNeighbor | Water | Porous | Wet | R245fa | MinimizeLCOE_Brownfield | IgnoreSilica | 229.7035 | 171.5404 | 22.0955 | 4 | 2300.004 | 2753.488 | 46.8887 | 56.1336 | 219.391 | 0 | 207.2131 | 19457472.0441 | 1210886.5079 | 20076029.5747 | 15487820.1944 | 0 | 390627.5378 | 0 | 22082905.985 | 57455191.5461 | 39214348.8163 | 175375282.2063 | 961560.8286 | 26942342.5866 | 26942342.5866 | 1478867.319 | 11658658.1045 | 0 | 203279185.6215 | 243359053.6316 | 10000000 | 88.3821 | 2300.004 | 2753.488 | 46.8887 | 56.1336
1 | 6700 | 707 | 0.035 | 15 | 15 | 7 | 1e-13 | 5spot_SharedNeighbor | Water | Porous | Wet | R245fa | MinimizeLCOE_Brownfield | IgnoreSilica | 1.1813 | 0.37504 | 0.030118 | 4 | 250299.9461 | 589875.3766 | 5102.703 | 12025.4074 | 146.7349 | 0 | 25.7741 | 227436.3151 | 11043.6328 | 152644.89 | 79222.4955 | 0 | 64891.7717 | 0 | 208743.251 | 543107.12 | 370681.7691 | 1657771.2452 | 961560.8286 | 27535233.0938 | 27535233.0938 | 1478867.319 | 11895814.3074 | 0 | 30154565.1676 | 71064479.8878 | 100 | 0.12047 | 250299.9461 | 589875.3766 | 5102.703 | 12025.4074
1 | 6700 | 707 | 0.035 | 15 | 15 | 7 | 1.3335e-13 | 5spot_SharedNeighbor | Water | Porous | Wet | R245fa | MinimizeLCOE_Brownfield | IgnoreSilica | 1.5297 | 0.58807 | 0.058017 | 4 | 132701.9454 | 308987.3955 | 2705.3086 | 6299.126 | 162.5031 | 0 | 27.551 | 331492.594 | 18322.6916 | 216477.2945 | 104912.3703 | 0 | 71019.535 | 0 | 289467.5493 | 753135.1854 | 514030.2394 | 2298857.4596 | 961560.8286 | 27535233.0938 | 27535233.0938 | 1478867.319 | 11895814.3074 | 0 | 30795651.3821 | 71705566.1023 | 133.3521 | 0.23207 | 132701.9454 | 308987.3955 | 2705.3086 | 6299.126
1 | 6700 | 707 | 0.035 | 15 | 15 | 7 | 1.7783e-13 | 5spot_SharedNeighbor | Water | Porous | Wet | R245fa | MinimizeLCOE_Brownfield | IgnoreSilica | 1.9626 | 0.87825 | 0.099958 | 4 | 79051.1211 | 181368.5511 | 1611.564 | 3697.4432 | 176.04 | 0 | 141.2504 | 463125.5663 | 29373.1887 | 295538.3614 | 139579.0504 | 0 | 76652.8849 | 0 | 391664.9301 | 1019031.8067 | 695510.1471 | 3110475.9355 | 961560.8286 | 27535233.0938 | 27535233.0938 | 1478867.319 | 11895814.3074 | 0 | 31607269.8579 | 72517184.5781 | 177.8279 | 0.39983 | 79051.1211 | 181368.5511 | 1611.564 | 3697.4432
1 | 6700 | 707 | 0.035 | 15 | 15 | 7 | 2.3714e-13 | 5spot_SharedNeighbor | Water | Porous | Wet | R245fa | MinimizeLCOE_Brownfield | IgnoreSilica | 2.546 | 1.3602 | 0.1611 | 4 | 50771.5808 | 114258.4601 | 1035.0473 | 2329.3133 | 188.228 | 0 | 182.7787 | 633110.678 | 40980.5515 | 418867.9141 | 184239.6081 | 0 | 85165.8926 | 0 | 531322.2113 | 1382391.4045 | 943510.5389 | 4219588.7989 | 961560.8286 | 27535233.0938 | 27535233.0938 | 1478867.319 | 11895814.3074 | 0 | 32716382.7214 | 73626297.4416 | 237.1374 | 0.64438 | 50771.5808 | 114258.4601 | 1035.0473 | 2329.3133
1 | 6700 | 707 | 0.035 | 15 | 15 | 7 | 3.1623e-13 | 5spot_SharedNeighbor | Water | Porous | Wet | R245fa | MinimizeLCOE_Brownfield | IgnoreSilica | 3.2851 | 1.9847 | 0.23913 | 4 | 35543.6382 | 78313.7954 | 724.6051 | 1596.5326 | 198.2429 | 0 | 239.4285 | 824906.6771 | 53387.0243 | 566687.0431 | 236658.7359 | 0 | 94421.6165 | 0 | 692663.8278 | 1802169.195 | 1230017.5064 | 5500911.626 | 961560.8286 | 27535233.0938 | 27535233.0938 | 1478867.319 | 11895814.3074 | 0 | 33997705.5484 | 74907620.2687 | 316.2278 | 0.95651 | 35543.6382 | 78313.7954 | 724.6051 | 1596.5326
1 | 6700 | 707 | 0.035 | 15 | 15 | 7 | 4.217e-13 | 5spot_SharedNeighbor | Water | Porous | Wet | R245fa | MinimizeLCOE_Brownfield | IgnoreSilica | 4.2358 | 2.796 | 0.34082 | 4 | 26061.1225 | 56069.5749 | 531.2912 | 1143.0541 | 206.4805 | 0 | 37.9933 | 1049187.0594 | 67861.7057 | 745446.5194 | 303014.3924 | 0 | 104826.2236 | 0 | 885431.0012 | 2303709.8382 | 1572329.3011 | 7031806.041 | 961560.8286 | 27535233.0938 | 27535233.0938 | 1478867.319 | 11895814.3074 | 0 | 35528599.9635 | 76438514.6837 | 421.6965 | 1.3633 | 26061.1225 | 56069.5749 | 531.2912 | 1143.0541
1 | 6700 | 707 | 0.035 | 15 | 15 | 7 | 5.6234e-13 | 5spot_SharedNeighbor | Water | Porous | Wet | R245fa | MinimizeLCOE_Brownfield | IgnoreSilica | 5.4662 | 3.8543 | 0.47383 | 4 | 19722.9309 | 41307.7001 | 402.0786 | 842.1133 | 213.1846 | 0 | 43.8951 | 1314773.0421 | 84959.4284 | 963705.3593 | 388370.4594 | 0 | 116653.2029 | 0 | 1118699.9819 | 2910627.876 | 1986563.3328 | 8884352.6829 | 961560.8286 | 27535233.0938 | 27535233.0938 | 1478867.319 | 11895814.3074 | 0 | 37381146.6053 | 78291061.3255 | 562.3413 | 1.8953 | 19722.9309 | 41307.7001 | 402.0786 | 842.1133
1 | 6700 | 707 | 0.035 | 15 | 15 | 7 | 7.4989e-13 | 5spot_SharedNeighbor | Water | Porous | Wet | R245fa | MinimizeLCOE_Brownfield | IgnoreSilica | 7.0428 | 5.2148 | 0.64536 | 4 | 15341.8628 | 31189.6899 | 312.7646 | 635.844 | 218.4487 | 0 | 36.357 | 1626628.0181 | 104982.0515 | 1227373.7066 | 497486.4966 | 0 | 129614.3991 | 0 | 1398573.022 | 3638800.1165 | 2483555.8494 | 11107013.6596 | 961560.8286 | 27535233.0938 | 27535233.0938 | 1478867.319 | 11895814.3074 | 0 | 39603807.5821 | 80513722.3023 | 749.8942 | 2.5814 | 15341.8628 | 31189.6899 | 312.7646 | 635.844
1 | 6700 | 707 | 0.035 | 15 | 15 | 7 | 1e-12 | 5spot_SharedNeighbor | Water | Porous | Wet | R245fa | MinimizeLCOE_Brownfield | IgnoreSilica | 9.0937 | 6.9779 | 0.86776 | 4 | 12189.4761 | 23975.5431 | 248.499 | 488.7739 | 222.4385 | 0 | 41.7218 | 1997442.3834 | 128722.296 | 1549401.3387 | 639183.0758 | 0 | 145127.8425 | 0 | 1739352.0052 | 4525437.1274 | 3088703.8279 | 13813369.897 | 961560.8286 | 27535233.0938 | 27535233.0938 | 1478867.319 | 11895814.3074 | 0 | 42310163.8194 | 83220078.5396 | 1000 | 3.471 | 12189.4761 | 23975.5431 | 248.499 | 488.7739
1 | 6700 | 707 | 0.035 | 15 | 15 | 7 | 1.3335e-12 | 5spot_SharedNeighbor | Water | Porous | Wet | R245fa | MinimizeLCOE_Brownfield | IgnoreSilica | 11.8385 | 9.4 | 1.1742 | 4 | 9748.9328 | 18459.0412 | 198.7452 | 376.3125 | 226.376 | 0 | 46.7587 | 2465209.3756 | 158576.2238 | 1966476.8319 | 829690.1625 | 0 | 163156.3167 | 0 | 2177412.475 | 5665180.6114 | 3866602.1751 | 17292304.1719 | 961560.8286 | 27535233.0938 | 27535233.0938 | 1478867.319 | 11895814.3074 | 0 | 45789098.0943 | 86699012.8145 | 1333.5214 | 4.6968 | 9748.9328 | 18459.0412 | 198.7452 | 376.3125
1 | 6700 | 707 | 0.035 | 15 | 15 | 7 | 1.7783e-12 | 5spot_SharedNeighbor | Water | Porous | Wet | R245fa | MinimizeLCOE_Brownfield | IgnoreSilica | 15.4468 | 12.557 | 1.5733 | 4 | 7955.8394 | 14456.4751 | 162.1905 | 294.7148 | 229.1334 | 0 | 49.0083 | 3025401.5013 | 194208.1472 | 2479098.7841 | 1080051.6764 | 0 | 185808.0323 | 0 | 2716181.5751 | 7066947.293 | 4823336.7387 | 21571033.748 | 961560.8286 | 27535233.0938 | 27535233.0938 | 1478867.319 | 11895814.3074 | 0 | 50067827.6705 | 90977742.3907 | 1778.2794 | 6.2932 | 7955.8394 | 14456.4751 | 162.1905 | 294.7148
1 | 6700 | 707 | 0.035 | 15 | 15 | 7 | 2.3714e-12 | 5spot_SharedNeighbor | Water | Porous | Wet | R245fa | MinimizeLCOE_Brownfield | IgnoreSilica | 20.2138 | 16.7326 | 2.1014 | 4 | 6591.4969 | 11458.4875 | 134.3766 | 233.5968 | 231.2941 | 0 | 43.8831 | 3707415.6797 | 237433.4356 | 3119148.4164 | 1410586.0717 | 0 | 213309.6726 | 0 | 3388278.3776 | 8815605.3072 | 6016831.7647 | 26908608.7255 | 961560.8286 | 27535233.0938 | 27535233.0938 | 1478867.319 | 11895814.3074 | 0 | 55405402.648 | 96315317.3682 | 2371.3737 | 8.4056 | 6591.4969 | 11458.4875 | 134.3766 | 233.5968
1 | 6700 | 707 | 0.035 | 15 | 15 | 7 | 3.1623e-12 | 5spot_SharedNeighbor | Water | Porous | Wet | R245fa | MinimizeLCOE_Brownfield | IgnoreSilica | 26.499 | 22.2429 | 2.7985 | 4 | 5543.9526 | 9198.5295 | 113.021 | 187.5245 | 232.9714 | 0 | 50.7262 | 4536636.6541 | 289788.7219 | 3916863.5555 | 1846510.9381 | 0 | 246604.4663 | 0 | 4226197.691 | 10995699.4797 | 7504790.8339 | 33563092.3405 | 961560.8286 | 27535233.0938 | 27535233.0938 | 1478867.319 | 11895814.3074 | 0 | 62059886.2629 | 102969800.9832 | 3162.2777 | 11.1942 | 5543.9526 | 9198.5295 | 113.021 | 187.5245
1 | 6700 | 707 | 0.035 | 15 | 15 | 7 | 4.217e-12 | 5spot_SharedNeighbor | Water | Porous | Wet | R245fa | MinimizeLCOE_Brownfield | IgnoreSilica | 34.7622 | 29.4912 | 3.7158 | 4 | 4732.6699 | 7485.1097 | 96.4819 | 152.5941 | 234.2635 | 0 | 48.4491 | 5542566.9162 | 353046.3103 | 4908385.5502 | 2419672.1923 | 0 | 286868.6224 | 0 | 5269110.4406 | 13709144.5234 | 9356772.832 | 41845567.3874 | 961560.8286 | 27535233.0938 | 27535233.0938 | 1478867.319 | 11895814.3074 | 0 | 70342361.3098 | 111252276.0301 | 4216.965 | 14.8631 | 4732.6699 | 7485.1097 | 96.4819 | 152.5941
1 | 6700 | 707 | 0.035 | 15 | 15 | 7 | 5.6234e-12 | 5spot_SharedNeighbor | Water | Porous | Wet | R245fa | MinimizeLCOE_Brownfield | IgnoreSilica | 45.571 | 38.9717 | 4.9155 | 4 | 4099.8004 | 6180.4421 | 83.58 | 125.9967 | 235.2409 | 0 | 62.5964 | 6757290.7525 | 429112.8139 | 6134570.5003 | 3169332.2732 | 0 | 335615.8192 | 0 | 6562109.6421 | 17073263.2149 | 11652852.9646 | 52114147.9806 | 961560.8286 | 27535233.0938 | 27535233.0938 | 1478867.319 | 11895814.3074 | 0 | 80610941.9031 | 121520856.6233 | 5623.4133 | 19.6622 | 4099.8004 | 6180.4421 | 83.58 | 125.9967
1 | 6700 | 707 | 0.035 | 15 | 15 | 7 | 7.4989e-12 | 5spot_SharedNeighbor | Water | Porous | Wet | R245fa | MinimizeLCOE_Brownfield | IgnoreSilica | 59.4615 | 51.1207 | 6.4529 | 4 | 3607.5308 | 5192.4678 | 73.5444 | 105.8555 | 235.8899 | 0 | 58.1 | 8197008.287 | 518877.1527 | 7621877.2505 | 4132250.0727 | 0 | 393535.2381 | 0 | 8136783.7204 | 21170242.1566 | 14449125.2769 | 64619699.1548 | 961560.8286 | 27535233.0938 | 27535233.0938 | 1478867.319 | 11895814.3074 | 0 | 93116493.0772 | 134026407.7975 | 7498.9421 | 25.8117 | 3607.5308 | 5192.4678 | 73.5444 | 105.8555
1 | 6700 | 707 | 0.035 | 15 | 15 | 7 | 1e-11 | 5spot_SharedNeighbor | Water | Porous | Wet | R245fa | MinimizeLCOE_Brownfield | IgnoreSilica | 76.8816 | 66.185 | 8.3571 | 4 | 3228.6708 | 4452.4754 | 65.8208 | 90.7697 | 236.0528 | 0 | 57.4942 | 9853372.8448 | 621696.8715 | 9371139.1957 | 5337176.7108 | 0 | 462797.0255 | 0 | 10002011.2328 | 26023181.5332 | 17761356.1193 | 79432731.5337 | 961560.8286 | 27535233.0938 | 27535233.0938 | 1478867.319 | 11895814.3074 | 0 | 107929525.4561 | 148839440.1764 | 10000 | 33.4285 | 3228.6708 | 4452.4754 | 65.8208 | 90.7697
1 | 6700 | 707 | 0.035 | 15 | 15 | 7 | 1.3335e-11 | 5spot_SharedNeighbor | Water | Porous | Wet | R245fa | MinimizeLCOE_Brownfield | IgnoreSilica | 97.9022 | 83.8817 | 10.5871 | 4 | 2944.5028 | 3910.5361 | 60.0277 | 79.7216 | 235.4706 | 0 | 55.1839 | 11668023.6798 | 733861.6095 | 11327098.0467 | 6783590.1014 | 0 | 546566.6135 | 0 | 12113064.6199 | 31515709.4097 | 21510119.2552 | 96198033.3357 | 961560.8286 | 27535233.0938 | 27535233.0938 | 1478867.319 | 11895814.3074 | 0 | 124694827.2581 | 165604741.9784 | 13335.2143 | 42.3483 | 2944.5028 | 3910.5361 | 60.0277 | 79.7216
1 | 6700 | 707 | 0.035 | 15 | 15 | 7 | 1.7783e-11 | 5spot_SharedNeighbor | Water | Porous | Wet | R245fa | MinimizeLCOE_Brownfield | IgnoreSilica | 121.9117 | 103.1694 | 13.0035 | 4 | 2739.7428 | 3526.2572 | 55.8534 | 71.8875 | 233.9604 | 0 | 63.1874 | 13526288.075 | 848266.8544 | 13366734.4692 | 8421577.9732 | 0 | 646751.5083 | 0 | 14355751.3632 | 37350720.2776 | 25492634.07 | 114008724.5908 | 961560.8286 | 27535233.0938 | 27535233.0938 | 1478867.319 | 11895814.3074 | 0 | 142505518.5133 | 183415433.2335 | 17782.7941 | 52.0142 | 2739.7428 | 3526.2572 | 55.8534 | 71.8875
1 | 6700 | 707 | 0.035 | 15 | 15 | 7 | 2.3714e-11 | 5spot_SharedNeighbor | Water | Porous | Wet | R245fa | MinimizeLCOE_Brownfield | IgnoreSilica | 147.6199 | 122.5809 | 15.4163 | 4 | 2597.5664 | 3260.9844 | 52.9549 | 66.4796 | 231.6706 | 0 | 68.7045 | 15299717.7468 | 957068.0529 | 15343443.2676 | 10155627.6246 | 0 | 760224.8093 | 0 | 16581271.7855 | 43141067.8992 | 29444665.3015 | 131683086.4874 | 961560.8286 | 27535233.0938 | 27535233.0938 | 1478867.319 | 11895814.3074 | 0 | 160179880.4098 | 201089795.13 | 23713.7371 | 61.6654 | 2597.5664 | 3260.9844 | 52.9549 | 66.4796
1 | 6700 | 707 | 0.035 | 15 | 15 | 7 | 3.1623e-11 | 5spot_SharedNeighbor | Water | Porous | Wet | R245fa | MinimizeLCOE_Brownfield | IgnoreSilica | 173.3662 | 140.9122 | 17.6779 | 4 | 2499.4845 | 3078.0316 | 50.9554 | 62.7498 | 229.1157 | 0 | 76.0775 | 16903017.9775 | 1055142.3487 | 17153141.5379 | 11875454.7145 | 0 | 876755.5076 | 0 | 18666769.7136 | 48567105.7139 | 33148047.604 | 148245435.1178 | 961560.8286 | 27535233.0938 | 27535233.0938 | 1478867.319 | 11895814.3074 | 0 | 176742229.0402 | 217652143.7604 | 31622.7766 | 70.7115 | 2499.4845 | 3078.0316 | 50.9554 | 62.7498
1 | 6700 | 707 | 0.035 | 15 | 15 | 7 | 4.217e-11 | 5spot_SharedNeighbor | Water | Porous | Wet | R245fa | MinimizeLCOE_Brownfield | IgnoreSilica | 197.3615 | 156.7299 | 19.6089 | 4 | 2436.3644 | 2957.9373 | 49.6686 | 60.3016 | 226.3914 | 0 | 79.2109 | 18239786.317 | 1136719.4973 | 18676962.5732 | 13454846.8146 | 0 | 990147.4128 | 0 | 20474400.4198 | 53270190.0152 | 36357999.2783 | 162601052.3281 | 961560.8286 | 27535233.0938 | 27535233.0938 | 1478867.319 | 11895814.3074 | 0 | 191097846.2506 | 232007760.9708 | 42169.6503 | 78.4357 | 2436.3644 | 2957.9373 | 49.6686 | 60.3016
1 | 6700 | 707 | 0.035 | 15 | 15 | 7 | 5.6234e-11 | 5spot_SharedNeighbor | Water | Porous | Wet | R245fa | MinimizeLCOE_Brownfield | IgnoreSilica | 210.4501 | 164.7994 | 20.6821 | 4 | 2396.2365 | 2890.7442 | 48.8505 | 58.9317 | 224.7674 | 0 | 80.5272 | 18907058.5156 | 1177378.1996 | 19442374.8656 | 14309169.3529 | 0 | 967550.6456 | 0 | 21373377.3159 | 55609143.4936 | 37954383.088 | 169740435.4768 | 961560.8286 | 27535233.0938 | 27535233.0938 | 1478867.319 | 11895814.3074 | 0 | 198237229.3993 | 239147144.1195 | 56234.1325 | 82.7286 | 2396.2365 | 2890.7442 | 48.8505 | 58.9317
1 | 6700 | 707 | 0.035 | 15 | 15 | 7 | 7.4989e-11 | 5spot_SharedNeighbor | Water | Porous | Wet | R245fa | MinimizeLCOE_Brownfield | IgnoreSilica | 216.013 | 168.0918 | 21.2221 | 4 | 2366.4221 | 2848.3482 | 48.2427 | 58.0674 | 224.0397 | 0 | 87.4853 | 19176655.1856 | 1193794.1479 | 19752489.1996 | 14670969.9204 | 0 | 863419.355 | 0 | 21706357.8453 | 56475490.5274 | 38545682.7402 | 172384858.9215 | 961560.8286 | 27535233.0938 | 27535233.0938 | 1478867.319 | 11895814.3074 | 0 | 200881652.844 | 241791567.5642 | 74989.4209 | 84.8883 | 2366.4221 | 2848.3482 | 48.2427 | 58.0674
1 | 6700 | 707 | 0.035 | 15 | 15 | 7 | 1e-10 | 5spot_SharedNeighbor | Water | Porous | Wet | R245fa | MinimizeLCOE_Brownfield | IgnoreSilica | 220.4117 | 170.6396 | 21.6437 | 4 | 2343.7842 | 2816.3225 | 47.7812 | 57.4145 | 223.4533 | 0 | 107.1964 | 19384278.7214 | 1206432.1445 | 19991649.9217 | 14955755.7417 | 0 | 774959.7408 | 0 | 21962099.7453 | 57140878.4912 | 38999823.6979 | 174415878.2045 | 961560.8286 | 27535233.0938 | 27535233.0938 | 1478867.319 | 11895814.3074 | 0 | 202912672.127 | 243822586.8472 | 100000 | 86.5748 | 2343.7842 | 2816.3225 | 47.7812 | 57.4145
1 | 6700 | 707 | 0.035 | 15 | 15 | 7 | 1.3335e-10 | 5spot_SharedNeighbor | Water | Porous | Wet | R245fa | MinimizeLCOE_Brownfield | IgnoreSilica | 223.6512 | 172.4848 | 21.9581 | 4 | 2326.6177 | 2792.391 | 47.4312 | 56.9267 | 223.0145 | 0 | 122.4378 | 19534099.4105 | 1215549.3603 | 20164406.1775 | 15165295.5438 | 0 | 698452.3155 | 0 | 22143343.0949 | 57612436.5088 | 39321671.7345 | 175855254.1458 | 961560.8286 | 27535233.0938 | 27535233.0938 | 1478867.319 | 11895814.3074 | 0 | 204352048.0682 | 245261962.7885 | 133352.1432 | 87.8322 | 2326.6177 | 2792.391 | 47.4312 | 56.9267
1 | 6700 | 707 | 0.035 | 15 | 15 | 7 | 1.7783e-10 | 5spot_SharedNeighbor | Water | Porous | Wet | R245fa | MinimizeLCOE_Brownfield | IgnoreSilica | 226.1332 | 173.8799 | 22.1978 | 4 | 2313.6066 | 2774.3487 | 47.166 | 56.5589 | 222.6748 | 0 | 151.2536 | 19647071.2344 | 1222422.8829 | 20294770.6489 | 15325370.0828 | 0 | 635628.8079 | 0 | 22278852.8262 | 57965005.0327 | 39562306.9966 | 176931428.5125 | 961560.8286 | 27535233.0938 | 27535233.0938 | 1478867.319 | 11895814.3074 | 0 | 205428222.4349 | 246338137.1551 | 177827.941 | 88.7913 | 2313.6066 | 2774.3487 | 47.166 | 56.5589
1 | 6700 | 707 | 0.035 | 15 | 15 | 7 | 2.3714e-10 | 5spot_SharedNeighbor | Water | Porous | Wet | R245fa | MinimizeLCOE_Brownfield | IgnoreSilica | 227.9165 | 174.872 | 22.3735 | 4 | 2303.7569 | 2760.8816 | 46.9652 | 56.2843 | 222.4283 | 0 | 159.6507 | 19727262.5545 | 1227301.2804 | 20387358.8066 | 15440325.8628 | 0 | 583288.2024 | 0 | 22372559.3156 | 58208810.0962 | 39728708.9621 | 177675615.0806 | 961560.8286 | 27535233.0938 | 27535233.0938 | 1478867.319 | 11895814.3074 | 0 | 206172409.0031 | 247082323.7233 | 237137.3706 | 89.494 | 2303.7569 | 2760.8816 | 46.9652 | 56.2843
1 | 6700 | 707 | 0.035 | 15 | 15 | 7 | 3.1623e-10 | 5spot_SharedNeighbor | Water | Porous | Wet | R245fa | MinimizeLCOE_Brownfield | IgnoreSilica | 229.2265 | 175.5954 | 22.5039 | 4 | 2296.3084 | 2750.7843 | 46.8134 | 56.0785 | 222.246 | 0 | 191.3269 | 19785653.5665 | 1230853.12 | 20454803.0308 | 15524750.8996 | 0 | 540966.6106 | 0 | 22439440.6187 | 58382821.5277 | 39847475.3397 | 178206764.7136 | 961560.8286 | 27535233.0938 | 27535233.0938 | 1478867.319 | 11895814.3074 | 0 | 206703558.636 | 247613473.3562 | 316227.766 | 90.0156 | 2296.3084 | 2750.7843 | 46.8134 | 56.0785
1 | 6700 | 707 | 0.035 | 15 | 15 | 7 | 4.217e-10 | 5spot_SharedNeighbor | Water | Porous | Wet | R245fa | MinimizeLCOE_Brownfield | IgnoreSilica | 230.1692 | 176.113 | 22.5995 | 4 | 2290.6814 | 2743.2353 | 46.6986 | 55.9246 | 222.114 | 0 | 184.7421 | 19827390.6319 | 1233391.7455 | 20503024.8509 | 15585499.6182 | 0 | 506933.684 | 0 | 22485933.8069 | 58503787.2662 | 39930036.9418 | 178575998.5453 | 961560.8286 | 27535233.0938 | 27535233.0938 | 1478867.319 | 11895814.3074 | 0 | 207072792.4677 | 247982707.1879 | 421696.5034 | 90.3979 | 2290.6814 | 2743.2353 | 46.6986 | 55.9246
1 | 6700 | 707 | 0.035 | 15 | 15 | 7 | 5.6234e-10 | 5spot_SharedNeighbor | Water | Porous | Wet | R245fa | MinimizeLCOE_Brownfield | IgnoreSilica | 230.8466 | 176.4833 | 22.6695 | 4 | 2286.4348 | 2737.5916 | 46.6121 | 55.8095 | 222.0188 | 0 | 192.0663 | 19857221.1471 | 1235206.0728 | 20537497.1386 | 15629137.4301 | 0 | 479887.2956 | 0 | 22518190.1428 | 58587711.6357 | 39987317.0485 | 178832167.9112 | 961560.8286 | 27535233.0938 | 27535233.0938 | 1478867.319 | 11895814.3074 | 0 | 207328961.8336 | 248238876.5539 | 562341.3252 | 90.6778 | 2286.4348 | 2737.5916 | 46.6121 | 55.8095
1 | 6700 | 707 | 0.035 | 15 | 15 | 7 | 7.4989e-10 | 5spot_SharedNeighbor | Water | Porous | Wet | R245fa | MinimizeLCOE_Brownfield | IgnoreSilica | 231.5575 | 176.8714 | 22.7341 | 4 | 2283.2298 | 2733.1033 | 46.5467 | 55.718 | 221.9196 | 0 | 230.4161 | 19888480.2932 | 1237107.2097 | 20573626.5721 | 15674656.0293 | 0 | 461905.0569 | 0 | 22555952.3128 | 58685961.056 | 40054374.2966 | 179132062.8265 | 961560.8286 | 27535233.0938 | 27535233.0938 | 1478867.319 | 11895814.3074 | 0 | 207628856.7489 | 248538771.4691 | 749894.2093 | 90.9365 | 2283.2298 | 2733.1033 | 46.5467 | 55.718
1 | 6700 | 707 | 0.035 | 15 | 15 | 7 | 1e-09 | 5spot_SharedNeighbor | Water | Porous | Wet | R245fa | MinimizeLCOE_Brownfield | IgnoreSilica | 231.913 | 177.0638 | 22.7719 | 4 | 2280.8155 | 2729.9419 | 46.4975 | 55.6536 | 221.8693 | 0 | 223.0445 | 19903963.8375 | 1238048.866 | 20591524.8604 | 15697357.1396 | 0 | 445405.8475 | 0 | 22571757.2149 | 58727082.1692 | 40082440.3013 | 179257580.2365 | 961560.8286 | 27535233.0938 | 27535233.0938 | 1478867.319 | 11895814.3074 | 0 | 207754374.159 | 248664288.8792 | 1000000 | 91.0878 | 2280.8155 | 2729.9419 | 46.4975 | 55.6536
1 | 6700 | 707 | 0.035 | 15 | 15 | 7 | 1.3335e-09 | 5spot_SharedNeighbor | Water | Porous | Wet | R245fa | MinimizeLCOE_Brownfield | IgnoreSilica | 232.1714 | 177.2033 | 22.7998 | 4 | 2278.9986 | 2727.5756 | 46.4605 | 55.6053 | 221.8325 | 0 | 218.5045 | 19915193.0019 | 1238731.7727 | 20604506.2487 | 15713856.7579 | 0 | 432659.9079 | 0 | 22582929.5988 | 58756150.4202 | 40102279.98 | 179346307.6881 | 961560.8286 | 27535233.0938 | 27535233.0938 | 1478867.319 | 11895814.3074 | 0 | 207843101.6106 | 248753016.3308 | 1333521.4322 | 91.1993 | 2278.9986 | 2727.5756 | 46.4605 | 55.6053
1 | 6700 | 707 | 0.035 | 15 | 15 | 7 | 1.7783e-09 | 5spot_SharedNeighbor | Water | Porous | Wet | R245fa | MinimizeLCOE_Brownfield | IgnoreSilica | 232.3734 | 177.3124 | 22.8212 | 4 | 2277.6322 | 2725.7881 | 46.4326 | 55.5689 | 221.8039 | 0 | 230.0488 | 19923969.6169 | 1239265.519 | 20614652.9559 | 15726761.008 | 0 | 423074.8086 | 0 | 22591812.3243 | 58779261.4499 | 40118053.7326 | 179416851.4152 | 961560.8286 | 27535233.0938 | 27535233.0938 | 1478867.319 | 11895814.3074 | 0 | 207913645.3376 | 248823560.0578 | 1778279.41 | 91.285 | 2277.6322 | 2725.7881 | 46.4326 | 55.5689
1 | 6700 | 707 | 0.035 | 15 | 15 | 7 | 2.3714e-09 | 5spot_SharedNeighbor | Water | Porous | Wet | R245fa | MinimizeLCOE_Brownfield | IgnoreSilica | 232.5003 | 177.3806 | 22.8358 | 4 | 2276.6052 | 2724.4749 | 46.4117 | 55.5421 | 221.7857 | 0 | 223.7812 | 19929456.3859 | 1239599.1914 | 20620996.5027 | 15734859.3623 | 0 | 415431.1407 | 0 | 22596733.6074 | 58792065.619 | 40126792.8411 | 179455934.6505 | 961560.8286 | 27535233.0938 | 27535233.0938 | 1478867.319 | 11895814.3074 | 0 | 207952728.573 | 248862643.2932 | 2371373.7057 | 91.3433 | 2276.6052 | 2724.4749 | 46.4117 | 55.5421
1 | 6700 | 707 | 0.035 | 15 | 15 | 7 | 3.1623e-09 | 5spot_SharedNeighbor | Water | Porous | Wet | R245fa | MinimizeLCOE_Brownfield | IgnoreSilica | 232.6124 | 177.441 | 22.8478 | 4 | 2275.8337 | 2723.469 | 46.3959 | 55.5216 | 221.7697 | 0 | 224.7817 | 19934314.3697 | 1239894.6226 | 20626613.2403 | 15742014.943 | 0 | 409899.6501 | 0 | 22601567.362 | 58804642.0571 | 40135376.5185 | 179494322.7634 | 961560.8286 | 27535233.0938 | 27535233.0938 | 1478867.319 | 11895814.3074 | 0 | 207991116.6858 | 248901031.4061 | 3162277.6602 | 91.3912 | 2275.8337 | 2723.469 | 46.3959 | 55.5216
1 | 6700 | 707 | 0.035 | 15 | 15 | 7 | 4.217e-09 | 5spot_SharedNeighbor | Water | Porous | Wet | R245fa | MinimizeLCOE_Brownfield | IgnoreSilica | 230 | 175.9986 | 22.6935 | 4 | 2275.2399 | 2725.9193 | 46.3838 | 55.5716 | 222.1238 | 0 | 220.205 | 19818166.87 | 1232830.73 | 20492367.0005 | 15574277.2591 | 0 | 364102.7316 | 0 | 22417880.3906 | 58326726.2367 | 39809189.1509 | 178035540.3693 | 961560.8286 | 27535233.0938 | 27535233.0938 | 1478867.319 | 11895814.3074 | 0 | 206532334.2918 | 247442249.012 | 4216965.0343 | 90.7739 | 2275.2399 | 2725.9193 | 46.3838 | 55.5716
1 | 6700 | 707 | 0.035 | 15 | 15 | 7 | 5.6234e-09 | 5spot_SharedNeighbor | Water | Porous | Wet | R245fa | MinimizeLCOE_Brownfield | IgnoreSilica | 230.805 | 176.445 | 22.7459 | 4 | 2274.753 | 2724.3944 | 46.3739 | 55.5405 | 222.0146 | 0 | 365.4147 | 19854140.4951 | 1235018.7074 | 20533936.8539 | 15626232.9875 | 0 | 372047.1851 | 0 | 22472336.7293 | 58468410.4596 | 39905891.5443 | 178468014.9622 | 961560.8286 | 27535233.0938 | 27535233.0938 | 1478867.319 | 11895814.3074 | 0 | 206964808.8846 | 247874723.6049 | 5623413.2519 | 90.9834 | 2274.753 | 2724.3944 | 46.3739 | 55.5405
1 | 6700 | 707 | 0.035 | 15 | 15 | 7 | 7.4989e-09 | 5spot_SharedNeighbor | Water | Porous | Wet | R245fa | MinimizeLCOE_Brownfield | IgnoreSilica | 231.246 | 176.6883 | 22.7749 | 4 | 2274.4065 | 2723.4737 | 46.3669 | 55.5217 | 221.9546 | 0 | 328.6251 | 19873732.2752 | 1236210.2666 | 20556579.9682 | 15654518.9484 | 0 | 375585.9957 | 0 | 22501684.7071 | 58544767.8776 | 39958007.0512 | 178701087.0899 | 961560.8286 | 27535233.0938 | 27535233.0938 | 1478867.319 | 11895814.3074 | 0 | 207197881.0123 | 248107795.7326 | 7498942.0933 | 91.0998 | 2274.4065 | 2723.4737 | 46.3669 | 55.5217
1 | 6700 | 707 | 0.035 | 15 | 15 | 7 | 1e-08 | 5spot_SharedNeighbor | Water | Porous | Wet | R245fa | MinimizeLCOE_Brownfield | IgnoreSilica | 231.687 | 176.931 | 22.8034 | 4 | 2274.1433 | 2722.65 | 46.3615 | 55.5049 | 221.8946 | 0 | 295.7253 | 19893275.5219 | 1237398.8413 | 20579169.4767 | 15682749.185 | 0 | 379886.5394 | 0 | 22531267.0301 | 58621735.0139 | 40010538.7032 | 178936020.3115 | 961560.8286 | 27535233.0938 | 27535233.0938 | 1478867.319 | 11895814.3074 | 0 | 207432814.2339 | 248342728.9541 | 10000000 | 91.2136 | 2274.1433 | 2722.65 | 46.3615 | 55.5049
1 | 6800 | 707 | 0.035 | 15 | 15 | 7 | 1e-13 | 5spot_SharedNeighbor | Water | Porous | Wet | R245fa | MinimizeLCOE_Brownfield | IgnoreSilica | 1.2008 | 0.39133 | 0.032548 | 4 | 236600.3713 | 557270.406 | 4823.4186 | 11360.711 | 148.8182 | 0 | 26.7898 | 236303.7466 | 11660.4471 | 157708.5762 | 81045.9175 | 0 | 64594.419 | 0 | 215012.1115 | 559417.4091 | 381813.8766 | 1707556.5035 | 961560.8286 | 28133983.6919 | 28133983.6919 | 1478867.319 | 12135314.5466 | 0 | 30803101.0241 | 72551266.5816 | 100 | 0.13019 | 236600.3713 | 557270.406 | 4823.4186 | 11360.711
1 | 6800 | 707 | 0.035 | 15 | 15 | 7 | 1.3335e-13 | 5spot_SharedNeighbor | Water | Porous | Wet | R245fa | MinimizeLCOE_Brownfield | IgnoreSilica | 1.5686 | 0.62211 | 0.063176 | 4 | 124619.5215 | 289825.5214 | 2540.5375 | 5908.4853 | 165.3131 | 0 | 30.6382 | 348363.0483 | 19719.9526 | 226039.9958 | 108147.574 | 0 | 71404.6135 | 0 | 301733.3218 | 785048.2094 | 535811.534 | 2396268.2495 | 961560.8286 | 28133983.6919 | 28133983.6919 | 1478867.319 | 12135314.5466 | 0 | 31491812.77 | 73239978.3275 | 133.3521 | 0.2527 | 124619.5215 | 289825.5214 | 2540.5375 | 5908.4853
1 | 6800 | 707 | 0.035 | 15 | 15 | 7 | 1.7783e-13 | 5spot_SharedNeighbor | Water | Porous | Wet | R245fa | MinimizeLCOE_Brownfield | IgnoreSilica | 2.0209 | 0.9468 | 0.1097 | 4 | 73793.5013 | 168936.141 | 1504.3803 | 3443.9917 | 179.1738 | 0 | 143.722 | 491186.0042 | 31731.9552 | 313496.4834 | 146620.9027 | 0 | 77489.4962 | 0 | 413604.6883 | 1076114.5569 | 734470.297 | 3284714.3838 | 961560.8286 | 28133983.6919 | 28133983.6919 | 1478867.319 | 12135314.5466 | 0 | 32380258.9043 | 74128424.4618 | 177.8279 | 0.4388 | 73793.5013 | 168936.141 | 1504.3803 | 3443.9917
1 | 6800 | 707 | 0.035 | 15 | 15 | 7 | 2.3714e-13 | 5spot_SharedNeighbor | Water | Porous | Wet | R245fa | MinimizeLCOE_Brownfield | IgnoreSilica | 2.6044 | 1.4448 | 0.17209 | 4 | 48644.2129 | 109292.0843 | 991.6781 | 2228.067 | 191.1222 | 0 | 185.8587 | 660401.9458 | 42747.5528 | 439571.5922 | 189433.7512 | 0 | 85121.604 | 0 | 552737.8139 | 1438110.4098 | 981539.9049 | 4389664.5746 | 961560.8286 | 28133983.6919 | 28133983.6919 | 1478867.319 | 12135314.5466 | 0 | 33485209.0951 | 75233374.6526 | 237.1374 | 0.68837 | 48644.2129 | 109292.0843 | 991.6781 | 2228.067
1 | 6800 | 707 | 0.035 | 15 | 15 | 7 | 3.1623e-13 | 5spot_SharedNeighbor | Water | Porous | Wet | R245fa | MinimizeLCOE_Brownfield | IgnoreSilica | 3.3628 | 2.1001 | 0.25423 | 4 | 34228.8326 | 75282.8833 | 697.8011 | 1534.7434 | 201.2329 | 0 | 241.4358 | 858371.9438 | 55574.0367 | 592869.227 | 243140.9276 | 0 | 94260.5292 | 0 | 719244.4991 | 1871326.6492 | 1277218.89 | 5712006.7026 | 961560.8286 | 28133983.6919 | 28133983.6919 | 1478867.319 | 12135314.5466 | 0 | 34807551.2231 | 76555716.7806 | 316.2278 | 1.0169 | 34228.8326 | 75282.8833 | 697.8011 | 1534.7434
1 | 6800 | 707 | 0.035 | 15 | 15 | 7 | 4.217e-13 | 5spot_SharedNeighbor | Water | Porous | Wet | R245fa | MinimizeLCOE_Brownfield | IgnoreSilica | 4.3406 | 2.9547 | 0.36156 | 4 | 25164.5501 | 54031.4946 | 513.0134 | 1101.5051 | 209.5444 | 0 | 27.1783 | 1090665.7138 | 70534.9495 | 779099.9269 | 311546.4456 | 0 | 104471.7198 | 0 | 918964.3147 | 2390956.6413 | 1631877.0369 | 7298116.7485 | 961560.8286 | 28133983.6919 | 28133983.6919 | 1478867.319 | 12135314.5466 | 0 | 36393661.269 | 78141826.8265 | 421.6965 | 1.4462 | 25164.5501 | 54031.4946 | 513.0134 | 1101.5051
1 | 6800 | 707 | 0.035 | 15 | 15 | 7 | 5.6234e-13 | 5spot_SharedNeighbor | Water | Porous | Wet | R245fa | MinimizeLCOE_Brownfield | IgnoreSilica | 5.571 | 4.0387 | 0.49849 | 4 | 19187.8886 | 40125.1103 | 391.1711 | 818.0046 | 216.1409 | 0 | 41.5125 | 1358725.2363 | 87784.763 | 1000417.9716 | 397178.9303 | 0 | 114806.6159 | 0 | 1153976.2717 | 3002409.5458 | 2049206.2084 | 9164505.543 | 961560.8286 | 28133983.6919 | 28133983.6919 | 1478867.319 | 12135314.5466 | 0 | 38260050.0635 | 80008215.6211 | 562.3413 | 1.994 | 19187.8886 | 40125.1103 | 391.1711 | 818.0046
1 | 6800 | 707 | 0.035 | 15 | 15 | 7 | 7.4989e-13 | 5spot_SharedNeighbor | Water | Porous | Wet | R245fa | MinimizeLCOE_Brownfield | IgnoreSilica | 7.1595 | 5.4427 | 0.67623 | 4 | 14980.2968 | 30414.5236 | 305.3936 | 620.0412 | 221.3835 | 0 | 36.4765 | 1676391.604 | 108172.1254 | 1270089.4539 | 507545.6291 | 0 | 126482.6697 | 0 | 1438585.778 | 3742905.0999 | 2554609.6397 | 11424781.9998 | 961560.8286 | 28133983.6919 | 28133983.6919 | 1478867.319 | 12135314.5466 | 0 | 40520326.5203 | 82268492.0778 | 749.8942 | 2.7049 | 14980.2968 | 30414.5236 | 305.3936 | 620.0412
1 | 6800 | 707 | 0.035 | 15 | 15 | 7 | 1e-12 | 5spot_SharedNeighbor | Water | Porous | Wet | R245fa | MinimizeLCOE_Brownfield | IgnoreSilica | 9.2789 | 7.3244 | 0.91432 | 4 | 11857.1472 | 23272.1912 | 241.724 | 474.4351 | 225.6909 | 0 | 38.7275 | 2066943.2119 | 133164.3027 | 1610656.1355 | 654841.4413 | 0 | 141548.2449 | 0 | 1796789.8012 | 4674878.4903 | 3190700.6288 | 14269522.2566 | 961560.8286 | 28133983.6919 | 28133983.6919 | 1478867.319 | 12135314.5466 | 0 | 43365066.7771 | 85113232.3347 | 1000 | 3.6573 | 11857.1472 | 23272.1912 | 241.724 | 474.4351
1 | 6800 | 707 | 0.035 | 15 | 15 | 7 | 1.3335e-12 | 5spot_SharedNeighbor | Water | Porous | Wet | R245fa | MinimizeLCOE_Brownfield | IgnoreSilica | 12.058 | 9.8262 | 1.2318 | 4 | 9521.037 | 17994.3034 | 194.0992 | 366.8382 | 229.423 | 0 | 36.3772 | 2543677.709 | 163574.8899 | 2037477.9084 | 848760.8685 | 0 | 158389.5487 | 0 | 2243233.5606 | 5836433.5742 | 3983485.8411 | 17815033.9004 | 961560.8286 | 28133983.6919 | 28133983.6919 | 1478867.319 | 12135314.5466 | 0 | 46910578.4209 | 88658743.9784 | 1333.5214 | 4.927 | 9521.037 | 17994.3034 | 194.0992 | 366.8382
1 | 6800 | 707 | 0.035 | 15 | 15 | 7 | 1.7783e-12 | 5spot_SharedNeighbor | Water | Porous | Wet | R245fa | MinimizeLCOE_Brownfield | IgnoreSilica | 15.722 | 13.1121 | 1.6486 | 4 | 7779.4849 | 14110.3543 | 158.5953 | 287.6587 | 232.1933 | 0 | 56.9969 | 3119447.5586 | 200178.334 | 2566385.9896 | 1104008.2111 | 0 | 179345.6012 | 0 | 2796052.6209 | 7274755.3702 | 4965170.0214 | 22205343.707 | 961560.8286 | 28133983.6919 | 28133983.6919 | 1478867.319 | 12135314.5466 | 0 | 51300888.2275 | 93049053.785 | 1778.2794 | 6.5944 | 7779.4849 | 14110.3543 | 158.5953 | 287.6587
1 | 6800 | 707 | 0.035 | 15 | 15 | 7 | 2.3714e-12 | 5spot_SharedNeighbor | Water | Porous | Wet | R245fa | MinimizeLCOE_Brownfield | IgnoreSilica | 20.5622 | 17.459 | 2.2002 | 4 | 6451.6054 | 11195.1856 | 131.5247 | 228.229 | 234.3661 | 0 | 47.4871 | 3820769.5109 | 244602.6578 | 3227014.7347 | 1441319.1501 | 0 | 204832.2255 | 0 | 3486029.9288 | 9069934.7917 | 6190416.8638 | 27684919.8633 | 961560.8286 | 28133983.6919 | 28133983.6919 | 1478867.319 | 12135314.5466 | 0 | 56780464.3838 | 98528629.9413 | 2371.3737 | 8.801 | 6451.6054 | 11195.1856 | 131.5247 | 228.229
1 | 6800 | 707 | 0.035 | 15 | 15 | 7 | 3.1623e-12 | 5spot_SharedNeighbor | Water | Porous | Wet | R245fa | MinimizeLCOE_Brownfield | IgnoreSilica | 26.9548 | 23.2052 | 2.9296 | 4 | 5429.3846 | 8991.9664 | 110.6853 | 183.3134 | 236.0563 | 0 | 43.9218 | 4675051.9669 | 298508.6466 | 4051848.7653 | 1886866.8362 | 0 | 235915.0392 | 0 | 4347794.5891 | 11312069.6656 | 7720719.9866 | 34528775.4954 | 961560.8286 | 28133983.6919 | 28133983.6919 | 1478867.319 | 12135314.5466 | 0 | 63624320.0159 | 105372485.5735 | 3162.2777 | 11.7185 | 5429.3846 | 8991.9664 | 110.6853 | 183.3134
1 | 6800 | 707 | 0.035 | 15 | 15 | 7 | 4.217e-12 | 5spot_SharedNeighbor | Water | Porous | Wet | R245fa | MinimizeLCOE_Brownfield | IgnoreSilica | 35.3541 | 30.7594 | 3.8888 | 4 | 4637.5631 | 7321.4555 | 94.543 | 149.2578 | 237.3574 | 0 | 54.6523 | 5710888.7453 | 363606.554 | 5076533.6556 | 2472394.9648 | 0 | 273445.372 | 0 | 5419779.0238 | 14101153.2703 | 9624326.8567 | 43042128.4424 | 961560.8286 | 28133983.6919 | 28133983.6919 | 1478867.319 | 12135314.5466 | 0 | 72137672.9629 | 113885838.5205 | 4216.965 | 15.5551 | 4637.5631 | 7321.4555 | 94.543 | 149.2578
1 | 6800 | 707 | 0.035 | 15 | 15 | 7 | 5.6234e-12 | 5spot_SharedNeighbor | Water | Porous | Wet | R245fa | MinimizeLCOE_Brownfield | IgnoreSilica | 46.2969 | 40.6002 | 5.1386 | 4 | 4021.0772 | 6052.2011 | 81.9751 | 123.3823 | 238.3365 | 0 | 44.0741 | 6956985.5883 | 441587.5126 | 6338804.568 | 3235293.9911 | 0 | 318309.689 | 0 | 6743482.726 | 17545158.7746 | 11974931.3806 | 53554554.2301 | 961560.8286 | 28133983.6919 | 28133983.6919 | 1478867.319 | 12135314.5466 | 0 | 82650098.7506 | 124398264.3082 | 5623.4133 | 20.5542 | 4021.0772 | 6052.2011 | 81.9751 | 123.3823
1 | 6800 | 707 | 0.035 | 15 | 15 | 7 | 7.4989e-12 | 5spot_SharedNeighbor | Water | Porous | Wet | R245fa | MinimizeLCOE_Brownfield | IgnoreSilica | 60.3944 | 53.238 | 6.7431 | 4 | 3540.0662 | 5087.8801 | 72.169 | 103.7233 | 238.9786 | 0 | 46.4944 | 8437413.669 | 533828.8651 | 7873393.4745 | 4217537.846 | 0 | 372405.7539 | 0 | 8359486.0474 | 21749667.9288 | 14844595.2724 | 66388328.8572 | 961560.8286 | 28133983.6919 | 28133983.6919 | 1478867.319 | 12135314.5466 | 0 | 95483873.3777 | 137232038.9353 | 7498.9421 | 26.9723 | 3540.0662 | 5087.8801 | 72.169 | 103.7233
1 | 6800 | 707 | 0.035 | 15 | 15 | 7 | 1e-11 | 5spot_SharedNeighbor | Water | Porous | Wet | R245fa | MinimizeLCOE_Brownfield | IgnoreSilica | 78.007 | 68.8362 | 8.7214 | 4 | 3170.8969 | 4367.6105 | 64.643 | 89.0396 | 239.11 | 0 | 49.5486 | 10133237.8395 | 639026.5768 | 9670265.0086 | 5441590.111 | 0 | 437052.5003 | 0 | 10265257.0941 | 26708093.2651 | 18228822.4499 | 81523344.8452 | 961560.8286 | 28133983.6919 | 28133983.6919 | 1478867.319 | 12135314.5466 | 0 | 110618889.3657 | 152367054.9233 | 10000 | 34.8857 | 3170.8969 | 4367.6105 | 64.643 | 89.0396
1 | 6800 | 707 | 0.035 | 15 | 15 | 7 | 1.3335e-11 | 5spot_SharedNeighbor | Water | Porous | Wet | R245fa | MinimizeLCOE_Brownfield | IgnoreSilica | 99.2252 | 87.1073 | 11.0311 | 4 | 2894.2798 | 3840.4252 | 59.0038 | 78.2923 | 238.4667 | 0 | 55.7284 | 11986551.3455 | 753503.0694 | 11674229.0583 | 6907925.4966 | 0 | 516651.8323 | 0 | 12417155.7128 | 32306892.0559 | 22050117.6684 | 98613026.2391 | 961560.8286 | 28133983.6919 | 28133983.6919 | 1478867.319 | 12135314.5466 | 0 | 127708570.7596 | 169456736.3172 | 13335.2143 | 44.1245 | 2894.2798 | 3840.4252 | 59.0038 | 78.2923
1 | 6800 | 707 | 0.035 | 15 | 15 | 7 | 1.7783e-11 | 5spot_SharedNeighbor | Water | Porous | Wet | R245fa | MinimizeLCOE_Brownfield | IgnoreSilica | 123.3662 | 106.9113 | 13.5199 | 4 | 2695.5511 | 3467.5245 | 54.9525 | 70.6902 | 236.8716 | 0 | 65.6768 | 13874989.2651 | 869688.0111 | 13753194.6711 | 8560696.7059 | 0 | 613291.5558 | 0 | 14692025.4815 | 38225636.5541 | 26089782.4065 | 116679304.6513 | 961560.8286 | 28133983.6919 | 28133983.6919 | 1478867.319 | 12135314.5466 | 0 | 145774849.1718 | 187523014.7293 | 17782.7941 | 54.0798 | 2695.5511 | 3467.5245 | 54.9525 | 70.6902
1 | 6800 | 707 | 0.035 | 15 | 15 | 7 | 2.3714e-11 | 5spot_SharedNeighbor | Water | Porous | Wet | R245fa | MinimizeLCOE_Brownfield | IgnoreSilica | 149.1131 | 126.7606 | 15.995 | 4 | 2557.6233 | 3210.1418 | 52.1406 | 65.4431 | 234.5115 | 0 | 61.4633 | 15670893.3656 | 979796.4555 | 15760573.8192 | 10303957.6084 | 0 | 723683.8731 | 0 | 16941172.9975 | 44077457.027 | 30083770.1221 | 134541305.2683 | 961560.8286 | 28133983.6919 | 28133983.6919 | 1478867.319 | 12135314.5466 | 0 | 163636849.7888 | 205385015.3464 | 23713.7371 | 63.98 | 2557.6233 | 3210.1418 | 52.1406 | 65.4431
1 | 6800 | 707 | 0.035 | 15 | 15 | 7 | 3.1623e-11 | 5spot_SharedNeighbor | Water | Porous | Wet | R245fa | MinimizeLCOE_Brownfield | IgnoreSilica | 174.8011 | 145.4091 | 18.3029 | 4 | 2462.7054 | 3032.9463 | 50.2056 | 61.8307 | 231.8835 | 0 | 67.7903 | 17287148.5735 | 1078601.5746 | 17589680.5516 | 12025219.0837 | 0 | 837659.4074 | 0 | 19039140.5844 | 49535938.3359 | 33809295.776 | 151202683.8872 | 961560.8286 | 28133983.6919 | 28133983.6919 | 1478867.319 | 12135314.5466 | 0 | 180298228.4078 | 222046393.9653 | 31622.7766 | 73.2114 | 2462.7054 | 3032.9463 | 50.2056 | 61.8307
1 | 6800 | 707 | 0.035 | 15 | 15 | 7 | 4.217e-11 | 5spot_SharedNeighbor | Water | Porous | Wet | R245fa | MinimizeLCOE_Brownfield | IgnoreSilica | 198.6721 | 161.4518 | 20.2674 | 4 | 2401.7852 | 2916.7519 | 48.9636 | 59.4619 | 229.0942 | 0 | 65.5423 | 18631375.608 | 1160584.966 | 19125771.8148 | 13604931.6846 | 0 | 949329.9226 | 0 | 20854077.6584 | 54258032.3077 | 37032221.9411 | 165616325.9031 | 961560.8286 | 28133983.6919 | 28133983.6919 | 1478867.319 | 12135314.5466 | 0 | 194711870.4236 | 236460035.9811 | 42169.6503 | 81.0696 | 2401.7852 | 2916.7519 | 48.9636 | 59.4619
1 | 6800 | 707 | 0.035 | 15 | 15 | 7 | 5.6234e-11 | 5spot_SharedNeighbor | Water | Porous | Wet | R245fa | MinimizeLCOE_Brownfield | IgnoreSilica | 213.3271 | 170.616 | 21.4536 | 4 | 2363.4937 | 2849.9871 | 48.183 | 58.1008 | 227.2232 | 0 | 64.6746 | 19382353.1247 | 1206314.9512 | 19989430.5118 | 14559318.9947 | 0 | 953037.6212 | 0 | 21875277.5293 | 56914984.8949 | 38845646.6768 | 173726364.3045 | 961560.8286 | 28133983.6919 | 28133983.6919 | 1478867.319 | 12135314.5466 | 0 | 202821908.825 | 244570074.3826 | 56234.1325 | 85.8144 | 2363.4937 | 2849.9871 | 48.183 | 58.1008
1 | 6800 | 707 | 0.035 | 15 | 15 | 7 | 7.4989e-11 | 5spot_SharedNeighbor | Water | Porous | Wet | R245fa | MinimizeLCOE_Brownfield | IgnoreSilica | 218.9561 | 173.9831 | 21.9988 | 4 | 2335.567 | 2810.0042 | 47.6137 | 57.2857 | 226.4616 | 0 | 80.2056 | 19655418.0369 | 1222930.6821 | 20304405.822 | 14925928.8369 | 0 | 852423.5564 | 0 | 22214831.7044 | 57798435.2062 | 39448619.6673 | 176422993.5122 | 961560.8286 | 28133983.6919 | 28133983.6919 | 1478867.319 | 12135314.5466 | 0 | 205518538.0328 | 247266703.5903 | 74989.4209 | 87.9951 | 2335.567 | 2810.0042 | 47.6137 | 57.2857
1 | 6800 | 707 | 0.035 | 15 | 15 | 7 | 1e-10 | 5spot_SharedNeighbor | Water | Porous | Wet | R245fa | MinimizeLCOE_Brownfield | IgnoreSilica | 223.3935 | 176.5799 | 22.4233 | 4 | 2314.3861 | 2779.8422 | 47.1819 | 56.6708 | 225.8497 | 0 | 92.0321 | 19865009.0279 | 1235679.7285 | 20546497.8048 | 15213947.4571 | 0 | 766930.8596 | 0 | 22474945.3023 | 58475197.4315 | 39910523.7922 | 178488731.4039 | 961560.8286 | 28133983.6919 | 28133983.6919 | 1478867.319 | 12135314.5466 | 0 | 207584275.9244 | 249332441.4819 | 100000 | 89.693 | 2314.3861 | 2779.8422 | 47.1819 | 56.6708
1 | 6800 | 707 | 0.035 | 15 | 15 | 7 | 1.3335e-10 | 5spot_SharedNeighbor | Water | Porous | Wet | R245fa | MinimizeLCOE_Brownfield | IgnoreSilica | 226.6844 | 178.4693 | 22.7402 | 4 | 2298.3179 | 2757.2865 | 46.8543 | 56.211 | 225.3889 | 0 | 118.898 | 20016957.4412 | 1244920.134 | 20722187.4966 | 15426124.2077 | 0 | 693341.1229 | 0 | 22660376.8569 | 58957652.2993 | 40239809.1529 | 179961368.7115 | 961560.8286 | 28133983.6919 | 28133983.6919 | 1478867.319 | 12135314.5466 | 0 | 209056913.232 | 250805078.7896 | 133352.1432 | 90.9608 | 2298.3179 | 2757.2865 | 46.8543 | 56.211
1 | 6800 | 707 | 0.035 | 15 | 15 | 7 | 1.7783e-10 | 5spot_SharedNeighbor | Water | Porous | Wet | R245fa | MinimizeLCOE_Brownfield | IgnoreSilica | 229.1151 | 179.8466 | 22.9764 | 4 | 2286.151 | 2740.4016 | 46.6063 | 55.8668 | 225.0446 | 0 | 128.7064 | 20127435.6558 | 1251637.3918 | 20850021.1394 | 15582752.6877 | 0 | 631696.59 | 0 | 22792981.9513 | 59302663.5538 | 40475286.4233 | 181014475.3933 | 961560.8286 | 28133983.6919 | 28133983.6919 | 1478867.319 | 12135314.5466 | 0 | 210110019.9138 | 251858185.4713 | 177827.941 | 91.9056 | 2286.151 | 2740.4016 | 46.6063 | 55.8668
1 | 6800 | 707 | 0.035 | 15 | 15 | 7 | 2.3714e-10 | 5spot_SharedNeighbor | Water | Porous | Wet | R245fa | MinimizeLCOE_Brownfield | IgnoreSilica | 230.9009 | 180.8486 | 23.1517 | 4 | 2276.9476 | 2727.7584 | 46.4187 | 55.609 | 224.7894 | 0 | 137.1435 | 20207658.9729 | 1256514.4563 | 20942896.2052 | 15697869.821 | 0 | 581047.4699 | 0 | 22887534.9008 | 59548670.9329 | 40643191.5146 | 181765384.2734 | 961560.8286 | 28133983.6919 | 28133983.6919 | 1478867.319 | 12135314.5466 | 0 | 210860928.7939 | 252609094.3515 | 237137.3706 | 92.6068 | 2276.9476 | 2727.7584 | 46.4187 | 55.609
1 | 6800 | 707 | 0.035 | 15 | 15 | 7 | 3.1623e-10 | 5spot_SharedNeighbor | Water | Porous | Wet | R245fa | MinimizeLCOE_Brownfield | IgnoreSilica | 232.2233 | 181.5849 | 23.2824 | 4 | 2269.9915 | 2718.2719 | 46.2768 | 55.4157 | 224.5992 | 0 | 164.1661 | 20266536.2537 | 1260093.4738 | 21011085.0456 | 15783100.5806 | 0 | 540296.1101 | 0 | 22955833.4709 | 59726369.8023 | 40764474.6442 | 182307789.3811 | 961560.8286 | 28133983.6919 | 28133983.6919 | 1478867.319 | 12135314.5466 | 0 | 211403333.9016 | 253151499.4591 | 316227.766 | 93.1296 | 2269.9915 | 2718.2719 | 46.2768 | 55.4157
1 | 6800 | 707 | 0.035 | 15 | 15 | 7 | 4.217e-10 | 5spot_SharedNeighbor | Water | Porous | Wet | R245fa | MinimizeLCOE_Brownfield | IgnoreSilica | 233.1855 | 182.1175 | 23.3787 | 4 | 2264.7389 | 2711.1721 | 46.1698 | 55.2709 | 224.4601 | 0 | 164.5674 | 20309083.0112 | 1262679.6145 | 21060374.4356 | 15845107.2101 | 0 | 507695.9565 | 0 | 23004126.6889 | 59852018.8493 | 40850232.7006 | 182691318.4667 | 961560.8286 | 28133983.6919 | 28133983.6919 | 1478867.319 | 12135314.5466 | 0 | 211786862.9872 | 253535028.5448 | 421696.5034 | 93.5149 | 2264.7389 | 2711.1721 | 46.1698 | 55.2709
1 | 6800 | 707 | 0.035 | 15 | 15 | 7 | 5.6234e-10 | 5spot_SharedNeighbor | Water | Porous | Wet | R245fa | MinimizeLCOE_Brownfield | IgnoreSilica | 233.8823 | 182.5014 | 23.4495 | 4 | 2260.7763 | 2705.8616 | 46.089 | 55.1626 | 224.3588 | 0 | 184.4227 | 20339730.3423 | 1264542.3726 | 21095885.7751 | 15890001.1943 | 0 | 481871.129 | 0 | 23038092.0172 | 59940389.6662 | 40910547.599 | 182961060.0956 | 961560.8286 | 28133983.6919 | 28133983.6919 | 1478867.319 | 12135314.5466 | 0 | 212056604.6161 | 253804770.1737 | 562341.3252 | 93.7981 | 2260.7763 | 2705.8616 | 46.089 | 55.1626
1 | 6800 | 707 | 0.035 | 15 | 15 | 7 | 7.4989e-10 | 5spot_SharedNeighbor | Water | Porous | Wet | R245fa | MinimizeLCOE_Brownfield | IgnoreSilica | 234.4003 | 182.786 | 23.5024 | 4 | 2257.7899 | 2701.8741 | 46.0281 | 55.0814 | 224.2833 | 0 | 224.2104 | 20362430.0475 | 1265922.0198 | 21122191.9816 | 15923371.1401 | 0 | 461806.5974 | 0 | 23062931.4967 | 60005016.8967 | 40954657.0118 | 183158327.1917 | 961560.8286 | 28133983.6919 | 28133983.6919 | 1478867.319 | 12135314.5466 | 0 | 212253871.7122 | 254002037.2697 | 749894.2093 | 94.0096 | 2257.7899 | 2701.8741 | 46.0281 | 55.0814
1 | 6800 | 707 | 0.035 | 15 | 15 | 7 | 1e-09 | 5spot_SharedNeighbor | Water | Porous | Wet | R245fa | MinimizeLCOE_Brownfield | IgnoreSilica | 234.7707 | 182.9888 | 23.541 | 4 | 2255.5412 | 2698.8978 | 45.9823 | 55.0207 | 224.2292 | 0 | 216.7573 | 20378609.8898 | 1266905.3753 | 21140944.4568 | 15947233.4251 | 0 | 446111.8702 | 0 | 23080123.9567 | 60049748.151 | 40985187.012 | 183294864.1369 | 961560.8286 | 28133983.6919 | 28133983.6919 | 1478867.319 | 12135314.5466 | 0 | 212390408.6574 | 254138574.2149 | 1000000 | 94.1638 | 2255.5412 | 2698.8978 | 45.9823 | 55.0207
1 | 6800 | 707 | 0.035 | 15 | 15 | 7 | 1.3335e-09 | 5spot_SharedNeighbor | Water | Porous | Wet | R245fa | MinimizeLCOE_Brownfield | IgnoreSilica | 235.0413 | 183.1367 | 23.5695 | 4 | 2253.8492 | 2696.6699 | 45.9478 | 54.9753 | 224.1895 | 0 | 217.0826 | 20390401.375 | 1267622.0076 | 21154611.863 | 15964662.7116 | 0 | 434004.0888 | 0 | 23092407.7979 | 60081708.1861 | 41007000.3927 | 183392418.4227 | 961560.8286 | 28133983.6919 | 28133983.6919 | 1478867.319 | 12135314.5466 | 0 | 212487962.9432 | 254236128.5008 | 1333521.4322 | 94.2778 | 2253.8492 | 2696.6699 | 45.9478 | 54.9753
1 | 6800 | 707 | 0.035 | 15 | 15 | 7 | 1.7783e-09 | 5spot_SharedNeighbor | Water | Porous | Wet | R245fa | MinimizeLCOE_Brownfield | IgnoreSilica | 235.2434 | 183.247 | 23.5908 | 4 | 2252.5769 | 2694.9974 | 45.9218 | 54.9412 | 224.1599 | 0 | 231.7293 | 20399193.7786 | 1268156.362 | 21164803.6348 | 15977677.4653 | 0 | 424773.5254 | 0 | 23101495.8588 | 60105353.4563 | 41023138.7754 | 183464592.8567 | 961560.8286 | 28133983.6919 | 28133983.6919 | 1478867.319 | 12135314.5466 | 0 | 212560137.3772 | 254308302.9348 | 1778279.41 | 94.3631 | 2252.5769 | 2694.9974 | 45.9218 | 54.9412
1 | 6800 | 707 | 0.035 | 15 | 15 | 7 | 2.3714e-09 | 5spot_SharedNeighbor | Water | Porous | Wet | R245fa | MinimizeLCOE_Brownfield | IgnoreSilica | 235.3897 | 183.3268 | 23.6064 | 4 | 2251.6209 | 2693.7476 | 45.9023 | 54.9157 | 224.1383 | 0 | 223.7836 | 20405550.0462 | 1268542.6573 | 21172171.8493 | 15987101.0325 | 0 | 417693.4887 | 0 | 23107913.0389 | 60122049.6425 | 41034534.2656 | 183515556.021 | 961560.8286 | 28133983.6919 | 28133983.6919 | 1478867.319 | 12135314.5466 | 0 | 212611100.5415 | 254359266.0991 | 2371373.7057 | 94.4258 | 2251.6209 | 2693.7476 | 45.9023 | 54.9157
1 | 6800 | 707 | 0.035 | 15 | 15 | 7 | 3.1623e-09 | 5spot_SharedNeighbor | Water | Porous | Wet | R245fa | MinimizeLCOE_Brownfield | IgnoreSilica | 233.241 | 182.1276 | 23.4798 | 4 | 2250.8703 | 2695.3811 | 45.887 | 54.949 | 224.439 | 0 | 382.8002 | 20309888.7173 | 1262728.5867 | 21061307.938 | 15848376.5794 | 0 | 377812.4211 | 0 | 22955444.5546 | 59725357.9219 | 40763784.0151 | 182304700.734 | 961560.8286 | 28133983.6919 | 28133983.6919 | 1478867.319 | 12135314.5466 | 0 | 211400245.2545 | 253148410.8121 | 3162277.6602 | 93.9193 | 2250.8703 | 2695.3811 | 45.887 | 54.949
1 | 6800 | 707 | 0.035 | 15 | 15 | 7 | 4.217e-09 | 5spot_SharedNeighbor | Water | Porous | Wet | R245fa | MinimizeLCOE_Brownfield | IgnoreSilica | 234.123 | 182.6202 | 23.5382 | 4 | 2250.2833 | 2693.691 | 45.8751 | 54.9145 | 224.3152 | 0 | 283.3976 | 20349205.9557 | 1265118.2886 | 21106866.464 | 15905308.7678 | 0 | 385580.5187 | 0 | 23014711.198 | 59879557.5707 | 40869028.4439 | 182775377.2073 | 961560.8286 | 28133983.6919 | 28133983.6919 | 1478867.319 | 12135314.5466 | 0 | 211870921.7278 | 253619087.2854 | 4216965.0343 | 94.153 | 2250.2833 | 2693.691 | 45.8751 | 54.9145
1 | 6800 | 707 | 0.035 | 15 | 15 | 7 | 5.6234e-09 | 5spot_SharedNeighbor | Water | Porous | Wet | R245fa | MinimizeLCOE_Brownfield | IgnoreSilica | 234.9124 | 183.0596 | 23.5897 | 4 | 2249.8513 | 2692.2912 | 45.8663 | 54.886 | 224.2042 | 0 | 195.0787 | 20384249.9576 | 1267248.1542 | 21147481.6994 | 15956261.3639 | 0 | 393298.8285 | 0 | 23067930.6014 | 60018023.5416 | 40963534.3142 | 183198028.4606 | 961560.8286 | 28133983.6919 | 28133983.6919 | 1478867.319 | 12135314.5466 | 0 | 212293572.9811 | 254041738.5387 | 5623413.2519 | 94.3589 | 2249.8513 | 2692.2912 | 45.8663 | 54.886
1 | 6800 | 707 | 0.035 | 15 | 15 | 7 | 7.4989e-09 | 5spot_SharedNeighbor | Water | Porous | Wet | R245fa | MinimizeLCOE_Brownfield | IgnoreSilica | 235.446 | 183.3556 | 23.6246 | 4 | 2249.5399 | 2691.3271 | 45.8599 | 54.8663 | 224.1289 | 0 | 202.8742 | 20407851.3577 | 1268682.5162 | 21174839.6031 | 15990701.5903 | 0 | 398238.1226 | 0 | 23103722.1441 | 60111145.7938 | 41027092.1648 | 183482273.2927 | 961560.8286 | 28133983.6919 | 28133983.6919 | 1478867.319 | 12135314.5466 | 0 | 212577817.8132 | 254325983.3708 | 7498942.0933 | 94.4984 | 2249.5399 | 2691.3271 | 45.8599 | 54.8663
1 | 6800 | 707 | 0.035 | 15 | 15 | 7 | 1e-08 | 5spot_SharedNeighbor | Water | Porous | Wet | R245fa | MinimizeLCOE_Brownfield | IgnoreSilica | 235.8379 | 183.5726 | 23.6501 | 4 | 2249.3115 | 2690.6213 | 45.8553 | 54.852 | 224.0736 | 0 | 207.1691 | 20425142.2423 | 1269733.3307 | 21194884.8243 | 16015995.6812 | 0 | 401825.5036 | 0 | 23129956.817 | 60179403.0314 | 41073679.132 | 183690620.5627 | 961560.8286 | 28133983.6919 | 28133983.6919 | 1478867.319 | 12135314.5466 | 0 | 212786165.0832 | 254534330.6407 | 10000000 | 94.6006 | 2249.3115 | 2690.6213 | 45.8553 | 54.852
1 | 6900 | 707 | 0.035 | 15 | 15 | 7 | 1e-13 | 5spot_SharedNeighbor | Water | Porous | Wet | R245fa | MinimizeLCOE_Brownfield | IgnoreSilica | 1.235 | 0.4169 | 0.035982 | 4 | 218776.4392 | 514722.9348 | 4460.0536 | 10493.3232 | 151.6927 | 0 | 19.6203 | 249805.3225 | 12602.2663 | 165590.7639 | 83811.5269 | 0 | 65355.982 | 0 | 225094.686 | 585650.1997 | 399718.2952 | 1787629.0425 | 961560.8286 | 28738594.3808 | 28738594.3808 | 1478867.319 | 12377158.8222 | 0 | 31487784.2519 | 74082404.774 | 100 | 0.14393 | 218776.4392 | 514722.9348 | 4460.0536 | 10493.3232
1 | 6900 | 707 | 0.035 | 15 | 15 | 7 | 1.3335e-13 | 5spot_SharedNeighbor | Water | Porous | Wet | R245fa | MinimizeLCOE_Brownfield | IgnoreSilica | 1.6 | 0.65345 | 0.068299 | 4 | 117818.9827 | 273731.5507 | 2401.8993 | 5580.3879 | 167.8398 | 0 | 107.3445 | 364232.9852 | 21128.3526 | 234689.0099 | 111852.1572 | 0 | 71217.7622 | 0 | 313216.9041 | 814926.1349 | 556203.8321 | 2487467.1382 | 961560.8286 | 28738594.3808 | 28738594.3808 | 1478867.319 | 12377158.8222 | 0 | 32187622.3476 | 74782242.8697 | 133.3521 | 0.2732 | 117818.9827 | 273731.5507 | 2401.8993 | 5580.3879
1 | 6900 | 707 | 0.035 | 15 | 15 | 7 | 1.7783e-13 | 5spot_SharedNeighbor | Water | Porous | Wet | R245fa | MinimizeLCOE_Brownfield | IgnoreSilica | 2.0598 | 1.0047 | 0.11744 | 4 | 70488.3833 | 161161.6375 | 1437.001 | 3285.498 | 181.808 | 0 | 147.7745 | 512259.2864 | 33149.2975 | 328712.3232 | 150539.8698 | 0 | 77099.4762 | 0 | 429686.4987 | 1117956.1288 | 763028.0296 | 3412430.9102 | 961560.8286 | 28738594.3808 | 28738594.3808 | 1478867.319 | 12377158.8222 | 0 | 33112586.1197 | 75707206.6417 | 177.8279 | 0.46976 | 70488.3833 | 161161.6375 | 1437.001 | 3285.498
1 | 6900 | 707 | 0.035 | 15 | 15 | 7 | 2.3714e-13 | 5spot_SharedNeighbor | Water | Porous | Wet | R245fa | MinimizeLCOE_Brownfield | IgnoreSilica | 2.6627 | 1.5309 | 0.18334 | 4 | 46715.8962 | 104797.0968 | 952.3667 | 2136.4306 | 194.0102 | 0 | 191.7305 | 687724.2603 | 44516.0135 | 460415.1728 | 194543.5308 | 0 | 84933.714 | 0 | 574131.7497 | 1493773.042 | 1019530.7951 | 4559568.2783 | 961560.8286 | 28738594.3808 | 28738594.3808 | 1478867.319 | 12377158.8222 | 0 | 34259723.4877 | 76854344.0098 | 237.1374 | 0.73336 | 46715.8962 | 104797.0968 | 952.3667 | 2136.4306
1 | 6900 | 707 | 0.035 | 15 | 15 | 7 | 3.1623e-13 | 5spot_SharedNeighbor | Water | Porous | Wet | R245fa | MinimizeLCOE_Brownfield | IgnoreSilica | 3.4406 | 2.2186 | 0.26967 | 4 | 33025.4165 | 72512.5989 | 673.2678 | 1478.2674 | 204.2152 | 0 | 249.7027 | 891929.9203 | 57716.2311 | 619502.4041 | 249661.1595 | 0 | 93914.3838 | 0 | 745962.3985 | 1940841.143 | 1324663.9604 | 5924191.6006 | 961560.8286 | 28738594.3808 | 28738594.3808 | 1478867.319 | 12377158.8222 | 0 | 35624346.8101 | 78218967.3321 | 316.2278 | 1.0787 | 33025.4165 | 72512.5989 | 673.2678 | 1478.2674
1 | 6900 | 707 | 0.035 | 15 | 15 | 7 | 4.217e-13 | 5spot_SharedNeighbor | Water | Porous | Wet | R245fa | MinimizeLCOE_Brownfield | IgnoreSilica | 4.4138 | 3.0887 | 0.37962 | 4 | 24506.7995 | 52557.5643 | 499.6043 | 1071.457 | 212.3883 | 0 | 33.8724 | 1125197.3404 | 72759.6123 | 807245.7244 | 317841.2357 | 0 | 102657.6099 | 0 | 946023.5938 | 2461359.335 | 1679928.322 | 7513012.7735 | 961560.8286 | 28738594.3808 | 28738594.3808 | 1478867.319 | 12377158.8222 | 0 | 37213167.983 | 79807788.505 | 421.6965 | 1.5185 | 24506.7995 | 52557.5643 | 499.6043 | 1071.457
1 | 6900 | 707 | 0.035 | 15 | 15 | 7 | 5.6234e-13 | 5spot_SharedNeighbor | Water | Porous | Wet | R245fa | MinimizeLCOE_Brownfield | IgnoreSilica | 5.6831 | 4.2338 | 0.52455 | 4 | 18662.665 | 38963.2375 | 380.4637 | 794.3183 | 219.1217 | 0 | 43.2664 | 1404581.2707 | 90731.2648 | 1038885.224 | 406503.2285 | 0 | 112911.0702 | 0 | 1190908.7027 | 3098500.1555 | 2114790.024 | 9457810.9405 | 961560.8286 | 28738594.3808 | 28738594.3808 | 1478867.319 | 12377158.8222 | 0 | 39157966.1499 | 81752586.672 | 562.3413 | 2.0982 | 18662.665 | 38963.2375 | 380.4637 | 794.3183
1 | 6900 | 707 | 0.035 | 15 | 15 | 7 | 7.4989e-13 | 5spot_SharedNeighbor | Water | Porous | Wet | R245fa | MinimizeLCOE_Brownfield | IgnoreSilica | 7.3032 | 5.6998 | 0.71068 | 4 | 14593.2868 | 29577.0786 | 297.5039 | 602.9688 | 224.3786 | 0 | 39.35 | 1731822.4279 | 111723.9513 | 1317861.139 | 519519.6706 | 0 | 123853.7346 | 0 | 1483864.5601 | 3860711.203 | 2635014.7257 | 11784371.4121 | 961560.8286 | 28738594.3808 | 28738594.3808 | 1478867.319 | 12377158.8222 | 0 | 41484526.6216 | 84079147.1437 | 749.8942 | 2.8427 | 14593.2868 | 29577.0786 | 297.5039 | 602.9688
1 | 6900 | 707 | 0.035 | 15 | 15 | 7 | 1e-12 | 5spot_SharedNeighbor | Water | Porous | Wet | R245fa | MinimizeLCOE_Brownfield | IgnoreSilica | 9.4421 | 7.6609 | 0.95998 | 4 | 11564.49 | 22657.1215 | 235.7578 | 461.8961 | 228.8413 | 0 | 45.3475 | 2133530.6379 | 137417.975 | 1669588.2304 | 670653.9152 | 0 | 137001.5164 | 0 | 1851794.9872 | 4817990.7013 | 3288377.6535 | 14706355.6169 | 961560.8286 | 28738594.3808 | 28738594.3808 | 1478867.319 | 12377158.8222 | 0 | 44406510.8264 | 87001131.3484 | 1000 | 3.8399 | 11564.49 | 22657.1215 | 235.7578 | 461.8961
1 | 6900 | 707 | 0.035 | 15 | 15 | 7 | 1.3335e-12 | 5spot_SharedNeighbor | Water | Porous | Wet | R245fa | MinimizeLCOE_Brownfield | IgnoreSilica | 12.2795 | 10.2642 | 1.2911 | 4 | 9302.7932 | 17550.4119 | 189.65 | 357.7889 | 232.465 | 0 | 49.1441 | 2623310.9706 | 168645.1644 | 2109813.4605 | 867905.9134 | 0 | 152954.6928 | 0 | 2309825.7787 | 6009692.8656 | 4101738.8676 | 18343887.7136 | 961560.8286 | 28738594.3808 | 28738594.3808 | 1478867.319 | 12377158.8222 | 0 | 48044042.923 | 90638663.4451 | 1333.5214 | 5.1645 | 9302.7932 | 17550.4119 | 189.65 | 357.7889
1 | 6900 | 707 | 0.035 | 15 | 15 | 7 | 1.7783e-12 | 5spot_SharedNeighbor | Water | Porous | Wet | R245fa | MinimizeLCOE_Brownfield | IgnoreSilica | 15.9996 | 13.6834 | 1.7263 | 4 | 7609.9274 | 13778.2869 | 155.1387 | 280.889 | 235.2474 | 0 | 42.0427 | 3215057.7362 | 206244.5386 | 2655458.7559 | 1128363.1065 | 0 | 172050.9621 | 0 | 2877098.2887 | 7485619.5732 | 5109089.1728 | 22848982.134 | 961560.8286 | 28738594.3808 | 28738594.3808 | 1478867.319 | 12377158.8222 | 0 | 52549137.3434 | 95143757.8655 | 1778.2794 | 6.9053 | 7609.9274 | 13778.2869 | 155.1387 | 280.889
1 | 6900 | 707 | 0.035 | 15 | 15 | 7 | 2.3714e-12 | 5spot_SharedNeighbor | Water | Porous | Wet | R245fa | MinimizeLCOE_Brownfield | IgnoreSilica | 20.9178 | 18.2104 | 2.3027 | 4 | 6316.0993 | 10940.425 | 128.7622 | 223.0354 | 237.4331 | 0 | 51.2689 | 3936608.9724 | 251924.9196 | 3337650.8189 | 1472837.6666 | 0 | 195373.7997 | 0 | 3585814.5091 | 9329553.801 | 6367612.1724 | 28477376.6597 | 961560.8286 | 28738594.3808 | 28738594.3808 | 1478867.319 | 12377158.8222 | 0 | 58177531.8691 | 100772152.3912 | 2371.3737 | 9.211 | 6316.0993 | 10940.425 | 128.7622 | 223.0354
1 | 6900 | 707 | 0.035 | 15 | 15 | 7 | 3.1623e-12 | 5spot_SharedNeighbor | Water | Porous | Wet | R245fa | MinimizeLCOE_Brownfield | IgnoreSilica | 27.4152 | 24.1969 | 3.0651 | 4 | 5318.7402 | 8792.8581 | 108.4297 | 179.2543 | 239.1343 | 0 | 48.5877 | 4815997.0163 | 307382.5949 | 4189797.7948 | 1928112.4646 | 0 | 223888.069 | 0 | 4471419.3965 | 11633716.0554 | 7940250.2568 | 35510563.6484 | 961560.8286 | 28738594.3808 | 28738594.3808 | 1478867.319 | 12377158.8222 | 0 | 65210718.8578 | 107805339.3799 | 3162.2777 | 12.2606 | 5318.7402 | 8792.8581 | 108.4297 | 179.2543
1 | 6900 | 707 | 0.035 | 15 | 15 | 7 | 4.217e-12 | 5spot_SharedNeighbor | Water | Porous | Wet | R245fa | MinimizeLCOE_Brownfield | IgnoreSilica | 35.9459 | 32.0609 | 4.0669 | 4 | 4545.9679 | 7164.3144 | 92.6757 | 146.0542 | 240.4431 | 0 | 51.7887 | 5881587.0301 | 374309.1233 | 5247661.2841 | 2525880.6573 | 0 | 258233.0509 | 0 | 5572191.7468 | 14497699.9115 | 9894978.0876 | 44252540.8916 | 961560.8286 | 28738594.3808 | 28738594.3808 | 1478867.319 | 12377158.8222 | 0 | 73952696.1011 | 116547316.6232 | 4216.965 | 16.2678 | 4545.9679 | 7164.3144 | 92.6757 | 146.0542
1 | 6900 | 707 | 0.035 | 15 | 15 | 7 | 5.6234e-12 | 5spot_SharedNeighbor | Water | Porous | Wet | R245fa | MinimizeLCOE_Brownfield | IgnoreSilica | 47.0669 | 42.3111 | 5.3729 | 4 | 3943.5688 | 5925.4707 | 80.395 | 120.7987 | 241.4262 | 0 | 48.0941 | 7164344.5035 | 454532.4895 | 6551610.9891 | 3305220.3707 | 0 | 299458.4816 | 0 | 6932315.0654 | 18036461.7869 | 12310255.7818 | 55054199.4685 | 961560.8286 | 28738594.3808 | 28738594.3808 | 1478867.319 | 12377158.8222 | 0 | 84754354.6779 | 127348975.2 | 5623.4133 | 21.4918 | 3943.5688 | 5925.4707 | 80.395 | 120.7987
1 | 6900 | 707 | 0.035 | 15 | 15 | 7 | 7.4989e-12 | 5spot_SharedNeighbor | Water | Porous | Wet | R245fa | MinimizeLCOE_Brownfield | IgnoreSilica | 61.3394 | 55.4195 | 7.0429 | 4 | 3474.66 | 4986.6281 | 70.8356 | 101.6592 | 242.0576 | 0 | 59.2044 | 8682298.982 | 549048.9273 | 8130459.525 | 4304650.3352 | 0 | 348760.6816 | 0 | 8585935.1959 | 22338842.1623 | 15246718.793 | 68186714.6022 | 961560.8286 | 28738594.3808 | 28738594.3808 | 1478867.319 | 12377158.8222 | 0 | 97886869.8117 | 140481490.3337 | 7498.9421 | 28.1716 | 3474.66 | 4986.6281 | 70.8356 | 101.6592
1 | 6900 | 707 | 0.035 | 15 | 15 | 7 | 1e-11 | 5spot_SharedNeighbor | Water | Porous | Wet | R245fa | MinimizeLCOE_Brownfield | IgnoreSilica | 79.1669 | 71.5818 | 9.0994 | 4 | 3114.6251 | 4284.8855 | 63.4958 | 87.3532 | 242.1548 | 0 | 52.1863 | 10419867.8362 | 656763.0592 | 9977614.3721 | 5549611.4723 | 0 | 408650.8824 | 0 | 10534877.9727 | 27409591.4843 | 18707609.3988 | 83664586.4782 | 961560.8286 | 28738594.3808 | 28738594.3808 | 1478867.319 | 12377158.8222 | 0 | 113364741.6876 | 155959362.2097 | 10000 | 36.3976 | 3114.6251 | 4284.8855 | 63.4958 | 87.3532
1 | 6900 | 707 | 0.035 | 15 | 15 | 7 | 1.3335e-11 | 5spot_SharedNeighbor | Water | Porous | Wet | R245fa | MinimizeLCOE_Brownfield | IgnoreSilica | 100.5622 | 90.4167 | 11.488 | 4 | 2845.6236 | 3772.5644 | 58.0119 | 76.9088 | 241.4479 | 0 | 53.0255 | 12309930.534 | 773430.1721 | 12027731.7986 | 7034755.9548 | 0 | 483524.3036 | 0 | 12725455.3776 | 33109024.5427 | 22597589.5728 | 101061442.2562 | 961560.8286 | 28738594.3808 | 28738594.3808 | 1478867.319 | 12377158.8222 | 0 | 130761597.4656 | 173356217.9877 | 13335.2143 | 45.9518 | 2845.6236 | 3772.5644 | 58.0119 | 76.9088
1 | 6900 | 707 | 0.035 | 15 | 15 | 7 | 1.7783e-11 | 5spot_SharedNeighbor | Water | Porous | Wet | R245fa | MinimizeLCOE_Brownfield | IgnoreSilica | 124.8502 | 110.7524 | 14.0511 | 4 | 2652.7176 | 3410.5679 | 54.0792 | 69.529 | 239.7642 | 0 | 51.0936 | 14229375.0756 | 891444.0015 | 14147089.9389 | 8703862.8698 | 0 | 576768.3406 | 0 | 15033930.6883 | 39115203.7676 | 26696930.3085 | 119394604.9907 | 961560.8286 | 28738594.3808 | 28738594.3808 | 1478867.319 | 12377158.8222 | 0 | 149094760.2001 | 191689380.7222 | 17782.7941 | 56.2045 | 2652.7176 | 3410.5679 | 54.0792 | 69.529
1 | 6900 | 707 | 0.035 | 15 | 15 | 7 | 2.3714e-11 | 5spot_SharedNeighbor | Water | Porous | Wet | R245fa | MinimizeLCOE_Brownfield | IgnoreSilica | 150.6502 | 131.0448 | 16.5892 | 4 | 2518.9016 | 3160.8064 | 51.3512 | 64.4373 | 237.3325 | 0 | 55.4654 | 16047804.6952 | 1002861.3753 | 16185295.9044 | 10456369.2993 | 0 | 684271.7005 | 0 | 17306875.1601 | 45028939.0384 | 30733176.1459 | 137445593.3192 | 961560.8286 | 28738594.3808 | 28738594.3808 | 1478867.319 | 12377158.8222 | 0 | 167145748.5287 | 209740369.0507 | 23713.7371 | 66.3566 | 2518.9016 | 3160.8064 | 51.3512 | 64.4373
1 | 6900 | 707 | 0.035 | 15 | 15 | 7 | 3.1623e-11 | 5spot_SharedNeighbor | Water | Porous | Wet | R245fa | MinimizeLCOE_Brownfield | IgnoreSilica | 176.2775 | 149.9996 | 18.9419 | 4 | 2427.1326 | 2989.3061 | 49.4804 | 60.941 | 234.6309 | 0 | 56.746 | 17675858.8364 | 1102326.0642 | 18032537.3133 | 12178929.3374 | 0 | 795817.009 | 0 | 19416332.7385 | 50517314.948 | 34479105.4791 | 154198221.7258 | 961560.8286 | 28738594.3808 | 28738594.3808 | 1478867.319 | 12377158.8222 | 0 | 183898376.9352 | 226492997.4573 | 31622.7766 | 75.7678 | 2427.1326 | 2989.3061 | 49.4804 | 60.941
1 | 6900 | 707 | 0.035 | 15 | 15 | 7 | 4.217e-11 | 5spot_SharedNeighbor | Water | Porous | Wet | R245fa | MinimizeLCOE_Brownfield | IgnoreSilica | 200.0164 | 166.2388 | 20.9365 | 4 | 2368.3316 | 2876.9488 | 48.2816 | 58.6505 | 231.7782 | 0 | 66.9938 | 19025102.7654 | 1184566.7961 | 19578099.4144 | 13754085.3349 | 0 | 905726.3523 | 0 | 21234556.4586 | 55247960.0988 | 37707867.9995 | 168637965.2198 | 961560.8286 | 28738594.3808 | 28738594.3808 | 1478867.319 | 12377158.8222 | 0 | 198338120.4293 | 240932740.9514 | 42169.6503 | 83.7459 | 2368.3316 | 2876.9488 | 48.2816 | 58.6505
1 | 6900 | 707 | 0.035 | 15 | 15 | 7 | 5.6234e-11 | 5spot_SharedNeighbor | Water | Porous | Wet | R245fa | MinimizeLCOE_Brownfield | IgnoreSilica | 216.3427 | 176.6094 | 22.249 | 4 | 2331.9042 | 2810.5176 | 47.539 | 57.2962 | 229.6314 | 0 | 74.4815 | 19867380.054 | 1235823.9323 | 20549238.1427 | 14825259.3548 | 0 | 937588.8226 | 0 | 22391963.2195 | 58259295.0738 | 39763165.9967 | 177829714.5963 | 961560.8286 | 28738594.3808 | 28738594.3808 | 1478867.319 | 12377158.8222 | 0 | 207529869.8058 | 250124490.3278 | 56234.1325 | 88.9959 | 2331.9042 | 2810.5176 | 47.539 | 57.2962
1 | 6900 | 707 | 0.035 | 15 | 15 | 7 | 7.4989e-11 | 5spot_SharedNeighbor | Water | Porous | Wet | R245fa | MinimizeLCOE_Brownfield | IgnoreSilica | 220 | 178.8115 | 22.6691 | 4 | 2305.8809 | 2775.6231 | 47.0085 | 56.5848 | 229.1125 | 0 | 69.0613 | 20044428.0828 | 1246590.4908 | 20753966.2542 | 15063286.0649 | 0 | 810548.6258 | 0 | 22588339.6122 | 58770226.1655 | 40111886.9653 | 179389272.2616 | 961560.8286 | 28738594.3808 | 28738594.3808 | 1478867.319 | 12377158.8222 | 0 | 209089427.471 | 251684047.9931 | 74989.4209 | 90.6766 | 2305.8809 | 2775.6231 | 47.0085 | 56.5848
1 | 6900 | 707 | 0.035 | 15 | 15 | 7 | 1e-10 | 5spot_SharedNeighbor | Water | Porous | Wet | R245fa | MinimizeLCOE_Brownfield | IgnoreSilica | 227.903 | 183.4783 | 23.3071 | 4 | 2286.0893 | 2742.9743 | 46.605 | 55.9192 | 227.9982 | 0 | 89.4381 | 20417625.5881 | 1269276.5261 | 21186170.5783 | 15570630.9063 | 0 | 779108.9942 | 0 | 23096896.9113 | 60093387.9381 | 41014972.0634 | 183428069.5057 | 961560.8286 | 28738594.3808 | 28738594.3808 | 1478867.319 | 12377158.8222 | 0 | 213128224.7151 | 255722845.2372 | 100000 | 93.2283 | 2286.0893 | 2742.9743 | 46.605 | 55.9192
1 | 6900 | 707 | 0.035 | 15 | 15 | 7 | 1.3335e-10 | 5spot_SharedNeighbor | Water | Porous | Wet | R245fa | MinimizeLCOE_Brownfield | IgnoreSilica | 230.3191 | 184.8744 | 23.5709 | 4 | 2270.9713 | 2722.7427 | 46.2968 | 55.5068 | 227.6491 | 0 | 112.731 | 20528749.3892 | 1276029.2999 | 21315035.6209 | 15727055.9155 | 0 | 694626.8498 | 0 | 23221183.8594 | 60416757.0824 | 41235678.149 | 184415116.1662 | 961560.8286 | 28738594.3808 | 28738594.3808 | 1478867.319 | 12377158.8222 | 0 | 214115271.3756 | 256709891.8977 | 133352.1432 | 94.2836 | 2270.9713 | 2722.7427 | 46.2968 | 55.5068
1 | 6900 | 707 | 0.035 | 15 | 15 | 7 | 1.7783e-10 | 5spot_SharedNeighbor | Water | Porous | Wet | R245fa | MinimizeLCOE_Brownfield | IgnoreSilica | 232.0117 | 185.8346 | 23.7607 | 4 | 2259.6325 | 2707.7952 | 46.0657 | 55.2021 | 227.3972 | 0 | 133.2834 | 20605041.9699 | 1280664.8558 | 21403553.6536 | 15836479.4023 | 0 | 624462.8726 | 0 | 23302579.0742 | 60628530.7348 | 41380218.0182 | 185061530.5815 | 961560.8286 | 28738594.3808 | 28738594.3808 | 1478867.319 | 12377158.8222 | 0 | 214761685.791 | 257356306.313 | 177827.941 | 95.0428 | 2259.6325 | 2707.7952 | 46.0657 | 55.2021
1 | 6900 | 707 | 0.035 | 15 | 15 | 7 | 2.3714e-10 | 5spot_SharedNeighbor | Water | Porous | Wet | R245fa | MinimizeLCOE_Brownfield | IgnoreSilica | 233.8144 | 186.8548 | 23.9363 | 4 | 2251.0681 | 2695.9422 | 45.8911 | 54.9604 | 227.1311 | 0 | 142.4199 | 20685982.9829 | 1285582.3255 | 21497504.9971 | 15953087 | 0 | 575871.9136 | 0 | 23399231.3954 | 60880000.2485 | 41551851.1285 | 185829111.9914 | 961560.8286 | 28738594.3808 | 28738594.3808 | 1478867.319 | 12377158.8222 | 0 | 215529267.2009 | 258123887.7229 | 237137.3706 | 95.7453 | 2251.0681 | 2695.9422 | 45.8911 | 54.9604
1 | 6900 | 707 | 0.035 | 15 | 15 | 7 | 3.1623e-10 | 5spot_SharedNeighbor | Water | Porous | Wet | R245fa | MinimizeLCOE_Brownfield | IgnoreSilica | 235.2272 | 187.6483 | 24.0719 | 4 | 2244.5969 | 2686.965 | 45.7591 | 54.7774 | 226.9215 | 0 | 157.1624 | 20748854.6222 | 1289401.6403 | 21570510.8437 | 16044358.7542 | 0 | 537926.1289 | 0 | 23474510.2758 | 61075860.4535 | 41685529.743 | 186426952.4616 | 961560.8286 | 28738594.3808 | 28738594.3808 | 1478867.319 | 12377158.8222 | 0 | 216127107.6711 | 258721728.1931 | 316227.766 | 96.2877 | 2244.5969 | 2686.965 | 45.7591 | 54.7774
1 | 6900 | 707 | 0.035 | 15 | 15 | 7 | 4.217e-10 | 5spot_SharedNeighbor | Water | Porous | Wet | R245fa | MinimizeLCOE_Brownfield | IgnoreSilica | 236.2233 | 188.2036 | 24.1697 | 4 | 2239.711 | 2680.289 | 45.6595 | 54.6413 | 226.7728 | 0 | 178.3701 | 20792808.3401 | 1292071.5396 | 21621564.0752 | 16108573.9274 | 0 | 507055.4305 | 0 | 23525608.592 | 61208807.7906 | 41776269.0323 | 186832758.7279 | 961560.8286 | 28738594.3808 | 28738594.3808 | 1478867.319 | 12377158.8222 | 0 | 216532913.9373 | 259127534.4594 | 421696.5034 | 96.679 | 2239.711 | 2680.289 | 45.6595 | 54.6413
1 | 6900 | 707 | 0.035 | 15 | 15 | 7 | 5.6234e-10 | 5spot_SharedNeighbor | Water | Porous | Wet | R245fa | MinimizeLCOE_Brownfield | IgnoreSilica | 236.9413 | 188.602 | 24.2413 | 4 | 2236.0267 | 2675.3033 | 45.5844 | 54.5397 | 226.665 | 0 | 202.2025 | 20824313.4416 | 1293985.1698 | 21658165.3683 | 16154852.7954 | 0 | 482544.4712 | 0 | 23561405.886 | 61301945.0066 | 41839837.096 | 187117049.2348 | 961560.8286 | 28738594.3808 | 28738594.3808 | 1478867.319 | 12377158.8222 | 0 | 216817204.4442 | 259411824.9663 | 562341.3252 | 96.9654 | 2236.0267 | 2675.3033 | 45.5844 | 54.5397
1 | 6900 | 707 | 0.035 | 15 | 15 | 7 | 7.4989e-10 | 5spot_SharedNeighbor | Water | Porous | Wet | R245fa | MinimizeLCOE_Brownfield | IgnoreSilica | 237.4702 | 188.8944 | 24.2945 | 4 | 2233.2509 | 2671.5665 | 45.5278 | 54.4635 | 226.5854 | 0 | 195.1313 | 20847435.1989 | 1295389.5411 | 21685031.1777 | 16188944.9527 | 0 | 463444.7076 | 0 | 23587295.7754 | 61369305.1881 | 41885811.804 | 187322658.3456 | 961560.8286 | 28738594.3808 | 28738594.3808 | 1478867.319 | 12377158.8222 | 0 | 217022813.555 | 259617434.0771 | 749894.2093 | 97.178 | 2233.2509 | 2671.5665 | 45.5278 | 54.4635
1 | 6900 | 707 | 0.035 | 15 | 15 | 7 | 1e-09 | 5spot_SharedNeighbor | Water | Porous | Wet | R245fa | MinimizeLCOE_Brownfield | IgnoreSilica | 237.8723 | 189.1163 | 24.3347 | 4 | 2231.1613 | 2668.7527 | 45.4852 | 54.4061 | 226.5249 | 0 | 216.0656 | 20864968.2655 | 1296454.4369 | 21705405.5487 | 16214859.7568 | 0 | 448846.8224 | 0 | 23606908.5838 | 61420333.6923 | 41920639.8067 | 187478416.9131 | 961560.8286 | 28738594.3808 | 28738594.3808 | 1478867.319 | 12377158.8222 | 0 | 217178572.1226 | 259773192.6446 | 1000000 | 97.3388 | 2231.1613 | 2668.7527 | 45.4852 | 54.4061
1 | 6900 | 707 | 0.035 | 15 | 15 | 7 | 1.3335e-09 | 5spot_SharedNeighbor | Water | Porous | Wet | R245fa | MinimizeLCOE_Brownfield | IgnoreSilica | 238.1593 | 189.2742 | 24.364 | 4 | 2229.5895 | 2666.6554 | 45.4532 | 54.3634 | 226.4815 | 0 | 221.3992 | 20877442.3971 | 1297212.0558 | 21719902.3265 | 16233348.249 | 0 | 437476.6153 | 0 | 23620498.841 | 61455692.7538 | 41944773.0927 | 187586346.3311 | 961560.8286 | 28738594.3808 | 28738594.3808 | 1478867.319 | 12377158.8222 | 0 | 217286501.5406 | 259881122.0627 | 1333521.4322 | 97.4558 | 2229.5895 | 2666.6554 | 45.4532 | 54.3634
1 | 6900 | 707 | 0.035 | 15 | 15 | 7 | 1.7783e-09 | 5spot_SharedNeighbor | Water | Porous | Wet | R245fa | MinimizeLCOE_Brownfield | IgnoreSilica | 238.3593 | 189.384 | 24.385 | 4 | 2228.4079 | 2665.0972 | 45.4291 | 54.3316 | 226.4511 | 0 | 212.304 | 20886114.6892 | 1297738.7616 | 21729981.3763 | 16246235.8002 | 0 | 428604.5589 | 0 | 23629583.3226 | 61479328.7114 | 41960905.1194 | 187658492.3397 | 961560.8286 | 28738594.3808 | 28738594.3808 | 1478867.319 | 12377158.8222 | 0 | 217358647.5492 | 259953268.0712 | 1778279.41 | 97.5399 | 2228.4079 | 2665.0972 | 45.4291 | 54.3316
1 | 6900 | 707 | 0.035 | 15 | 15 | 7 | 2.3714e-09 | 5spot_SharedNeighbor | Water | Porous | Wet | R245fa | MinimizeLCOE_Brownfield | IgnoreSilica | 238.5102 | 189.4668 | 24.4008 | 4 | 2227.5201 | 2663.9263 | 45.411 | 54.3077 | 226.4282 | 0 | 215.8196 | 20892653.0417 | 1298135.86 | 21737580.6426 | 16255961.1168 | 0 | 421891.2898 | 0 | 23636426.5609 | 61497133.4136 | 41973057.1945 | 187712839.1198 | 961560.8286 | 28738594.3808 | 28738594.3808 | 1478867.319 | 12377158.8222 | 0 | 217412994.3293 | 260007614.8513 | 2371373.7057 | 97.6032 | 2227.5201 | 2663.9263 | 45.411 | 54.3077
1 | 6900 | 707 | 0.035 | 15 | 15 | 7 | 3.1623e-09 | 5spot_SharedNeighbor | Water | Porous | Wet | R245fa | MinimizeLCOE_Brownfield | IgnoreSilica | 237.105 | 188.6781 | 24.3192 | 4 | 2226.7905 | 2664.6602 | 45.3961 | 54.3227 | 226.6314 | 0 | 316.751 | 20830333.3998 | 1294350.8148 | 21665159.804 | 16165189.6474 | 0 | 393649.1761 | 0 | 23535986.3084 | 61235808.4797 | 41794697.5575 | 186915175.1875 | 961560.8286 | 28738594.3808 | 28738594.3808 | 1478867.319 | 12377158.8222 | 0 | 216615330.397 | 259209950.9191 | 3162277.6602 | 97.2769 | 2226.7905 | 2664.6602 | 45.3961 | 54.3227
1 | 6900 | 707 | 0.035 | 15 | 15 | 7 | 4.217e-09 | 5spot_SharedNeighbor | Water | Porous | Wet | R245fa | MinimizeLCOE_Brownfield | IgnoreSilica | 237.987 | 189.1725 | 24.3777 | 4 | 2226.2611 | 2663.0798 | 45.3853 | 54.2905 | 226.5032 | 0 | 241.7009 | 20869406.7283 | 1296724.0093 | 21710563.5853 | 16222145.3273 | 0 | 401452.6986 | 0 | 23595114.016 | 61389646.6463 | 41899695.2672 | 187384748.2784 | 961560.8286 | 28738594.3808 | 28738594.3808 | 1478867.319 | 12377158.8222 | 0 | 217084903.4878 | 259679524.0099 | 4216965.0343 | 97.511 | 2226.2611 | 2663.0798 | 45.3853 | 54.2905
1 | 6900 | 707 | 0.035 | 15 | 15 | 7 | 5.6234e-09 | 5spot_SharedNeighbor | Water | Porous | Wet | R245fa | MinimizeLCOE_Brownfield | IgnoreSilica | 239.0025 | 189.7397 | 24.4433 | 4 | 2225.8726 | 2661.5201 | 45.3774 | 54.2587 | 226.3554 | 0 | 213.4986 | 20914197.7721 | 1299444.3267 | 21762623.0995 | 16287724.886 | 0 | 412461.4264 | 0 | 23663816.0892 | 61568395.3479 | 42021694.929 | 187930357.8769 | 961560.8286 | 28738594.3808 | 28738594.3808 | 1478867.319 | 12377158.8222 | 0 | 217630513.0863 | 260225133.6084 | 5623413.2519 | 97.7731 | 2225.8726 | 2661.5201 | 45.3774 | 54.2587
1 | 6900 | 707 | 0.035 | 15 | 15 | 7 | 7.4989e-09 | 5spot_SharedNeighbor | Water | Porous | Wet | R245fa | MinimizeLCOE_Brownfield | IgnoreSilica | 239.2996 | 189.9048 | 24.4636 | 4 | 2225.5971 | 2660.883 | 45.3718 | 54.2457 | 226.3119 | 0 | 202.5699 | 20927226.8531 | 1300235.5978 | 21777768.8115 | 16306904.5435 | 0 | 413985.7476 | 0 | 23683187.4059 | 61618795.5403 | 42056094.0959 | 188084198.5955 | 961560.8286 | 28738594.3808 | 28738594.3808 | 1478867.319 | 12377158.8222 | 0 | 217784353.805 | 260378974.327 | 7498942.0933 | 97.8543 | 2225.5971 | 2660.883 | 45.3718 | 54.2457
1 | 6900 | 707 | 0.035 | 15 | 15 | 7 | 1e-08 | 5spot_SharedNeighbor | Water | Porous | Wet | R245fa | MinimizeLCOE_Brownfield | IgnoreSilica | 239.3339 | 189.9234 | 24.4672 | 4 | 2225.3912 | 2660.6129 | 45.3676 | 54.2402 | 226.3066 | 0 | 195.3006 | 20928698.6609 | 1300324.9815 | 21779479.7871 | 16309111.083 | 0 | 412386.0568 | 0 | 23684700.2221 | 61622731.5778 | 42058780.5224 | 188096212.8916 | 961560.8286 | 28738594.3808 | 28738594.3808 | 1478867.319 | 12377158.8222 | 0 | 217796368.1011 | 260390988.6231 | 10000000 | 97.8688 | 2225.3912 | 2660.6129 | 45.3676 | 54.2402
1 | 7000 | 707 | 0.035 | 15 | 15 | 7 | 1e-13 | 5spot_SharedNeighbor | Water | Porous | Wet | R245fa | MinimizeLCOE_Brownfield | IgnoreSilica | 1.2739 | 0.44706 | 0.040113 | 4 | 200650.3135 | 471444.863 | 4090.528 | 9611.0412 | 154.7927 | 0 | 22.7157 | 265730.9779 | 13761.8534 | 174731.8015 | 87646.1493 | 0 | 66388.9912 | 0 | 237221.3116 | 617201.1921 | 421252.4958 | 1883934.7728 | 961560.8286 | 29349065.1606 | 29349065.1606 | 1478867.319 | 12621347.1341 | 0 | 32194560.7621 | 75643840.3759 | 100 | 0.16045 | 200650.3135 | 471444.863 | 4090.528 | 9611.0412
1 | 7000 | 707 | 0.035 | 15 | 15 | 7 | 1.3335e-13 | 5spot_SharedNeighbor | Water | Porous | Wet | R245fa | MinimizeLCOE_Brownfield | IgnoreSilica | 1.632 | 0.68589 | 0.073732 | 4 | 111526.8262 | 258849.0469 | 2273.6252 | 5276.9879 | 170.385 | 0 | 105.1864 | 380726.8583 | 22668.4952 | 243514.8647 | 115620.9794 | 0 | 70991.2587 | 0 | 325073.758 | 845775.2365 | 577258.9779 | 2581630.4288 | 961560.8286 | 29349065.1606 | 29349065.1606 | 1478867.319 | 12621347.1341 | 0 | 32892256.4181 | 76341536.0319 | 133.3521 | 0.29493 | 111526.8262 | 258849.0469 | 2273.6252 | 5276.9879
1 | 7000 | 707 | 0.035 | 15 | 15 | 7 | 1.7783e-13 | 5spot_SharedNeighbor | Water | Porous | Wet | R245fa | MinimizeLCOE_Brownfield | IgnoreSilica | 2.1182 | 1.0813 | 0.12719 | 4 | 66618.8002 | 152023.8071 | 1358.1144 | 3099.2109 | 184.9176 | 0 | 138.6495 | 539239.6779 | 34898.5753 | 348609.9953 | 155766.791 | 0 | 77762.5266 | 0 | 450948.2508 | 1173274.8464 | 800784.191 | 3581284.8543 | 961560.8286 | 29349065.1606 | 29349065.1606 | 1478867.319 | 12621347.1341 | 0 | 33891910.8436 | 77341190.4573 | 177.8279 | 0.50874 | 66618.8002 | 152023.8071 | 1358.1144 | 3099.2109
1 | 7000 | 707 | 0.035 | 15 | 15 | 7 | 2.3714e-13 | 5spot_SharedNeighbor | Water | Porous | Wet | R245fa | MinimizeLCOE_Brownfield | IgnoreSilica | 2.7405 | 1.6362 | 0.19679 | 4 | 44564.0415 | 99762.8719 | 908.4983 | 2033.8011 | 197.2032 | 0 | 179.905 | 720493.6424 | 46636.3163 | 485561.7348 | 200975.5576 | 0 | 85622.9131 | 0 | 600323.164 | 1561917.7296 | 1066040.9446 | 4767572.0023 | 961560.8286 | 29349065.1606 | 29349065.1606 | 1478867.319 | 12621347.1341 | 0 | 35078197.9916 | 78527477.6054 | 237.1374 | 0.78714 | 44564.0415 | 99762.8719 | 908.4983 | 2033.8011
1 | 7000 | 707 | 0.035 | 15 | 15 | 7 | 3.1623e-13 | 5spot_SharedNeighbor | Water | Porous | Wet | R245fa | MinimizeLCOE_Brownfield | IgnoreSilica | 3.5184 | 2.3393 | 0.28555 | 4 | 31910.1838 | 69950.5161 | 650.5323 | 1426.0359 | 207.1899 | 0 | 234.741 | 925716.6959 | 59897.4152 | 646330.3648 | 256091.2116 | 0 | 93352.1024 | 0 | 772741.2381 | 2010514.1904 | 1372217.2469 | 6136860.4652 | 961560.8286 | 29349065.1606 | 29349065.1606 | 1478867.319 | 12621347.1341 | 0 | 36447486.4545 | 79896766.0683 | 316.2278 | 1.1422 | 31910.1838 | 69950.5161 | 650.5323 | 1426.0359
1 | 7000 | 707 | 0.035 | 15 | 15 | 7 | 4.217e-13 | 5spot_SharedNeighbor | Water | Porous | Wet | R245fa | MinimizeLCOE_Brownfield | IgnoreSilica | 4.5064 | 3.2432 | 0.40017 | 4 | 23785.2795 | 50929.7641 | 484.8951 | 1038.2721 | 215.3575 | 0 | 29.499 | 1164475.8376 | 75289.1563 | 839398.3315 | 325490.1388 | 0 | 101335.9875 | 0 | 977335.8862 | 2542827.4967 | 1735532.0164 | 7761684.8509 | 961560.8286 | 29349065.1606 | 29349065.1606 | 1478867.319 | 12621347.1341 | 0 | 38072310.8402 | 81521590.454 | 421.6965 | 1.6007 | 23785.2795 | 50929.7641 | 484.8951 | 1038.2721
1 | 7000 | 707 | 0.035 | 15 | 15 | 7 | 5.6234e-13 | 5spot_SharedNeighbor | Water | Porous | Wet | R245fa | MinimizeLCOE_Brownfield | IgnoreSilica | 5.7951 | 4.4334 | 0.55133 | 4 | 18167.1046 | 37869.2852 | 370.361 | 772.0166 | 222.096 | 0 | 41.2755 | 1450886.739 | 93705.4056 | 1077894.7243 | 415868.4389 | 0 | 110675.0648 | 0 | 1228121.8453 | 3195321.119 | 2180872.321 | 9753345.6579 | 961560.8286 | 29349065.1606 | 29349065.1606 | 1478867.319 | 12621347.1341 | 0 | 40063971.6472 | 83513251.261 | 562.3413 | 2.2053 | 18167.1046 | 37869.2852 | 370.361 | 772.0166
1 | 7000 | 707 | 0.035 | 15 | 15 | 7 | 7.4989e-13 | 5spot_SharedNeighbor | Water | Porous | Wet | R245fa | MinimizeLCOE_Brownfield | IgnoreSilica | 7.4541 | 5.9698 | 0.74688 | 4 | 14215.2482 | 28758.8152 | 289.7971 | 586.2873 | 227.3819 | 0 | 40.5475 | 1789266.4839 | 115403.0916 | 1367574.4351 | 532091.3124 | 0 | 121011.0039 | 0 | 1530885.0675 | 3983048.9179 | 2718512.7299 | 12157793.0421 | 961560.8286 | 29349065.1606 | 29349065.1606 | 1478867.319 | 12621347.1341 | 0 | 42468419.0314 | 85917698.6452 | 749.8942 | 2.9875 | 14215.2482 | 28758.8152 | 289.7971 | 586.2873
1 | 7000 | 707 | 0.035 | 15 | 15 | 7 | 1e-12 | 5spot_SharedNeighbor | Water | Porous | Wet | R245fa | MinimizeLCOE_Brownfield | IgnoreSilica | 9.6273 | 8.0123 | 1.0075 | 4 | 11280.6786 | 22061.7705 | 229.9719 | 449.759 | 231.9406 | 0 | 39.5683 | 2202168.4441 | 141800.4883 | 1730578.472 | 685109.9042 | 0 | 132436.8252 | 0 | 1907916.7122 | 4964007.9175 | 3388037.4039 | 15152056.1673 | 961560.8286 | 29349065.1606 | 29349065.1606 | 1478867.319 | 12621347.1341 | 0 | 45462682.1565 | 88911961.7703 | 1000 | 4.0301 | 11280.6786 | 22061.7705 | 229.9719 | 449.759
1 | 7000 | 707 | 0.035 | 15 | 15 | 7 | 1.3335e-12 | 5spot_SharedNeighbor | Water | Porous | Wet | R245fa | MinimizeLCOE_Brownfield | IgnoreSilica | 12.499 | 10.7114 | 1.352 | 4 | 9095.1324 | 17129.4656 | 185.4166 | 349.2073 | 235.498 | 0 | 35.4181 | 2703626.7556 | 173756.2935 | 2183047.01 | 887090.6371 | 0 | 146718.355 | 0 | 2376753.23 | 6183824.3652 | 4220587.1941 | 18875403.8405 | 961560.8286 | 29349065.1606 | 29349065.1606 | 1478867.319 | 12621347.1341 | 0 | 49186029.8297 | 92635309.4435 | 1333.5214 | 5.408 | 9095.1324 | 17129.4656 | 185.4166 | 349.2073
1 | 7000 | 707 | 0.035 | 15 | 15 | 7 | 1.7783e-12 | 5spot_SharedNeighbor | Water | Porous | Wet | R245fa | MinimizeLCOE_Brownfield | IgnoreSilica | 16.2775 | 14.2697 | 1.8064 | 4 | 7447.2259 | 13460.4919 | 151.8218 | 274.4103 | 238.2941 | 0 | 35.3221 | 3311993.7479 | 212391.561 | 2746100.7988 | 1153027.1261 | 0 | 163799.4809 | 0 | 2959051.9587 | 7698846.2116 | 5254620.7349 | 23499831.6199 | 961560.8286 | 29349065.1606 | 29349065.1606 | 1478867.319 | 12621347.1341 | 0 | 53810457.6091 | 97259737.2229 | 1778.2794 | 7.2256 | 7447.2259 | 13460.4919 | 151.8218 | 274.4103
1 | 7000 | 707 | 0.035 | 15 | 15 | 7 | 2.3714e-12 | 5spot_SharedNeighbor | Water | Porous | Wet | R245fa | MinimizeLCOE_Brownfield | IgnoreSilica | 21.281 | 18.9889 | 2.4092 | 4 | 6184.5127 | 10693.2274 | 126.0797 | 217.9959 | 240.4948 | 0 | 45.7134 | 4055182.4018 | 259415.7252 | 3451309.8469 | 1505344.2305 | 0 | 184825.9308 | 0 | 3687870.4727 | 9595082.4837 | 6548840.9544 | 29287872.046 | 961560.8286 | 29349065.1606 | 29349065.1606 | 1478867.319 | 12621347.1341 | 0 | 59598498.0352 | 103047777.649 | 2371.3737 | 9.6367 | 6184.5127 | 10693.2274 | 126.0797 | 217.9959
1 | 7000 | 707 | 0.035 | 15 | 15 | 7 | 3.1623e-12 | 5spot_SharedNeighbor | Water | Porous | Wet | R245fa | MinimizeLCOE_Brownfield | IgnoreSilica | 27.8757 | 25.2148 | 3.2047 | 4 | 5212.1652 | 8601.6568 | 106.257 | 175.3564 | 242.2041 | 0 | 52.3323 | 4958948.3305 | 316377.4677 | 4330208.4625 | 1969846.467 | 0 | 210278.5722 | 0 | 4596407.1269 | 11958908.4915 | 8162200.7765 | 36503175.6947 | 961560.8286 | 29349065.1606 | 29349065.1606 | 1478867.319 | 12621347.1341 | 0 | 66813801.684 | 110263081.2978 | 3162.2777 | 12.8188 | 5212.1652 | 8601.6568 | 106.257 | 175.3564
1 | 7000 | 707 | 0.035 | 15 | 15 | 7 | 4.217e-12 | 5spot_SharedNeighbor | Water | Porous | Wet | R245fa | MinimizeLCOE_Brownfield | IgnoreSilica | 36.5527 | 33.4112 | 4.2522 | 4 | 4456.7128 | 7011.2431 | 90.8561 | 142.9337 | 243.522 | 0 | 48.3769 | 6056597.3108 | 385275.1285 | 5423727.5494 | 2581112.1007 | 0 | 241247.3831 | 0 | 5728304.1943 | 14903872.4768 | 10172199.2094 | 45492335.353 | 961560.8286 | 29349065.1606 | 29349065.1606 | 1478867.319 | 12621347.1341 | 0 | 75802961.3422 | 119252240.956 | 4216.965 | 17.0087 | 4456.7128 | 7011.2431 | 90.8561 | 142.9337
1 | 7000 | 707 | 0.035 | 15 | 15 | 7 | 5.6234e-12 | 5spot_SharedNeighbor | Water | Porous | Wet | R245fa | MinimizeLCOE_Brownfield | IgnoreSilica | 47.8368 | 44.0675 | 5.6144 | 4 | 3868.6791 | 5803.3971 | 78.8683 | 118.3101 | 244.5068 | 0 | 52.9998 | 7374754.9883 | 467659.3281 | 6768293.043 | 3376065.5824 | 0 | 278095.7726 | 0 | 7123298.7986 | 18533362.2845 | 12649400.5817 | 56570930.3791 | 961560.8286 | 29349065.1606 | 29349065.1606 | 1478867.319 | 12621347.1341 | 0 | 86881556.3684 | 130330835.9822 | 5623.4133 | 22.4577 | 3868.6791 | 5803.3971 | 78.8683 | 118.3101
1 | 7000 | 707 | 0.035 | 15 | 15 | 7 | 7.4989e-12 | 5spot_SharedNeighbor | Water | Porous | Wet | R245fa | MinimizeLCOE_Brownfield | IgnoreSilica | 62.3138 | 57.6855 | 7.3549 | 4 | 3410.7739 | 4887.655 | 69.5332 | 99.6415 | 245.1271 | 0 | 52.6025 | 8933777.8922 | 564668.2451 | 8395329.4067 | 4395095.3825 | 0 | 322465.966 | 0 | 8818421.3881 | 22943723.5448 | 15659562.7657 | 70033044.591 | 961560.8286 | 29349065.1606 | 29349065.1606 | 1478867.319 | 12621347.1341 | 0 | 100343670.5803 | 143792950.194 | 7498.9421 | 29.4196 | 3410.7739 | 4887.655 | 69.5332 | 99.6415
1 | 7000 | 707 | 0.035 | 15 | 15 | 7 | 1e-11 | 5spot_SharedNeighbor | Water | Porous | Wet | R245fa | MinimizeLCOE_Brownfield | IgnoreSilica | 80.3648 | 74.4306 | 9.4923 | 4 | 3059.6721 | 4204.0063 | 62.3756 | 85.7044 | 245.1867 | 0 | 60.4904 | 10714019.3826 | 674952.5002 | 10294046.7358 | 5661845.4144 | 0 | 377184.7908 | 0 | 10811599.0413 | 28129562.9415 | 19199004.7123 | 85862215.5188 | 961560.8286 | 29349065.1606 | 29349065.1606 | 1478867.319 | 12621347.1341 | 0 | 116172841.5081 | 159622121.1219 | 10000 | 37.969 | 3059.6721 | 4204.0063 | 62.3756 | 85.7044
1 | 7000 | 707 | 0.035 | 15 | 15 | 7 | 1.3335e-11 | 5spot_SharedNeighbor | Water | Porous | Wet | R245fa | MinimizeLCOE_Brownfield | IgnoreSilica | 101.9608 | 93.8559 | 11.9632 | 4 | 2798.0396 | 3706.0203 | 57.0418 | 75.5522 | 244.4113 | 0 | 52.9911 | 12642464.5939 | 793907.5159 | 12392353.5785 | 7167453.7174 | 0 | 447310.8345 | 0 | 13042961.1937 | 33935109.5467 | 23161409.5624 | 103582970.543 | 961560.8286 | 29349065.1606 | 29349065.1606 | 1478867.319 | 12621347.1341 | 0 | 133893596.5323 | 177342876.146 | 13335.2143 | 47.8526 | 2798.0396 | 3706.0203 | 57.0418 | 75.5522
1 | 7000 | 707 | 0.035 | 15 | 15 | 7 | 1.7783e-11 | 5spot_SharedNeighbor | Water | Porous | Wet | R245fa | MinimizeLCOE_Brownfield | IgnoreSilica | 126.348 | 114.6829 | 14.5961 | 4 | 2611.1775 | 3355.3695 | 53.2324 | 68.4037 | 242.6391 | 0 | 65.0043 | 14588452.7235 | 913473.5482 | 14547339.7508 | 8849678.1679 | 0 | 536531.9657 | 0 | 15379835.7008 | 40015177.6555 | 27311180.9795 | 122141670.4919 | 961560.8286 | 29349065.1606 | 29349065.1606 | 1478867.319 | 12621347.1341 | 0 | 152452296.4811 | 195901576.0949 | 17782.7941 | 58.3845 | 2611.1775 | 3355.3695 | 53.2324 | 68.4037
1 | 7000 | 707 | 0.035 | 15 | 15 | 7 | 2.3714e-11 | 5spot_SharedNeighbor | Water | Porous | Wet | R245fa | MinimizeLCOE_Brownfield | IgnoreSilica | 152.1869 | 135.4067 | 17.1959 | 4 | 2481.4159 | 3113.0968 | 50.587 | 63.4647 | 240.1373 | 0 | 74.8778 | 16428006.9606 | 1026112.9701 | 16614870.2737 | 10610805.841 | 0 | 641022.1184 | 0 | 17675119.0839 | 45987034.1909 | 31387095.7744 | 140370067.2131 | 961560.8286 | 29349065.1606 | 29349065.1606 | 1478867.319 | 12621347.1341 | 0 | 170680693.2024 | 214129972.8162 | 23713.7371 | 68.7836 | 2481.4159 | 3113.0968 | 50.587 | 63.4647
1 | 7000 | 707 | 0.035 | 15 | 15 | 7 | 3.1623e-11 | 5spot_SharedNeighbor | Water | Porous | Wet | R245fa | MinimizeLCOE_Brownfield | IgnoreSilica | 177.7636 | 154.6653 | 19.5932 | 4 | 2392.6965 | 2947.0877 | 48.7784 | 60.0804 | 237.3608 | 0 | 75.4185 | 18067526.52 | 1126216.6571 | 18479872.7655 | 12334494.8783 | 0 | 750432.2064 | 0 | 19795831.7807 | 51504693.6098 | 35153011.7043 | 157212080.1221 | 961560.8286 | 29349065.1606 | 29349065.1606 | 1478867.319 | 12621347.1341 | 0 | 187522706.1114 | 230971985.7251 | 31622.7766 | 78.373 | 2392.6965 | 2947.0877 | 48.7784 | 60.0804
1 | 7000 | 707 | 0.035 | 15 | 15 | 7 | 4.217e-11 | 5spot_SharedNeighbor | Water | Porous | Wet | R245fa | MinimizeLCOE_Brownfield | IgnoreSilica | 201.3905 | 171.1044 | 21.6179 | 4 | 2335.9801 | 2838.4482 | 47.6221 | 57.8656 | 234.4424 | 0 | 78.5871 | 19422061.3687 | 1208731.5606 | 20035202.5467 | 13906479.71 | 0 | 859085.2323 | 0 | 21618308.5631 | 56246404.3564 | 38389326.7213 | 171685600.059 | 961560.8286 | 29349065.1606 | 29349065.1606 | 1478867.319 | 12621347.1341 | 0 | 201996226.0482 | 245445505.662 | 42169.6503 | 86.4717 | 2335.9801 | 2838.4482 | 47.6221 | 57.8656
1 | 7000 | 707 | 0.035 | 15 | 15 | 7 | 5.6234e-11 | 5spot_SharedNeighbor | Water | Porous | Wet | R245fa | MinimizeLCOE_Brownfield | IgnoreSilica | 219.2392 | 182.5942 | 23.049 | 4 | 2301.1719 | 2772.442 | 46.9125 | 56.52 | 232.0279 | 0 | 67.06 | 20347128.1693 | 1264992.0039 | 21104458.5999 | 15079625.1658 | 0 | 916629.9989 | 0 | 22898005.2357 | 59575912.5967 | 40661784.5098 | 181848536.28 | 961560.8286 | 29349065.1606 | 29349065.1606 | 1478867.319 | 12621347.1341 | 0 | 212159162.2693 | 255608441.8831 | 56234.1325 | 92.1961 | 2301.1719 | 2772.442 | 46.9125 | 56.52
1 | 7000 | 707 | 0.035 | 15 | 15 | 7 | 7.4989e-11 | 5spot_SharedNeighbor | Water | Porous | Wet | R245fa | MinimizeLCOE_Brownfield | IgnoreSilica | 224.8929 | 186.0333 | 23.595 | 4 | 2276.8679 | 2737.2337 | 46.417 | 55.8022 | 231.2109 | 0 | 80.1716 | 20620819.3772 | 1281623.4349 | 21421863.8701 | 15447988.617 | 0 | 822424.4752 | 0 | 23241940.712 | 60470762.155 | 41272537.7207 | 184579960.362 | 961560.8286 | 29349065.1606 | 29349065.1606 | 1478867.319 | 12621347.1341 | 0 | 214890586.3512 | 258339865.965 | 74989.4209 | 94.3799 | 2276.8679 | 2737.2337 | 46.417 | 55.8022
1 | 7000 | 707 | 0.035 | 15 | 15 | 7 | 1e-10 | 5spot_SharedNeighbor | Water | Porous | Wet | R245fa | MinimizeLCOE_Brownfield | IgnoreSilica | 229.2332 | 188.6138 | 24.0117 | 4 | 2258.4811 | 2710.858 | 46.0422 | 55.2645 | 230.5715 | 0 | 91.4176 | 20825253.6405 | 1294042.2765 | 21659257.7464 | 15730054.4789 | 0 | 741190.9407 | 0 | 23497421.6424 | 61135471.1295 | 41726215.2542 | 186608907.1092 | 961560.8286 | 29349065.1606 | 29349065.1606 | 1478867.319 | 12621347.1341 | 0 | 216919533.0984 | 260368812.7122 | 100000 | 96.0466 | 2258.4811 | 2710.858 | 46.0422 | 55.2645
1 | 7000 | 707 | 0.035 | 15 | 15 | 7 | 1.3335e-10 | 5spot_SharedNeighbor | Water | Porous | Wet | R245fa | MinimizeLCOE_Brownfield | IgnoreSilica | 232.5117 | 190.5284 | 24.3261 | 4 | 2244.5742 | 2691.1041 | 45.7587 | 54.8618 | 230.0815 | 0 | 95.4709 | 20976418.8883 | 1303222.9619 | 21834961.7824 | 15942806.2584 | 0 | 672551.4872 | 0 | 23684684.9375 | 61622691.8105 | 42058753.3804 | 188096091.5066 | 961560.8286 | 29349065.1606 | 29349065.1606 | 1478867.319 | 12621347.1341 | 0 | 218406717.4959 | 261855997.1097 | 133352.1432 | 97.3043 | 2244.5742 | 2691.1041 | 45.7587 | 54.8618
1 | 7000 | 707 | 0.035 | 15 | 15 | 7 | 1.7783e-10 | 5spot_SharedNeighbor | Water | Porous | Wet | R245fa | MinimizeLCOE_Brownfield | IgnoreSilica | 235.0667 | 191.9986 | 24.5679 | 4 | 2234.0539 | 2676.1886 | 45.5442 | 54.5577 | 229.6958 | 0 | 107.9444 | 21092213.3765 | 1310254.2234 | 21969648.877 | 16107911.773 | 0 | 617136.0392 | 0 | 23827894.0727 | 61995292.6041 | 42313061.0781 | 189233412.0439 | 961560.8286 | 29349065.1606 | 29349065.1606 | 1478867.319 | 12621347.1341 | 0 | 219544038.0332 | 262993317.647 | 177827.941 | 98.2716 | 2234.0539 | 2676.1886 | 45.5442 | 54.5577
1 | 7000 | 707 | 0.035 | 15 | 15 | 7 | 2.3714e-10 | 5spot_SharedNeighbor | Water | Porous | Wet | R245fa | MinimizeLCOE_Brownfield | IgnoreSilica | 236.9233 | 193.0547 | 24.7456 | 4 | 2226.1031 | 2665.0627 | 45.3821 | 54.3309 | 229.413 | 0 | 130.8985 | 21175240.0391 | 1315295.0908 | 22066272.6448 | 16227710.4303 | 0 | 571264.822 | 0 | 23928755.3805 | 62257713.0375 | 42492168.4162 | 190034419.8613 | 961560.8286 | 29349065.1606 | 29349065.1606 | 1478867.319 | 12621347.1341 | 0 | 220345045.8505 | 263794325.4643 | 237137.3706 | 98.9824 | 2226.1031 | 2665.0627 | 45.3821 | 54.3309
1 | 7000 | 707 | 0.035 | 15 | 15 | 7 | 3.1623e-10 | 5spot_SharedNeighbor | Water | Porous | Wet | R245fa | MinimizeLCOE_Brownfield | IgnoreSilica | 238.2844 | 193.8225 | 24.877 | 4 | 2220.1001 | 2656.7414 | 45.2597 | 54.1613 | 229.2042 | 0 | 166.0296 | 21235522.1471 | 1318954.6999 | 22136453.501 | 16315507.5051 | 0 | 534203.1399 | 0 | 24000849.9873 | 62445288.4156 | 42620192.466 | 190606971.862 | 961560.8286 | 29349065.1606 | 29349065.1606 | 1478867.319 | 12621347.1341 | 0 | 220917597.8512 | 264366877.465 | 316227.766 | 99.5079 | 2220.1001 | 2656.7414 | 45.2597 | 54.1613
1 | 7000 | 707 | 0.035 | 15 | 15 | 7 | 4.217e-10 | 5spot_SharedNeighbor | Water | Porous | Wet | R245fa | MinimizeLCOE_Brownfield | IgnoreSilica | 240 | 194.8266 | 25.0235 | 4 | 2215.7388 | 2649.8236 | 45.1708 | 54.0202 | 228.9436 | 0 | 129.5742 | 21314259.7416 | 1323734.2646 | 22228153.7969 | 16438715.0163 | 0 | 514902.6929 | 0 | 24109708.5498 | 62728516.0654 | 42813501.1567 | 191471491.2843 | 961560.8286 | 29349065.1606 | 29349065.1606 | 1478867.319 | 12621347.1341 | 0 | 221782117.2736 | 265231396.8874 | 421696.5034 | 100.094 | 2215.7388 | 2649.8236 | 45.1708 | 54.0202
1 | 7000 | 707 | 0.035 | 15 | 15 | 7 | 5.6234e-10 | 5spot_SharedNeighbor | Water | Porous | Wet | R245fa | MinimizeLCOE_Brownfield | IgnoreSilica | 240 | 194.8223 | 25.0503 | 4 | 2212.3302 | 2645.9504 | 45.1013 | 53.9413 | 228.9392 | 0 | 146.5771 | 21313918.3479 | 1323713.5422 | 22227756.1174 | 16439584.805 | 0 | 481241.6056 | 0 | 24096623.6231 | 62694471.7701 | 42790265.2256 | 191367575.0369 | 961560.8286 | 29349065.1606 | 29349065.1606 | 1478867.319 | 12621347.1341 | 0 | 221678201.0262 | 265127480.64 | 562341.3252 | 100.2012 | 2212.3302 | 2645.9504 | 45.1013 | 53.9413
1 | 7000 | 707 | 0.035 | 15 | 15 | 7 | 7.4989e-10 | 5spot_SharedNeighbor | Water | Porous | Wet | R245fa | MinimizeLCOE_Brownfield | IgnoreSilica | 240 | 194.819 | 25.0703 | 4 | 2209.7756 | 2643.0508 | 45.0493 | 53.8822 | 228.9359 | 0 | 157.9243 | 21313661.6447 | 1323697.9605 | 22227457.0918 | 16440238.9358 | 0 | 455448.4018 | 0 | 24086596.5735 | 62668383.4439 | 42772459.407 | 191287943.4589 | 961560.8286 | 29349065.1606 | 29349065.1606 | 1478867.319 | 12621347.1341 | 0 | 221598569.4481 | 265047849.0619 | 749894.2093 | 100.281 | 2209.7756 | 2643.0508 | 45.0493 | 53.8822
1 | 7000 | 707 | 0.035 | 15 | 15 | 7 | 1e-09 | 5spot_SharedNeighbor | Water | Porous | Wet | R245fa | MinimizeLCOE_Brownfield | IgnoreSilica | 240 | 194.8165 | 25.0851 | 4 | 2207.8596 | 2640.8779 | 45.0102 | 53.8379 | 228.9333 | 0 | 163.6954 | 21313468.7517 | 1323686.2521 | 22227232.3971 | 16440730.5291 | 0 | 435756.0704 | 0 | 24078940.8601 | 62648464.8481 | 42758864.556 | 191227144.2645 | 961560.8286 | 29349065.1606 | 29349065.1606 | 1478867.319 | 12621347.1341 | 0 | 221537770.2538 | 264987049.8676 | 1000000 | 100.3405 | 2207.8596 | 2640.8779 | 45.0102 | 53.8379
1 | 7000 | 707 | 0.035 | 15 | 15 | 7 | 1.3335e-09 | 5spot_SharedNeighbor | Water | Porous | Wet | R245fa | MinimizeLCOE_Brownfield | IgnoreSilica | 240 | 194.8147 | 25.0962 | 4 | 2206.4219 | 2639.2486 | 44.9809 | 53.8047 | 228.9315 | 0 | 172.4322 | 21313323.8805 | 1323677.4585 | 22227063.6414 | 16441099.7737 | 0 | 420771.677 | 0 | 24073115.2081 | 62633307.6966 | 42748519.4887 | 191180878.8244 | 961560.8286 | 29349065.1606 | 29349065.1606 | 1478867.319 | 12621347.1341 | 0 | 221491504.8137 | 264940784.4275 | 1333521.4322 | 100.3849 | 2206.4219 | 2639.2486 | 44.9809 | 53.8047
1 | 7000 | 707 | 0.035 | 15 | 15 | 7 | 1.7783e-09 | 5spot_SharedNeighbor | Water | Porous | Wet | R245fa | MinimizeLCOE_Brownfield | IgnoreSilica | 240 | 194.8133 | 25.1045 | 4 | 2205.343 | 2638.0267 | 44.9589 | 53.7797 | 228.9301 | 0 | 194.5069 | 21313215.1172 | 1323670.8566 | 22226936.9468 | 16441377.0073 | 0 | 409402.9271 | 0 | 24068695.1135 | 62621807.5171 | 42740670.3799 | 191145775.8656 | 961560.8286 | 29349065.1606 | 29349065.1606 | 1478867.319 | 12621347.1341 | 0 | 221456401.8549 | 264905681.4686 | 1778279.41 | 100.4181 | 2205.343 | 2638.0267 | 44.9589 | 53.7797
1 | 7000 | 707 | 0.035 | 15 | 15 | 7 | 2.3714e-09 | 5spot_SharedNeighbor | Water | Porous | Wet | R245fa | MinimizeLCOE_Brownfield | IgnoreSilica | 240 | 194.8128 | 25.1115 | 4 | 2204.4416 | 2637.0059 | 44.9405 | 53.7589 | 228.9295 | 0 | 191.6368 | 21313171.3457 | 1323668.1997 | 22226885.959 | 16441488.5842 | 0 | 399896.4773 | 0 | 24064993.1207 | 62612175.6912 | 42734096.4608 | 191116375.8387 | 961560.8286 | 29349065.1606 | 29349065.1606 | 1478867.319 | 12621347.1341 | 0 | 221427001.828 | 264876281.4417 | 2371373.7057 | 100.4458 | 2204.4416 | 2637.0059 | 44.9405 | 53.7589
1 | 7000 | 707 | 0.035 | 15 | 15 | 7 | 3.1623e-09 | 5spot_SharedNeighbor | Water | Porous | Wet | R245fa | MinimizeLCOE_Brownfield | IgnoreSilica | 240 | 194.8119 | 25.116 | 4 | 2203.8524 | 2636.3392 | 44.9285 | 53.7453 | 228.9286 | 0 | 192.1991 | 21313102.466 | 1323664.0187 | 22226805.7234 | 16441664.1697 | 0 | 393573.8425 | 0 | 24062535.9859 | 62605782.7305 | 42729733.1338 | 191096862.0705 | 961560.8286 | 29349065.1606 | 29349065.1606 | 1478867.319 | 12621347.1341 | 0 | 221407488.0597 | 264856767.6735 | 3162277.6602 | 100.4638 | 2203.8524 | 2636.3392 | 44.9285 | 53.7453
1 | 7000 | 707 | 0.035 | 15 | 15 | 7 | 4.217e-09 | 5spot_SharedNeighbor | Water | Porous | Wet | R245fa | MinimizeLCOE_Brownfield | IgnoreSilica | 240 | 194.8112 | 25.1193 | 4 | 2203.4104 | 2635.8392 | 44.9195 | 53.7351 | 228.9279 | 0 | 160.1506 | 21313050.7849 | 1323660.8817 | 22226745.5219 | 16441795.9176 | 0 | 388807.2736 | 0 | 24060683.5481 | 62600963.0673 | 42726443.6146 | 191082150.6097 | 961560.8286 | 29349065.1606 | 29349065.1606 | 1478867.319 | 12621347.1341 | 0 | 221392776.599 | 264842056.2128 | 4216965.0343 | 100.4773 | 2203.4104 | 2635.8392 | 44.9195 | 53.7351
1 | 7000 | 707 | 0.035 | 15 | 15 | 7 | 5.6234e-09 | 5spot_SharedNeighbor | Water | Porous | Wet | R245fa | MinimizeLCOE_Brownfield | IgnoreSilica | 240 | 194.8107 | 25.1219 | 4 | 2203.0788 | 2635.4641 | 44.9127 | 53.7275 | 228.9274 | 0 | 161.6314 | 21313012.0134 | 1323658.5283 | 22226700.3584 | 16441894.7582 | 0 | 385218.2516 | 0 | 24059288.7249 | 62597334.0235 | 42723966.7177 | 191071073.3762 | 961560.8286 | 29349065.1606 | 29349065.1606 | 1478867.319 | 12621347.1341 | 0 | 221381699.3654 | 264830978.9792 | 5623413.2519 | 100.4874 | 2203.0788 | 2635.4641 | 44.9127 | 53.7275
1 | 7000 | 707 | 0.035 | 15 | 15 | 7 | 7.4989e-09 | 5spot_SharedNeighbor | Water | Porous | Wet | R245fa | MinimizeLCOE_Brownfield | IgnoreSilica | 240 | 194.8103 | 25.1237 | 4 | 2202.8302 | 2635.183 | 44.9077 | 53.7218 | 228.927 | 0 | 292.0856 | 21312982.3367 | 1323656.727 | 22226665.7891 | 16441970.4149 | 0 | 382518.2953 | 0 | 24058239.4896 | 62594604.1284 | 42722103.5081 | 191062740.6892 | 961560.8286 | 29349065.1606 | 29349065.1606 | 1478867.319 | 12621347.1341 | 0 | 221373366.6784 | 264822646.2922 | 7498942.0933 | 100.495 | 2202.8302 | 2635.183 | 44.9077 | 53.7218
1 | 7000 | 707 | 0.035 | 15 | 15 | 7 | 1e-08 | 5spot_SharedNeighbor | Water | Porous | Wet | R245fa | MinimizeLCOE_Brownfield | IgnoreSilica | 246.1057 | 198.1365 | 25.4903 | 4 | 2202.6304 | 2628.7665 | 44.9036 | 53.591 | 228.0003 | 0 | 287.0828 | 21572990.8017 | 1339436.3743 | 22529745.3066 | 16812423.0037 | 0 | 469309.647 | 0 | 24462323.002 | 63645946.5387 | 43439666.3061 | 194271840.98 | 961560.8286 | 29349065.1606 | 29349065.1606 | 1478867.319 | 12621347.1341 | 0 | 224582466.9692 | 268031746.583 | 10000000 | 101.961 | 2202.6304 | 2628.7665 | 44.9036 | 53.591

## Water (R600a)
Time [year] | Depth [m] | Res Length [m] | Temp Gradient [C/m] | Temp Surface Air [C] | Temp Surface Rock [C] | dT Approach [C] | Transmissivity [m^3] | Config Number [-] | Fluid | Reservoir | Cooling Wet/Dry | orcFluid | Method | Silica? | mass flow [kg/s] | Reservoir Heat [MWth] | Electric Power I-P Pair [MWe] | N_IP_Multiplier | SpCC (Brownfield) [$/kWe] | SpCC (Greenfield) [$/kWe] | LCOE (Brownfield) [$/MWh] | LCOE (Greenfield) [$/MWh] | Temp Production [C] | dP Surface [Mpa] | SolveTime [s] | C_T_G_N | C_pump_orc_N | C_coolingTowers_N | C_heatExchanger_N | C_recuperator_N | C_pump_prod_N | C_pump_inj_N | C_plant_otherEquipment_N | C_plant_installation_N | C_plant_indirectContingency_N | C_surfacePlant_N | C_gatheringSystem_N | C_wells_production_N | C_wells_injection_N | C_wellfield_N | C_exploration_N | C_stimulation_N | CapitalCost_N (Brownfield) | CapitalCost_N (Greenfield) | Trans [mD-m] | Electric Power 5-spot [MW] | Sp CC (Brownfield) [$/kWe] | Sp CC (Greenfield) [$/kWe] | LCOE (Brownfield) [$/MWh] | LCOE (Greenfield) [$/MWh]
1 | 1000 | 707 | 0.035 | 15 | 15 | 7 | 1e-13 | 5spot_SharedNeighbor | Water | Porous | Wet | R600a | MinimizeLCOE_Brownfield | IgnoreSilica | 0 | 0 | 0 | 4 | [6 empty] | 10.0126 | [19 empty] | 100 | 0
1 | 1000 | 707 | 0.035 | 15 | 15 | 7 | 1.3335e-13 | 5spot_SharedNeighbor | Water | Porous | Wet | R600a | MinimizeLCOE_Brownfield | IgnoreSilica | 0 | 0 | 0 | 4 | [6 empty] | 13.3434 | [19 empty] | 133.3521 | 0
1 | 1000 | 707 | 0.035 | 15 | 15 | 7 | 1.7783e-13 | 5spot_SharedNeighbor | Water | Porous | Wet | R600a | MinimizeLCOE_Brownfield | IgnoreSilica | 0 | 0 | 0 | 4 | [6 empty] | 18.7283 | [19 empty] | 177.8279 | 0
1 | 1000 | 707 | 0.035 | 15 | 15 | 7 | 2.3714e-13 | 5spot_SharedNeighbor | Water | Porous | Wet | R600a | MinimizeLCOE_Brownfield | IgnoreSilica | 0 | 0 | 0 | 4 | [6 empty] | 21.1415 | [19 empty] | 237.1374 | 0
1 | 1000 | 707 | 0.035 | 15 | 15 | 7 | 3.1623e-13 | 5spot_SharedNeighbor | Water | Porous | Wet | R600a | MinimizeLCOE_Brownfield | IgnoreSilica | 0 | 0 | 0 | 4 | [6 empty] | 20.4461 | [19 empty] | 316.2278 | 0
1 | 1000 | 707 | 0.035 | 15 | 15 | 7 | 4.217e-13 | 5spot_SharedNeighbor | Water | Porous | Wet | R600a | MinimizeLCOE_Brownfield | IgnoreSilica | 0 | 0 | 0 | 4 | [6 empty] | 19.7715 | [19 empty] | 421.6965 | 0
1 | 1000 | 707 | 0.035 | 15 | 15 | 7 | 5.6234e-13 | 5spot_SharedNeighbor | Water | Porous | Wet | R600a | MinimizeLCOE_Brownfield | IgnoreSilica | 0 | 0 | 0 | 4 | [6 empty] | 18.7564 | [19 empty] | 562.3413 | 0
1 | 1000 | 707 | 0.035 | 15 | 15 | 7 | 7.4989e-13 | 5spot_SharedNeighbor | Water | Porous | Wet | R600a | MinimizeLCOE_Brownfield | IgnoreSilica | 0 | 0 | 0 | 4 | [6 empty] | 21.8355 | [19 empty] | 749.8942 | 0
1 | 1000 | 707 | 0.035 | 15 | 15 | 7 | 1e-12 | 5spot_SharedNeighbor | Water | Porous | Wet | R600a | MinimizeLCOE_Brownfield | IgnoreSilica | 0 | 0 | 0 | 4 | [6 empty] | 227.3622 | [19 empty] | 1000 | 0
1 | 1000 | 707 | 0.035 | 15 | 15 | 7 | 1.3335e-12 | 5spot_SharedNeighbor | Water | Porous | Wet | R600a | MinimizeLCOE_Brownfield | IgnoreSilica | 0 | 0 | 0 | 4 | [6 empty] | 21.9226 | [19 empty] | 1333.5214 | 0
1 | 1000 | 707 | 0.035 | 15 | 15 | 7 | 1.7783e-12 | 5spot_SharedNeighbor | Water | Porous | Wet | R600a | MinimizeLCOE_Brownfield | IgnoreSilica | 0 | 0 | 0 | 4 | [6 empty] | 25.6406 | [19 empty] | 1778.2794 | 0
1 | 1000 | 707 | 0.035 | 15 | 15 | 7 | 2.3714e-12 | 5spot_SharedNeighbor | Water | Porous | Wet | R600a | MinimizeLCOE_Brownfield | IgnoreSilica | 0 | 0 | 0 | 4 | [6 empty] | 27.1927 | [19 empty] | 2371.3737 | 0
1 | 1000 | 707 | 0.035 | 15 | 15 | 7 | 3.1623e-12 | 5spot_SharedNeighbor | Water | Porous | Wet | R600a | MinimizeLCOE_Brownfield | IgnoreSilica | 0 | 0 | 0 | 4 | [6 empty] | 30.1648 | [19 empty] | 3162.2777 | 0
1 | 1000 | 707 | 0.035 | 15 | 15 | 7 | 4.217e-12 | 5spot_SharedNeighbor | Water | Porous | Wet | R600a | MinimizeLCOE_Brownfield | IgnoreSilica | 0 | 0 | 0 | 4 | [6 empty] | 34.7693 | [19 empty] | 4216.965 | 0
1 | 1000 | 707 | 0.035 | 15 | 15 | 7 | 5.6234e-12 | 5spot_SharedNeighbor | Water | Porous | Wet | R600a | MinimizeLCOE_Brownfield | IgnoreSilica | 0 | 0 | 0 | 4 | [6 empty] | 36.1154 | [19 empty] | 5623.4133 | 0
1 | 1000 | 707 | 0.035 | 15 | 15 | 7 | 7.4989e-12 | 5spot_SharedNeighbor | Water | Porous | Wet | R600a | MinimizeLCOE_Brownfield | IgnoreSilica | 0 | 0 | 0 | 4 | [6 empty] | 35.892 | [19 empty] | 7498.9421 | 0
1 | 1000 | 707 | 0.035 | 15 | 15 | 7 | 1e-11 | 5spot_SharedNeighbor | Water | Porous | Wet | R600a | MinimizeLCOE_Brownfield | IgnoreSilica | 0 | 0 | 0 | 4 | [6 empty] | 35.1561 | [19 empty] | 10000 | 0
1 | 1000 | 707 | 0.035 | 15 | 15 | 7 | 1.3335e-11 | 5spot_SharedNeighbor | Water | Porous | Wet | R600a | MinimizeLCOE_Brownfield | IgnoreSilica | 0 | 0 | 0 | 4 | [6 empty] | 243.026 | [19 empty] | 13335.2143 | 0
1 | 1000 | 707 | 0.035 | 15 | 15 | 7 | 1.7783e-11 | 5spot_SharedNeighbor | Water | Porous | Wet | R600a | MinimizeLCOE_Brownfield | IgnoreSilica | 0 | 0 | 0 | 4 | [6 empty] | 33.0828 | [19 empty] | 17782.7941 | 0
1 | 1000 | 707 | 0.035 | 15 | 15 | 7 | 2.3714e-11 | 5spot_SharedNeighbor | Water | Porous | Wet | R600a | MinimizeLCOE_Brownfield | IgnoreSilica | 0 | 0 | 0 | 4 | [6 empty] | 32.07 | [19 empty] | 23713.7371 | 0
1 | 1000 | 707 | 0.035 | 15 | 15 | 7 | 3.1623e-11 | 5spot_SharedNeighbor | Water | Porous | Wet | R600a | MinimizeLCOE_Brownfield | IgnoreSilica | 0 | 0 | 0 | 4 | [6 empty] | 31.6133 | [19 empty] | 31622.7766 | 0
1 | 1000 | 707 | 0.035 | 15 | 15 | 7 | 4.217e-11 | 5spot_SharedNeighbor | Water | Porous | Wet | R600a | MinimizeLCOE_Brownfield | IgnoreSilica | 1.6 | 0.05619 | 5.4973e-05 | 4 | 20148210.883 | 50577125.2032 | 410748.5313 | 1031083.1079 | 47.3904 | 0 | 36.542 | 23422.8651 | 1051.2672 | 36186.7198 | 47170.0096 | 0 | 13459.4368 | 0 | 47303.2165 | 123073.266 | 84000.033 | 375666.814 | 961560.8286 | 3093179.1987 | 3093179.1987 | 1478867.319 | 2118992.7493 | 0 | 4430406.8413 | 11121446.1084 | 42169.6503 | 0.00021989 | 20148210.883 | 50577125.2032 | 410748.5313 | 1031083.1079
1 | 1000 | 707 | 0.035 | 15 | 15 | 7 | 5.6234e-11 | 5spot_SharedNeighbor | Water | Porous | Wet | R600a | MinimizeLCOE_Brownfield | IgnoreSilica | 1.6 | 0.05619 | 0.00013693 | 4 | 8080246.7423 | 20296841.8571 | 164726.7592 | 413778.5748 | 47.3904 | 0 | 35.2398 | 23422.9334 | 1051.2707 | 36186.7873 | 47170.0464 | 0 | 11893.6786 | 0 | 46692.6394 | 121484.6697 | 82915.7833 | 370817.8087 | 961560.8286 | 3093179.1987 | 3093179.1987 | 1478867.319 | 2118992.7493 | 0 | 4425557.8361 | 11116597.1031 | 56234.1325 | 0.0005477 | 8080246.7423 | 20296841.8571 | 164726.7592 | 413778.5748
1 | 1000 | 707 | 0.035 | 15 | 15 | 7 | 7.4989e-11 | 5spot_SharedNeighbor | Water | Porous | Wet | R600a | MinimizeLCOE_Brownfield | IgnoreSilica | 1.6 | 0.05619 | 0.00019838 | 4 | 5571321.2583 | 14003294.8809 | 113578.9196 | 285476.107 | 47.3905 | 0 | 35.659 | 23422.9846 | 1051.2732 | 36186.838 | 47170.0739 | 0 | 10428.6328 | 0 | 46121.323 | 119998.2217 | 81901.252 | 366280.5992 | 961560.8286 | 3093179.1987 | 3093179.1987 | 1478867.319 | 2118992.7493 | 0 | 4421020.6266 | 11112059.8936 | 74989.4209 | 0.00079353 | 5571321.2583 | 14003294.8809 | 113578.9196 | 285476.107
1 | 1000 | 707 | 0.035 | 15 | 15 | 7 | 1e-10 | 5spot_SharedNeighbor | Water | Porous | Wet | R600a | MinimizeLCOE_Brownfield | IgnoreSilica | 3.4586 | 0.12939 | 0.00044333 | 4 | 2650404.4379 | 6423596.0784 | 54032.0794 | 130953.6946 | 48.581 | 0 | 82.1688 | 42867.6102 | 1967.7669 | 70440.567 | 76130.7226 | 0 | 16922.812 | 0 | 81248.4967 | 211391.922 | 144279.3304 | 645249.2278 | 961560.8286 | 3093179.1987 | 3093179.1987 | 1478867.319 | 2118992.7493 | 0 | 4699989.2551 | 11391028.5222 | 100000 | 0.0017733 | 2650404.4379 | 6423596.0784 | 54032.0794 | 130953.6946
1 | 1000 | 707 | 0.035 | 15 | 15 | 7 | 1.3335e-10 | 5spot_SharedNeighbor | Water | Porous | Wet | R600a | MinimizeLCOE_Brownfield | IgnoreSilica | 4.5575 | 0.1727 | 0.00067117 | 4 | 1805340.3237 | 4297654.5582 | 36804.3044 | 87613.5012 | 48.8353 | 0 | 92.5242 | 52628.2196 | 2430.4133 | 88723.768 | 93251.8967 | 0 | 18676.6132 | 0 | 99727.2552 | 259469.8612 | 177093.5118 | 792001.539 | 961560.8286 | 3093179.1987 | 3093179.1987 | 1478867.319 | 2118992.7493 | 0 | 4846741.5663 | 11537780.8334 | 133352.1432 | 0.0026847 | 1805340.3237 | 4297654.5582 | 36804.3044 | 87613.5012
1 | 1000 | 707 | 0.035 | 15 | 15 | 7 | 1.7783e-10 | 5spot_SharedNeighbor | Water | Porous | Wet | R600a | MinimizeLCOE_Brownfield | IgnoreSilica | 5.9212 | 0.22645 | 0.00097099 | 4 | 1292613.0356 | 3015352.0931 | 26351.6651 | 61472.031 | 49.019 | 0 | 315.006 | 63715.4368 | 2957.0625 | 110181.3001 | 114495.3698 | 0 | 20446.2722 | 0 | 121600.2221 | 316378.8344 | 215935.0554 | 965709.5533 | 961560.8286 | 3093179.1987 | 3093179.1987 | 1478867.319 | 2118992.7493 | 0 | 5020449.5806 | 11711488.8476 | 177827.941 | 0.003884 | 1292613.0356 | 3015352.0931 | 26351.6651 | 61472.031
1 | 1000 | 707 | 0.035 | 15 | 15 | 7 | 2.3714e-10 | 5spot_SharedNeighbor | Water | Porous | Wet | R600a | MinimizeLCOE_Brownfield | IgnoreSilica | 7.5265 | 0.28959 | 0.0013514 | 4 | 964908.9385 | 2202748.8583 | 19670.9738 | 44906.0149 | 49.1385 | 0 | 111.8273 | 75701.4855 | 3527.1247 | 134123.5613 | 139465.5175 | 0 | 22028.5437 | 0 | 146190.0308 | 380356.4723 | 259601.1079 | 1160993.8438 | 961560.8286 | 3093179.1987 | 3093179.1987 | 1478867.319 | 2118992.7493 | 0 | 5215733.8711 | 11906773.1381 | 237137.3706 | 0.0054054 | 964908.9385 | 2202748.8583 | 19670.9738 | 44906.0149
1 | 1000 | 707 | 0.035 | 15 | 15 | 7 | 3.1623e-10 | 5spot_SharedNeighbor | Water | Porous | Wet | R600a | MinimizeLCOE_Brownfield | IgnoreSilica | 9.936 | 0.38495 | 0.0018803 | 4 | 731422.3688 | 1621064.6755 | 14911.0343 | 33047.5961 | 49.2754 | 0 | 106.4518 | 92438.0819 | 4325.0704 | 168397.9666 | 177095.01 | 0 | 24712.4352 | 0 | 182117.74 | 473833.002 | 323400.7601 | 1446320.0661 | 961560.8286 | 3093179.1987 | 3093179.1987 | 1478867.319 | 2118992.7493 | 0 | 5501060.0935 | 12192099.3605 | 316227.766 | 0.007521 | 731422.3688 | 1621064.6755 | 14911.0343 | 33047.5961
1 | 1000 | 707 | 0.035 | 15 | 15 | 7 | 4.217e-10 | 5spot_SharedNeighbor | Water | Porous | Wet | R600a | MinimizeLCOE_Brownfield | IgnoreSilica | 12.6233 | 0.49103 | 0.0025295 | 4 | 573760.984 | 1235068.241 | 11696.8937 | 25178.5366 | 49.3558 | 0 | 90.0089 | 109571.775 | 5142.6224 | 204583.9507 | 218993.8707 | 0 | 26890.7528 | 0 | 220421.3589 | 573491.1612 | 391419.5016 | 1750514.9933 | 961560.8286 | 3093179.1987 | 3093179.1987 | 1478867.319 | 2118992.7493 | 0 | 5805255.0206 | 12496294.2877 | 421696.5034 | 0.010118 | 573760.984 | 1235068.241 | 11696.8937 | 25178.5366
1 | 1000 | 707 | 0.035 | 15 | 15 | 7 | 5.6234e-10 | 5spot_SharedNeighbor | Water | Porous | Wet | R600a | MinimizeLCOE_Brownfield | IgnoreSilica | 15.7749 | 0.61546 | 0.0033304 | 4 | 461656.8259 | 963923.7873 | 9411.4988 | 19650.8902 | 49.4154 | 0 | 122.7949 | 128272.1889 | 6035.729 | 245084.7542 | 268132.8298 | 0 | 28978.3687 | 0 | 263836.5095 | 686448.4774 | 468515.191 | 2095304.0485 | 961560.8286 | 3093179.1987 | 3093179.1987 | 1478867.319 | 2118992.7493 | 0 | 6150044.0758 | 12841083.3429 | 562341.3252 | 0.013322 | 461656.8259 | 963923.7873 | 9411.4988 | 19650.8902
1 | 1000 | 707 | 0.035 | 15 | 15 | 7 | 7.4989e-10 | 5spot_SharedNeighbor | Water | Porous | Wet | R600a | MinimizeLCOE_Brownfield | IgnoreSilica | 19.3124 | 0.75513 | 0.004282 | 4 | 380973.4975 | 771622.5205 | 7766.6601 | 15730.5688 | 49.4594 | 0 | 85.6245 | 147930.8295 | 6975.2078 | 288639.7913 | 323291.2145 | 0 | 30829.8866 | 0 | 311090.1026 | 809392.6335 | 552427.1037 | 2470576.7695 | 961560.8286 | 3093179.1987 | 3093179.1987 | 1478867.319 | 2118992.7493 | 0 | 6525316.7968 | 13216356.0639 | 749894.2093 | 0.017128 | 380973.4975 | 771622.5205 | 7766.6601 | 15730.5688
1 | 1000 | 707 | 0.035 | 15 | 15 | 7 | 1e-09 | 5spot_SharedNeighbor | Water | Porous | Wet | R600a | MinimizeLCOE_Brownfield | IgnoreSilica | 23.1102 | 0.9051 | 0.0053623 | 4 | 322504.4203 | 634453.319 | 6574.6888 | 12934.1891 | 49.492 | 0 | 83.5526 | 167838.2625 | 7926.9986 | 333642.1464 | 382512.9597 | 0 | 32352.0996 | 0 | 360466.2621 | 937859.2721 | 640108.2243 | 2862706.2254 | 961560.8286 | 3093179.1987 | 3093179.1987 | 1478867.319 | 2118992.7493 | 0 | 6917446.2528 | 13608485.5198 | 1000000 | 0.021449 | 322504.4203 | 634453.319 | 6574.6888 | 12934.1891
1 | 1000 | 707 | 0.035 | 15 | 15 | 7 | 1.3335e-09 | 5spot_SharedNeighbor | Water | Porous | Wet | R600a | MinimizeLCOE_Brownfield | IgnoreSilica | 26.9151 | 1.0554 | 0.006519 | 4 | 279988.365 | 536585.7957 | 5707.9415 | 10939.0272 | 49.5156 | 0 | 103.1211 | 186799.8915 | 8833.8255 | 377252.6649 | 441846.1062 | 0 | 33370.7954 | 0 | 408760.2806 | 1063510.4018 | 725867.7022 | 3246241.6681 | 961560.8286 | 3093179.1987 | 3093179.1987 | 1478867.319 | 2118992.7493 | 0 | 7300981.6954 | 13992020.9624 | 1333521.4322 | 0.026076 | 279988.365 | 536585.7957 | 5707.9415 | 10939.0272
1 | 1000 | 707 | 0.035 | 15 | 15 | 7 | 1.7783e-09 | 5spot_SharedNeighbor | Water | Porous | Wet | R600a | MinimizeLCOE_Brownfield | IgnoreSilica | 30.5427 | 1.1986 | 0.0076896 | 4 | 249017.1622 | 466551.9794 | 5076.5517 | 9511.2932 | 49.5329 | 0 | 107.0206 | 204131.0416 | 9662.8112 | 417689.3996 | 498420.0427 | 0 | 33917.5065 | 0 | 453890.1126 | 1180928.9674 | 806008.2859 | 3604648.1675 | 961560.8286 | 3093179.1987 | 3093179.1987 | 1478867.319 | 2118992.7493 | 0 | 7659388.1948 | 14350427.4619 | 1778279.41 | 0.030758 | 249017.1622 | 466551.9794 | 5076.5517 | 9511.2932
1 | 1000 | 707 | 0.035 | 15 | 15 | 7 | 2.3714e-09 | 5spot_SharedNeighbor | Water | Porous | Wet | R600a | MinimizeLCOE_Brownfield | IgnoreSilica | 33.8017 | 1.3273 | 0.0088066 | 4 | 226419.6133 | 416363.974 | 4615.8701 | 8488.1428 | 49.5454 | 0 | 323.4411 | 219174.5947 | 10382.4361 | 453199.4563 | 549247.4513 | 0 | 34016.9845 | 0 | 493748.1599 | 1284631.4304 | 876787.3478 | 3921187.8609 | 961560.8286 | 3093179.1987 | 3093179.1987 | 1478867.319 | 2118992.7493 | 0 | 7975927.8882 | 14666967.1553 | 2371373.7057 | 0.035226 | 226419.6133 | 416363.974 | 4615.8701 | 8488.1428
1 | 1000 | 707 | 0.035 | 15 | 15 | 7 | 3.1623e-09 | 5spot_SharedNeighbor | Water | Porous | Wet | R600a | MinimizeLCOE_Brownfield | IgnoreSilica | 36.6009 | 1.4379 | 0.0098192 | 4 | 209895.857 | 380252.3528 | 4279.0109 | 7751.9585 | 49.5545 | 0 | 105.402 | 231748.2272 | 10983.9293 | 483153.384 | 592905.881 | 0 | 33785.7359 | 0 | 527505.0914 | 1372460.0416 | 936732.1796 | 4189274.47 | 961560.8286 | 3093179.1987 | 3093179.1987 | 1478867.319 | 2118992.7493 | 0 | 8244014.4973 | 14935053.7643 | 3162277.6602 | 0.039277 | 209895.857 | 380252.3528 | 4279.0109 | 7751.9585
1 | 1000 | 707 | 0.035 | 15 | 15 | 7 | 4.217e-09 | 5spot_SharedNeighbor | Water | Porous | Wet | R600a | MinimizeLCOE_Brownfield | IgnoreSilica | 38.9297 | 1.5299 | 0.010699 | 4 | 197779.0298 | 354119.1708 | 4031.993 | 7219.1983 | 49.5612 | 0 | 100.4179 | 241988.397 | 11473.7965 | 507723.5704 | 629227.6606 | 0 | 33363.8173 | 0 | 555273.1243 | 1444706.7672 | 986042.0544 | 4409799.1877 | 961560.8286 | 3093179.1987 | 3093179.1987 | 1478867.319 | 2118992.7493 | 0 | 8464539.215 | 15155578.4821 | 4216965.0343 | 0.042798 | 197779.0298 | 354119.1708 | 4031.993 | 7219.1983
1 | 1000 | 707 | 0.035 | 15 | 15 | 7 | 5.6234e-09 | 5spot_SharedNeighbor | Water | Porous | Wet | R600a | MinimizeLCOE_Brownfield | IgnoreSilica | 40.4379 | 1.5895 | 0.011592 | 4 | 185481.8908 | 329787.297 | 3781.2992 | 6723.1601 | 49.565 | 0 | 97.7975 | 248521.6674 | 11786.3305 | 523478.6975 | 652751.8262 | 0 | 31064.2636 | 0 | 572365.0862 | 1489176.5461 | 1016393.5922 | 4545538.0096 | 961560.8286 | 3093179.1987 | 3093179.1987 | 1478867.319 | 2118992.7493 | 0 | 8600278.0369 | 15291317.304 | 5623413.2519 | 0.046367 | 185481.8908 | 329787.297 | 3781.2992 | 6723.1601
1 | 1000 | 707 | 0.035 | 15 | 15 | 7 | 7.4989e-09 | 5spot_SharedNeighbor | Water | Porous | Wet | R600a | MinimizeLCOE_Brownfield | IgnoreSilica | 42.5307 | 1.6722 | 0.012286 | 4 | 179025.9727 | 315175.4925 | 3649.6866 | 6425.2787 | 49.57 | 0 | 99.6402 | 257466.3202 | 12214.2096 | 545146.186 | 685393.2614 | 0 | 31283.1018 | 0 | 597286.2008 | 1554016.1743 | 1060647.9708 | 4743453.4251 | 961560.8286 | 3093179.1987 | 3093179.1987 | 1478867.319 | 2118992.7493 | 0 | 8798193.4524 | 15489232.7194 | 7498942.0933 | 0.049145 | 179025.9727 | 315175.4925 | 3649.6866 | 6425.2787
1 | 1000 | 707 | 0.035 | 15 | 15 | 7 | 1e-08 | 5spot_SharedNeighbor | Water | Porous | Wet | R600a | MinimizeLCOE_Brownfield | IgnoreSilica | 43.6749 | 1.7174 | 0.012773 | 4 | 174267.3571 | 305226.2813 | 3552.6758 | 6222.4506 | 49.5725 | 0 | 130.9557 | 262300.1074 | 12445.4342 | 556901.3129 | 703239.1513 | 0 | 30708.1425 | 0 | 610581.7178 | 1588608.3823 | 1084257.8636 | 4849042.112 | 961560.8286 | 3093179.1987 | 3093179.1987 | 1478867.319 | 2118992.7493 | 0 | 8903782.1393 | 15594821.4064 | 10000000 | 0.051093 | 174267.3571 | 305226.2813 | 3552.6758 | 6222.4506
1 | 1100 | 707 | 0.035 | 15 | 15 | 7 | 1e-13 | 5spot_SharedNeighbor | Water | Porous | Wet | R600a | MinimizeLCOE_Brownfield | IgnoreSilica | 0 | 0 | 0 | 4 | [6 empty] | 11.2485 | [19 empty] | 100 | 0
1 | 1100 | 707 | 0.035 | 15 | 15 | 7 | 1.3335e-13 | 5spot_SharedNeighbor | Water | Porous | Wet | R600a | MinimizeLCOE_Brownfield | IgnoreSilica | 0 | 0 | 0 | 4 | [6 empty] | 14.9546 | [19 empty] | 133.3521 | 0
1 | 1100 | 707 | 0.035 | 15 | 15 | 7 | 1.7783e-13 | 5spot_SharedNeighbor | Water | Porous | Wet | R600a | MinimizeLCOE_Brownfield | IgnoreSilica | 0 | 0 | 0 | 4 | [6 empty] | 18.8973 | [19 empty] | 177.8279 | 0
1 | 1100 | 707 | 0.035 | 15 | 15 | 7 | 2.3714e-13 | 5spot_SharedNeighbor | Water | Porous | Wet | R600a | MinimizeLCOE_Brownfield | IgnoreSilica | 0 | 0 | 0 | 4 | [6 empty] | 20.5893 | [19 empty] | 237.1374 | 0
1 | 1100 | 707 | 0.035 | 15 | 15 | 7 | 3.1623e-13 | 5spot_SharedNeighbor | Water | Porous | Wet | R600a | MinimizeLCOE_Brownfield | IgnoreSilica | 0 | 0 | 0 | 4 | [6 empty] | 20.5457 | [19 empty] | 316.2278 | 0
1 | 1100 | 707 | 0.035 | 15 | 15 | 7 | 4.217e-13 | 5spot_SharedNeighbor | Water | Porous | Wet | R600a | MinimizeLCOE_Brownfield | IgnoreSilica | 0 | 0 | 0 | 4 | [6 empty] | 223.0236 | [19 empty] | 421.6965 | 0
1 | 1100 | 707 | 0.035 | 15 | 15 | 7 | 5.6234e-13 | 5spot_SharedNeighbor | Water | Porous | Wet | R600a | MinimizeLCOE_Brownfield | IgnoreSilica | 0 | 0 | 0 | 4 | [6 empty] | 20.0467 | [19 empty] | 562.3413 | 0
1 | 1100 | 707 | 0.035 | 15 | 15 | 7 | 7.4989e-13 | 5spot_SharedNeighbor | Water | Porous | Wet | R600a | MinimizeLCOE_Brownfield | IgnoreSilica | 0 | 0 | 0 | 4 | [6 empty] | 22.2499 | [19 empty] | 749.8942 | 0
1 | 1100 | 707 | 0.035 | 15 | 15 | 7 | 1e-12 | 5spot_SharedNeighbor | Water | Porous | Wet | R600a | MinimizeLCOE_Brownfield | IgnoreSilica | 0 | 0 | 0 | 4 | [6 empty] | 22.4104 | [19 empty] | 1000 | 0
1 | 1100 | 707 | 0.035 | 15 | 15 | 7 | 1.3335e-12 | 5spot_SharedNeighbor | Water | Porous | Wet | R600a | MinimizeLCOE_Brownfield | IgnoreSilica | 0 | 0 | 0 | 4 | [6 empty] | 23.9416 | [19 empty] | 1333.5214 | 0
1 | 1100 | 707 | 0.035 | 15 | 15 | 7 | 1.7783e-12 | 5spot_SharedNeighbor | Water | Porous | Wet | R600a | MinimizeLCOE_Brownfield | IgnoreSilica | 0 | 0 | 0 | 4 | [6 empty] | 26.824 | [19 empty] | 1778.2794 | 0
1 | 1100 | 707 | 0.035 | 15 | 15 | 7 | 2.3714e-12 | 5spot_SharedNeighbor | Water | Porous | Wet | R600a | MinimizeLCOE_Brownfield | IgnoreSilica | 0 | 0 | 0 | 4 | [6 empty] | 29.1269 | [19 empty] | 2371.3737 | 0
1 | 1100 | 707 | 0.035 | 15 | 15 | 7 | 3.1623e-12 | 5spot_SharedNeighbor | Water | Porous | Wet | R600a | MinimizeLCOE_Brownfield | IgnoreSilica | 0 | 0 | 0 | 4 | [6 empty] | 31.8795 | [19 empty] | 3162.2777 | 0
1 | 1100 | 707 | 0.035 | 15 | 15 | 7 | 4.217e-12 | 5spot_SharedNeighbor | Water | Porous | Wet | R600a | MinimizeLCOE_Brownfield | IgnoreSilica | 0 | 0 | 0 | 4 | [6 empty] | 36.3845 | [19 empty] | 4216.965 | 0
1 | 1100 | 707 | 0.035 | 15 | 15 | 7 | 5.6234e-12 | 5spot_SharedNeighbor | Water | Porous | Wet | R600a | MinimizeLCOE_Brownfield | IgnoreSilica | 0 | 0 | 0 | 4 | [6 empty] | 36.375 | [19 empty] | 5623.4133 | 0
1 | 1100 | 707 | 0.035 | 15 | 15 | 7 | 7.4989e-12 | 5spot_SharedNeighbor | Water | Porous | Wet | R600a | MinimizeLCOE_Brownfield | IgnoreSilica | 0 | 0 | 0 | 4 | [6 empty] | 34.6603 | [19 empty] | 7498.9421 | 0
1 | 1100 | 707 | 0.035 | 15 | 15 | 7 | 1e-11 | 5spot_SharedNeighbor | Water | Porous | Wet | R600a | MinimizeLCOE_Brownfield | IgnoreSilica | 0 | 0 | 0 | 4 | [6 empty] | 34.3789 | [19 empty] | 10000 | 0
1 | 1100 | 707 | 0.035 | 15 | 15 | 7 | 1.3335e-11 | 5spot_SharedNeighbor | Water | Porous | Wet | R600a | MinimizeLCOE_Brownfield | IgnoreSilica | 0 | 0 | 0 | 4 | [6 empty] | 33.189 | [19 empty] | 13335.2143 | 0
1 | 1100 | 707 | 0.035 | 15 | 15 | 7 | 1.7783e-11 | 5spot_SharedNeighbor | Water | Porous | Wet | R600a | MinimizeLCOE_Brownfield | IgnoreSilica | 0 | 0 | 0 | 4 | [6 empty] | 32.5233 | [19 empty] | 17782.7941 | 0
1 | 1100 | 707 | 0.035 | 15 | 15 | 7 | 2.3714e-11 | 5spot_SharedNeighbor | Water | Porous | Wet | R600a | MinimizeLCOE_Brownfield | IgnoreSilica | 1.6 | 0.06543 | 0.00018248 | 4 | 6496272.6633 | 16170734.741 | 132435.3051 | 329662.3002 | 50.3716 | 0 | 244.4092 | 28264.0448 | 1297.7181 | 40754.6472 | 49600.9783 | 0 | 16442.7415 | 0 | 53180.4507 | 138364.6238 | 94436.6989 | 422341.9033 | 961560.8286 | 3357904.6176 | 3357904.6176 | 1478867.319 | 2224882.9169 | 0 | 4741807.3496 | 11803462.2031 | 23713.7371 | 0.00072993 | 6496272.6633 | 16170734.741 | 132435.3051 | 329662.3002
1 | 1100 | 707 | 0.035 | 15 | 15 | 7 | 3.1623e-11 | 5spot_SharedNeighbor | Water | Porous | Wet | R600a | MinimizeLCOE_Brownfield | IgnoreSilica | 1.6 | 0.065431 | 0.00032106 | 4 | 3687593.5942 | 9186296.7692 | 75176.5833 | 187275.085 | 50.3717 | 0 | 33.3959 | 28264.1747 | 1297.7249 | 40754.7672 | 49601.0408 | 0 | 14488.4464 | 0 | 52418.4001 | 136381.9245 | 93083.4658 | 416289.9444 | 961560.8286 | 3357904.6176 | 3357904.6176 | 1478867.319 | 2224882.9169 | 0 | 4735755.3906 | 11797410.2442 | 31622.7766 | 0.0012842 | 3687593.5942 | 9186296.7692 | 75176.5833 | 187275.085
1 | 1100 | 707 | 0.035 | 15 | 15 | 7 | 4.217e-11 | 5spot_SharedNeighbor | Water | Porous | Wet | R600a | MinimizeLCOE_Brownfield | IgnoreSilica | 2.7009 | 0.11631 | 0.00058713 | 4 | 2099946.105 | 5106797.6542 | 42810.2417 | 104108.9776 | 51.4492 | 0 | 78.2171 | 43027.2638 | 2008.699 | 64507.9669 | 68627.6094 | 0 | 19520.594 | 0 | 77099.932 | 200598.2076 | 136912.3986 | 612302.6713 | 961560.8286 | 3357904.6176 | 3357904.6176 | 1478867.319 | 2224882.9169 | 0 | 4931768.1175 | 11993422.9711 | 42169.6503 | 0.0023485 | 2099946.105 | 5106797.6542 | 42810.2417 | 104108.9776
1 | 1100 | 707 | 0.035 | 15 | 15 | 7 | 5.6234e-11 | 5spot_SharedNeighbor | Water | Porous | Wet | R600a | MinimizeLCOE_Brownfield | IgnoreSilica | 3.5829 | 0.15721 | 0.0009024 | 4 | 1405719.733 | 3362076.5741 | 28657.4981 | 68540.4785 | 51.8455 | 0 | 84.7581 | 53402.5798 | 2510.5804 | 82060.249 | 83890.7968 | 0 | 21775.1077 | 0 | 95019.3324 | 247220.8116 | 168733.2838 | 754612.7415 | 961560.8286 | 3357904.6176 | 3357904.6176 | 1478867.319 | 2224882.9169 | 0 | 5074078.1878 | 12135733.0413 | 56234.1325 | 0.0036096 | 1405719.733 | 3362076.5741 | 28657.4981 | 68540.4785
1 | 1100 | 707 | 0.035 | 15 | 15 | 7 | 7.4989e-11 | 5spot_SharedNeighbor | Water | Porous | Wet | R600a | MinimizeLCOE_Brownfield | IgnoreSilica | 4.7233 | 0.21007 | 0.0013248 | 4 | 990485.0744 | 2323060.9122 | 20192.378 | 47358.7389 | 52.142 | 0 | 78.5511 | 65627.7122 | 3103.4355 | 103444.9436 | 103613.3844 | 0 | 24271.3031 | 0 | 117023.7037 | 304471.6722 | 207808.1726 | 929364.3273 | 961560.8286 | 3357904.6176 | 3357904.6176 | 1478867.319 | 2224882.9169 | 0 | 5248829.7736 | 12310484.6271 | 74989.4209 | 0.0052993 | 990485.0744 | 2323060.9122 | 20192.378 | 47358.7389
1 | 1100 | 707 | 0.035 | 15 | 15 | 7 | 1e-10 | 5spot_SharedNeighbor | Water | Porous | Wet | R600a | MinimizeLCOE_Brownfield | IgnoreSilica | 6.1575 | 0.27646 | 0.0018822 | 4 | 724943.1496 | 1662884.6684 | 14778.9467 | 33900.1532 | 52.3572 | 0 | 106.4341 | 79686.5715 | 3786.4827 | 128836.6271 | 128393.7175 | 0 | 26896.125 | 0 | 143363.8143 | 373003.2368 | 254582.3735 | 1138548.9484 | 961560.8286 | 3357904.6176 | 3357904.6176 | 1478867.319 | 2224882.9169 | 0 | 5458014.3946 | 12519669.2482 | 100000 | 0.0075289 | 724943.1496 | 1662884.6684 | 14778.9467 | 33900.1532
1 | 1100 | 707 | 0.035 | 15 | 15 | 7 | 1.3335e-10 | 5spot_SharedNeighbor | Water | Porous | Wet | R600a | MinimizeLCOE_Brownfield | IgnoreSilica | 7.8313 | 0.35369 | 0.0025898 | 4 | 549299.874 | 1230982.8613 | 11198.2209 | 25095.2507 | 52.4916 | 0 | 101.2706 | 94727.1181 | 4517.7683 | 156880.7798 | 157248.7771 | 0 | 29215.4574 | 0 | 172610.0613 | 449095.9722 | 306517.229 | 1370813.1631 | 961560.8286 | 3357904.6176 | 3357904.6176 | 1478867.319 | 2224882.9169 | 0 | 5690278.6094 | 12751933.4629 | 133352.1432 | 0.010359 | 549299.874 | 1230982.8613 | 11198.2209 | 25095.2507
1 | 1100 | 707 | 0.035 | 15 | 15 | 7 | 1.7783e-10 | 5spot_SharedNeighbor | Water | Porous | Wet | R600a | MinimizeLCOE_Brownfield | IgnoreSilica | 10.3723 | 0.47186 | 0.0035851 | 4 | 420769.8937 | 913196.3948 | 8577.9634 | 18616.7437 | 52.6579 | 0 | 104.6868 | 116028.4868 | 5556.0927 | 197536.8801 | 201273.805 | 0 | 33190.6587 | 0 | 215898.5101 | 561723.6364 | 383387.9241 | 1714595.9938 | 961560.8286 | 3357904.6176 | 3357904.6176 | 1478867.319 | 2224882.9169 | 0 | 6034061.44 | 13095716.2936 | 177827.941 | 0.014341 | 420769.8937 | 913196.3948 | 8577.9634 | 18616.7437
1 | 1100 | 707 | 0.035 | 15 | 15 | 7 | 2.3714e-10 | 5spot_SharedNeighbor | Water | Porous | Wet | R600a | MinimizeLCOE_Brownfield | IgnoreSilica | 13.2345 | 0.60453 | 0.0048159 | 4 | 332394.5873 | 698978.5137 | 6776.3133 | 14249.6224 | 52.7524 | 0 | 83.5677 | 138002.3782 | 6627.4747 | 240821.7931 | 250759.7859 | 0 | 36509.1684 | 0 | 262361.0341 | 682609.5931 | 465895.0735 | 2083586.301 | 961560.8286 | 3357904.6176 | 3357904.6176 | 1478867.319 | 2224882.9169 | 0 | 6403051.7473 | 13464706.6008 | 237137.3706 | 0.019263 | 332394.5873 | 698978.5137 | 6776.3133 | 14249.6224
1 | 1100 | 707 | 0.035 | 15 | 15 | 7 | 3.1623e-10 | 5spot_SharedNeighbor | Water | Porous | Wet | R600a | MinimizeLCOE_Brownfield | IgnoreSilica | 16.6593 | 0.7633 | 0.0063589 | 4 | 268483.2335 | 546113.9658 | 5473.3939 | 11133.2719 | 52.8231 | 0 | 83.5114 | 162435.6462 | 7819.4602 | 290193.0687 | 309975.1506 | 0 | 39816.7246 | 0 | 315993.6196 | 822150.579 | 561134.6637 | 2509518.9126 | 961560.8286 | 3357904.6176 | 3357904.6176 | 1478867.319 | 2224882.9169 | 0 | 6828984.3589 | 13890639.2124 | 316227.766 | 0.025435 | 268483.2335 | 546113.9658 | 5473.3939 | 11133.2719
1 | 1100 | 707 | 0.035 | 15 | 15 | 7 | 4.217e-10 | 5spot_SharedNeighbor | Water | Porous | Wet | R600a | MinimizeLCOE_Brownfield | IgnoreSilica | 20.6204 | 0.94695 | 0.0082365 | 4 | 221747.9745 | 436089.3076 | 4520.6324 | 8890.2704 | 52.876 | 0 | 94.4169 | 188835.2249 | 9107.8417 | 344801.3159 | 378466.3087 | 0 | 42936.1955 | 0 | 376017.2858 | 978319.846 | 667723.3974 | 2986207.416 | 961560.8286 | 3357904.6176 | 3357904.6176 | 1478867.319 | 2224882.9169 | 0 | 7305672.8623 | 14367327.7158 | 421696.5034 | 0.032946 | 221747.9745 | 436089.3076 | 4520.6324 | 8890.2704
1 | 1100 | 707 | 0.035 | 15 | 15 | 7 | 5.6234e-10 | 5spot_SharedNeighbor | Water | Porous | Wet | R600a | MinimizeLCOE_Brownfield | IgnoreSilica | 25.0197 | 1.1509 | 0.010435 | 4 | 187350.6598 | 356540.266 | 3819.3966 | 7268.5556 | 52.9155 | 0 | 97.205 | 216394.0825 | 10453.0489 | 403025.2875 | 454540.572 | 0 | 45684.1745 | 0 | 440737.8945 | 1146709.5938 | 782652.8603 | 3500197.5142 | 961560.8286 | 3357904.6176 | 3357904.6176 | 1478867.319 | 2224882.9169 | 0 | 7819662.9604 | 14881317.814 | 562341.3252 | 0.041738 | 187350.6598 | 356540.266 | 3819.3966 | 7268.5556
1 | 1100 | 707 | 0.035 | 15 | 15 | 7 | 7.4989e-10 | 5spot_SharedNeighbor | Water | Porous | Wet | R600a | MinimizeLCOE_Brownfield | IgnoreSilica | 29.6413 | 1.3652 | 0.012882 | 4 | 161962.5113 | 299008.945 | 3301.8249 | 6095.7018 | 52.9447 | 0 | 90.5093 | 243797.0866 | 11790.7128 | 462006.8961 | 534461.8295 | 0 | 47821.4168 | 0 | 506952.3973 | 1318986.1475 | 900235.1481 | 4026051.6345 | 961560.8286 | 3357904.6176 | 3357904.6176 | 1478867.319 | 2224882.9169 | 0 | 8345517.0808 | 15407171.9343 | 749894.2093 | 0.051527 | 161962.5113 | 299008.945 | 3301.8249 | 6095.7018
1 | 1100 | 707 | 0.035 | 15 | 15 | 7 | 1e-09 | 5spot_SharedNeighbor | Water | Porous | Wet | R600a | MinimizeLCOE_Brownfield | IgnoreSilica | 34.2233 | 1.5778 | 0.015457 | 4 | 143216.3179 | 257428.0416 | 2919.6584 | 5248.0188 | 52.9663 | 0 | 111.9205 | 269713.5934 | 13055.7543 | 518681.5634 | 613704.6217 | 0 | 49215.7565 | 0 | 571104.8028 | 1485897.5471 | 1014155.6081 | 4535529.2472 | 961560.8286 | 3357904.6176 | 3357904.6176 | 1478867.319 | 2224882.9169 | 0 | 8854994.6934 | 15916649.547 | 1000000 | 0.06183 | 143216.3179 | 257428.0416 | 2919.6584 | 5248.0188
1 | 1100 | 707 | 0.035 | 15 | 15 | 7 | 1.3335e-09 | 5spot_SharedNeighbor | Water | Porous | Wet | R600a | MinimizeLCOE_Brownfield | IgnoreSilica | 38.5157 | 1.7768 | 0.018014 | 4 | 129383.269 | 227384.2532 | 2637.6529 | 4635.5356 | 52.982 | 0 | 104.0923 | 293055.989 | 14195.0265 | 570403.829 | 687943.6493 | 0 | 49865.618 | 0 | 630031.0036 | 1639211.4342 | 1118795.4863 | 5003502.0358 | 961560.8286 | 3357904.6176 | 3357904.6176 | 1478867.319 | 2224882.9169 | 0 | 9322967.4821 | 16384622.3356 | 1333521.4322 | 0.072057 | 129383.269 | 227384.2532 | 2637.6529 | 4635.5356
1 | 1100 | 707 | 0.035 | 15 | 15 | 7 | 1.7783e-09 | 5spot_SharedNeighbor | Water | Porous | Wet | R600a | MinimizeLCOE_Brownfield | IgnoreSilica | 42.313 | 1.953 | 0.02041 | 4 | 119180.8043 | 205677.291 | 2429.6619 | 4193.0098 | 52.9934 | 0 | 113.1659 | 313057.8561 | 15171.1223 | 615198.1629 | 753619.2185 | 0 | 49845.7813 | 0 | 681287.935 | 1772571.4554 | 1209816.441 | 5410567.9724 | 961560.8286 | 3357904.6176 | 3357904.6176 | 1478867.319 | 2224882.9169 | 0 | 9730033.4186 | 16791688.2722 | 1778279.41 | 0.081641 | 119180.8043 | 205677.291 | 2429.6619 | 4193.0098
1 | 1100 | 707 | 0.035 | 15 | 15 | 7 | 2.3714e-09 | 5spot_SharedNeighbor | Water | Porous | Wet | R600a | MinimizeLCOE_Brownfield | IgnoreSilica | 45.5339 | 2.1024 | 0.022549 | 4 | 111653.9783 | 189948.0079 | 2276.2174 | 3872.3471 | 53.0014 | 0 | 100.3335 | 329601.5971 | 15978.3358 | 652561.5955 | 809326.5108 | 0 | 49356.9775 | 0 | 724161.7565 | 1884120.3445 | 1285950.8499 | 5751057.9676 | 961560.8286 | 3357904.6176 | 3357904.6176 | 1478867.319 | 2224882.9169 | 0 | 10070523.4138 | 17132178.2674 | 2371373.7057 | 0.090194 | 111653.9783 | 189948.0079 | 2276.2174 | 3872.3471
1 | 1100 | 707 | 0.035 | 15 | 15 | 7 | 3.1623e-09 | 5spot_SharedNeighbor | Water | Porous | Wet | R600a | MinimizeLCOE_Brownfield | IgnoreSilica | 48.2038 | 2.2262 | 0.024388 | 4 | 106094.9602 | 178484.1029 | 2162.8893 | 3638.6399 | 53.0071 | 0 | 131.1333 | 343047.4264 | 16634.2854 | 683131.4432 | 855503.8255 | 0 | 48645.2131 | 0 | 759315.2555 | 1975582.5379 | 1348375.6763 | 6030235.6633 | 961560.8286 | 3357904.6176 | 3357904.6176 | 1478867.319 | 2224882.9169 | 0 | 10349701.1095 | 17411355.9631 | 3162277.6602 | 0.097551 | 106094.9602 | 178484.1029 | 2162.8893 | 3638.6399
1 | 1100 | 707 | 0.035 | 15 | 15 | 7 | 4.217e-09 | 5spot_SharedNeighbor | Water | Porous | Wet | R600a | MinimizeLCOE_Brownfield | IgnoreSilica | 50.325 | 2.3246 | 0.02591 | 4 | 101981.0265 | 170117.3568 | 2079.0212 | 3468.0724 | 53.0111 | 0 | 326.6202 | 353568.166 | 17147.4661 | 707173.0325 | 892187.7026 | 0 | 47794.0732 | 0 | 786969.4718 | 2047533.136 | 1397483.4379 | 6249856.4861 | 961560.8286 | 3357904.6176 | 3357904.6176 | 1478867.319 | 2224882.9169 | 0 | 10569321.9324 | 17630976.7859 | 4216965.0343 | 0.10364 | 101981.0265 | 170117.3568 | 2079.0212 | 3468.0724
1 | 1100 | 707 | 0.035 | 15 | 15 | 7 | 5.6234e-09 | 5spot_SharedNeighbor | Water | Porous | Wet | R600a | MinimizeLCOE_Brownfield | IgnoreSilica | 51.9964 | 2.4021 | 0.027143 | 4 | 98930.1742 | 163971.1833 | 2016.8254 | 3342.7744 | 53.0139 | 0 | 141.4068 | 361761.9385 | 17547.0952 | 725969.9973 | 921089.2342 | 0 | 46957.4473 | 0 | 808597.0279 | 2103803.6004 | 1435889.1861 | 6421615.5269 | 961560.8286 | 3357904.6176 | 3357904.6176 | 1478867.319 | 2224882.9169 | 0 | 10741080.9732 | 17802735.8267 | 5623413.2519 | 0.10857 | 98930.1742 | 163971.1833 | 2016.8254 | 3342.7744
1 | 1100 | 707 | 0.035 | 15 | 15 | 7 | 7.4989e-09 | 5spot_SharedNeighbor | Water | Porous | Wet | R600a | MinimizeLCOE_Brownfield | IgnoreSilica | 53.2876 | 2.4619 | 0.028121 | 4 | 96663.0571 | 159442.9759 | 1970.6072 | 3250.4607 | 53.0158 | 0 | 122.097 | 368035.9654 | 17853.064 | 740405.5426 | 943413.6223 | 0 | 46184.5216 | 0 | 825198.1592 | 2146996.3389 | 1465369.1177 | 6553456.3319 | 961560.8286 | 3357904.6176 | 3357904.6176 | 1478867.319 | 2224882.9169 | 0 | 10872921.7781 | 17934576.6317 | 7498942.0933 | 0.11248 | 96663.0571 | 159442.9759 | 1970.6072 | 3250.4607
1 | 1100 | 707 | 0.035 | 15 | 15 | 7 | 1e-08 | 5spot_SharedNeighbor | Water | Porous | Wet | R600a | MinimizeLCOE_Brownfield | IgnoreSilica | 54.3035 | 2.509 | 0.028893 | 4 | 94975.235 | 156077.8748 | 1936.1986 | 3181.8586 | 53.0172 | 0 | 89.4874 | 372939.4073 | 18092.1737 | 751713.0685 | 960977.6795 | 0 | 45555.2911 | 0 | 838218.2718 | 2180872.0011 | 1488489.9532 | 6656857.8463 | 961560.8286 | 3357904.6176 | 3357904.6176 | 1478867.319 | 2224882.9169 | 0 | 10976323.2925 | 18037978.1461 | 10000000 | 0.11557 | 94975.235 | 156077.8748 | 1936.1986 | 3181.8586
1 | 1200 | 707 | 0.035 | 15 | 15 | 7 | 1e-13 | 5spot_SharedNeighbor | Water | Porous | Wet | R600a | MinimizeLCOE_Brownfield | IgnoreSilica | 0 | 0 | 0 | 4 | [6 empty] | 11.204 | [19 empty] | 100 | 0
1 | 1200 | 707 | 0.035 | 15 | 15 | 7 | 1.3335e-13 | 5spot_SharedNeighbor | Water | Porous | Wet | R600a | MinimizeLCOE_Brownfield | IgnoreSilica | 0 | 0 | 0 | 4 | [6 empty] | 14.8723 | [19 empty] | 133.3521 | 0
1 | 1200 | 707 | 0.035 | 15 | 15 | 7 | 1.7783e-13 | 5spot_SharedNeighbor | Water | Porous | Wet | R600a | MinimizeLCOE_Brownfield | IgnoreSilica | 0 | 0 | 0 | 4 | [6 empty] | 20.3302 | [19 empty] | 177.8279 | 0
1 | 1200 | 707 | 0.035 | 15 | 15 | 7 | 2.3714e-13 | 5spot_SharedNeighbor | Water | Porous | Wet | R600a | MinimizeLCOE_Brownfield | IgnoreSilica | 0 | 0 | 0 | 4 | [6 empty] | 20.6249 | [19 empty] | 237.1374 | 0
1 | 1200 | 707 | 0.035 | 15 | 15 | 7 | 3.1623e-13 | 5spot_SharedNeighbor | Water | Porous | Wet | R600a | MinimizeLCOE_Brownfield | IgnoreSilica | 0 | 0 | 0 | 4 | [6 empty] | 19.5645 | [19 empty] | 316.2278 | 0
1 | 1200 | 707 | 0.035 | 15 | 15 | 7 | 4.217e-13 | 5spot_SharedNeighbor | Water | Porous | Wet | R600a | MinimizeLCOE_Brownfield | IgnoreSilica | 0 | 0 | 0 | 4 | [6 empty] | 19.0547 | [19 empty] | 421.6965 | 0
1 | 1200 | 707 | 0.035 | 15 | 15 | 7 | 5.6234e-13 | 5spot_SharedNeighbor | Water | Porous | Wet | R600a | MinimizeLCOE_Brownfield | IgnoreSilica | 0 | 0 | 0 | 4 | [6 empty] | 20.1361 | [19 empty] | 562.3413 | 0
1 | 1200 | 707 | 0.035 | 15 | 15 | 7 | 7.4989e-13 | 5spot_SharedNeighbor | Water | Porous | Wet | R600a | MinimizeLCOE_Brownfield | IgnoreSilica | 0 | 0 | 0 | 4 | [6 empty] | 22.0182 | [19 empty] | 749.8942 | 0
1 | 1200 | 707 | 0.035 | 15 | 15 | 7 | 1e-12 | 5spot_SharedNeighbor | Water | Porous | Wet | R600a | MinimizeLCOE_Brownfield | IgnoreSilica | 0 | 0 | 0 | 4 | [6 empty] | 22.1627 | [19 empty] | 1000 | 0
1 | 1200 | 707 | 0.035 | 15 | 15 | 7 | 1.3335e-12 | 5spot_SharedNeighbor | Water | Porous | Wet | R600a | MinimizeLCOE_Brownfield | IgnoreSilica | 0 | 0 | 0 | 4 | [6 empty] | 22.8877 | [19 empty] | 1333.5214 | 0
1 | 1200 | 707 | 0.035 | 15 | 15 | 7 | 1.7783e-12 | 5spot_SharedNeighbor | Water | Porous | Wet | R600a | MinimizeLCOE_Brownfield | IgnoreSilica | 0 | 0 | 0 | 4 | [6 empty] | 26.7441 | [19 empty] | 1778.2794 | 0
1 | 1200 | 707 | 0.035 | 15 | 15 | 7 | 2.3714e-12 | 5spot_SharedNeighbor | Water | Porous | Wet | R600a | MinimizeLCOE_Brownfield | IgnoreSilica | 0 | 0 | 0 | 4 | [6 empty] | 29.9331 | [19 empty] | 2371.3737 | 0
1 | 1200 | 707 | 0.035 | 15 | 15 | 7 | 3.1623e-12 | 5spot_SharedNeighbor | Water | Porous | Wet | R600a | MinimizeLCOE_Brownfield | IgnoreSilica | 0 | 0 | 0 | 4 | [6 empty] | 34.399 | [19 empty] | 3162.2777 | 0
1 | 1200 | 707 | 0.035 | 15 | 15 | 7 | 4.217e-12 | 5spot_SharedNeighbor | Water | Porous | Wet | R600a | MinimizeLCOE_Brownfield | IgnoreSilica | 0 | 0 | 0 | 4 | [6 empty] | 36.5161 | [19 empty] | 4216.965 | 0
1 | 1200 | 707 | 0.035 | 15 | 15 | 7 | 5.6234e-12 | 5spot_SharedNeighbor | Water | Porous | Wet | R600a | MinimizeLCOE_Brownfield | IgnoreSilica | 0 | 0 | 0 | 4 | [6 empty] | 35.5474 | [19 empty] | 5623.4133 | 0
1 | 1200 | 707 | 0.035 | 15 | 15 | 7 | 7.4989e-12 | 5spot_SharedNeighbor | Water | Porous | Wet | R600a | MinimizeLCOE_Brownfield | IgnoreSilica | 0 | 0 | 0 | 4 | [6 empty] | 36.0046 | [19 empty] | 7498.9421 | 0
1 | 1200 | 707 | 0.035 | 15 | 15 | 7 | 1e-11 | 5spot_SharedNeighbor | Water | Porous | Wet | R600a | MinimizeLCOE_Brownfield | IgnoreSilica | 0 | 0 | 0 | 4 | [6 empty] | 32.7413 | [19 empty] | 10000 | 0
1 | 1200 | 707 | 0.035 | 15 | 15 | 7 | 1.3335e-11 | 5spot_SharedNeighbor | Water | Porous | Wet | R600a | MinimizeLCOE_Brownfield | IgnoreSilica | 1.6 | 0.074883 | 0.00022254 | 4 | 5686794.6334 | 14045207.6893 | 115933.0006 | 286330.5563 | 53.3088 | 0 | 35.9758 | 33296.6164 | 1561.7729 | 45272.2521 | 51908.2058 | 0 | 20421.3642 | 0 | 59459.4825 | 154701.3766 | 105586.8683 | 472207.9388 | 961560.8286 | 3628490.1274 | 3628490.1274 | 1478867.319 | 2333117.1208 | 0 | 5062258.8948 | 12502733.4621 | 13335.2143 | 0.00089018 | 5686794.6334 | 14045207.6893 | 115933.0006 | 286330.5563
1 | 1200 | 707 | 0.035 | 15 | 15 | 7 | 1.7783e-11 | 5spot_SharedNeighbor | Water | Porous | Wet | R600a | MinimizeLCOE_Brownfield | IgnoreSilica | 1.8264 | 0.086912 | 0.00047416 | 4 | 2691396.1103 | 6614401.719 | 54867.7501 | 134843.5257 | 53.69 | 0 | 283.4433 | 37183.486 | 1752.6985 | 50984.0362 | 56183.128 | 0 | 20018.332 | 0 | 64787.4555 | 168563.6693 | 115048.168 | 514520.9734 | 961560.8286 | 3628490.1274 | 3628490.1274 | 1478867.319 | 2333117.1208 | 0 | 5104571.9294 | 12545046.4967 | 17782.7941 | 0.0018966 | 2691396.1103 | 6614401.719 | 54867.7501 | 134843.5257
1 | 1200 | 707 | 0.035 | 15 | 15 | 7 | 2.3714e-11 | 5spot_SharedNeighbor | Water | Porous | Wet | R600a | MinimizeLCOE_Brownfield | IgnoreSilica | 2.4488 | 0.12007 | 0.00079512 | 4 | 1643637.9132 | 3983068.6704 | 33507.782 | 81200.2423 | 54.3873 | 0 | 602.4169 | 47106.7355 | 2241.5899 | 65984.3619 | 67945.5051 | 0 | 22542.777 | 0 | 80270.178 | 208846.5376 | 142542.0533 | 637479.7383 | 961560.8286 | 3628490.1274 | 3628490.1274 | 1478867.319 | 2333117.1208 | 0 | 5227530.6943 | 12668005.2616 | 23713.7371 | 0.0031805 | 1643637.9132 | 3983068.6704 | 33507.782 | 81200.2423
1 | 1200 | 707 | 0.035 | 15 | 15 | 7 | 3.1623e-11 | 5spot_SharedNeighbor | Water | Porous | Wet | R600a | MinimizeLCOE_Brownfield | IgnoreSilica | 3.2493 | 0.16284 | 0.0012306 | 4 | 1092337.4897 | 2603902.7919 | 22268.7772 | 53084.0805 | 54.9021 | 0 | 82.2599 | 58695.3792 | 2814.3071 | 84153.9614 | 83089.8447 | 0 | 25288.2614 | 0 | 99076.2839 | 257776.1675 | 175937.5311 | 786831.7362 | 961560.8286 | 3628490.1274 | 3628490.1274 | 1478867.319 | 2333117.1208 | 0 | 5376882.6922 | 12817357.2595 | 31622.7766 | 0.0049224 | 1092337.4897 | 2603902.7919 | 22268.7772 | 53084.0805
1 | 1200 | 707 | 0.035 | 15 | 15 | 7 | 4.217e-11 | 5spot_SharedNeighbor | Water | Porous | Wet | R600a | MinimizeLCOE_Brownfield | IgnoreSilica | 4.2823 | 0.21799 | 0.0018157 | 4 | 765468.394 | 1789931.964 | 15605.1086 | 36490.1841 | 55.2876 | 0 | 75.7224 | 72316.8619 | 3489.1876 | 106234.379 | 102617.0869 | 0 | 28327.2877 | 0 | 122064.0732 | 317585.6797 | 216758.7521 | 969393.308 | 961560.8286 | 3628490.1274 | 3628490.1274 | 1478867.319 | 2333117.1208 | 0 | 5559444.2641 | 12999918.8313 | 42169.6503 | 0.0072628 | 765468.394 | 1789931.964 | 15605.1086 | 36490.1841
1 | 1200 | 707 | 0.035 | 15 | 15 | 7 | 5.6234e-11 | 5spot_SharedNeighbor | Water | Porous | Wet | R600a | MinimizeLCOE_Brownfield | IgnoreSilica | 5.6117 | 0.28897 | 0.0025935 | 4 | 557435.6843 | 1274647.6069 | 11364.0804 | 25985.4156 | 55.5762 | 0 | 102.0903 | 88341.2942 | 4284.4774 | 133069.089 | 127741.9178 | 0 | 31703.9831 | 0 | 150204.897 | 390802.3308 | 266730.621 | 1192878.6104 | 961560.8286 | 3628490.1274 | 3628490.1274 | 1478867.319 | 2333117.1208 | 0 | 5782929.5664 | 13223404.1337 | 56234.1325 | 0.010374 | 557435.6843 | 1274647.6069 | 11364.0804 | 25985.4156
1 | 1200 | 707 | 0.035 | 15 | 15 | 7 | 7.4989e-11 | 5spot_SharedNeighbor | Water | Porous | Wet | R600a | MinimizeLCOE_Brownfield | IgnoreSilica | 7.2124 | 0.37427 | 0.0036003 | 4 | 419321.9894 | 935984.3078 | 8548.4459 | 19081.3061 | 55.7713 | 0 | 85.065 | 106020.8063 | 5162.6266 | 163630.9823 | 157954.4288 | 0 | 34942.8303 | 0 | 182407.553 | 474587.0359 | 323915.4038 | 1448621.6669 | 961560.8286 | 3628490.1274 | 3628490.1274 | 1478867.319 | 2333117.1208 | 0 | 6038672.6229 | 13479147.1902 | 74989.4209 | 0.014401 | 419321.9894 | 935984.3078 | 8548.4459 | 19081.3061
1 | 1200 | 707 | 0.035 | 15 | 15 | 7 | 1e-10 | 5spot_SharedNeighbor | Water | Porous | Wet | R600a | MinimizeLCOE_Brownfield | IgnoreSilica | 9.5339 | 0.49859 | 0.0049821 | 4 | 321035.5955 | 694398.3286 | 6544.7448 | 14156.2492 | 55.9679 | 0 | 108.8061 | 129771.0205 | 6344.4855 | 205790.1884 | 201902.023 | 0 | 39817.1152 | 0 | 227613.6847 | 592204.1176 | 404191.4788 | 1807634.1137 | 961560.8286 | 3628490.1274 | 3628490.1274 | 1478867.319 | 2333117.1208 | 0 | 6397685.0698 | 13838159.637 | 100000 | 0.019928 | 321035.5955 | 694398.3286 | 6544.7448 | 14156.2492
1 | 1200 | 707 | 0.035 | 15 | 15 | 7 | 1.3335e-10 | 5spot_SharedNeighbor | Water | Porous | Wet | R600a | MinimizeLCOE_Brownfield | IgnoreSilica | 12.1675 | 0.63941 | 0.006725 | 4 | 252245.6331 | 528843.0851 | 5142.3684 | 10781.1816 | 56.0901 | 0 | 103.1819 | 154519.2988 | 7576.3042 | 251076.927 | 251711.6803 | 0 | 43924.2028 | 0 | 276435.2811 | 719227.8968 | 490887.8182 | 2195359.4092 | 961560.8286 | 3628490.1274 | 3628490.1274 | 1478867.319 | 2333117.1208 | 0 | 6785410.3652 | 14225884.9325 | 133352.1432 | 0.0269 | 252245.6331 | 528843.0851 | 5142.3684 | 10781.1816
1 | 1200 | 707 | 0.035 | 15 | 15 | 7 | 1.7783e-10 | 5spot_SharedNeighbor | Water | Porous | Wet | R600a | MinimizeLCOE_Brownfield | IgnoreSilica | 15.4607 | 0.81554 | 0.0089576 | 4 | 202417.8485 | 410076.2664 | 4126.5616 | 8359.9594 | 56.1846 | 0 | 101.0042 | 183227.6113 | 9005.7694 | 304998.9776 | 314001.7873 | 0 | 48447.5273 | 0 | 335275.8525 | 872318.9936 | 595375.6375 | 2662652.1564 | 961560.8286 | 3628490.1274 | 3628490.1274 | 1478867.319 | 2333117.1208 | 0 | 7252703.1125 | 14693177.6797 | 177827.941 | 0.03583 | 202417.8485 | 410076.2664 | 4126.5616 | 8359.9594
1 | 1200 | 707 | 0.035 | 15 | 15 | 7 | 2.3714e-10 | 5spot_SharedNeighbor | Water | Porous | Wet | R600a | MinimizeLCOE_Brownfield | IgnoreSilica | 19.3977 | 1.0261 | 0.011747 | 4 | 165818.2334 | 324161.4292 | 3380.429 | 6608.4692 | 56.2559 | 0 | 104.7799 | 215173.6767 | 10596.7642 | 366495.8093 | 388470.9328 | 0 | 52976.1102 | 0 | 403148.1843 | 1048908.8786 | 715901.8625 | 3201672.2186 | 961560.8286 | 3628490.1274 | 3628490.1274 | 1478867.319 | 2333117.1208 | 0 | 7791723.1746 | 15232197.7419 | 237137.3706 | 0.04699 | 165818.2334 | 324161.4292 | 3380.429 | 6608.4692
1 | 1200 | 707 | 0.035 | 15 | 15 | 7 | 3.1623e-10 | 5spot_SharedNeighbor | Water | Porous | Wet | R600a | MinimizeLCOE_Brownfield | IgnoreSilica | 23.9332 | 1.2687 | 0.015128 | 4 | 138694.6499 | 261655.6626 | 2827.478 | 5334.2046 | 56.3095 | 0 | 114.7112 | 249605.1558 | 12311.5704 | 434294.5875 | 474266.0849 | 0 | 57216.475 | 0 | 478800.6107 | 1245740.9736 | 850243.8119 | 3802479.2699 | 961560.8286 | 3628490.1274 | 3628490.1274 | 1478867.319 | 2333117.1208 | 0 | 8392530.2259 | 15833004.7932 | 316227.766 | 0.060511 | 138694.6499 | 261655.6626 | 2827.478 | 5334.2046
1 | 1200 | 707 | 0.035 | 15 | 15 | 7 | 4.217e-10 | 5spot_SharedNeighbor | Water | Porous | Wet | R600a | MinimizeLCOE_Brownfield | IgnoreSilica | 28.9614 | 1.5377 | 0.019071 | 4 | 118493.5941 | 216030.9333 | 2415.6522 | 4404.0828 | 56.3497 | 0 | 109.0988 | 285529.5805 | 14100.5145 | 506494.6333 | 569385.6209 | 0 | 60935.4236 | 0 | 560213.8514 | 1457561.5257 | 994815.6912 | 4449036.841 | 961560.8286 | 3628490.1274 | 3628490.1274 | 1478867.319 | 2333117.1208 | 0 | 9039087.7971 | 16479562.3643 | 421696.5034 | 0.076283 | 118493.5941 | 216030.9333 | 2415.6522 | 4404.0828
1 | 1200 | 707 | 0.035 | 15 | 15 | 7 | 5.6234e-10 | 5spot_SharedNeighbor | Water | Porous | Wet | R600a | MinimizeLCOE_Brownfield | IgnoreSilica | 34.2427 | 1.8203 | 0.023448 | 4 | 103423.8406 | 182753.1371 | 2108.4349 | 3725.6699 | 56.3797 | 0 | 119.3394 | 321284.3134 | 15880.6195 | 579661.5893 | 669303.9719 | 0 | 63816.9063 | 0 | 643479.4862 | 1674201.6272 | 1142677.012 | 5110305.5258 | 961560.8286 | 3628490.1274 | 3628490.1274 | 1478867.319 | 2333117.1208 | 0 | 9700356.4819 | 17140831.0491 | 562341.3252 | 0.093792 | 103423.8406 | 182753.1371 | 2108.4349 | 3725.6699
1 | 1200 | 707 | 0.035 | 15 | 15 | 7 | 7.4989e-10 | 5spot_SharedNeighbor | Water | Porous | Wet | R600a | MinimizeLCOE_Brownfield | IgnoreSilica | 39.4755 | 2.1003 | 0.028041 | 4 | 92191.088 | 158527.7561 | 1879.44 | 3231.8027 | 56.4019 | 0 | 108.3532 | 355103.5447 | 17563.8929 | 649945.4311 | 768308.6917 | 0 | 65663.6846 | 0 | 724068.2456 | 1883877.0481 | 1285784.7951 | 5750315.3338 | 961560.8286 | 3628490.1274 | 3628490.1274 | 1478867.319 | 2333117.1208 | 0 | 10340366.2898 | 17780840.8571 | 749894.2093 | 0.11216 | 92191.088 | 158527.7561 | 1879.44 | 3231.8027
1 | 1200 | 707 | 0.035 | 15 | 15 | 7 | 1e-09 | 5spot_SharedNeighbor | Water | Porous | Wet | R600a | MinimizeLCOE_Brownfield | IgnoreSilica | 44.3593 | 2.3616 | 0.032581 | 4 | 83835.1496 | 140927.7675 | 1709.0929 | 2873.0032 | 56.4178 | 0 | 127.1105 | 385465.4629 | 19074.6138 | 713861.9144 | 860709.1864 | 0 | 66438.9359 | 0 | 797764.5442 | 2075619.7001 | 1416653.095 | 6335587.4528 | 961560.8286 | 3628490.1274 | 3628490.1274 | 1478867.319 | 2333117.1208 | 0 | 10925638.4088 | 18366112.9761 | 1000000 | 0.13032 | 83835.1496 | 140927.7675 | 1709.0929 | 2873.0032
1 | 1200 | 707 | 0.035 | 15 | 15 | 7 | 1.3335e-09 | 5spot_SharedNeighbor | Water | Porous | Wet | R600a | MinimizeLCOE_Brownfield | IgnoreSilica | 48.6861 | 2.5931 | 0.036826 | 4 | 77631.0915 | 128142.7446 | 1582.6148 | 2612.3632 | 56.4289 | 0 | 99.9919 | 411527.7619 | 20370.9752 | 769305.3018 | 942565.9118 | 0 | 66308.9777 | 0 | 861930.7821 | 2242567.0887 | 1530598.1182 | 6845174.9173 | 961560.8286 | 3628490.1274 | 3628490.1274 | 1478867.319 | 2333117.1208 | 0 | 11435225.8733 | 18875700.4406 | 1333521.4322 | 0.1473 | 77631.0915 | 128142.7446 | 1582.6148 | 2612.3632
1 | 1200 | 707 | 0.035 | 15 | 15 | 7 | 1.7783e-09 | 5spot_SharedNeighbor | Water | Porous | Wet | R600a | MinimizeLCOE_Brownfield | IgnoreSilica | 52.3519 | 2.7892 | 0.040602 | 4 | 73029.1925 | 118842.3531 | 1488.7989 | 2422.7621 | 56.4364 | 0 | 129.0327 | 433057.1416 | 21441.5229 | 815490.9176 | 1011902.05 | 0 | 65528.372 | 0 | 915493.8016 | 2381927.0782 | 1625714.1746 | 7270555.0584 | 961560.8286 | 3628490.1274 | 3628490.1274 | 1478867.319 | 2333117.1208 | 0 | 11860606.0144 | 19301080.5817 | 1778279.41 | 0.16241 | 73029.1925 | 118842.3531 | 1488.7989 | 2422.7621
1 | 1200 | 707 | 0.035 | 15 | 15 | 7 | 2.3714e-09 | 5spot_SharedNeighbor | Water | Porous | Wet | R600a | MinimizeLCOE_Brownfield | IgnoreSilica | 55.3681 | 2.9504 | 0.043835 | 4 | 69615.2398 | 112049.5465 | 1419.2008 | 2284.2816 | 56.4412 | 0 | 116.2666 | 450423.8489 | 22304.8263 | 852993.2915 | 1068939.8045 | 0 | 64405.8752 | 0 | 959036.3821 | 2495215.9408 | 1703036.1511 | 7616356.1204 | 961560.8286 | 3628490.1274 | 3628490.1274 | 1478867.319 | 2333117.1208 | 0 | 12206407.0764 | 19646881.6437 | 2371373.7057 | 0.17534 | 69615.2398 | 112049.5465 | 1419.2008 | 2284.2816
1 | 1200 | 707 | 0.035 | 15 | 15 | 7 | 3.1623e-09 | 5spot_SharedNeighbor | Water | Porous | Wet | R600a | MinimizeLCOE_Brownfield | IgnoreSilica | 57.7723 | 3.0789 | 0.046508 | 4 | 67080.1677 | 107075.42 | 1367.52 | 2182.8773 | 56.4443 | 0 | 151.3091 | 464054.9642 | 22982.2561 | 882580.3088 | 1114391.6265 | 0 | 63130.4273 | 0 | 993384.4373 | 2584582.5348 | 1764030.6879 | 7889137.2429 | 961560.8286 | 3628490.1274 | 3628490.1274 | 1478867.319 | 2333117.1208 | 0 | 12479188.1989 | 19919662.7662 | 3162277.6602 | 0.18603 | 67080.1677 | 107075.42 | 1367.52 | 2182.8773
1 | 1200 | 707 | 0.035 | 15 | 15 | 7 | 4.217e-09 | 5spot_SharedNeighbor | Water | Porous | Wet | R600a | MinimizeLCOE_Brownfield | IgnoreSilica | 59.6749 | 3.1805 | 0.048675 | 4 | 65195.15 | 103410.5609 | 1329.0913 | 2108.1642 | 56.4462 | 0 | 125.838 | 474714.9199 | 23511.9109 | 905809.9708 | 1150350.8336 | 0 | 61908.372 | 0 | 1020355.4428 | 2654755.5584 | 1811925.2184 | 8103332.2267 | 961560.8286 | 3628490.1274 | 3628490.1274 | 1478867.319 | 2333117.1208 | 0 | 12693383.1827 | 20133857.75 | 4216965.0343 | 0.1947 | 65195.15 | 103410.5609 | 1329.0913 | 2108.1642
1 | 1200 | 707 | 0.035 | 15 | 15 | 7 | 5.6234e-09 | 5spot_SharedNeighbor | Water | Porous | Wet | R600a | MinimizeLCOE_Brownfield | IgnoreSilica | 61.1292 | 3.2582 | 0.050382 | 4 | 63791.4434 | 100711.4694 | 1300.4749 | 2053.1395 | 56.4474 | 0 | 121.0601 | 482790.3339 | 23913.0771 | 923460.6878 | 1177832.1931 | 0 | 60757.4181 | 0 | 1040813.9469 | 2707984.3895 | 1848254.9894 | 8265807.0358 | 961560.8286 | 3628490.1274 | 3628490.1274 | 1478867.319 | 2333117.1208 | 0 | 12855857.9919 | 20296332.5591 | 5623413.2519 | 0.20153 | 63791.4434 | 100711.4694 | 1300.4749 | 2053.1395
1 | 1200 | 707 | 0.035 | 15 | 15 | 7 | 7.4989e-09 | 5spot_SharedNeighbor | Water | Porous | Wet | R600a | MinimizeLCOE_Brownfield | IgnoreSilica | 62.2741 | 3.3193 | 0.051731 | 4 | 62744.7168 | 98702.4401 | 1279.1359 | 2012.1827 | 56.4481 | 0 | 116.2101 | 489103.7873 | 24226.6686 | 937291.9843 | 1199461.2421 | 0 | 59821.8299 | 0 | 1056863.1497 | 2749741.1231 | 1876754.8181 | 8393264.603 | 961560.8286 | 3628490.1274 | 3628490.1274 | 1478867.319 | 2333117.1208 | 0 | 12983315.559 | 20423790.1263 | 7498942.0933 | 0.20692 | 62744.7168 | 98702.4401 | 1279.1359 | 2012.1827
1 | 1200 | 707 | 0.035 | 15 | 15 | 7 | 1e-08 | 5spot_SharedNeighbor | Water | Porous | Wet | R600a | MinimizeLCOE_Brownfield | IgnoreSilica | 63.1218 | 3.3646 | 0.052761 | 4 | 61963.2556 | 97218.5276 | 1263.2048 | 1981.9312 | 56.4486 | 0 | 136.5218 | 493754.5954 | 24457.6498 | 947498.5819 | 1215474.7567 | 0 | 58993.4678 | 0 | 1068669.8301 | 2780459.6836 | 1897720.8668 | 8487029.4319 | 961560.8286 | 3628490.1274 | 3628490.1274 | 1478867.319 | 2333117.1208 | 0 | 13077080.388 | 20517554.9552 | 10000000 | 0.21105 | 61963.2556 | 97218.5276 | 1263.2048 | 1981.9312
1 | 1300 | 707 | 0.035 | 15 | 15 | 7 | 1e-13 | 5spot_SharedNeighbor | Water | Porous | Wet | R600a | MinimizeLCOE_Brownfield | IgnoreSilica | 0 | 0 | 0 | 4 | [6 empty] | 13.1769 | [19 empty] | 100 | 0
1 | 1300 | 707 | 0.035 | 15 | 15 | 7 | 1.3335e-13 | 5spot_SharedNeighbor | Water | Porous | Wet | R600a | MinimizeLCOE_Brownfield | IgnoreSilica | 0 | 0 | 0 | 4 | [6 empty] | 16.9494 | [19 empty] | 133.3521 | 0
1 | 1300 | 707 | 0.035 | 15 | 15 | 7 | 1.7783e-13 | 5spot_SharedNeighbor | Water | Porous | Wet | R600a | MinimizeLCOE_Brownfield | IgnoreSilica | 0 | 0 | 0 | 4 | [6 empty] | 21.715 | [19 empty] | 177.8279 | 0
1 | 1300 | 707 | 0.035 | 15 | 15 | 7 | 2.3714e-13 | 5spot_SharedNeighbor | Water | Porous | Wet | R600a | MinimizeLCOE_Brownfield | IgnoreSilica | 0 | 0 | 0 | 4 | [6 empty] | 21.3887 | [19 empty] | 237.1374 | 0
1 | 1300 | 707 | 0.035 | 15 | 15 | 7 | 3.1623e-13 | 5spot_SharedNeighbor | Water | Porous | Wet | R600a | MinimizeLCOE_Brownfield | IgnoreSilica | 0 | 0 | 0 | 4 | [6 empty] | 20.9513 | [19 empty] | 316.2278 | 0
1 | 1300 | 707 | 0.035 | 15 | 15 | 7 | 4.217e-13 | 5spot_SharedNeighbor | Water | Porous | Wet | R600a | MinimizeLCOE_Brownfield | IgnoreSilica | 0 | 0 | 0 | 4 | [6 empty] | 21.2083 | [19 empty] | 421.6965 | 0
1 | 1300 | 707 | 0.035 | 15 | 15 | 7 | 5.6234e-13 | 5spot_SharedNeighbor | Water | Porous | Wet | R600a | MinimizeLCOE_Brownfield | IgnoreSilica | 0 | 0 | 0 | 4 | [6 empty] | 21.7615 | [19 empty] | 562.3413 | 0
1 | 1300 | 707 | 0.035 | 15 | 15 | 7 | 7.4989e-13 | 5spot_SharedNeighbor | Water | Porous | Wet | R600a | MinimizeLCOE_Brownfield | IgnoreSilica | 0 | 0 | 0 | 4 | [6 empty] | 23.4112 | [19 empty] | 749.8942 | 0
1 | 1300 | 707 | 0.035 | 15 | 15 | 7 | 1e-12 | 5spot_SharedNeighbor | Water | Porous | Wet | R600a | MinimizeLCOE_Brownfield | IgnoreSilica | 0 | 0 | 0 | 4 | [6 empty] | 224.4664 | [19 empty] | 1000 | 0
1 | 1300 | 707 | 0.035 | 15 | 15 | 7 | 1.3335e-12 | 5spot_SharedNeighbor | Water | Porous | Wet | R600a | MinimizeLCOE_Brownfield | IgnoreSilica | 0 | 0 | 0 | 4 | [6 empty] | 23.8023 | [19 empty] | 1333.5214 | 0
1 | 1300 | 707 | 0.035 | 15 | 15 | 7 | 1.7783e-12 | 5spot_SharedNeighbor | Water | Porous | Wet | R600a | MinimizeLCOE_Brownfield | IgnoreSilica | 0 | 0 | 0 | 4 | [6 empty] | 27.6162 | [19 empty] | 1778.2794 | 0
1 | 1300 | 707 | 0.035 | 15 | 15 | 7 | 2.3714e-12 | 5spot_SharedNeighbor | Water | Porous | Wet | R600a | MinimizeLCOE_Brownfield | IgnoreSilica | 0 | 0 | 0 | 4 | [6 empty] | 31.6581 | [19 empty] | 2371.3737 | 0
1 | 1300 | 707 | 0.035 | 15 | 15 | 7 | 3.1623e-12 | 5spot_SharedNeighbor | Water | Porous | Wet | R600a | MinimizeLCOE_Brownfield | IgnoreSilica | 0 | 0 | 0 | 4 | [6 empty] | 35.1143 | [19 empty] | 3162.2777 | 0
1 | 1300 | 707 | 0.035 | 15 | 15 | 7 | 4.217e-12 | 5spot_SharedNeighbor | Water | Porous | Wet | R600a | MinimizeLCOE_Brownfield | IgnoreSilica | 0 | 0 | 0 | 4 | [6 empty] | 38.2493 | [19 empty] | 4216.965 | 0
1 | 1300 | 707 | 0.035 | 15 | 15 | 7 | 5.6234e-12 | 5spot_SharedNeighbor | Water | Porous | Wet | R600a | MinimizeLCOE_Brownfield | IgnoreSilica | 0 | 0 | 0 | 4 | [6 empty] | 37.4282 | [19 empty] | 5623.4133 | 0
1 | 1300 | 707 | 0.035 | 15 | 15 | 7 | 7.4989e-12 | 5spot_SharedNeighbor | Water | Porous | Wet | R600a | MinimizeLCOE_Brownfield | IgnoreSilica | 1.6 | 0.084459 | 6.1866e-05 | 4 | 21792108.5798 | 53422761.6549 | 444261.6094 | 1089095.256 | 56.2028 | 0 | 40.8886 | 38488.4657 | 1842.3539 | 49711.0418 | 54094.2092 | 0 | 25788.8515 | 0 | 66270.7196 | 172422.8183 | 117682.1164 | 526300.5763 | 961560.8286 | 3904935.7281 | 3904935.7281 | 1478867.319 | 2443695.3611 | 0 | 5392797.133 | 13220295.5412 | 7498.9421 | 0.00024747 | 21792108.5798 | 53422761.6549 | 444261.6094 | 1089095.256
1 | 1300 | 707 | 0.035 | 15 | 15 | 7 | 1e-11 | 5spot_SharedNeighbor | Water | Porous | Wet | R600a | MinimizeLCOE_Brownfield | IgnoreSilica | 1.4958 | 0.078193 | 0.00046312 | 4 | 2891195.7007 | 7116602.9555 | 58940.935 | 145081.5772 | 55.957 | 0 | 241.9689 | 36328.4204 | 1734.0637 | 46748.774 | 51969.6644 | 0 | 21228.9309 | 0 | 61623.8428 | 160332.5982 | 109430.2928 | 489396.587 | 961560.8286 | 3904935.7281 | 3904935.7281 | 1478867.319 | 2443695.3611 | 0 | 5355893.1437 | 13183391.5519 | 10000 | 0.0018525 | 2891195.7007 | 7116602.9555 | 58940.935 | 145081.5772
1 | 1300 | 707 | 0.035 | 15 | 15 | 7 | 1.3335e-11 | 5spot_SharedNeighbor | Water | Porous | Wet | R600a | MinimizeLCOE_Brownfield | IgnoreSilica | 2.0209 | 0.10986 | 0.00083124 | 4 | 1647271.6232 | 4001435.9443 | 33581.8601 | 81574.6841 | 56.9512 | 0 | 333.26 | 46777.4221 | 2258.9381 | 61305.9274 | 62689.759 | 0 | 24114.5629 | 0 | 76887.1777 | 200044.6646 | 136534.5941 | 610613.0458 | 961560.8286 | 3904935.7281 | 3904935.7281 | 1478867.319 | 2443695.3611 | 0 | 5477109.6025 | 13304608.0106 | 13335.2143 | 0.003325 | 1647271.6232 | 4001435.9443 | 33581.8601 | 81574.6841
1 | 1300 | 707 | 0.035 | 15 | 15 | 7 | 1.7783e-11 | 5spot_SharedNeighbor | Water | Porous | Wet | R600a | MinimizeLCOE_Brownfield | IgnoreSilica | 2.7035 | 0.15126 | 0.0013362 | 4 | 1052504.2674 | 2516991.5203 | 21456.7231 | 51312.2766 | 57.6866 | 0 | 58.6444 | 59079.701 | 2879.1281 | 79123.6467 | 76660.289 | 0 | 27314.6973 | 0 | 95572.4102 | 248659.8067 | 169715.4275 | 759005.1065 | 961560.8286 | 3904935.7281 | 3904935.7281 | 1478867.319 | 2443695.3611 | 0 | 5625501.6632 | 13453000.0713 | 17782.7941 | 0.0053449 | 1052504.2674 | 2516991.5203 | 21456.7231 | 51312.2766
1 | 1300 | 707 | 0.035 | 15 | 15 | 7 | 2.3714e-11 | 5spot_SharedNeighbor | Water | Porous | Wet | R600a | MinimizeLCOE_Brownfield | IgnoreSilica | 3.5661 | 0.20367 | 0.0020177 | 4 | 718948.2639 | 1688818.5532 | 14656.7328 | 34428.8505 | 58.224 | 0 | 62.858 | 73220.0517 | 3593.8578 | 100337.0706 | 94324.9925 | 0 | 30693.0811 | 0 | 117845.9309 | 306610.9387 | 209268.2659 | 935894.1892 | 961560.8286 | 3904935.7281 | 3904935.7281 | 1478867.319 | 2443695.3611 | 0 | 5802390.7459 | 13629889.1541 | 23713.7371 | 0.0080707 | 718948.2639 | 1688818.5532 | 14656.7328 | 34428.8505
1 | 1300 | 707 | 0.035 | 15 | 15 | 7 | 3.1623e-11 | 5spot_SharedNeighbor | Water | Porous | Wet | R600a | MinimizeLCOE_Brownfield | IgnoreSilica | 4.7085 | 0.27315 | 0.002932 | 4 | 513724.3454 | 1181143.7388 | 10472.9656 | 24079.2127 | 58.6384 | 0 | 105.6962 | 90309.1848 | 4459.2346 | 126846.5326 | 117726.1648 | 0 | 34688.7859 | 0 | 145871.6621 | 379528.1424 | 259035.7557 | 1158465.4631 | 961560.8286 | 3904935.7281 | 3904935.7281 | 1478867.319 | 2443695.3611 | 0 | 6024962.0198 | 13852460.428 | 31622.7766 | 0.011728 | 513724.3454 | 1181143.7388 | 10472.9656 | 24079.2127
1 | 1300 | 707 | 0.035 | 15 | 15 | 7 | 4.217e-11 | 5spot_SharedNeighbor | Water | Porous | Wet | R600a | MinimizeLCOE_Brownfield | IgnoreSilica | 6.1381 | 0.3601 | 0.0041391 | 4 | 379876.093 | 852657.2467 | 7744.288 | 17382.5713 | 58.9383 | 0 | 120.2489 | 109870.3146 | 5450.929 | 158186.9388 | 147003.2 | 0 | 38876.0593 | 0 | 179161.1023 | 466140.4372 | 318150.4266 | 1422839.4078 | 961560.8286 | 3904935.7281 | 3904935.7281 | 1478867.319 | 2443695.3611 | 0 | 6289335.9645 | 14116834.3727 | 42169.6503 | 0.016556 | 379876.093 | 852657.2467 | 7744.288 | 17382.5713
1 | 1300 | 707 | 0.035 | 15 | 15 | 7 | 5.6234e-11 | 5spot_SharedNeighbor | Water | Porous | Wet | R600a | MinimizeLCOE_Brownfield | IgnoreSilica | 7.8165 | 0.46173 | 0.0056812 | 4 | 289701.7348 | 634149.3884 | 5905.9617 | 12927.993 | 59.1287 | 0 | 117.8981 | 130911.969 | 6517.9207 | 192959.8497 | 181278.4034 | 0 | 42665.7651 | 0 | 216190.224 | 562482.6162 | 383905.9434 | 1716912.6914 | 961560.8286 | 3904935.7281 | 3904935.7281 | 1478867.319 | 2443695.3611 | 0 | 6583409.2481 | 14410907.6563 | 56234.1325 | 0.022725 | 289701.7348 | 634149.3884 | 5905.9617 | 12927.993
1 | 1300 | 707 | 0.035 | 15 | 15 | 7 | 7.4989e-11 | 5spot_SharedNeighbor | Water | Porous | Wet | R600a | MinimizeLCOE_Brownfield | IgnoreSilica | 10.3381 | 0.61564 | 0.0078444 | 4 | 223523.9095 | 472984.2126 | 4556.8372 | 9642.4229 | 59.3567 | 0 | 117.3293 | 160414.836 | 8017.5523 | 242840.5524 | 233021.0944 | 0 | 48957.7719 | 0 | 270368.2047 | 703442.6085 | 480114.0346 | 2147176.6547 | 961560.8286 | 3904935.7281 | 3904935.7281 | 1478867.319 | 2443695.3611 | 0 | 7013673.2114 | 14841171.6195 | 74989.4209 | 0.031378 | 223523.9095 | 472984.2126 | 4556.8372 | 9642.4229
1 | 1300 | 707 | 0.035 | 15 | 15 | 7 | 1e-10 | 5spot_SharedNeighbor | Water | Porous | Wet | R600a | MinimizeLCOE_Brownfield | IgnoreSilica | 13.254 | 0.79302 | 0.01056 | 4 | 177230.0794 | 362537.223 | 3613.0749 | 7390.8117 | 59.4907 | 0 | 105.4914 | 191645.0392 | 9604.2564 | 297326.8155 | 292730.3845 | 0 | 54546.498 | 0 | 329882.6675 | 858287.0326 | 585798.5358 | 2619821.2296 | 961560.8286 | 3904935.7281 | 3904935.7281 | 1478867.319 | 2443695.3611 | 0 | 7486317.7863 | 15313816.1945 | 100000 | 0.042241 | 177230.0794 | 362537.223 | 3613.0749 | 7390.8117
1 | 1300 | 707 | 0.035 | 15 | 15 | 7 | 1.3335e-10 | 5spot_SharedNeighbor | Water | Porous | Wet | R600a | MinimizeLCOE_Brownfield | IgnoreSilica | 16.8297 | 1.0106 | 0.014026 | 4 | 143368.3402 | 282881.8572 | 2922.7575 | 5766.9293 | 59.5922 | 0 | 115.0346 | 227167.7814 | 11409.2158 | 360925.4599 | 365954.6557 | 0 | 60380.5088 | 0 | 400076.6724 | 1040917.4346 | 710447.5378 | 3177279.2663 | 961560.8286 | 3904935.7281 | 3904935.7281 | 1478867.319 | 2443695.3611 | 0 | 8043775.823 | 15871274.2312 | 133352.1432 | 0.056106 | 143368.3402 | 282881.8572 | 2922.7575 | 5766.9293
1 | 1300 | 707 | 0.035 | 15 | 15 | 7 | 1.7783e-10 | 5spot_SharedNeighbor | Water | Porous | Wet | R600a | MinimizeLCOE_Brownfield | IgnoreSilica | 21.0808 | 1.2692 | 0.018351 | 4 | 118287.7189 | 224924.411 | 2411.4551 | 4585.3884 | 59.6687 | 0 | 123.7779 | 266507.0405 | 13407.9079 | 433078.6267 | 453013.8679 | 0 | 66125.1543 | 0 | 480531.713 | 1250244.9466 | 853317.866 | 3816227.1229 | 961560.8286 | 3904935.7281 | 3904935.7281 | 1478867.319 | 2443695.3611 | 0 | 8682723.6796 | 16510222.0878 | 177827.941 | 0.073403 | 118287.7189 | 224924.411 | 2411.4551 | 4585.3884
1 | 1300 | 707 | 0.035 | 15 | 15 | 7 | 2.3714e-10 | 5spot_SharedNeighbor | Water | Porous | Wet | R600a | MinimizeLCOE_Brownfield | IgnoreSilica | 26.0332 | 1.5706 | 0.023613 | 4 | 99551.6558 | 182424.8838 | 2029.4952 | 3718.978 | 59.7268 | 0 | 133.3671 | 309400.6974 | 15586.6492 | 513526.8039 | 554441.6239 | 0 | 71665.6277 | 0 | 571202.3468 | 1486151.3367 | 1014328.8246 | 4536303.9101 | 961560.8286 | 3904935.7281 | 3904935.7281 | 1478867.319 | 2443695.3611 | 0 | 9402800.4668 | 17230298.875 | 237137.3706 | 0.094451 | 99551.6558 | 182424.8838 | 2029.4952 | 3718.978
1 | 1300 | 707 | 0.035 | 15 | 15 | 7 | 3.1623e-10 | 5spot_SharedNeighbor | Water | Porous | Wet | R600a | MinimizeLCOE_Brownfield | IgnoreSilica | 31.5218 | 1.9046 | 0.029761 | 4 | 85487.2457 | 151240.6044 | 1742.7731 | 3083.2443 | 59.7704 | 0 | 131.691 | 354142.4187 | 17858.4443 | 599159.3281 | 666857.3542 | 0 | 76465.6837 | 0 | 668648.4593 | 1739686.1325 | 1187371.5324 | 5310189.3533 | 961560.8286 | 3904935.7281 | 3904935.7281 | 1478867.319 | 2443695.3611 | 0 | 10176685.91 | 18004184.3182 | 316227.766 | 0.11904 | 85487.2457 | 151240.6044 | 1742.7731 | 3083.2443
1 | 1300 | 707 | 0.035 | 15 | 15 | 7 | 4.217e-10 | 5spot_SharedNeighbor | Water | Porous | Wet | R600a | MinimizeLCOE_Brownfield | IgnoreSilica | 37.3561 | 2.2598 | 0.036633 | 4 | 74914.4592 | 128333.3768 | 1527.2326 | 2616.2495 | 59.8033 | 0 | 129.0096 | 399197.4109 | 20145.1543 | 686955.1254 | 786362.3564 | 0 | 80298.6365 | 0 | 769453.8866 | 2001961.1762 | 1366379.6389 | 6110753.3853 | 961560.8286 | 3904935.7281 | 3904935.7281 | 1478867.319 | 2443695.3611 | 0 | 10977249.942 | 18804748.3502 | 421696.5034 | 0.14653 | 74914.4592 | 128333.3768 | 1527.2326 | 2616.2495
1 | 1300 | 707 | 0.035 | 15 | 15 | 7 | 5.6234e-10 | 5spot_SharedNeighbor | Water | Porous | Wet | R600a | MinimizeLCOE_Brownfield | IgnoreSilica | 43.1561 | 2.6128 | 0.043872 | 4 | 66977.0571 | 111580.9178 | 1365.4179 | 2274.7279 | 59.8274 | 0 | 140.9775 | 441932.576 | 22313.0842 | 771533.4344 | 905168.2203 | 0 | 82718.6672 | 0 | 867229.733 | 2256353.8721 | 1540007.8811 | 6887257.4684 | 961560.8286 | 3904935.7281 | 3904935.7281 | 1478867.319 | 2443695.3611 | 0 | 11753754.025 | 19581252.4332 | 562341.3252 | 0.17549 | 66977.0571 | 111580.9178 | 1365.4179 | 2274.7279
1 | 1300 | 707 | 0.035 | 15 | 15 | 7 | 7.4989e-10 | 5spot_SharedNeighbor | Water | Porous | Wet | R600a | MinimizeLCOE_Brownfield | IgnoreSilica | 48.6271 | 2.9458 | 0.05108 | 4 | 61035.5037 | 99345.4265 | 1244.2913 | 2025.2909 | 59.8443 | 0 | 149.1243 | 480677.7735 | 24277.6054 | 849224.2423 | 1017225.4672 | 0 | 83770.4912 | 0 | 957518.476 | 2491266.6606 | 1700340.6863 | 7604301.4025 | 961560.8286 | 3904935.7281 | 3904935.7281 | 1478867.319 | 2443695.3611 | 0 | 12470797.9592 | 20298296.3674 | 749894.2093 | 0.20432 | 61035.5037 | 99345.4265 | 1244.2913 | 2025.2909
1 | 1300 | 707 | 0.035 | 15 | 15 | 7 | 1e-09 | 5spot_SharedNeighbor | Water | Porous | Wet | R600a | MinimizeLCOE_Brownfield | IgnoreSilica | 53.4922 | 3.2418 | 0.057846 | 4 | 56601.2676 | 90430.4458 | 1153.8934 | 1843.547 | 59.8554 | 0 | 144.6468 | 514024.4443 | 25967.5222 | 916815.568 | 1116847.3739 | 0 | 83562.8659 | 0 | 1036314.9319 | 2696278.8754 | 1840265.7355 | 8230077.3169 | 961560.8286 | 3904935.7281 | 3904935.7281 | 1478867.319 | 2443695.3611 | 0 | 13096573.8736 | 20924072.2818 | 1000000 | 0.23138 | 56601.2676 | 90430.4458 | 1153.8934 | 1843.547
1 | 1300 | 707 | 0.035 | 15 | 15 | 7 | 1.3335e-09 | 5spot_SharedNeighbor | Water | Porous | Wet | R600a | MinimizeLCOE_Brownfield | IgnoreSilica | 57.6527 | 3.4947 | 0.063901 | 4 | 53298.5941 | 83922.1025 | 1086.5639 | 1710.8656 | 59.8621 | 0 | 170.4253 | 541799.3999 | 27374.3682 | 973607.4273 | 1202008.345 | 0 | 82505.518 | 0 | 1102645.0728 | 2868856.2958 | 1958053.371 | 8756849.7979 | 961560.8286 | 3904935.7281 | 3904935.7281 | 1478867.319 | 2443695.3611 | 0 | 13623346.3546 | 21450844.7627 | 1333521.4322 | 0.2556 | 53298.5941 | 83922.1025 | 1086.5639 | 1710.8656
1 | 1300 | 707 | 0.035 | 15 | 15 | 7 | 1.7783e-09 | 5spot_SharedNeighbor | Water | Porous | Wet | R600a | MinimizeLCOE_Brownfield | IgnoreSilica | 61.0561 | 3.7015 | 0.06908 | 4 | 50840.5711 | 79168.1357 | 1036.4538 | 1613.9495 | 59.8658 | 0 | 153.1736 | 564051.239 | 28500.9367 | 1019423.1093 | 1271642.4556 | 0 | 80884.8439 | 0 | 1156156.008 | 3008080.7725 | 2053076.9371 | 9181816.302 | 961560.8286 | 3904935.7281 | 3904935.7281 | 1478867.319 | 2443695.3611 | 0 | 14048312.8587 | 21875811.2669 | 1778279.41 | 0.27632 | 50840.5711 | 79168.1357 | 1036.4538 | 1613.9495
1 | 1300 | 707 | 0.035 | 15 | 15 | 7 | 2.3714e-09 | 5spot_SharedNeighbor | Water | Porous | Wet | R600a | MinimizeLCOE_Brownfield | IgnoreSilica | 63.8017 | 3.8682 | 0.073389 | 4 | 49010.7568 | 75675.045 | 999.1506 | 1542.7382 | 59.8676 | 0 | 148.8419 | 581713.2538 | 29394.7692 | 1055986.816 | 1327794.9917 | 0 | 79114.9732 | 0 | 1198861.8735 | 3119192.6745 | 2128913.0933 | 9520972.4452 | 961560.8286 | 3904935.7281 | 3904935.7281 | 1478867.319 | 2443695.3611 | 0 | 14387469.0019 | 22214967.4101 | 2371373.7057 | 0.29356 | 49010.7568 | 75675.045 | 999.1506 | 1542.7382
1 | 1300 | 707 | 0.035 | 15 | 15 | 7 | 3.1623e-09 | 5spot_SharedNeighbor | Water | Porous | Wet | R600a | MinimizeLCOE_Brownfield | IgnoreSilica | 65.9546 | 3.9988 | 0.076871 | 4 | 47647.5137 | 73104.0497 | 971.359 | 1490.3249 | 59.8683 | 0 | 152.7296 | 595389.0424 | 30086.6329 | 1084417.9999 | 1371806.497 | 0 | 77353.5794 | 0 | 1232030.9632 | 3205491.8418 | 2187814.0483 | 9784390.605 | 961560.8286 | 3904935.7281 | 3904935.7281 | 1478867.319 | 2443695.3611 | 0 | 14650887.1616 | 22478385.5698 | 3162277.6602 | 0.30748 | 47647.5137 | 73104.0497 | 971.359 | 1490.3249
1 | 1300 | 707 | 0.035 | 15 | 15 | 7 | 4.217e-09 | 5spot_SharedNeighbor | Water | Porous | Wet | R600a | MinimizeLCOE_Brownfield | IgnoreSilica | 67.6332 | 4.1006 | 0.079641 | 4 | 46630.8389 | 71202.1837 | 950.6327 | 1451.5528 | 59.8684 | 0 | 171.2815 | 605950.084 | 30620.7725 | 1106445.0272 | 1406110.6423 | 0 | 75769.2177 | 0 | 1257709.34 | 3272301.7111 | 2233413.1569 | 9988319.9517 | 961560.8286 | 3904935.7281 | 3904935.7281 | 1478867.319 | 2443695.3611 | 0 | 14854816.5084 | 22682314.9165 | 4216965.0343 | 0.31856 | 46630.8389 | 71202.1837 | 950.6327 | 1451.5528
1 | 1300 | 707 | 0.035 | 15 | 15 | 7 | 5.6234e-09 | 5spot_SharedNeighbor | Water | Porous | Wet | R600a | MinimizeLCOE_Brownfield | IgnoreSilica | 68.9413 | 4.1799 | 0.08182 | 4 | 45871.8497 | 69788.664 | 935.1597 | 1422.7363 | 59.8682 | 0 | 188.9887 | 614118.9107 | 31033.8306 | 1123525.1237 | 1432833.1216 | 0 | 74439.3548 | 0 | 1277620.6331 | 3324106.8114 | 2268771.2023 | 10146448.9882 | 961560.8286 | 3904935.7281 | 3904935.7281 | 1478867.319 | 2443695.3611 | 0 | 15012945.5449 | 22840443.953 | 5623413.2519 | 0.32728 | 45871.8497 | 69788.664 | 935.1597 | 1422.7363
1 | 1300 | 707 | 0.035 | 15 | 15 | 7 | 7.4989e-09 | 5spot_SharedNeighbor | Water | Porous | Wet | R600a | MinimizeLCOE_Brownfield | IgnoreSilica | 69.9112 | 4.2386 | 0.083487 | 4 | 45304.7093 | 68744.0637 | 923.5978 | 1401.4407 | 59.8679 | 0 | 170.1437 | 620143.0693 | 31338.3904 | 1136144.6724 | 1452645.0476 | 0 | 73267.0069 | 0 | 1292279.8928 | 3362247.198 | 2294802.7999 | 10262868.0773 | 961560.8286 | 3904935.7281 | 3904935.7281 | 1478867.319 | 2443695.3611 | 0 | 15129364.634 | 22956863.0422 | 7498942.0933 | 0.33395 | 45304.7093 | 68744.0637 | 923.5978 | 1401.4407
1 | 1300 | 707 | 0.035 | 15 | 15 | 7 | 1e-08 | 5spot_SharedNeighbor | Water | Porous | Wet | R600a | MinimizeLCOE_Brownfield | IgnoreSilica | 70.6734 | 4.2848 | 0.084785 | 4 | 44880.5936 | 67961.0763 | 914.9516 | 1385.4785 | 59.8676 | 0 | 168.5522 | 624856.8835 | 31576.6721 | 1146033.3072 | 1468209.8102 | 0 | 72374.0509 | 0 | 1303789.7823 | 3392193.5695 | 2315241.8138 | 10354275.8894 | 961560.8286 | 3904935.7281 | 3904935.7281 | 1478867.319 | 2443695.3611 | 0 | 15220772.4461 | 23048270.8543 | 10000000 | 0.33914 | 44880.5936 | 67961.0763 | 914.9516 | 1385.4785
1 | 1400 | 707 | 0.035 | 15 | 15 | 7 | 1e-13 | 5spot_SharedNeighbor | Water | Porous | Wet | R600a | MinimizeLCOE_Brownfield | IgnoreSilica | 0 | 0 | 0 | 4 | [6 empty] | 14.9634 | [19 empty] | 100 | 0
1 | 1400 | 707 | 0.035 | 15 | 15 | 7 | 1.3335e-13 | 5spot_SharedNeighbor | Water | Porous | Wet | R600a | MinimizeLCOE_Brownfield | IgnoreSilica | 0 | 0 | 0 | 4 | [6 empty] | 18.6894 | [19 empty] | 133.3521 | 0
1 | 1400 | 707 | 0.035 | 15 | 15 | 7 | 1.7783e-13 | 5spot_SharedNeighbor | Water | Porous | Wet | R600a | MinimizeLCOE_Brownfield | IgnoreSilica | 0 | 0 | 0 | 4 | [6 empty] | 21.2142 | [19 empty] | 177.8279 | 0
1 | 1400 | 707 | 0.035 | 15 | 15 | 7 | 2.3714e-13 | 5spot_SharedNeighbor | Water | Porous | Wet | R600a | MinimizeLCOE_Brownfield | IgnoreSilica | 0 | 0 | 0 | 4 | [6 empty] | 21.142 | [19 empty] | 237.1374 | 0
1 | 1400 | 707 | 0.035 | 15 | 15 | 7 | 3.1623e-13 | 5spot_SharedNeighbor | Water | Porous | Wet | R600a | MinimizeLCOE_Brownfield | IgnoreSilica | 0 | 0 | 0 | 4 | [6 empty] | 21.3195 | [19 empty] | 316.2278 | 0
1 | 1400 | 707 | 0.035 | 15 | 15 | 7 | 4.217e-13 | 5spot_SharedNeighbor | Water | Porous | Wet | R600a | MinimizeLCOE_Brownfield | IgnoreSilica | 0 | 0 | 0 | 4 | [6 empty] | 217.7912 | [19 empty] | 421.6965 | 0
1 | 1400 | 707 | 0.035 | 15 | 15 | 7 | 5.6234e-13 | 5spot_SharedNeighbor | Water | Porous | Wet | R600a | MinimizeLCOE_Brownfield | IgnoreSilica | 0 | 0 | 0 | 4 | [6 empty] | 21.6935 | [19 empty] | 562.3413 | 0
1 | 1400 | 707 | 0.035 | 15 | 15 | 7 | 7.4989e-13 | 5spot_SharedNeighbor | Water | Porous | Wet | R600a | MinimizeLCOE_Brownfield | IgnoreSilica | 0 | 0 | 0 | 4 | [6 empty] | 23.6456 | [19 empty] | 749.8942 | 0
1 | 1400 | 707 | 0.035 | 15 | 15 | 7 | 1e-12 | 5spot_SharedNeighbor | Water | Porous | Wet | R600a | MinimizeLCOE_Brownfield | IgnoreSilica | 0 | 0 | 0 | 4 | [6 empty] | 24.3312 | [19 empty] | 1000 | 0
1 | 1400 | 707 | 0.035 | 15 | 15 | 7 | 1.3335e-12 | 5spot_SharedNeighbor | Water | Porous | Wet | R600a | MinimizeLCOE_Brownfield | IgnoreSilica | 0 | 0 | 0 | 4 | [6 empty] | 26.2672 | [19 empty] | 1333.5214 | 0
1 | 1400 | 707 | 0.035 | 15 | 15 | 7 | 1.7783e-12 | 5spot_SharedNeighbor | Water | Porous | Wet | R600a | MinimizeLCOE_Brownfield | IgnoreSilica | 0 | 0 | 0 | 4 | [6 empty] | 28.5471 | [19 empty] | 1778.2794 | 0
1 | 1400 | 707 | 0.035 | 15 | 15 | 7 | 2.3714e-12 | 5spot_SharedNeighbor | Water | Porous | Wet | R600a | MinimizeLCOE_Brownfield | IgnoreSilica | 0 | 0 | 0 | 4 | [6 empty] | 32.5646 | [19 empty] | 2371.3737 | 0
1 | 1400 | 707 | 0.035 | 15 | 15 | 7 | 3.1623e-12 | 5spot_SharedNeighbor | Water | Porous | Wet | R600a | MinimizeLCOE_Brownfield | IgnoreSilica | 0 | 0 | 0 | 4 | [6 empty] | 35.9941 | [19 empty] | 3162.2777 | 0
1 | 1400 | 707 | 0.035 | 15 | 15 | 7 | 4.217e-12 | 5spot_SharedNeighbor | Water | Porous | Wet | R600a | MinimizeLCOE_Brownfield | IgnoreSilica | 0.79142 | 0.040059 | 7.7261e-05 | 4 | 17737991.2166 | 44345118.9494 | 361612.9434 | 904035.231 | 55.1464 | 0 | 86.7915 | 22630.5379 | 1061.6861 | 27399.2311 | 38540.7885 | 0 | 17877.9406 | 0 | 41928.9718 | 109090.5839 | 74456.5651 | 332986.305 | 961560.8286 | 4187241.4196 | 4187241.4196 | 1478867.319 | 2556617.6377 | 0 | 5481788.5532 | 13704514.9295 | 4216.965 | 0.00030904 | 17737991.2166 | 44345118.9494 | 361612.9434 | 904035.231
1 | 1400 | 707 | 0.035 | 15 | 15 | 7 | 5.6234e-12 | 5spot_SharedNeighbor | Water | Porous | Wet | R600a | MinimizeLCOE_Brownfield | IgnoreSilica | 1.1263 | 0.062281 | 0.00032489 | 4 | 4294011.9158 | 10621404.4884 | 87539.241 | 216531.697 | 57.3853 | 0 | 177.7266 | 32002.1874 | 1535.3053 | 38916.8321 | 45825.462 | 0 | 21023.004 | 0 | 54328.0885 | 141350.5419 | 96474.6493 | 431456.0706 | 961560.8286 | 4187241.4196 | 4187241.4196 | 1478867.319 | 2556617.6377 | 0 | 5580258.3188 | 13802984.6951 | 5623.4133 | 0.0012995 | 4294011.9158 | 10621404.4884 | 87539.241 | 216531.697
1 | 1400 | 707 | 0.035 | 15 | 15 | 7 | 7.4989e-12 | 5spot_SharedNeighbor | Water | Porous | Wet | R600a | MinimizeLCOE_Brownfield | IgnoreSilica | 1.5542 | 0.091166 | 0.00069169 | 4 | 2059133.5637 | 5031088.3963 | 41978.2229 | 102565.542 | 58.9348 | 0 | 261.1839 | 42749.4744 | 2083.6279 | 52710.862 | 55199.6809 | 0 | 24301.6818 | 0 | 69047.6775 | 179647.8933 | 122613.3786 | 548354.2765 | 961560.8286 | 4187241.4196 | 4187241.4196 | 1478867.319 | 2556617.6377 | 0 | 5697156.5247 | 13919882.901 | 7498.9421 | 0.0027668 | 2059133.5637 | 5031088.3963 | 41978.2229 | 102565.542
1 | 1400 | 707 | 0.035 | 15 | 15 | 7 | 1e-11 | 5spot_SharedNeighbor | Water | Porous | Wet | R600a | MinimizeLCOE_Brownfield | IgnoreSilica | 2.1182 | 0.12933 | 0.0012101 | 4 | 1206681.508 | 2905479.5334 | 24599.8347 | 59232.1302 | 60.0672 | 0 | 381.8325 | 55472.1316 | 2737.1848 | 69649.3927 | 67545.2454 | 0 | 27994.8059 | 0 | 87125.5165 | 226682.7221 | 154715.6157 | 691922.6146 | 961560.8286 | 4187241.4196 | 4187241.4196 | 1478867.319 | 2556617.6377 | 0 | 5840724.8628 | 14063451.2391 | 10000 | 0.0048403 | 1206681.508 | 2905479.5334 | 24599.8347 | 59232.1302
1 | 1400 | 707 | 0.035 | 15 | 15 | 7 | 1.3335e-11 | 5spot_SharedNeighbor | Water | Porous | Wet | R600a | MinimizeLCOE_Brownfield | IgnoreSilica | 2.813 | 0.17664 | 0.0019177 | 4 | 783050.7136 | 1855017.6028 | 15963.548 | 37817.0429 | 60.8607 | 0 | 90.4786 | 69678.4945 | 3469.3019 | 89314.4479 | 82800.9431 | 0 | 31671.6833 | 0 | 108004.5996 | 281005.8133 | 191792.2417 | 857737.5253 | 961560.8286 | 4187241.4196 | 4187241.4196 | 1478867.319 | 2556617.6377 | 0 | 6006539.7735 | 14229266.1498 | 13335.2143 | 0.0076707 | 783050.7136 | 1855017.6028 | 15963.548 | 37817.0429
1 | 1400 | 707 | 0.035 | 15 | 15 | 7 | 1.7783e-11 | 5spot_SharedNeighbor | Water | Porous | Wet | R600a | MinimizeLCOE_Brownfield | IgnoreSilica | 3.7339 | 0.23954 | 0.0028746 | 4 | 540469.1322 | 1255576.9202 | 11018.1943 | 25596.6338 | 61.4698 | 0 | 105.6551 | 86818.406 | 4354.5113 | 113897.157 | 103047.5519 | 0 | 36002.4093 | 0 | 134206.8139 | 349178.6 | 238321.5694 | 1065827.0189 | 961560.8286 | 4187241.4196 | 4187241.4196 | 1478867.319 | 2556617.6377 | 0 | 6214629.2671 | 14437355.6434 | 17782.7941 | 0.011499 | 540469.1322 | 1255576.9202 | 11018.1943 | 25596.6338
1 | 1400 | 707 | 0.035 | 15 | 15 | 7 | 2.3714e-11 | 5spot_SharedNeighbor | Water | Porous | Wet | R600a | MinimizeLCOE_Brownfield | IgnoreSilica | 4.9077 | 0.31982 | 0.0041529 | 4 | 389229.6451 | 884226.9733 | 7934.9728 | 18026.1629 | 61.921 | 0 | 100.5735 | 106758.9046 | 5385.8804 | 143470.3315 | 128867.5631 | 0 | 40715.8054 | 0 | 165827.4091 | 431448.9027 | 294472.7415 | 1316947.5382 | 961560.8286 | 4187241.4196 | 4187241.4196 | 1478867.319 | 2556617.6377 | 0 | 6465749.7864 | 14688476.1627 | 23713.7371 | 0.016612 | 389229.6451 | 884226.9733 | 7934.9728 | 18026.1629
1 | 1400 | 707 | 0.035 | 15 | 15 | 7 | 3.1623e-11 | 5spot_SharedNeighbor | Water | Porous | Wet | R600a | MinimizeLCOE_Brownfield | IgnoreSilica | 6.3692 | 0.41969 | 0.0058356 | 4 | 289697.7682 | 641962.7688 | 5905.8808 | 13087.2794 | 62.2472 | 0 | 91.8036 | 129493.6685 | 6562.8257 | 178257.7396 | 160990.8599 | 0 | 45624.7874 | 0 | 203162.6536 | 528587.5503 | 360771.8644 | 1613451.9493 | 961560.8286 | 4187241.4196 | 4187241.4196 | 1478867.319 | 2556617.6377 | 0 | 6762254.1975 | 14984980.5738 | 31622.7766 | 0.023342 | 289697.7682 | 641962.7688 | 5905.8808 | 13087.2794
1 | 1400 | 707 | 0.035 | 15 | 15 | 7 | 4.217e-11 | 5spot_SharedNeighbor | Water | Porous | Wet | R600a | MinimizeLCOE_Brownfield | IgnoreSilica | 8.1092 | 0.53802 | 0.0079793 | 4 | 222346.5686 | 479974.7332 | 4532.8355 | 9784.9342 | 62.4519 | 0 | 99.4705 | 154281.5468 | 7845.4552 | 217402.881 | 199118.9693 | 0 | 50243.8863 | 0 | 245268.168 | 638137.4618 | 435541.9301 | 1947840.2984 | 961560.8286 | 4187241.4196 | 4187241.4196 | 1478867.319 | 2556617.6377 | 0 | 7096642.5466 | 15319368.9229 | 42169.6503 | 0.031917 | 222346.5686 | 479974.7332 | 4532.8355 | 9784.9342
1 | 1400 | 707 | 0.035 | 15 | 15 | 7 | 5.6234e-11 | 5spot_SharedNeighbor | Water | Porous | Wet | R600a | MinimizeLCOE_Brownfield | IgnoreSilica | 10.7519 | 0.71972 | 0.011022 | 4 | 172213.5317 | 358717.7441 | 3510.8058 | 7312.9464 | 62.7176 | 0 | 102.4307 | 189553.0865 | 9675.4797 | 274313.8098 | 257411.8553 | 0 | 58088.9185 | 0 | 307726.8284 | 800642.0841 | 546454.674 | 2443866.7364 | 961560.8286 | 4187241.4196 | 4187241.4196 | 1478867.319 | 2556617.6377 | 0 | 7592668.9846 | 15815395.3609 | 56234.1325 | 0.044089 | 172213.5317 | 358717.7441 | 3510.8058 | 7312.9464
1 | 1400 | 707 | 0.035 | 15 | 15 | 7 | 7.4989e-11 | 5spot_SharedNeighbor | Water | Porous | Wet | R600a | MinimizeLCOE_Brownfield | IgnoreSilica | 13.7681 | 0.92618 | 0.014817 | 4 | 137156.8819 | 275898.8436 | 2796.1286 | 5624.5711 | 62.8663 | 0 | 91.8351 | 226342.2706 | 11582.3136 | 335595.9953 | 323763.0514 | 0 | 64853.3618 | 0 | 375233.4272 | 976280.4065 | 666331.438 | 2979982.2645 | 961560.8286 | 4187241.4196 | 4187241.4196 | 1478867.319 | 2556617.6377 | 0 | 8128784.5127 | 16351510.889 | 74989.4209 | 0.059266 | 137156.8819 | 275898.8436 | 2796.1286 | 5624.5711
1 | 1400 | 707 | 0.035 | 15 | 15 | 7 | 1e-10 | 5spot_SharedNeighbor | Water | Porous | Wet | R600a | MinimizeLCOE_Brownfield | IgnoreSilica | 17.4681 | 1.1795 | 0.019663 | 4 | 111387.4692 | 215933.0576 | 2270.7842 | 4402.0875 | 62.9791 | 0 | 106.1167 | 268222.7012 | 13752.707 | 407162.5263 | 405159.1821 | 0 | 71914.1914 | 0 | 454822.4101 | 1183354.6142 | 807663.8397 | 3612052.1719 | 961560.8286 | 4187241.4196 | 4187241.4196 | 1478867.319 | 2556617.6377 | 0 | 8760854.4201 | 16983580.7964 | 100000 | 0.078652 | 111387.4692 | 215933.0576 | 2270.7842 | 4402.0875
1 | 1400 | 707 | 0.035 | 15 | 15 | 7 | 1.3335e-10 | 5spot_SharedNeighbor | Water | Porous | Wet | R600a | MinimizeLCOE_Brownfield | IgnoreSilica | 21.9071 | 1.4835 | 0.025735 | 4 | 92207.3384 | 172087.2184 | 1879.7713 | 3508.2307 | 63.0649 | 0 | 79.7823 | 315035.9429 | 16177.8179 | 489113.2943 | 502834.8004 | 0 | 79014.5593 | 0 | 546848.8018 | 1422788.4081 | 971082.3239 | 4342895.9487 | 961560.8286 | 4187241.4196 | 4187241.4196 | 1478867.319 | 2556617.6377 | 0 | 9491698.1969 | 17714424.5732 | 133352.1432 | 0.10294 | 92207.3384 | 172087.2184 | 1879.7713 | 3508.2307
1 | 1400 | 707 | 0.035 | 15 | 15 | 7 | 1.7783e-10 | 5spot_SharedNeighbor | Water | Porous | Wet | R600a | MinimizeLCOE_Brownfield | IgnoreSilica | 27.1197 | 1.8406 | 0.033165 | 4 | 77801.5043 | 139784.4042 | 1586.0889 | 2849.6942 | 63.1304 | 0 | 100.9148 | 366469.5737 | 18841.03 | 581187.9502 | 617549.106 | 0 | 85960.6591 | 0 | 651303.2444 | 1694557.4414 | 1156570.2734 | 5172439.2783 | 961560.8286 | 4187241.4196 | 4187241.4196 | 1478867.319 | 2556617.6377 | 0 | 10321241.5265 | 18543967.9028 | 177827.941 | 0.13266 | 77801.5043 | 139784.4042 | 1586.0889 | 2849.6942
1 | 1400 | 707 | 0.035 | 15 | 15 | 7 | 2.3714e-10 | 5spot_SharedNeighbor | Water | Porous | Wet | R600a | MinimizeLCOE_Brownfield | IgnoreSilica | 32.9586 | 2.2406 | 0.041919 | 4 | 66923.3208 | 115962.9058 | 1364.3224 | 2364.0607 | 63.1798 | 0 | 120.7809 | 420653.042 | 21645.0729 | 680183.7242 | 746054.5993 | 0 | 92098.8257 | 0 | 764647.753 | 1989456.6025 | 1357845.0105 | 6072584.6301 | 961560.8286 | 4187241.4196 | 4187241.4196 | 1478867.319 | 2556617.6377 | 0 | 11221386.8783 | 19444113.2546 | 237137.3706 | 0.16768 | 66923.3208 | 115962.9058 | 1364.3224 | 2364.0607
1 | 1400 | 707 | 0.035 | 15 | 15 | 7 | 3.1623e-10 | 5spot_SharedNeighbor | Water | Porous | Wet | R600a | MinimizeLCOE_Brownfield | IgnoreSilica | 39.2197 | 2.6696 | 0.051792 | 4 | 58694.2402 | 98385.6222 | 1196.5615 | 2005.724 | 63.217 | 0 | 100.2921 | 475637.3007 | 24488.8016 | 782487.8824 | 883861.7219 | 0 | 97039.4701 | 0 | 882770.919 | 2296788.8499 | 1567605.5844 | 7010680.53 | 961560.8286 | 4187241.4196 | 4187241.4196 | 1478867.319 | 2556617.6377 | 0 | 12159482.7782 | 20382209.1545 | 316227.766 | 0.20717 | 58694.2402 | 98385.6222 | 1196.5615 | 2005.724
1 | 1400 | 707 | 0.035 | 15 | 15 | 7 | 4.217e-10 | 5spot_SharedNeighbor | Water | Porous | Wet | R600a | MinimizeLCOE_Brownfield | IgnoreSilica | 45.5682 | 3.1046 | 0.062344 | 4 | 52477.7788 | 85451.1689 | 1069.8305 | 1742.0377 | 63.2442 | 0 | 112.0231 | 528752.9953 | 27234.0714 | 882900.366 | 1023588.2434 | 0 | 100383.0698 | 0 | 999514.9109 | 2600532.7694 | 1774917.0507 | 7937823.4768 | 961560.8286 | 4187241.4196 | 4187241.4196 | 1478867.319 | 2556617.6377 | 0 | 13086625.725 | 21309352.1013 | 421696.5034 | 0.24937 | 52477.7788 | 85451.1689 | 1069.8305 | 1742.0377
1 | 1400 | 707 | 0.035 | 15 | 15 | 7 | 5.6234e-10 | 5spot_SharedNeighbor | Water | Porous | Wet | R600a | MinimizeLCOE_Brownfield | IgnoreSilica | 51.6091 | 3.5183 | 0.072957 | 4 | 47798.0092 | 75974.6311 | 974.4271 | 1548.8456 | 63.2627 | 0 | 132.7248 | 577246.133 | 29738.6744 | 975828.0003 | 1156520.1505 | 0 | 101891.8561 | 0 | 1108077.6776 | 2882990.8191 | 1967700.4736 | 8799993.7846 | 961560.8286 | 4187241.4196 | 4187241.4196 | 1478867.319 | 2556617.6377 | 0 | 13948796.0328 | 22171522.4091 | 562341.3252 | 0.29183 | 47798.0092 | 75974.6311 | 974.4271 | 1548.8456
1 | 1400 | 707 | 0.035 | 15 | 15 | 7 | 7.4989e-10 | 5spot_SharedNeighbor | Water | Porous | Wet | R600a | MinimizeLCOE_Brownfield | IgnoreSilica | 57.0413 | 3.8901 | 0.083026 | 4 | 44288.7341 | 69048.2155 | 902.8858 | 1407.6413 | 63.2739 | 0 | 133.1818 | 619373.662 | 31912.947 | 1057477.4876 | 1276003.7278 | 0 | 101731.1021 | 0 | 1203734.5813 | 3131870.4607 | 2137565.9429 | 9559669.9115 | 961560.8286 | 4187241.4196 | 4187241.4196 | 1478867.319 | 2556617.6377 | 0 | 14708472.1597 | 22931198.536 | 749894.2093 | 0.3321 | 44288.7341 | 69048.2155 | 902.8858 | 1407.6413
1 | 1400 | 707 | 0.035 | 15 | 15 | 7 | 1e-09 | 5spot_SharedNeighbor | Water | Porous | Wet | R600a | MinimizeLCOE_Brownfield | IgnoreSilica | 61.7212 | 4.2101 | 0.092114 | 4 | 41664.9808 | 63981.8035 | 849.397 | 1304.3556 | 63.2798 | 0 | 138.396 | 654660.0977 | 33732.8705 | 1126505.5474 | 1378878.2915 | 0 | 100378.2824 | 0 | 1284720.4849 | 3342579.1692 | 2281378.9661 | 10202833.7097 | 961560.8286 | 4187241.4196 | 4187241.4196 | 1478867.319 | 2556617.6377 | 0 | 15351635.9579 | 23574362.3342 | 1000000 | 0.36845 | 41664.9808 | 63981.8035 | 849.397 | 1304.3556
1 | 1400 | 707 | 0.035 | 15 | 15 | 7 | 1.3335e-09 | 5spot_SharedNeighbor | Water | Porous | Wet | R600a | MinimizeLCOE_Brownfield | IgnoreSilica | 65.6038 | 4.4753 | 0.099967 | 4 | 39706.4509 | 60270.0906 | 809.4697 | 1228.6873 | 63.282 | 0 | 170.8883 | 683282.5578 | 35208.1468 | 1182916.9126 | 1464168.1053 | 0 | 98301.9892 | 0 | 1350912.3076 | 3514796.7141 | 2398920.9792 | 10728507.7125 | 961560.8286 | 4187241.4196 | 4187241.4196 | 1478867.319 | 2556617.6377 | 0 | 15877309.9607 | 24100036.337 | 1333521.4322 | 0.39987 | 39706.4509 | 60270.0906 | 809.4697 | 1228.6873
1 | 1400 | 707 | 0.035 | 15 | 15 | 7 | 1.7783e-09 | 5spot_SharedNeighbor | Water | Porous | Wet | R600a | MinimizeLCOE_Brownfield | IgnoreSilica | 68.7346 | 4.6889 | 0.10652 | 4 | 38245.169 | 57543.2807 | 779.6795 | 1173.0976 | 63.2821 | 0 | 136.9281 | 705956.5115 | 36376.1653 | 1227868.8298 | 1532894.5802 | 0 | 95921.4157 | 0 | 1403616.826 | 3651923.0598 | 2492512.5278 | 11147069.9162 | 961560.8286 | 4187241.4196 | 4187241.4196 | 1478867.319 | 2556617.6377 | 0 | 16295872.1644 | 24518598.5407 | 1778279.41 | 0.42609 | 38245.169 | 57543.2807 | 779.6795 | 1173.0976
1 | 1400 | 707 | 0.035 | 15 | 15 | 7 | 2.3714e-09 | 5spot_SharedNeighbor | Water | Porous | Wet | R600a | MinimizeLCOE_Brownfield | IgnoreSilica | 71.207 | 4.8574 | 0.11185 | 4 | 37154.6163 | 55533.5283 | 757.4471 | 1132.1261 | 63.2811 | 0 | 142.8498 | 723618.1273 | 37285.551 | 1263044.8073 | 1587136.6418 | 0 | 93543.8514 | 0 | 1444805.3017 | 3759087.0248 | 2565654.1359 | 11474175.4412 | 961560.8286 | 4187241.4196 | 4187241.4196 | 1478867.319 | 2556617.6377 | 0 | 16622977.6894 | 24845704.0657 | 2371373.7057 | 0.4474 | 37154.6163 | 55533.5283 | 757.4471 | 1132.1261
1 | 1400 | 707 | 0.035 | 15 | 15 | 7 | 3.1623e-09 | 5spot_SharedNeighbor | Water | Porous | Wet | R600a | MinimizeLCOE_Brownfield | IgnoreSilica | 73.136 | 4.9887 | 0.1161 | 4 | 36340.2476 | 54046.7549 | 740.8451 | 1101.8162 | 63.2796 | 0 | 168.1451 | 737252.0307 | 37987.2829 | 1290295.3087 | 1629431.9852 | 0 | 91371.185 | 0 | 1476671.7391 | 3841996.958 | 2622241.869 | 11727248.3585 | 961560.8286 | 4187241.4196 | 4187241.4196 | 1478867.319 | 2556617.6377 | 0 | 16876050.6067 | 25098776.983 | 3162277.6602 | 0.46439 | 36340.2476 | 54046.7549 | 740.8451 | 1101.8162
1 | 1400 | 707 | 0.035 | 15 | 15 | 7 | 4.217e-09 | 5spot_SharedNeighbor | Water | Porous | Wet | R600a | MinimizeLCOE_Brownfield | IgnoreSilica | 74.6318 | 5.0905 | 0.11944 | 4 | 35731.6863 | 52942.7886 | 728.4388 | 1079.3104 | 63.2781 | 0 | 142.5941 | 747739.244 | 38526.8902 | 1311313.5209 | 1662216.0953 | 0 | 89506.2855 | 0 | 1501227.794 | 3905886.7758 | 2665847.9824 | 11922264.5882 | 961560.8286 | 4187241.4196 | 4187241.4196 | 1478867.319 | 2556617.6377 | 0 | 17071066.8364 | 25293793.2127 | 4216965.0343 | 0.47776 | 35731.6863 | 52942.7886 | 728.4388 | 1079.3104
1 | 1400 | 707 | 0.035 | 15 | 15 | 7 | 5.6234e-09 | 5spot_SharedNeighbor | Water | Porous | Wet | R600a | MinimizeLCOE_Brownfield | IgnoreSilica | 75.7696 | 5.1679 | 0.12203 | 4 | 35276.6094 | 52122.997 | 719.1614 | 1062.5978 | 63.2768 | 0 | 161.5606 | 755667.1322 | 38934.7122 | 1327235.3495 | 1687143.9431 | 0 | 87929.4975 | 0 | 1519795.1475 | 3954195.2209 | 2698819.4889 | 12069720.4918 | 961560.8286 | 4187241.4196 | 4187241.4196 | 1478867.319 | 2556617.6377 | 0 | 17218522.74 | 25441249.1163 | 5623413.2519 | 0.4881 | 35276.6094 | 52122.997 | 719.1614 | 1062.5978
1 | 1400 | 707 | 0.035 | 15 | 15 | 7 | 7.4989e-09 | 5spot_SharedNeighbor | Water | Porous | Wet | R600a | MinimizeLCOE_Brownfield | IgnoreSilica | 76.6392 | 5.227 | 0.12402 | 4 | 34936.1025 | 51511.8039 | 712.2197 | 1050.1378 | 63.2756 | 0 | 148.4428 | 761698.2702 | 39244.905 | 1339366.8807 | 1706191.0592 | 0 | 86657.1272 | 0 | 1533931.7145 | 3990975.6684 | 2723922.9001 | 12181988.5253 | 961560.8286 | 4187241.4196 | 4187241.4196 | 1478867.319 | 2556617.6377 | 0 | 17330790.7735 | 25553517.1498 | 7498942.0933 | 0.49607 | 34936.1025 | 51511.8039 | 712.2197 | 1050.1378
1 | 1400 | 707 | 0.035 | 15 | 15 | 7 | 1e-08 | 5spot_SharedNeighbor | Water | Porous | Wet | R600a | MinimizeLCOE_Brownfield | IgnoreSilica | 77.2971 | 5.2717 | 0.12554 | 4 | 34681.195 | 51055.9853 | 707.0231 | 1040.8453 | 63.2747 | 0 | 153.1041 | 766244.9358 | 39478.7151 | 1348523.2819 | 1720597.576 | 0 | 85640.1766 | 0 | 1544589.0273 | 4018703.8102 | 2742847.9266 | 12266625.4493 | 961560.8286 | 4187241.4196 | 4187241.4196 | 1478867.319 | 2556617.6377 | 0 | 17415427.6975 | 25638154.0738 | 10000000 | 0.50216 | 34681.195 | 51055.9853 | 707.0231 | 1040.8453
1 | 1500 | 707 | 0.035 | 15 | 15 | 7 | 1e-13 | 5spot_SharedNeighbor | Water | Porous | Wet | R600a | MinimizeLCOE_Brownfield | IgnoreSilica | 0 | 0 | 0 | 4 | [6 empty] | 15.2391 | [19 empty] | 100 | 0
1 | 1500 | 707 | 0.035 | 15 | 15 | 7 | 1.3335e-13 | 5spot_SharedNeighbor | Water | Porous | Wet | R600a | MinimizeLCOE_Brownfield | IgnoreSilica | 0 | 0 | 0 | 4 | [6 empty] | 19.0201 | [19 empty] | 133.3521 | 0
1 | 1500 | 707 | 0.035 | 15 | 15 | 7 | 1.7783e-13 | 5spot_SharedNeighbor | Water | Porous | Wet | R600a | MinimizeLCOE_Brownfield | IgnoreSilica | 0 | 0 | 0 | 4 | [6 empty] | 21.3288 | [19 empty] | 177.8279 | 0
1 | 1500 | 707 | 0.035 | 15 | 15 | 7 | 2.3714e-13 | 5spot_SharedNeighbor | Water | Porous | Wet | R600a | MinimizeLCOE_Brownfield | IgnoreSilica | 0 | 0 | 0 | 4 | [6 empty] | 21.1677 | [19 empty] | 237.1374 | 0
1 | 1500 | 707 | 0.035 | 15 | 15 | 7 | 3.1623e-13 | 5spot_SharedNeighbor | Water | Porous | Wet | R600a | MinimizeLCOE_Brownfield | IgnoreSilica | 0 | 0 | 0 | 4 | [6 empty] | 21.2712 | [19 empty] | 316.2278 | 0
1 | 1500 | 707 | 0.035 | 15 | 15 | 7 | 4.217e-13 | 5spot_SharedNeighbor | Water | Porous | Wet | R600a | MinimizeLCOE_Brownfield | IgnoreSilica | 0 | 0 | 0 | 4 | [6 empty] | 21.9598 | [19 empty] | 421.6965 | 0
1 | 1500 | 707 | 0.035 | 15 | 15 | 7 | 5.6234e-13 | 5spot_SharedNeighbor | Water | Porous | Wet | R600a | MinimizeLCOE_Brownfield | IgnoreSilica | 0 | 0 | 0 | 4 | [6 empty] | 23.545 | [19 empty] | 562.3413 | 0
1 | 1500 | 707 | 0.035 | 15 | 15 | 7 | 7.4989e-13 | 5spot_SharedNeighbor | Water | Porous | Wet | R600a | MinimizeLCOE_Brownfield | IgnoreSilica | 0 | 0 | 0 | 4 | [6 empty] | 22.412 | [19 empty] | 749.8942 | 0
1 | 1500 | 707 | 0.035 | 15 | 15 | 7 | 1e-12 | 5spot_SharedNeighbor | Water | Porous | Wet | R600a | MinimizeLCOE_Brownfield | IgnoreSilica | 0 | 0 | 0 | 4 | [6 empty] | 23.4289 | [19 empty] | 1000 | 0
1 | 1500 | 707 | 0.035 | 15 | 15 | 7 | 1.3335e-12 | 5spot_SharedNeighbor | Water | Porous | Wet | R600a | MinimizeLCOE_Brownfield | IgnoreSilica | 0 | 0 | 0 | 4 | [6 empty] | 27.2877 | [19 empty] | 1333.5214 | 0
1 | 1500 | 707 | 0.035 | 15 | 15 | 7 | 1.7783e-12 | 5spot_SharedNeighbor | Water | Porous | Wet | R600a | MinimizeLCOE_Brownfield | IgnoreSilica | 0 | 0 | 0 | 4 | [6 empty] | 30.354 | [19 empty] | 1778.2794 | 0
1 | 1500 | 707 | 0.035 | 15 | 15 | 7 | 2.3714e-12 | 5spot_SharedNeighbor | Water | Porous | Wet | R600a | MinimizeLCOE_Brownfield | IgnoreSilica | 0 | 0 | 0 | 4 | [6 empty] | 33.2962 | [19 empty] | 2371.3737 | 0
1 | 1500 | 707 | 0.035 | 15 | 15 | 7 | 3.1623e-12 | 5spot_SharedNeighbor | Water | Porous | Wet | R600a | MinimizeLCOE_Brownfield | IgnoreSilica | 0.79142 | 0.043857 | 0.00010551 | 4 | 13725347.1957 | 34163804.94 | 279809.7675 | 696475.3737 | 57.4407 | 0 | 85.2174 | 25222.2245 | 1202.7773 | 29394.3427 | 39379.3055 | 0 | 19705.3618 | 0 | 44812.5646 | 116593.1008 | 79577.1871 | 355886.8643 | 961560.8286 | 4475407.202 | 4475407.202 | 1478867.319 | 2671883.9507 | 0 | 5792854.8949 | 14419013.3665 | 3162.2777 | 0.00042206 | 13725347.1957 | 34163804.94 | 279809.7675 | 696475.3737
1 | 1500 | 707 | 0.035 | 15 | 15 | 7 | 4.217e-12 | 5spot_SharedNeighbor | Water | Porous | Wet | R600a | MinimizeLCOE_Brownfield | IgnoreSilica | 1.1069 | 0.067092 | 0.00042778 | 4 | 3444904.1209 | 8486101.6129 | 70229.0301 | 173000.6597 | 59.8612 | 0 | 388.8721 | 35266.1825 | 1720.3496 | 41209.0968 | 46691.5254 | 0 | 22895.535 | 0 | 57635.2488 | 149955.0948 | 102347.4334 | 457720.4663 | 961560.8286 | 4475407.202 | 4475407.202 | 1478867.319 | 2671883.9507 | 0 | 5894688.4968 | 14520846.9685 | 4216.965 | 0.0017111 | 3444904.1209 | 8486101.6129 | 70229.0301 | 173000.6597
1 | 1500 | 707 | 0.035 | 15 | 15 | 7 | 5.6234e-12 | 5spot_SharedNeighbor | Water | Porous | Wet | R600a | MinimizeLCOE_Brownfield | IgnoreSilica | 1.4764 | 0.094744 | 0.00089538 | 4 | 1676738.943 | 4085246.6857 | 34182.5913 | 83283.2794 | 61.479 | 0 | 245.5116 | 45929.3098 | 2275.3861 | 54231.5553 | 55308.2563 | 0 | 25751.5263 | 0 | 71563.4532 | 186193.4254 | 127080.8387 | 568333.751 | 961560.8286 | 4475407.202 | 4475407.202 | 1478867.319 | 2671883.9507 | 0 | 6005301.7816 | 14631460.2532 | 5623.4133 | 0.0035815 | 1676738.943 | 4085246.6857 | 34182.5913 | 83283.2794
1 | 1500 | 707 | 0.035 | 15 | 15 | 7 | 7.4989e-12 | 5spot_SharedNeighbor | Water | Porous | Wet | R600a | MinimizeLCOE_Brownfield | IgnoreSilica | 1.9626 | 0.13143 | 0.0015602 | 4 | 984204.6733 | 2366448.9596 | 20064.3435 | 48243.2629 | 62.7314 | 0 | 340.4099 | 58690.3331 | 2943.6556 | 70384.4285 | 66680.4034 | 0 | 28970.1375 | 0 | 88790.8936 | 231015.6917 | 157672.9565 | 705148.5 | 961560.8286 | 4475407.202 | 4475407.202 | 1478867.319 | 2671883.9507 | 0 | 6142116.5305 | 14768275.0022 | 7498.9421 | 0.0062407 | 984204.6733 | 2366448.9596 | 20064.3435 | 48243.2629
1 | 1500 | 707 | 0.035 | 15 | 15 | 7 | 1e-11 | 5spot_SharedNeighbor | Water | Porous | Wet | R600a | MinimizeLCOE_Brownfield | IgnoreSilica | 2.8324 | 0.19753 | 0.0024787 | 4 | 643177.5586 | 1513210.2263 | 13112.0445 | 30848.8372 | 63.9409 | 0 | 85.5774 | 79149.5284 | 4019.4143 | 97397.3964 | 87086.0722 | 0 | 35835.2353 | 0 | 118360.1822 | 307948.9151 | 210181.4623 | 939978.2062 | 961560.8286 | 4475407.202 | 4475407.202 | 1478867.319 | 2671883.9507 | 0 | 6376946.2368 | 15003104.7084 | 10000 | 0.0099148 | 643177.5586 | 1513210.2263 | 13112.0445 | 30848.8372
1 | 1500 | 707 | 0.035 | 15 | 15 | 7 | 1.3335e-11 | 5spot_SharedNeighbor | Water | Porous | Wet | R600a | MinimizeLCOE_Brownfield | IgnoreSilica | 3.7487 | 0.26727 | 0.0037157 | 4 | 444352.5542 | 1024737.7293 | 9058.7278 | 20890.6647 | 64.6257 | 0 | 77.1567 | 98519.08 | 5040.786 | 123975.1865 | 108585.5866 | 0 | 40781.8306 | 0 | 146991.9632 | 382442.936 | 261025.1623 | 1167362.5312 | 961560.8286 | 4475407.202 | 4475407.202 | 1478867.319 | 2671883.9507 | 0 | 6604330.5618 | 15230489.0334 | 13335.2143 | 0.014863 | 444352.5542 | 1024737.7293 | 9058.7278 | 20890.6647
1 | 1500 | 707 | 0.035 | 15 | 15 | 7 | 1.7783e-11 | 5spot_SharedNeighbor | Water | Porous | Wet | R600a | MinimizeLCOE_Brownfield | IgnoreSilica | 4.9271 | 0.35715 | 0.0053699 | 4 | 320367.0028 | 721965.1117 | 6531.1147 | 14718.2353 | 65.1396 | 0 | 99.577 | 121275.5696 | 6242.1535 | 156264.0638 | 136266.1492 | 0 | 46294.3901 | 0 | 181873.5072 | 473197.5583 | 322967.0568 | 1444380.4484 | 961560.8286 | 4475407.202 | 4475407.202 | 1478867.319 | 2671883.9507 | 0 | 6881348.479 | 15507506.9506 | 17782.7941 | 0.02148 | 320367.0028 | 721965.1117 | 6531.1147 | 14718.2353
1 | 1500 | 707 | 0.035 | 15 | 15 | 7 | 2.3714e-11 | 5spot_SharedNeighbor | Water | Porous | Wet | R600a | MinimizeLCOE_Brownfield | IgnoreSilica | 6.4035 | 0.46994 | 0.0075492 | 4 | 238791.0676 | 524454.1145 | 4868.0789 | 10691.7065 | 65.5129 | 0 | 70.7815 | 147401.5238 | 7621.6512 | 194565.6757 | 170981.0508 | 0 | 52130.5988 | 0 | 223353.1951 | 581119.1977 | 396625.7932 | 1773798.6865 | 961560.8286 | 4475407.202 | 4475407.202 | 1478867.319 | 2671883.9507 | 0 | 7210766.717 | 15836925.1887 | 23713.7371 | 0.030197 | 238791.0676 | 524454.1145 | 4868.0789 | 10691.7065
1 | 1500 | 707 | 0.035 | 15 | 15 | 7 | 3.1623e-11 | 5spot_SharedNeighbor | Water | Porous | Wet | R600a | MinimizeLCOE_Brownfield | IgnoreSilica | 8.1332 | 0.60142 | 0.010319 | 4 | 183539.3564 | 392536.2447 | 3741.698 | 8002.3823 | 65.7442 | 0 | 100.2299 | 175432.4958 | 9100.591 | 236969.4647 | 211525.2826 | 0 | 57407.6279 | 0 | 269269.8302 | 700584.8632 | 478163.5647 | 2138453.72 | 961560.8286 | 4475407.202 | 4475407.202 | 1478867.319 | 2671883.9507 | 0 | 7575421.7506 | 16201580.2223 | 31622.7766 | 0.041274 | 183539.3564 | 392536.2447 | 3741.698 | 8002.3823
1 | 1500 | 707 | 0.035 | 15 | 15 | 7 | 4.217e-11 | 5spot_SharedNeighbor | Water | Porous | Wet | R600a | MinimizeLCOE_Brownfield | IgnoreSilica | 11.0788 | 0.82779 | 0.014453 | 4 | 141549.0287 | 290755.6002 | 2885.6684 | 5927.4462 | 66.0676 | 0 | 55.9571 | 219957.8667 | 11456.0311 | 305887.0866 | 281018.5445 | 0 | 68427.6426 | 0 | 345831.3969 | 899782.3549 | 614119.9459 | 2746480.869 | 961560.8286 | 4475407.202 | 4475407.202 | 1478867.319 | 2671883.9507 | 0 | 8183448.8996 | 16809607.3713 | 42169.6503 | 0.057814 | 141549.0287 | 290755.6002 | 2885.6684 | 5927.4462
1 | 1500 | 707 | 0.035 | 15 | 15 | 7 | 5.6234e-11 | 5spot_SharedNeighbor | Water | Porous | Wet | R600a | MinimizeLCOE_Brownfield | IgnoreSilica | 13.8265 | 1.0378 | 0.019186 | 4 | 113547.2161 | 225947.2453 | 2314.8136 | 4606.2402 | 66.2176 | 0 | 97.5301 | 257927.4583 | 13462.7561 | 366475.6057 | 345600.0153 | 0 | 74643.0263 | 0 | 412662.4561 | 1073663.062 | 732797.1014 | 3277231.4811 | 961560.8286 | 4475407.202 | 4475407.202 | 1478867.319 | 2671883.9507 | 0 | 8714199.5117 | 17340357.9833 | 56234.1325 | 0.076745 | 113547.2161 | 225947.2453 | 2314.8136 | 4606.2402
1 | 1500 | 707 | 0.035 | 15 | 15 | 7 | 7.4989e-11 | 5spot_SharedNeighbor | Water | Porous | Wet | R600a | MinimizeLCOE_Brownfield | IgnoreSilica | 17.5413 | 1.3217 | 0.02548 | 4 | 92310.5314 | 176947.0462 | 1881.875 | 3607.3049 | 66.3463 | 0 | 93.4482 | 305749.6963 | 15989.3299 | 444648.2229 | 432917.1918 | 0 | 82904.6256 | 0 | 500061.536 | 1301057.54 | 887998.5051 | 3971326.6478 | 961560.8286 | 4475407.202 | 4475407.202 | 1478867.319 | 2671883.9507 | 0 | 9408294.6784 | 18034453.15 | 74989.4209 | 0.10192 | 92310.5314 | 176947.0462 | 1881.875 | 3607.3049
1 | 1500 | 707 | 0.035 | 15 | 15 | 7 | 1e-10 | 5spot_SharedNeighbor | Water | Porous | Wet | R600a | MinimizeLCOE_Brownfield | IgnoreSilica | 22.0554 | 1.6667 | 0.033417 | 4 | 76461.7284 | 140995.2801 | 1558.7758 | 2874.3795 | 66.4451 | 0 | 107.2475 | 359870.828 | 18847.2182 | 535263.7677 | 539027.9605 | 0 | 91462.4478 | 0 | 602344.1667 | 1567175.9639 | 1069629.7976 | 4783622.1506 | 961560.8286 | 4475407.202 | 4475407.202 | 1478867.319 | 2671883.9507 | 0 | 10220590.1811 | 18846748.6528 | 100000 | 0.13367 | 76461.7284 | 140995.2801 | 1558.7758 | 2874.3795
1 | 1500 | 707 | 0.035 | 15 | 15 | 7 | 1.3335e-10 | 5spot_SharedNeighbor | Water | Porous | Wet | R600a | MinimizeLCOE_Brownfield | IgnoreSilica | 27.3755 | 2.0734 | 0.043184 | 4 | 64518.3006 | 114456.9729 | 1315.2928 | 2333.3602 | 66.5204 | 0 | 109.0294 | 419506.612 | 21994.2893 | 637379.1638 | 664092.3094 | 0 | 99822.5133 | 0 | 718690.0062 | 1869883.9727 | 1276234.2336 | 5707603.1003 | 961560.8286 | 4475407.202 | 4475407.202 | 1478867.319 | 2671883.9507 | 0 | 11144571.1309 | 19770729.6025 | 133352.1432 | 0.17274 | 64518.3006 | 114456.9729 | 1315.2928 | 2333.3602
1 | 1500 | 707 | 0.035 | 15 | 15 | 7 | 1.7783e-10 | 5spot_SharedNeighbor | Water | Porous | Wet | R600a | MinimizeLCOE_Brownfield | IgnoreSilica | 33.4339 | 2.5366 | 0.054826 | 4 | 55461.6249 | 94796.0322 | 1130.6602 | 1932.5453 | 66.5778 | 0 | 103.9858 | 483309.8962 | 25358.8256 | 748910.4743 | 806522.7092 | 0 | 107479.9379 | 0 | 846916.9188 | 2203504.0963 | 1503936.8232 | 6725939.6816 | 961560.8286 | 4475407.202 | 4475407.202 | 1478867.319 | 2671883.9507 | 0 | 12162907.7121 | 20789066.1838 | 177827.941 | 0.2193 | 55461.6249 | 94796.0322 | 1130.6602 | 1932.5453
1 | 1500 | 707 | 0.035 | 15 | 15 | 7 | 2.3714e-10 | 5spot_SharedNeighbor | Water | Porous | Wet | R600a | MinimizeLCOE_Brownfield | IgnoreSilica | 40.046 | 3.0422 | 0.068149 | 4 | 48575.9323 | 80220.2003 | 990.2861 | 1635.3973 | 66.6212 | 0 | 114.4506 | 549101.6905 | 28825.4824 | 866083.6291 | 961980.0851 | 0 | 113894.8727 | 0 | 982755.4463 | 2556928.0805 | 1745155.9546 | 7804725.2413 | 961560.8286 | 4475407.202 | 4475407.202 | 1478867.319 | 2671883.9507 | 0 | 13241693.2719 | 21867851.7435 | 237137.3706 | 0.2726 | 48575.9323 | 80220.2003 | 990.2861 | 1635.3973
1 | 1500 | 707 | 0.035 | 15 | 15 | 7 | 3.1623e-10 | 5spot_SharedNeighbor | Water | Porous | Wet | R600a | MinimizeLCOE_Brownfield | IgnoreSilica | 46.8419 | 3.5618 | 0.082595 | 4 | 43345.7914 | 69455.596 | 883.6626 | 1415.9463 | 66.6526 | 0 | 115.3071 | 613400.7655 | 32210.6425 | 982501.6328 | 1121751.6947 | 0 | 118359.0929 | 0 | 1118607.2931 | 2910386.7187 | 1986398.738 | 8883616.5781 | 961560.8286 | 4475407.202 | 4475407.202 | 1478867.319 | 2671883.9507 | 0 | 14320584.6086 | 22946743.0803 | 316227.766 | 0.33038 | 43345.7914 | 69455.596 | 883.6626 | 1415.9463
1 | 1500 | 707 | 0.035 | 15 | 15 | 7 | 4.217e-10 | 5spot_SharedNeighbor | Water | Porous | Wet | R600a | MinimizeLCOE_Brownfield | IgnoreSilica | 53.4534 | 4.0671 | 0.097397 | 4 | 39387.6279 | 61529.3923 | 802.9701 | 1254.3599 | 66.6736 | 0 | 114.7624 | 673282.6162 | 35360.4254 | 1092481.7626 | 1277143.3557 | 0 | 120684.049 | 0 | 1247591.3614 | 3245976.8063 | 2215445.8685 | 9907966.245 | 961560.8286 | 4475407.202 | 4475407.202 | 1478867.319 | 2671883.9507 | 0 | 15344934.2756 | 23971092.7472 | 421696.5034 | 0.38959 | 39387.6279 | 61529.3923 | 802.9701 | 1254.3599
1 | 1500 | 707 | 0.035 | 15 | 15 | 7 | 5.6234e-10 | 5spot_SharedNeighbor | Water | Porous | Wet | R600a | MinimizeLCOE_Brownfield | IgnoreSilica | 59.4897 | 4.528 | 0.11166 | 4 | 36405.7525 | 55719.8511 | 742.1805 | 1135.9245 | 66.6855 | 0 | 131.1928 | 725972.2101 | 38129.2998 | 1190434.4058 | 1418939.0001 | 0 | 120830.3667 | 0 | 1362779.0601 | 3545671.5701 | 2419993.7028 | 10822749.6155 | 961560.8286 | 4475407.202 | 4475407.202 | 1478867.319 | 2671883.9507 | 0 | 16259717.6461 | 24885876.1177 | 562341.3252 | 0.44662 | 36405.7525 | 55719.8511 | 742.1805 | 1135.9245
1 | 1500 | 707 | 0.035 | 15 | 15 | 7 | 7.4989e-10 | 5spot_SharedNeighbor | Water | Porous | Wet | R600a | MinimizeLCOE_Brownfield | IgnoreSilica | 64.7413 | 4.9284 | 0.12468 | 4 | 34168.0171 | 51464.5912 | 696.5612 | 1049.1753 | 66.6904 | 0 | 157.6826 | 770435.703 | 40463.7156 | 1273931.5511 | 1542204.8211 | 0 | 119291.9878 | 0 | 1461067.8337 | 3801398.797 | 2594532.7899 | 11603327.1992 | 961560.8286 | 4475407.202 | 4475407.202 | 1478867.319 | 2671883.9507 | 0 | 17040295.2297 | 25666453.7014 | 749894.2093 | 0.49872 | 34168.0171 | 51464.5912 | 696.5612 | 1049.1753
1 | 1500 | 707 | 0.035 | 15 | 15 | 7 | 1e-09 | 5spot_SharedNeighbor | Water | Porous | Wet | R600a | MinimizeLCOE_Brownfield | IgnoreSilica | 69.1413 | 5.2634 | 0.13606 | 4 | 32492.8591 | 48343.1306 | 662.4109 | 985.5401 | 66.6908 | 0 | 125.0784 | 806782.9998 | 42370.3592 | 1342749.4985 | 1645392.8731 | 0 | 116707.0535 | 0 | 1542061.0858 | 4012126.6251 | 2738358.8626 | 12246549.3577 | 961560.8286 | 4475407.202 | 4475407.202 | 1478867.319 | 2671883.9507 | 0 | 17683517.3883 | 26309675.8599 | 1000000 | 0.54423 | 32492.8591 | 48343.1306 | 662.4109 | 985.5401
1 | 1500 | 707 | 0.035 | 15 | 15 | 7 | 1.3335e-09 | 5spot_SharedNeighbor | Water | Porous | Wet | R600a | MinimizeLCOE_Brownfield | IgnoreSilica | 72.7339 | 5.5366 | 0.14566 | 4 | 31240.323 | 46045.9063 | 636.8762 | 938.7081 | 66.6886 | 0 | 160.1647 | 835884.3575 | 43895.7328 | 1398211.1768 | 1729571.247 | 0 | 113682.9002 | 0 | 1607285.7116 | 4181827.7218 | 2854183.3481 | 12764542.1957 | 961560.8286 | 4475407.202 | 4475407.202 | 1478867.319 | 2671883.9507 | 0 | 18201510.2263 | 26827668.6979 | 1333521.4322 | 0.58263 | 31240.323 | 46045.9063 | 636.8762 | 938.7081
1 | 1500 | 707 | 0.035 | 15 | 15 | 7 | 1.7783e-09 | 5spot_SharedNeighbor | Water | Porous | Wet | R600a | MinimizeLCOE_Brownfield | IgnoreSilica | 75.5797 | 5.7526 | 0.1535 | 4 | 30304.063 | 44353.0204 | 617.7893 | 904.1963 | 66.6853 | 0 | 160.4916 | 858586.4443 | 45084.9065 | 1441700.9485 | 1796200.4523 | 0 | 110561.9347 | 0 | 1658332.5276 | 4314641.0661 | 2944831.1846 | 13169939.4647 | 961560.8286 | 4475407.202 | 4475407.202 | 1478867.319 | 2671883.9507 | 0 | 18606907.4952 | 27233065.9669 | 1778279.41 | 0.61401 | 30304.063 | 44353.0204 | 617.7893 | 904.1963
1 | 1500 | 707 | 0.035 | 15 | 15 | 7 | 2.3714e-09 | 5spot_SharedNeighbor | Water | Porous | Wet | R600a | MinimizeLCOE_Brownfield | IgnoreSilica | 77.8159 | 5.9222 | 0.1598 | 4 | 29604.0787 | 43099.6229 | 603.5192 | 878.6441 | 66.6818 | 0 | 159.8751 | 876214.6238 | 46007.8068 | 1475606.2911 | 1848518.6788 | 0 | 107682.5628 | 0 | 1698071.6857 | 4418034.2037 | 3015399.1256 | 13485534.9783 | 961560.8286 | 4475407.202 | 4475407.202 | 1478867.319 | 2671883.9507 | 0 | 18922503.0088 | 27548661.4805 | 2371373.7057 | 0.63919 | 29604.0787 | 43099.6229 | 603.5192 | 878.6441
1 | 1500 | 707 | 0.035 | 15 | 15 | 7 | 3.1623e-09 | 5spot_SharedNeighbor | Water | Porous | Wet | R600a | MinimizeLCOE_Brownfield | IgnoreSilica | 79.546 | 6.0533 | 0.16476 | 4 | 29080.5271 | 42169.8025 | 592.8459 | 859.6885 | 66.6785 | 0 | 147.2394 | 889730.2855 | 46715.0982 | 1501682.1662 | 1888975.2478 | 0 | 105154.0695 | 0 | 1728580.1782 | 4497411.0432 | 3069575.4495 | 13727823.5381 | 961560.8286 | 4475407.202 | 4475407.202 | 1478867.319 | 2671883.9507 | 0 | 19164791.5687 | 27790950.0403 | 3162277.6602 | 0.65902 | 29080.5271 | 42169.8025 | 592.8459 | 859.6885
1 | 1500 | 707 | 0.035 | 15 | 15 | 7 | 4.217e-09 | 5spot_SharedNeighbor | Water | Porous | Wet | R600a | MinimizeLCOE_Brownfield | IgnoreSilica | 80.8682 | 6.1534 | 0.16861 | 4 | 28688.7554 | 41478.934 | 584.8591 | 845.6042 | 66.6757 | 0 | 150.7441 | 899987.7254 | 47251.7022 | 1521518.5879 | 1919878.1923 | 0 | 103009.1864 | 0 | 1751741.7037 | 4557672.5815 | 3110705.1877 | 13911764.867 | 961560.8286 | 4475407.202 | 4475407.202 | 1478867.319 | 2671883.9507 | 0 | 19348732.8976 | 27974891.3692 | 4216965.0343 | 0.67444 | 28688.7554 | 41478.934 | 584.8591 | 845.6042
1 | 1500 | 707 | 0.035 | 15 | 15 | 7 | 5.6234e-09 | 5spot_SharedNeighbor | Water | Porous | Wet | R600a | MinimizeLCOE_Brownfield | IgnoreSilica | 81.8861 | 6.2304 | 0.17159 | 4 | 28395.4664 | 40963.2644 | 578.88 | 835.0916 | 66.6733 | 0 | 144.8955 | 907843.6702 | 47662.5676 | 1536738.1354 | 1943662.3971 | 0 | 101282.555 | 0 | 1769503.8369 | 4603886.0084 | 3142246.8012 | 14052825.9718 | 961560.8286 | 4475407.202 | 4475407.202 | 1478867.319 | 2671883.9507 | 0 | 19489794.0024 | 28115952.474 | 5623413.2519 | 0.68637 | 28395.4664 | 40963.2644 | 578.88 | 835.0916
1 | 1500 | 707 | 0.035 | 15 | 15 | 7 | 7.4989e-09 | 5spot_SharedNeighbor | Water | Porous | Wet | R600a | MinimizeLCOE_Brownfield | IgnoreSilica | 82.6561 | 6.2886 | 0.17387 | 4 | 28175.8217 | 40578.7929 | 574.4022 | 827.2536 | 66.6714 | 0 | 151.3526 | 913761.8716 | 47972.0265 | 1548219.2857 | 1961646.6823 | 0 | 99892.3145 | 0 | 1782881.9505 | 4638693.1157 | 3166003.3671 | 14159070.6139 | 961560.8286 | 4475407.202 | 4475407.202 | 1478867.319 | 2671883.9507 | 0 | 19596038.6444 | 28222197.1161 | 7498942.0933 | 0.69549 | 28175.8217 | 40578.7929 | 574.4022 | 827.2536
1 | 1500 | 707 | 0.035 | 15 | 15 | 7 | 1e-08 | 5spot_SharedNeighbor | Water | Porous | Wet | R600a | MinimizeLCOE_Brownfield | IgnoreSilica | 83.2286 | 6.3319 | 0.1756 | 4 | 28011.2788 | 40292.5441 | 571.0478 | 821.418 | 66.67 | 0 | 157.9084 | 918149.3527 | 48201.4099 | 1556739.572 | 1975016.4078 | 0 | 98769.952 | 0 | 1792781.9108 | 4664450.7819 | 3183583.5035 | 14237692.8906 | 961560.8286 | 4475407.202 | 4475407.202 | 1478867.319 | 2671883.9507 | 0 | 19674660.9212 | 28300819.3928 | 10000000 | 0.70238 | 28011.2788 | 40292.5441 | 571.0478 | 821.418
1 | 1600 | 707 | 0.035 | 15 | 15 | 7 | 1e-13 | 5spot_SharedNeighbor | Water | Porous | Wet | R600a | MinimizeLCOE_Brownfield | IgnoreSilica | 0 | 0 | 0 | 4 | [6 empty] | 15.9667 | [19 empty] | 100 | 0
1 | 1600 | 707 | 0.035 | 15 | 15 | 7 | 1.3335e-13 | 5spot_SharedNeighbor | Water | Porous | Wet | R600a | MinimizeLCOE_Brownfield | IgnoreSilica | 0 | 0 | 0 | 4 | [6 empty] | 18.128 | [19 empty] | 133.3521 | 0
1 | 1600 | 707 | 0.035 | 15 | 15 | 7 | 1.7783e-13 | 5spot_SharedNeighbor | Water | Porous | Wet | R600a | MinimizeLCOE_Brownfield | IgnoreSilica | 0 | 0 | 0 | 4 | [6 empty] | 21.0977 | [19 empty] | 177.8279 | 0
1 | 1600 | 707 | 0.035 | 15 | 15 | 7 | 2.3714e-13 | 5spot_SharedNeighbor | Water | Porous | Wet | R600a | MinimizeLCOE_Brownfield | IgnoreSilica | 0 | 0 | 0 | 4 | [6 empty] | 21.4277 | [19 empty] | 237.1374 | 0
1 | 1600 | 707 | 0.035 | 15 | 15 | 7 | 3.1623e-13 | 5spot_SharedNeighbor | Water | Porous | Wet | R600a | MinimizeLCOE_Brownfield | IgnoreSilica | 0 | 0 | 0 | 4 | [6 empty] | 21.6315 | [19 empty] | 316.2278 | 0
1 | 1600 | 707 | 0.035 | 15 | 15 | 7 | 4.217e-13 | 5spot_SharedNeighbor | Water | Porous | Wet | R600a | MinimizeLCOE_Brownfield | IgnoreSilica | 0 | 0 | 0 | 4 | [6 empty] | 21.4434 | [19 empty] | 421.6965 | 0
1 | 1600 | 707 | 0.035 | 15 | 15 | 7 | 5.6234e-13 | 5spot_SharedNeighbor | Water | Porous | Wet | R600a | MinimizeLCOE_Brownfield | IgnoreSilica | 0 | 0 | 0 | 4 | [6 empty] | 22.8736 | [19 empty] | 562.3413 | 0
1 | 1600 | 707 | 0.035 | 15 | 15 | 7 | 7.4989e-13 | 5spot_SharedNeighbor | Water | Porous | Wet | R600a | MinimizeLCOE_Brownfield | IgnoreSilica | 0 | 0 | 0 | 4 | [6 empty] | 23.4813 | [19 empty] | 749.8942 | 0
1 | 1600 | 707 | 0.035 | 15 | 15 | 7 | 1e-12 | 5spot_SharedNeighbor | Water | Porous | Wet | R600a | MinimizeLCOE_Brownfield | IgnoreSilica | 0 | 0 | 0 | 4 | [6 empty] | 25.4623 | [19 empty] | 1000 | 0
1 | 1600 | 707 | 0.035 | 15 | 15 | 7 | 1.3335e-12 | 5spot_SharedNeighbor | Water | Porous | Wet | R600a | MinimizeLCOE_Brownfield | IgnoreSilica | 0 | 0 | 0 | 4 | [6 empty] | 27.795 | [19 empty] | 1333.5214 | 0
1 | 1600 | 707 | 0.035 | 15 | 15 | 7 | 1.7783e-12 | 5spot_SharedNeighbor | Water | Porous | Wet | R600a | MinimizeLCOE_Brownfield | IgnoreSilica | 0 | 0 | 0 | 4 | [6 empty] | 29.315 | [19 empty] | 1778.2794 | 0
1 | 1600 | 707 | 0.035 | 15 | 15 | 7 | 2.3714e-12 | 5spot_SharedNeighbor | Water | Porous | Wet | R600a | MinimizeLCOE_Brownfield | IgnoreSilica | 0.75252 | 0.044568 | 9.9156e-05 | 4 | 15367088.0776 | 38154009.2288 | 313278.876 | 777821.0852 | 59.2018 | 0 | 71.7035 | 26354.4247 | 1271.005 | 29726.4263 | 39235.3914 | 0 | 20914.1446 | 0 | 45825.5429 | 119228.6625 | 81376.012 | 363931.6094 | 961560.8286 | 4769433.0752 | 4769433.0752 | 1478867.319 | 2789494.2999 | 0 | 6094925.5132 | 15132720.2074 | 2371.3737 | 0.00039662 | 15367088.0776 | 38154009.2288 | 313278.876 | 777821.0852
1 | 1600 | 707 | 0.035 | 15 | 15 | 7 | 3.1623e-12 | 5spot_SharedNeighbor | Water | Porous | Wet | R600a | MinimizeLCOE_Brownfield | IgnoreSilica | 1.0874 | 0.07167 | 0.00047414 | 4 | 3277049.1412 | 8042417.8051 | 66807.0793 | 163955.5651 | 62.2539 | 0 | 167.5976 | 38437.1878 | 1904.7673 | 43348.1921 | 47455.461 | 0 | 25159.8183 | 0 | 60959.1163 | 158603.1163 | 108249.8858 | 484117.545 | 961560.8286 | 4769433.0752 | 4769433.0752 | 1478867.319 | 2789494.2999 | 0 | 6215111.4489 | 15252906.143 | 3162.2777 | 0.0018966 | 3277049.1412 | 8042417.8051 | 66807.0793 | 163955.5651
1 | 1600 | 707 | 0.035 | 15 | 15 | 7 | 4.217e-12 | 5spot_SharedNeighbor | Water | Porous | Wet | R600a | MinimizeLCOE_Brownfield | IgnoreSilica | 1.5153 | 0.10706 | 0.0010425 | 4 | 1524507.4404 | 3691780.0752 | 31079.1462 | 75261.9303 | 64.3428 | 0 | 240.5852 | 52299.387 | 2640.7549 | 59646.4134 | 58050.8505 | 0 | 29603.2192 | 0 | 78873.8437 | 205213.5621 | 140062.4729 | 626390.5037 | 961560.8286 | 4769433.0752 | 4769433.0752 | 1478867.319 | 2789494.2999 | 0 | 6357384.4075 | 15395179.1016 | 4216.965 | 0.0041701 | 1524507.4404 | 3691780.0752 | 31079.1462 | 75261.9303
1 | 1600 | 707 | 0.035 | 15 | 15 | 7 | 5.6234e-12 | 5spot_SharedNeighbor | Water | Porous | Wet | R600a | MinimizeLCOE_Brownfield | IgnoreSilica | 1.6 | 0.1141 | 0.0016666 | 4 | 956050.0068 | 2311750.99 | 19490.3725 | 47128.1708 | 64.6339 | 0 | 242.6148 | 54882.3666 | 2778.5735 | 62750.164 | 60152.3207 | 0 | 26885.9755 | 0 | 80905.2661 | 210498.9065 | 143669.829 | 642523.402 | 961560.8286 | 4769433.0752 | 4769433.0752 | 1478867.319 | 2789494.2999 | 0 | 6373517.3058 | 15411312 | 5623.4133 | 0.0066665 | 956050.0068 | 2311750.99 | 19490.3725 | 47128.1708
1 | 1600 | 707 | 0.035 | 15 | 15 | 7 | 7.4989e-12 | 5spot_SharedNeighbor | Water | Porous | Wet | R600a | MinimizeLCOE_Brownfield | IgnoreSilica | 2.7593 | 0.21132 | 0.002963 | 4 | 567732.8187 | 1330298.2229 | 11574.0014 | 27119.9286 | 66.8943 | 0 | 89.4449 | 86667.8297 | 4482.0528 | 102531.7086 | 89010.9365 | 0 | 39424.5648 | 0 | 125625.666 | 326852.2136 | 223083.3519 | 997678.3237 | 961560.8286 | 4769433.0752 | 4769433.0752 | 1478867.319 | 2789494.2999 | 0 | 6728672.2276 | 15766466.9217 | 7498.9421 | 0.011852 | 567732.8187 | 1330298.2229 | 11574.0014 | 27119.9286
1 | 1600 | 707 | 0.035 | 15 | 15 | 7 | 1e-11 | 5spot_SharedNeighbor | Water | Porous | Wet | R600a | MinimizeLCOE_Brownfield | IgnoreSilica | 3.6561 | 0.2868 | 0.0044695 | 4 | 390040.9061 | 895563.9759 | 7951.5114 | 18257.283 | 67.6912 | 0 | 80.0033 | 108201.0409 | 5640.7071 | 130814.7977 | 111354.998 | 0 | 45052.9679 | 0 | 156415.1595 | 406960.1599 | 277758.6713 | 1242198.5023 | 961560.8286 | 4769433.0752 | 4769433.0752 | 1478867.319 | 2789494.2999 | 0 | 6973192.4061 | 16010987.1003 | 10000 | 0.017878 | 390040.9061 | 895563.9759 | 7951.5114 | 18257.283
1 | 1600 | 707 | 0.035 | 15 | 15 | 7 | 1.3335e-11 | 5spot_SharedNeighbor | Water | Porous | Wet | R600a | MinimizeLCOE_Brownfield | IgnoreSilica | 4.8009 | 0.3833 | 0.0064854 | 4 | 280176.5031 | 628567.8229 | 5711.777 | 12814.2053 | 68.2858 | 0 | 76.8931 | 133303.1287 | 6993.0846 | 164890.3774 | 139895.6588 | 0 | 51230.3143 | 0 | 193561.8999 | 503608.3584 | 343723.0527 | 1537205.8748 | 961560.8286 | 4769433.0752 | 4769433.0752 | 1478867.319 | 2789494.2999 | 0 | 7268199.7786 | 16305994.4728 | 13335.2143 | 0.025942 | 280176.5031 | 628567.8229 | 5711.777 | 12814.2053
1 | 1600 | 707 | 0.035 | 15 | 15 | 7 | 1.7783e-11 | 5spot_SharedNeighbor | Water | Porous | Wet | R600a | MinimizeLCOE_Brownfield | IgnoreSilica | 6.2501 | 0.50544 | 0.0091497 | 4 | 208259.908 | 455202.6106 | 4245.6599 | 9279.9209 | 68.7246 | 0 | 107.4704 | 162399.4663 | 8561.3705 | 205649.5939 | 176012.3868 | 0 | 57937.0628 | 0 | 238118.3533 | 619535.1104 | 422845.443 | 1891058.7869 | 961560.8286 | 4769433.0752 | 4769433.0752 | 1478867.319 | 2789494.2999 | 0 | 7622052.6907 | 16659847.3849 | 17782.7941 | 0.036599 | 208259.908 | 455202.6106 | 4245.6599 | 9279.9209
1 | 1600 | 707 | 0.035 | 15 | 15 | 7 | 2.3714e-11 | 5spot_SharedNeighbor | Water | Porous | Wet | R600a | MinimizeLCOE_Brownfield | IgnoreSilica | 7.9675 | 0.64958 | 0.012554 | 4 | 159674.5123 | 339655.6862 | 3255.1809 | 6924.3406 | 69.0051 | 0 | 110.1895 | 193976.6971 | 10261.7325 | 251299.0102 | 218700.2147 | 0 | 64189.8539 | 0 | 287986.7282 | 749282.3927 | 511400.6292 | 2287097.2584 | 961560.8286 | 4769433.0752 | 4769433.0752 | 1478867.319 | 2789494.2999 | 0 | 8018091.1622 | 17055885.8564 | 23713.7371 | 0.050215 | 159674.5123 | 339655.6862 | 3255.1809 | 6924.3406
1 | 1600 | 707 | 0.035 | 15 | 15 | 7 | 3.1623e-11 | 5spot_SharedNeighbor | Water | Porous | Wet | R600a | MinimizeLCOE_Brownfield | IgnoreSilica | 10.5452 | 0.86824 | 0.017357 | 4 | 123832.7174 | 254005.4235 | 2524.4974 | 5178.2441 | 69.3442 | 0 | 73.9355 | 238331.7771 | 12655.9015 | 316857.4738 | 283179.4468 | 0 | 74511.5186 | 0 | 360959.086 | 939141.4989 | 640983.3704 | 2866620.0731 | 961560.8286 | 4769433.0752 | 4769433.0752 | 1478867.319 | 2789494.2999 | 0 | 8597613.977 | 17635408.6711 | 31622.7766 | 0.069429 | 123832.7174 | 254005.4235 | 2524.4974 | 5178.2441
1 | 1600 | 707 | 0.035 | 15 | 15 | 7 | 4.217e-11 | 5spot_SharedNeighbor | Water | Porous | Wet | R600a | MinimizeLCOE_Brownfield | IgnoreSilica | 13.5272 | 1.1201 | 0.023393 | 4 | 98652.5494 | 195237.2389 | 2011.1657 | 3980.1752 | 69.5424 | 0 | 75.0319 | 285252.0694 | 15184.7393 | 388416.4459 | 357583.0112 | 0 | 83693.4286 | 0 | 440750.5808 | 1146742.6009 | 782675.3883 | 3500298.2644 | 961560.8286 | 4769433.0752 | 4769433.0752 | 1478867.319 | 2789494.2999 | 0 | 9231292.1683 | 18269086.8624 | 42169.6503 | 0.093574 | 98652.5494 | 195237.2389 | 2011.1657 | 3980.1752
1 | 1600 | 707 | 0.035 | 15 | 15 | 7 | 5.6234e-11 | 5spot_SharedNeighbor | Water | Porous | Wet | R600a | MinimizeLCOE_Brownfield | IgnoreSilica | 17.1929 | 1.4299 | 0.031136 | 4 | 80117.0488 | 152683.7175 | 1633.2944 | 3112.6641 | 69.6928 | 0 | 84.1859 | 338755.1921 | 18066.86 | 472124.0379 | 449052.389 | 0 | 93268.2103 | 0 | 534794.0088 | 1391424.3096 | 949675.6822 | 4247160.6899 | 961560.8286 | 4769433.0752 | 4769433.0752 | 1478867.319 | 2789494.2999 | 0 | 9978154.5937 | 19015949.2879 | 56234.1325 | 0.12454 | 80117.0488 | 152683.7175 | 1633.2944 | 3112.6641
1 | 1600 | 707 | 0.035 | 15 | 15 | 7 | 7.4989e-11 | 5spot_SharedNeighbor | Water | Porous | Wet | R600a | MinimizeLCOE_Brownfield | IgnoreSilica | 20 | 1.6671 | 0.039692 | 4 | 66198.9679 | 123123.8331 | 1349.5555 | 2510.0459 | 69.7711 | 0 | 92.5332 | 377380.3831 | 20146.4089 | 533766.5833 | 519099.9361 | 0 | 92658.5718 | 0 | 601790.2345 | 1565734.746 | 1068646.1367 | 4779223.0004 | 961560.8286 | 4769433.0752 | 4769433.0752 | 1478867.319 | 2789494.2999 | 0 | 10510216.9042 | 19548011.5984 | 74989.4209 | 0.15877 | 66198.9679 | 123123.8331 | 1349.5555 | 2510.0459
1 | 1600 | 707 | 0.035 | 15 | 15 | 7 | 1e-10 | 5spot_SharedNeighbor | Water | Porous | Wet | R600a | MinimizeLCOE_Brownfield | IgnoreSilica | 26.623 | 2.2268 | 0.052864 | 4 | 55743.8264 | 98484.9726 | 1136.4133 | 2007.7494 | 69.8914 | 0 | 64.3073 | 462564.4333 | 24729.1383 | 672797.0159 | 684379.3671 | 0 | 110898.5328 | 0 | 762593.7101 | 1984112.4041 | 1354197.4853 | 6056272.0868 | 961560.8286 | 4769433.0752 | 4769433.0752 | 1478867.319 | 2789494.2999 | 0 | 11787265.9907 | 20825060.6848 | 100000 | 0.21145 | 55743.8264 | 98484.9726 | 1136.4133 | 2007.7494
1 | 1600 | 707 | 0.035 | 15 | 15 | 7 | 1.3335e-10 | 5spot_SharedNeighbor | Water | Porous | Wet | R600a | MinimizeLCOE_Brownfield | IgnoreSilica | 33.1561 | 2.779 | 0.0678 | 4 | 47885.7561 | 81211.184 | 976.2159 | 1655.5998 | 69.964 | 0 | 113.0034 | 540497.2968 | 28917.4814 | 803198.3154 | 847429.3524 | 0 | 122528.0806 | 0 | 913602.5054 | 2377006.3133 | 1622355.6514 | 7255534.9966 | 961560.8286 | 4769433.0752 | 4769433.0752 | 1478867.319 | 2789494.2999 | 0 | 12986528.9004 | 22024323.5946 | 133352.1432 | 0.2712 | 47885.7561 | 81211.184 | 976.2159 | 1655.5998
1 | 1600 | 707 | 0.035 | 15 | 15 | 7 | 1.7783e-10 | 5spot_SharedNeighbor | Water | Porous | Wet | R600a | MinimizeLCOE_Brownfield | IgnoreSilica | 39.9749 | 3.3554 | 0.084843 | 4 | 41821.9886 | 68453.0639 | 852.5978 | 1395.5083 | 70.0152 | 0 | 122.1522 | 617063.6887 | 33028.4061 | 933876.4932 | 1017620.2876 | 0 | 130555.7659 | 0 | 1065536.4102 | 2772307.1678 | 1892156.6072 | 8462144.8268 | 961560.8286 | 4769433.0752 | 4769433.0752 | 1478867.319 | 2789494.2999 | 0 | 14193138.7306 | 23230933.4248 | 177827.941 | 0.33937 | 41821.9886 | 68453.0639 | 852.5978 | 1395.5083
1 | 1600 | 707 | 0.035 | 15 | 15 | 7 | 2.3714e-10 | 5spot_SharedNeighbor | Water | Porous | Wet | R600a | MinimizeLCOE_Brownfield | IgnoreSilica | 47.1586 | 3.9626 | 0.1037 | 4 | 37193.6345 | 58981.2447 | 758.2425 | 1202.4125 | 70.0526 | 0 | 110.4302 | 693595.5514 | 37133.4014 | 1066752.1476 | 1196907.9602 | 0 | 136587.1997 | 0 | 1221080.7415 | 3177001.6113 | 2168368.8805 | 9697427.4935 | 961560.8286 | 4769433.0752 | 4769433.0752 | 1478867.319 | 2789494.2999 | 0 | 15428421.3973 | 24466216.0915 | 237137.3706 | 0.41481 | 37193.6345 | 58981.2447 | 758.2425 | 1202.4125
1 | 1600 | 707 | 0.035 | 15 | 15 | 7 | 3.1623e-10 | 5spot_SharedNeighbor | Water | Porous | Wet | R600a | MinimizeLCOE_Brownfield | IgnoreSilica | 54.2692 | 4.5632 | 0.12339 | 4 | 33672.8427 | 51984.5435 | 686.4664 | 1059.7752 | 70.0772 | 0 | 106.4976 | 765925.5813 | 41008.8556 | 1194238.4947 | 1374309.6501 | 0 | 139999.0994 | 0 | 1371037.8556 | 3567159.2618 | 2434659.494 | 10888338.2926 | 961560.8286 | 4769433.0752 | 4769433.0752 | 1478867.319 | 2789494.2999 | 0 | 16619332.1964 | 25657126.8906 | 316227.766 | 0.49355 | 33672.8427 | 51984.5435 | 686.4664 | 1059.7752
1 | 1600 | 707 | 0.035 | 15 | 15 | 7 | 4.217e-10 | 5spot_SharedNeighbor | Water | Porous | Wet | R600a | MinimizeLCOE_Brownfield | IgnoreSilica | 60.9272 | 5.125 | 0.14277 | 4 | 31007.8523 | 46833.2934 | 632.137 | 954.76 | 70.0905 | 0 | 116.3581 | 831010.9231 | 44492.1458 | 1310457.2037 | 1540300.7274 | 0 | 140831.391 | 0 | 1508166.0325 | 3923938.6492 | 2678168.757 | 11977365.8298 | 961560.8286 | 4769433.0752 | 4769433.0752 | 1478867.319 | 2789494.2999 | 0 | 17708359.7336 | 26746154.4278 | 421696.5034 | 0.57109 | 31007.8523 | 46833.2934 | 632.137 | 954.76
1 | 1600 | 707 | 0.035 | 15 | 15 | 7 | 5.6234e-10 | 5spot_SharedNeighbor | Water | Porous | Wet | R600a | MinimizeLCOE_Brownfield | IgnoreSilica | 66.8024 | 5.6199 | 0.16077 | 4 | 29000.0225 | 43054.2979 | 591.2047 | 877.7201 | 70.0948 | 0 | 148.2471 | 886560.9348 | 47461.6618 | 1410744.1728 | 1686630.5304 | 0 | 139352.0738 | 0 | 1626592.2557 | 4232059.3894 | 2888467.4934 | 12917868.512 | 961560.8286 | 4769433.0752 | 4769433.0752 | 1478867.319 | 2789494.2999 | 0 | 18648862.4158 | 27686657.11 | 562341.3252 | 0.64306 | 29000.0225 | 43054.2979 | 591.2047 | 877.7201
1 | 1600 | 707 | 0.035 | 15 | 15 | 7 | 7.4989e-10 | 5spot_SharedNeighbor | Water | Porous | Wet | R600a | MinimizeLCOE_Brownfield | IgnoreSilica | 71.8083 | 6.0407 | 0.17674 | 4 | 27492.3516 | 40276.5904 | 560.4688 | 821.0928 | 70.0932 | 0 | 145.629 | 932617.4892 | 49920.9652 | 1494648.3387 | 1811167.5839 | 0 | 136428.5436 | 0 | 1725665.339 | 4489827.2295 | 3064399.3408 | 13704674.8299 | 961560.8286 | 4769433.0752 | 4769433.0752 | 1478867.319 | 2789494.2999 | 0 | 19435668.7337 | 28473463.4279 | 749894.2093 | 0.70695 | 27492.3516 | 40276.5904 | 560.4688 | 821.0928
1 | 1600 | 707 | 0.035 | 15 | 15 | 7 | 1e-09 | 5spot_SharedNeighbor | Water | Porous | Wet | R600a | MinimizeLCOE_Brownfield | IgnoreSilica | 75.9157 | 6.3854 | 0.19034 | 4 | 26362.4451 | 38233.2452 | 537.4341 | 779.4364 | 70.0882 | 0 | 140.7004 | 969586.7796 | 51893.0672 | 1562492.4566 | 1913231.1638 | 0 | 132694.2129 | 0 | 1805660.0952 | 4697957.176 | 3206452.306 | 14339967.2572 | 961560.8286 | 4769433.0752 | 4769433.0752 | 1478867.319 | 2789494.2999 | 0 | 20070961.1611 | 29108755.8552 | 1000000 | 0.76135 | 26362.4451 | 38233.2452 | 537.4341 | 779.4364
1 | 1600 | 707 | 0.035 | 15 | 15 | 7 | 1.3335e-09 | 5spot_SharedNeighbor | Water | Porous | Wet | R600a | MinimizeLCOE_Brownfield | IgnoreSilica | 79.1996 | 6.6604 | 0.20156 | 4 | 25516.4044 | 36726.3942 | 520.1864 | 748.7172 | 70.0821 | 0 | 141.3041 | 998638.263 | 53441.4805 | 1616115.9425 | 1994745.2863 | 0 | 128728.7223 | 0 | 1868751.1809 | 4862107.2392 | 3318488.0971 | 14841016.2118 | 961560.8286 | 4769433.0752 | 4769433.0752 | 1478867.319 | 2789494.2999 | 0 | 20572010.1157 | 29609804.8098 | 1333521.4322 | 0.80623 | 25516.4044 | 36726.3942 | 520.1864 | 748.7172
1 | 1600 | 707 | 0.035 | 15 | 15 | 7 | 1.7783e-09 | 5spot_SharedNeighbor | Water | Porous | Wet | R600a | MinimizeLCOE_Brownfield | IgnoreSilica | 81.8083 | 6.8786 | 0.21064 | 4 | 24883.069 | 35609.4048 | 507.275 | 725.9459 | 70.0758 | 0 | 148.7021 | 1021407.7648 | 54654.2153 | 1658335.2456 | 2059439.3353 | 0 | 125030.6955 | 0 | 1918358.23 | 4991174.6052 | 3406579.2264 | 15234979.3181 | 961560.8286 | 4769433.0752 | 4769433.0752 | 1478867.319 | 2789494.2999 | 0 | 20965973.2219 | 30003767.916 | 1778279.41 | 0.84258 | 24883.069 | 35609.4048 | 507.275 | 725.9459
1 | 1600 | 707 | 0.035 | 15 | 15 | 7 | 2.3714e-09 | 5spot_SharedNeighbor | Water | Porous | Wet | R600a | MinimizeLCOE_Brownfield | IgnoreSilica | 83.8204 | 7.0466 | 0.21782 | 4 | 24408.9187 | 34781.9867 | 497.6088 | 709.0778 | 70.0701 | 0 | 346.7787 | 1038787.7009 | 55579.368 | 1690674.6536 | 2109297.6796 | 0 | 121680.765 | 0 | 1956247.8652 | 5089755.6635 | 3473862.8244 | 15535886.5202 | 961560.8286 | 4769433.0752 | 4769433.0752 | 1478867.319 | 2789494.2999 | 0 | 21266880.424 | 30304675.1182 | 2371373.7057 | 0.87127 | 24408.9187 | 34781.9867 | 497.6088 | 709.0778
1 | 1600 | 707 | 0.035 | 15 | 15 | 7 | 3.1623e-09 | 5spot_SharedNeighbor | Water | Porous | Wet | R600a | MinimizeLCOE_Brownfield | IgnoreSilica | 85.3628 | 7.1753 | 0.22341 | 4 | 24053.8614 | 34167.1751 | 490.3705 | 696.5441 | 70.0653 | 0 | 140.7621 | 1052006.9113 | 56282.7264 | 1715338.0565 | 2147497.217 | 0 | 118808.7445 | 0 | 1985074.1257 | 5164755.6804 | 3525051.877 | 15764815.3388 | 961560.8286 | 4769433.0752 | 4769433.0752 | 1478867.319 | 2789494.2999 | 0 | 21495809.2426 | 30533603.9367 | 3162277.6602 | 0.89365 | 24053.8614 | 34167.1751 | 490.3705 | 696.5441
1 | 1600 | 707 | 0.035 | 15 | 15 | 7 | 4.217e-09 | 5spot_SharedNeighbor | Water | Porous | Wet | R600a | MinimizeLCOE_Brownfield | IgnoreSilica | 86.564 | 7.2754 | 0.22778 | 4 | 23787.9141 | 33707.461 | 484.9488 | 687.1722 | 70.0612 | 0 | 147.2747 | 1062238.8404 | 56826.9491 | 1734467.2703 | 2177229.0702 | 0 | 116508.8337 | 0 | 2007435.6758 | 5222935.8469 | 3564761.0361 | 15942403.5225 | 961560.8286 | 4769433.0752 | 4769433.0752 | 1478867.319 | 2789494.2999 | 0 | 21673397.4263 | 30711192.1205 | 4216965.0343 | 0.91111 | 23787.9141 | 33707.461 | 484.9488 | 687.1722
1 | 1600 | 707 | 0.035 | 15 | 15 | 7 | 5.6234e-09 | 5spot_SharedNeighbor | Water | Porous | Wet | R600a | MinimizeLCOE_Brownfield | IgnoreSilica | 87.4675 | 7.3507 | 0.23111 | 4 | 23588.6639 | 33365.2105 | 480.8868 | 680.1949 | 70.058 | 0 | 158.0957 | 1069899.6445 | 57234.3063 | 1748812.0926 | 2199583.9648 | 0 | 114624.1088 | 0 | 2024160.1057 | 5266449.3826 | 3594459.9183 | 16075223.5236 | 961560.8286 | 4769433.0752 | 4769433.0752 | 1478867.319 | 2789494.2999 | 0 | 21806217.4274 | 30844012.1216 | 5623413.2519 | 0.92444 | 23588.6639 | 33365.2105 | 480.8868 | 680.1949
1 | 1600 | 707 | 0.035 | 15 | 15 | 7 | 7.4989e-09 | 5spot_SharedNeighbor | Water | Porous | Wet | R600a | MinimizeLCOE_Brownfield | IgnoreSilica | 88.1519 | 7.4077 | 0.23365 | 4 | 23439.3529 | 33109.5567 | 477.8429 | 674.9831 | 70.0555 | 0 | 145.5855 | 1075682.7126 | 57541.7529 | 1759653.6381 | 2216512.9427 | 0 | 113132.3175 | 0 | 2036784.1119 | 5299294.4572 | 3616877.3567 | 16175479.2896 | 961560.8286 | 4769433.0752 | 4769433.0752 | 1478867.319 | 2789494.2999 | 0 | 21906473.1934 | 30944267.8876 | 7498942.0933 | 0.9346 | 23439.3529 | 33109.5567 | 477.8429 | 674.9831
1 | 1600 | 707 | 0.035 | 15 | 15 | 7 | 1e-08 | 5spot_SharedNeighbor | Water | Porous | Wet | R600a | MinimizeLCOE_Brownfield | IgnoreSilica | 88.6607 | 7.45 | 0.23557 | 4 | 23327.4458 | 32918.9896 | 475.5615 | 671.0981 | 70.0536 | 0 | 158.7863 | 1079971.5617 | 57769.7263 | 1767701.0752 | 2229097.5857 | 0 | 111942.6998 | 0 | 2046128.233 | 5323605.9436 | 3633470.4457 | 16249687.2708 | 961560.8286 | 4769433.0752 | 4769433.0752 | 1478867.319 | 2789494.2999 | 0 | 21980681.1746 | 31018475.8688 | 10000000 | 0.94227 | 23327.4458 | 32918.9896 | 475.5615 | 671.0981
1 | 1700 | 707 | 0.035 | 15 | 15 | 7 | 1e-13 | 5spot_SharedNeighbor | Water | Porous | Wet | R600a | MinimizeLCOE_Brownfield | IgnoreSilica | 0 | 0 | 0 | 4 | [6 empty] | 16.4513 | [19 empty] | 100 | 0
1 | 1700 | 707 | 0.035 | 15 | 15 | 7 | 1.3335e-13 | 5spot_SharedNeighbor | Water | Porous | Wet | R600a | MinimizeLCOE_Brownfield | IgnoreSilica | 0 | 0 | 0 | 4 | [6 empty] | 19.1238 | [19 empty] | 133.3521 | 0
1 | 1700 | 707 | 0.035 | 15 | 15 | 7 | 1.7783e-13 | 5spot_SharedNeighbor | Water | Porous | Wet | R600a | MinimizeLCOE_Brownfield | IgnoreSilica | 0 | 0 | 0 | 4 | [6 empty] | 21.8173 | [19 empty] | 177.8279 | 0
1 | 1700 | 707 | 0.035 | 15 | 15 | 7 | 2.3714e-13 | 5spot_SharedNeighbor | Water | Porous | Wet | R600a | MinimizeLCOE_Brownfield | IgnoreSilica | 0 | 0 | 0 | 4 | [6 empty] | 21.209 | [19 empty] | 237.1374 | 0
1 | 1700 | 707 | 0.035 | 15 | 15 | 7 | 3.1623e-13 | 5spot_SharedNeighbor | Water | Porous | Wet | R600a | MinimizeLCOE_Brownfield | IgnoreSilica | 0 | 0 | 0 | 4 | [6 empty] | 22.2731 | [19 empty] | 316.2278 | 0
1 | 1700 | 707 | 0.035 | 15 | 15 | 7 | 4.217e-13 | 5spot_SharedNeighbor | Water | Porous | Wet | R600a | MinimizeLCOE_Brownfield | IgnoreSilica | 0 | 0 | 0 | 4 | [6 empty] | 21.8803 | [19 empty] | 421.6965 | 0
1 | 1700 | 707 | 0.035 | 15 | 15 | 7 | 5.6234e-13 | 5spot_SharedNeighbor | Water | Porous | Wet | R600a | MinimizeLCOE_Brownfield | IgnoreSilica | 0 | 0 | 0 | 4 | [6 empty] | 23.584 | [19 empty] | 562.3413 | 0
1 | 1700 | 707 | 0.035 | 15 | 15 | 7 | 7.4989e-13 | 5spot_SharedNeighbor | Water | Porous | Wet | R600a | MinimizeLCOE_Brownfield | IgnoreSilica | 0 | 0 | 0 | 4 | [6 empty] | 25.032 | [19 empty] | 749.8942 | 0
1 | 1700 | 707 | 0.035 | 15 | 15 | 7 | 1e-12 | 5spot_SharedNeighbor | Water | Porous | Wet | R600a | MinimizeLCOE_Brownfield | IgnoreSilica | 0 | 0 | 0 | 4 | [6 empty] | 24.2723 | [19 empty] | 1000 | 0
1 | 1700 | 707 | 0.035 | 15 | 15 | 7 | 1.3335e-12 | 5spot_SharedNeighbor | Water | Porous | Wet | R600a | MinimizeLCOE_Brownfield | IgnoreSilica | 0 | 0 | 0 | 4 | [6 empty] | 28.57 | [19 empty] | 1333.5214 | 0
1 | 1700 | 707 | 0.035 | 15 | 15 | 7 | 1.7783e-12 | 5spot_SharedNeighbor | Water | Porous | Wet | R600a | MinimizeLCOE_Brownfield | IgnoreSilica | 0 | 0 | 0 | 4 | [6 empty] | 30.4963 | [19 empty] | 1778.2794 | 0
1 | 1700 | 707 | 0.035 | 15 | 15 | 7 | 2.3714e-12 | 5spot_SharedNeighbor | Water | Porous | Wet | R600a | MinimizeLCOE_Brownfield | IgnoreSilica | 1.0304 | 0.07262 | 0.00046508 | 4 | 3507766.565 | 8591629.0514 | 71510.566 | 175151.9793 | 64.2668 | 0 | 62.1254 | 40046.2093 | 2009.1747 | 43727.9733 | 47144.4585 | 0 | 26795.9397 | 0 | 62292.2646 | 162071.6946 | 110617.2618 | 494704.9764 | 961560.8286 | 5069319.0393 | 5069319.0393 | 1478867.319 | 2909448.6856 | 0 | 6525584.8443 | 15983219.8882 | 2371.3737 | 0.0018603 | 3507766.565 | 8591629.0514 | 71510.566 | 175151.9793
1 | 1700 | 707 | 0.035 | 15 | 15 | 7 | 3.1623e-12 | 5spot_SharedNeighbor | Water | Porous | Wet | R600a | MinimizeLCOE_Brownfield | IgnoreSilica | 1.4375 | 0.10948 | 0.0011098 | 4 | 1503583.8421 | 3634062.3706 | 30652.5904 | 74085.2769 | 66.7077 | 0 | 232.8386 | 55006.3995 | 2817.5691 | 60597.6456 | 57795.0803 | 0 | 31657.7724 | 0 | 81071.0421 | 210930.2216 | 143964.2104 | 643839.941 | 961560.8286 | 5069319.0393 | 5069319.0393 | 1478867.319 | 2909448.6856 | 0 | 6674719.8089 | 16132354.8528 | 3162.2777 | 0.0044392 | 1503583.8421 | 3634062.3706 | 30652.5904 | 74085.2769
1 | 1700 | 707 | 0.035 | 15 | 15 | 7 | 4.217e-12 | 5spot_SharedNeighbor | Water | Porous | Wet | R600a | MinimizeLCOE_Brownfield | IgnoreSilica | 1.9626 | 0.15747 | 0.0020386 | 4 | 840446.2162 | 2000259.3194 | 17133.6329 | 40777.9918 | 68.4554 | 0 | 325.8734 | 72376.0304 | 3764.4134 | 80920.2665 | 71563.2324 | 0 | 36932.1831 | 0 | 103566.8891 | 269459.8009 | 183911.8509 | 822494.6667 | 961560.8286 | 5069319.0393 | 5069319.0393 | 1478867.319 | 2909448.6856 | 0 | 6853374.5346 | 16311009.5785 | 4216.965 | 0.0081544 | 840446.2162 | 2000259.3194 | 17133.6329 | 40777.9918
1 | 1700 | 707 | 0.035 | 15 | 15 | 7 | 5.6234e-12 | 5spot_SharedNeighbor | Water | Porous | Wet | R600a | MinimizeLCOE_Brownfield | IgnoreSilica | 2.6238 | 0.21831 | 0.003325 | 4 | 531094.9663 | 1242196.0517 | 10827.0892 | 25323.8467 | 69.7082 | 0 | 450.9748 | 92184.1823 | 4849.0487 | 104971.6798 | 88949.9066 | 0 | 42461.9135 | 0 | 130032.5251 | 338317.9569 | 230908.9573 | 1032676.1702 | 961560.8286 | 5069319.0393 | 5069319.0393 | 1478867.319 | 2909448.6856 | 0 | 7063556.0381 | 16521191.082 | 5623.4133 | 0.0133 | 531094.9663 | 1242196.0517 | 10827.0892 | 25323.8467
1 | 1700 | 707 | 0.035 | 15 | 15 | 7 | 7.4989e-12 | 5spot_SharedNeighbor | Water | Porous | Wet | R600a | MinimizeLCOE_Brownfield | IgnoreSilica | 3.4929 | 0.29857 | 0.0050764 | 4 | 360677.6442 | 826441.2656 | 7352.9016 | 16848.123 | 70.6591 | 0 | 73.9349 | 115849.8642 | 6148.1371 | 134735.635 | 111834.5292 | 0 | 48871.2266 | 0 | 162801.3629 | 423575.7511 | 289099.1538 | 1292915.6599 | 961560.8286 | 5069319.0393 | 5069319.0393 | 1478867.319 | 2909448.6856 | 0 | 7323795.5278 | 16781430.5717 | 7498.9421 | 0.020306 | 360677.6442 | 826441.2656 | 7352.9016 | 16848.123
1 | 1700 | 707 | 0.035 | 15 | 15 | 7 | 1e-11 | 5spot_SharedNeighbor | Water | Porous | Wet | R600a | MinimizeLCOE_Brownfield | IgnoreSilica | 4.5964 | 0.4007 | 0.0074251 | 4 | 257079.3265 | 575512.5783 | 5240.9098 | 11732.6023 | 71.3618 | 0 | 110.7858 | 143262.3208 | 7654.7455 | 170389.0292 | 140919.2317 | 0 | 55817.9247 | 0 | 202036.8683 | 525658.4878 | 358772.7191 | 1604511.3271 | 961560.8286 | 5069319.0393 | 5069319.0393 | 1478867.319 | 2909448.6856 | 0 | 7635391.195 | 17093026.2389 | 10000 | 0.029701 | 257079.3265 | 575512.5783 | 5240.9098 | 11732.6023
1 | 1700 | 707 | 0.035 | 15 | 15 | 7 | 1.3335e-11 | 5spot_SharedNeighbor | Water | Porous | Wet | R600a | MinimizeLCOE_Brownfield | IgnoreSilica | 5.9749 | 0.52839 | 0.010532 | 4 | 189989.902 | 414497.9292 | 3873.2011 | 8450.1009 | 71.877 | 0 | 110.3666 | 174629.4775 | 9379.279 | 212497.5679 | 177259.5511 | 0 | 63134.8652 | 0 | 248391.2889 | 646263.1816 | 441087.9008 | 1972643.1119 | 961560.8286 | 5069319.0393 | 5069319.0393 | 1478867.319 | 2909448.6856 | 0 | 8003522.9798 | 17461158.0237 | 13335.2143 | 0.042126 | 189989.902 | 414497.9292 | 3873.2011 | 8450.1009
1 | 1700 | 707 | 0.035 | 15 | 15 | 7 | 1.7783e-11 | 5spot_SharedNeighbor | Water | Porous | Wet | R600a | MinimizeLCOE_Brownfield | IgnoreSilica | 7.6534 | 0.68334 | 0.01454 | 4 | 144896.8068 | 307508.1034 | 2953.9174 | 6268.9686 | 72.2266 | 0 | 107.6575 | 209629.175 | 11301.9769 | 260954.9277 | 221410.2738 | 0 | 70441.6449 | 0 | 301757.8193 | 785111.9468 | 535855.0361 | 2396462.8005 | 961560.8286 | 5069319.0393 | 5069319.0393 | 1478867.319 | 2909448.6856 | 0 | 8427342.6684 | 17884977.7123 | 17782.7941 | 0.058161 | 144896.8068 | 307508.1034 | 2953.9174 | 6268.9686
1 | 1700 | 707 | 0.035 | 15 | 15 | 7 | 2.3714e-11 | 5spot_SharedNeighbor | Water | Porous | Wet | R600a | MinimizeLCOE_Brownfield | IgnoreSilica | 10.1017 | 0.91122 | 0.02012 | 4 | 112163.3875 | 229678.1659 | 2286.6024 | 4682.3001 | 72.6041 | 0 | 112.4134 | 257212.8688 | 13920.9987 | 328408.0095 | 286126.675 | 0 | 81663.6562 | 0 | 377259.5612 | 981551.9916 | 669929.4032 | 2996073.1642 | 961560.8286 | 5069319.0393 | 5069319.0393 | 1478867.319 | 2909448.6856 | 0 | 9026953.0321 | 18484588.076 | 23713.7371 | 0.08048 | 112163.3875 | 229678.1659 | 2286.6024 | 4682.3001
1 | 1700 | 707 | 0.035 | 15 | 15 | 7 | 3.1623e-11 | 5spot_SharedNeighbor | Water | Porous | Wet | R600a | MinimizeLCOE_Brownfield | IgnoreSilica | 12.9593 | 1.1763 | 0.027185 | 4 | 89097.6154 | 176072.0427 | 1816.3754 | 3589.4667 | 72.8369 | 0 | 85.496 | 308090.4737 | 16717.1992 | 402768.3476 | 361509.9954 | 0 | 91841.3489 | 0 | 460561.6722 | 1198286.997 | 817855.4978 | 3657631.5317 | 961560.8286 | 5069319.0393 | 5069319.0393 | 1478867.319 | 2909448.6856 | 0 | 9688511.3996 | 19146146.4435 | 31622.7766 | 0.10874 | 89097.6154 | 176072.0427 | 1816.3754 | 3589.4667
1 | 1700 | 707 | 0.035 | 15 | 15 | 7 | 4.217e-11 | 5spot_SharedNeighbor | Water | Porous | Wet | R600a | MinimizeLCOE_Brownfield | IgnoreSilica | 16.5083 | 1.5057 | 0.036292 | 4 | 72162.0681 | 137311.3707 | 1471.1214 | 2799.278 | 73.015 | 0 | 121.6889 | 366676.6343 | 19934.8649 | 490621.948 | 455131.7201 | 0 | 102709.0399 | 0 | 559678.9408 | 1456169.798 | 993865.8085 | 4444788.7545 | 961560.8286 | 5069319.0393 | 5069319.0393 | 1478867.319 | 2909448.6856 | 0 | 10475668.6224 | 19933303.6663 | 42169.6503 | 0.14517 | 72162.0681 | 137311.3707 | 1471.1214 | 2799.278
1 | 1700 | 707 | 0.035 | 15 | 15 | 7 | 5.6234e-11 | 5spot_SharedNeighbor | Water | Porous | Wet | R600a | MinimizeLCOE_Brownfield | IgnoreSilica | 20.8593 | 1.9094 | 0.047877 | 4 | 59538.4095 | 108923.5571 | 1213.771 | 2220.554 | 73.1515 | 0 | 93.3067 | 433450.6281 | 23598.8979 | 593242.3883 | 569801.7718 | 0 | 114082.2969 | 0 | 676328.6333 | 1759668.3699 | 1201009.82 | 5371182.8061 | 961560.8286 | 5069319.0393 | 5069319.0393 | 1478867.319 | 2909448.6856 | 0 | 11402062.6741 | 20859697.718 | 56234.1325 | 0.19151 | 59538.4095 | 108923.5571 | 1213.771 | 2220.554
1 | 1700 | 707 | 0.035 | 15 | 15 | 7 | 7.4989e-11 | 5spot_SharedNeighbor | Water | Porous | Wet | R600a | MinimizeLCOE_Brownfield | IgnoreSilica | 26.0844 | 2.3944 | 0.062357 | 4 | 50006.5543 | 87923.666 | 1019.4512 | 1792.4429 | 73.2562 | 0 | 148.7101 | 508284.6451 | 27701.3612 | 710920.0969 | 707517.3501 | 0 | 125553.2307 | 0 | 811190.9067 | 2110552.3412 | 1440495.3404 | 6442215.2723 | 961560.8286 | 5069319.0393 | 5069319.0393 | 1478867.319 | 2909448.6856 | 0 | 12473095.1403 | 21930730.1842 | 74989.4209 | 0.24943 | 50006.5543 | 87923.666 | 1019.4512 | 1792.4429
1 | 1700 | 707 | 0.035 | 15 | 15 | 7 | 1e-10 | 5spot_SharedNeighbor | Water | Porous | Wet | R600a | MinimizeLCOE_Brownfield | IgnoreSilica | 32.2157 | 2.9635 | 0.080043 | 4 | 42746.5888 | 72285.6564 | 871.447 | 1473.6409 | 73.3366 | 0 | 136.0439 | 590558.9975 | 32207.1017 | 843102.7988 | 869131.3592 | 0 | 136691.8143 | 0 | 963959.9078 | 2508025.9448 | 1711779.2421 | 7655457.1659 | 961560.8286 | 5069319.0393 | 5069319.0393 | 1478867.319 | 2909448.6856 | 0 | 13686337.0339 | 23143972.0778 | 100000 | 0.32017 | 42746.5888 | 72285.6564 | 871.447 | 1473.6409
1 | 1700 | 707 | 0.035 | 15 | 15 | 7 | 1.3335e-10 | 5spot_SharedNeighbor | Water | Porous | Wet | R600a | MinimizeLCOE_Brownfield | IgnoreSilica | 39.1271 | 3.6051 | 0.1009 | 4 | 37188.3104 | 60620.8875 | 758.134 | 1235.8388 | 73.3979 | 0 | 120.4481 | 677862.8629 | 36983.1231 | 986161.4394 | 1051317.1719 | 0 | 146603.044 | 0 | 1130581.7801 | 2941541.8777 | 2007662.7742 | 8978714.0733 | 961560.8286 | 5069319.0393 | 5069319.0393 | 1478867.319 | 2909448.6856 | 0 | 15009593.9412 | 24467228.9851 | 133352.1432 | 0.40361 | 37188.3104 | 60620.8875 | 758.134 | 1235.8388
1 | 1700 | 707 | 0.035 | 15 | 15 | 7 | 1.7783e-10 | 5spot_SharedNeighbor | Water | Porous | Wet | R600a | MinimizeLCOE_Brownfield | IgnoreSilica | 46.1257 | 4.2547 | 0.12429 | 4 | 32790.6386 | 51814.2517 | 668.4815 | 1056.3036 | 73.4409 | 0 | 107.3186 | 761670.472 | 41562.8255 | 1125894.906 | 1235793.9351 | 0 | 151262.563 | 0 | 1293312.0336 | 3364932.6167 | 2296635.6534 | 10271065.0053 | 961560.8286 | 5069319.0393 | 5069319.0393 | 1478867.319 | 2909448.6856 | 0 | 16301944.8732 | 25759579.9171 | 177827.941 | 0.49715 | 32790.6386 | 51814.2517 | 668.4815 | 1056.3036
1 | 1700 | 707 | 0.035 | 15 | 15 | 7 | 2.3714e-10 | 5spot_SharedNeighbor | Water | Porous | Wet | R600a | MinimizeLCOE_Brownfield | IgnoreSilica | 54.1501 | 4.9992 | 0.14966 | 4 | 29670.1457 | 45468.8929 | 604.8661 | 926.9449 | 73.4733 | 0 | 151.421 | 853154.7696 | 46555.8746 | 1280879.2466 | 1447248.3684 | 0 | 159587.3777 | 0 | 1477095.9984 | 3843100.7937 | 2622995.2595 | 11730617.6884 | 961560.8286 | 5069319.0393 | 5069319.0393 | 1478867.319 | 2909448.6856 | 0 | 17761497.5563 | 27219132.6002 | 237137.3706 | 0.59863 | 29670.1457 | 45468.8929 | 604.8661 | 926.9449
1 | 1700 | 707 | 0.035 | 15 | 15 | 7 | 3.1623e-10 | 5spot_SharedNeighbor | Water | Porous | Wet | R600a | MinimizeLCOE_Brownfield | IgnoreSilica | 61.3922 | 5.6702 | 0.17502 | 4 | 27192.1903 | 40701.6913 | 554.3496 | 829.759 | 73.4893 | 0 | 152.5053 | 932147.1244 | 50861.1916 | 1416642.9833 | 1637951.811 | 0 | 161483.0386 | 0 | 1637643.5981 | 4260812.7154 | 2908092.2292 | 13005634.6916 | 961560.8286 | 5069319.0393 | 5069319.0393 | 1478867.319 | 2909448.6856 | 0 | 19036514.5595 | 28494149.6034 | 316227.766 | 0.70007 | 27192.1903 | 40701.6913 | 554.3496 | 829.759
1 | 1700 | 707 | 0.035 | 15 | 15 | 7 | 4.217e-10 | 5spot_SharedNeighbor | Water | Porous | Wet | R600a | MinimizeLCOE_Brownfield | IgnoreSilica | 67.9233 | 6.2741 | 0.19907 | 4 | 25317.2394 | 37194.4633 | 516.1262 | 758.2594 | 73.4937 | 0 | 164.095 | 1000833.5709 | 54599.5849 | 1536113.2868 | 1809750.6511 | 0 | 160426.6061 | 0 | 1779072.243 | 4628781.0383 | 3159238.1706 | 14128815.1517 | 961560.8286 | 5069319.0393 | 5069319.0393 | 1478867.319 | 2909448.6856 | 0 | 20159695.0196 | 29617330.0635 | 421696.5034 | 0.79628 | 25317.2394 | 37194.4633 | 516.1262 | 758.2594
1 | 1700 | 707 | 0.035 | 15 | 15 | 7 | 5.6234e-10 | 5spot_SharedNeighbor | Water | Porous | Wet | R600a | MinimizeLCOE_Brownfield | IgnoreSilica | 73.577 | 6.7957 | 0.2208 | 4 | 23904.5492 | 34612.9854 | 487.3266 | 705.6325 | 73.4901 | 0 | 194.9605 | 1058518.7395 | 57734.9394 | 1637457.3519 | 1958284.3275 | 0 | 157316.4156 | 0 | 1899031.5918 | 4940890.657 | 3372259.3986 | 15081493.4214 | 961560.8286 | 5069319.0393 | 5069319.0393 | 1478867.319 | 2909448.6856 | 0 | 21112373.2893 | 30570008.3332 | 562341.3252 | 0.88319 | 23904.5492 | 34612.9854 | 487.3266 | 705.6325
1 | 1700 | 707 | 0.035 | 15 | 15 | 7 | 7.4989e-10 | 5spot_SharedNeighbor | Water | Porous | Wet | R600a | MinimizeLCOE_Brownfield | IgnoreSilica | 78.2787 | 7.2284 | 0.23958 | 4 | 22843.1057 | 32712.2752 | 465.6876 | 666.884 | 73.482 | 0 | 150.2685 | 1105324.8734 | 60275.8119 | 1720364.7917 | 2081650.2249 | 0 | 152950.2734 | 0 | 1997020.7304 | 5195838.2952 | 3546266.4002 | 15859691.4011 | 961560.8286 | 5069319.0393 | 5069319.0393 | 1478867.319 | 2909448.6856 | 0 | 21890571.269 | 31348206.3129 | 749894.2093 | 0.9583 | 22843.1057 | 32712.2752 | 465.6876 | 666.884
1 | 1700 | 707 | 0.035 | 15 | 15 | 7 | 1e-09 | 5spot_SharedNeighbor | Water | Porous | Wet | R600a | MinimizeLCOE_Brownfield | IgnoreSilica | 82.0908 | 7.5785 | 0.25528 | 4 | 22046.8218 | 31308.9914 | 449.4543 | 638.2761 | 73.4722 | 0 | 166.9455 | 1142537.3346 | 62293.6983 | 1786712.7723 | 2181551.0031 | 0 | 148138.8683 | 0 | 2075281.1338 | 5399455.8115 | 3685239.5391 | 16481210.1609 | 961560.8286 | 5069319.0393 | 5069319.0393 | 1478867.319 | 2909448.6856 | 0 | 22512090.0288 | 31969725.0727 | 1000000 | 1.0211 | 22046.8218 | 31308.9914 | 449.4543 | 638.2761
1 | 1700 | 707 | 0.035 | 15 | 15 | 7 | 1.3335e-09 | 5spot_SharedNeighbor | Water | Porous | Wet | R600a | MinimizeLCOE_Brownfield | IgnoreSilica | 85.1265 | 7.8567 | 0.26808 | 4 | 21449.9029 | 30269.7569 | 437.2853 | 617.0899 | 73.4624 | 0 | 159.0709 | 1171718.3894 | 63874.6325 | 1839011.3168 | 2261022.1729 | 0 | 143455.8958 | 0 | 2136842.1389 | 5559624.9187 | 3794558.2459 | 16970107.7109 | 961560.8286 | 5069319.0393 | 5069319.0393 | 1478867.319 | 2909448.6856 | 0 | 23000987.5788 | 32458622.6227 | 1333521.4322 | 1.0723 | 21449.9029 | 30269.7569 | 437.2853 | 617.0899
1 | 1700 | 707 | 0.035 | 15 | 15 | 7 | 1.7783e-09 | 5spot_SharedNeighbor | Water | Porous | Wet | R600a | MinimizeLCOE_Brownfield | IgnoreSilica | 87.4823 | 8.0722 | 0.27825 | 4 | 21002.5545 | 29499.8488 | 428.1655 | 601.3943 | 73.4535 | 0 | 164.4576 | 1194095.1428 | 65086.0362 | 1879276.8726 | 2322638.7657 | 0 | 139130.8897 | 0 | 2184088.8058 | 5682551.0544 | 3878457.8594 | 17345325.4266 | 961560.8286 | 5069319.0393 | 5069319.0393 | 1478867.319 | 2909448.6856 | 0 | 23376205.2945 | 32833840.3384 | 1778279.41 | 1.113 | 21002.5545 | 29499.8488 | 428.1655 | 601.3943
1 | 1700 | 707 | 0.035 | 15 | 15 | 7 | 2.3714e-09 | 5spot_SharedNeighbor | Water | Porous | Wet | R600a | MinimizeLCOE_Brownfield | IgnoreSilica | 89.3038 | 8.2386 | 0.28625 | 4 | 20667.3081 | 28927.3055 | 421.331 | 589.7222 | 73.4459 | 0 | 221.737 | 1211239.9591 | 66013.6567 | 1910223.3397 | 2370247.12 | 0 | 135394.7496 | 0 | 2220316.3418 | 5776807.6719 | 3942789.9376 | 17633032.7764 | 961560.8286 | 5069319.0393 | 5069319.0393 | 1478867.319 | 2909448.6856 | 0 | 23663912.6443 | 33121547.6882 | 2371373.7057 | 1.145 | 20667.3081 | 28927.3055 | 421.331 | 589.7222
1 | 1700 | 707 | 0.035 | 15 | 15 | 7 | 3.1623e-09 | 5spot_SharedNeighbor | Water | Porous | Wet | R600a | MinimizeLCOE_Brownfield | IgnoreSilica | 90.707 | 8.3667 | 0.29247 | 4 | 20416.0526 | 28500.3821 | 416.2088 | 581.0188 | 73.4397 | 0 | 201.1114 | 1224355.7729 | 66722.962 | 1933953.5797 | 2406901.6344 | 0 | 132301.6509 | 0 | 2248051.8839 | 5848969.8632 | 3992042.1159 | 17853299.4629 | 961560.8286 | 5069319.0393 | 5069319.0393 | 1478867.319 | 2909448.6856 | 0 | 23884179.3308 | 33341814.3747 | 3162277.6602 | 1.1699 | 20416.0526 | 28500.3821 | 416.2088 | 581.0188
1 | 1700 | 707 | 0.035 | 15 | 15 | 7 | 4.217e-09 | 5spot_SharedNeighbor | Water | Porous | Wet | R600a | MinimizeLCOE_Brownfield | IgnoreSilica | 91.7741 | 8.464 | 0.29725 | 4 | 20227.7258 | 28182.0094 | 412.3696 | 574.5284 | 73.4347 | 0 | 177.5141 | 1234276.5628 | 67259.2888 | 1951935.5504 | 2434762.1769 | 0 | 129780.5841 | 0 | 2269025.5235 | 5903538.9711 | 4029286.6534 | 18019865.3109 | 961560.8286 | 5069319.0393 | 5069319.0393 | 1478867.319 | 2909448.6856 | 0 | 24050745.1788 | 33508380.2227 | 4216965.0343 | 1.189 | 20227.7258 | 28182.0094 | 412.3696 | 574.5284
1 | 1700 | 707 | 0.035 | 15 | 15 | 7 | 5.6234e-09 | 5spot_SharedNeighbor | Water | Porous | Wet | R600a | MinimizeLCOE_Brownfield | IgnoreSilica | 92.5829 | 8.5377 | 0.3009 | 4 | 20086.5522 | 27944.2475 | 409.4915 | 569.6813 | 73.4308 | 0 | 193.0352 | 1241766.5696 | 67664.0946 | 1965530.1544 | 2455873.5952 | 0 | 127769.8744 | 0 | 2284855.6724 | 5944725.7713 | 4057397.4908 | 18145583.2227 | 961560.8286 | 5069319.0393 | 5069319.0393 | 1478867.319 | 2909448.6856 | 0 | 24176463.0906 | 33634098.1345 | 5623413.2519 | 1.2036 | 20086.5522 | 27944.2475 | 409.4915 | 569.6813
1 | 1700 | 707 | 0.035 | 15 | 15 | 7 | 7.4989e-09 | 5spot_SharedNeighbor | Water | Porous | Wet | R600a | MinimizeLCOE_Brownfield | IgnoreSilica | 93.2091 | 8.5948 | 0.30371 | 4 | 19980.7166 | 27765.6859 | 407.3339 | 566.0411 | 73.4277 | 0 | 188.955 | 1247547.795 | 67976.4818 | 1976034.2025 | 2472214.125 | 0 | 126239.3378 | 0 | 2297104.6574 | 5976595.1176 | 4079148.9745 | 18242860.6917 | 961560.8286 | 5069319.0393 | 5069319.0393 | 1478867.319 | 2909448.6856 | 0 | 24273740.5596 | 33731375.6035 | 7498942.0933 | 1.2149 | 19980.7166 | 27765.6859 | 407.3339 | 566.0411
1 | 1700 | 707 | 0.035 | 15 | 15 | 7 | 1e-08 | 5spot_SharedNeighbor | Water | Porous | Wet | R600a | MinimizeLCOE_Brownfield | IgnoreSilica | 93.665 | 8.6363 | 0.30581 | 4 | 19901.3676 | 27633.0191 | 405.7163 | 563.3365 | 73.4254 | 0 | 199.9758 | 1251746.2024 | 68203.3056 | 1983668.3818 | 2484105.7489 | 0 | 124995.5783 | 0 | 2305960.4946 | 5999636.1895 | 4094874.9795 | 18313190.8805 | 961560.8286 | 5069319.0393 | 5069319.0393 | 1478867.319 | 2909448.6856 | 0 | 24344070.7484 | 33801705.7924 | 10000000 | 1.2232 | 19901.3676 | 27633.0191 | 405.7163 | 563.3365
1 | 1800 | 707 | 0.035 | 15 | 15 | 7 | 1e-13 | 5spot_SharedNeighbor | Water | Porous | Wet | R600a | MinimizeLCOE_Brownfield | IgnoreSilica | 0 | 0 | 0 | 4 | [6 empty] | 16.7208 | [19 empty] | 100 | 0
1 | 1800 | 707 | 0.035 | 15 | 15 | 7 | 1.3335e-13 | 5spot_SharedNeighbor | Water | Porous | Wet | R600a | MinimizeLCOE_Brownfield | IgnoreSilica | 0 | 0 | 0 | 4 | [6 empty] | 19.2334 | [19 empty] | 133.3521 | 0
1 | 1800 | 707 | 0.035 | 15 | 15 | 7 | 1.7783e-13 | 5spot_SharedNeighbor | Water | Porous | Wet | R600a | MinimizeLCOE_Brownfield | IgnoreSilica | 0 | 0 | 0 | 4 | [6 empty] | 21.8793 | [19 empty] | 177.8279 | 0
1 | 1800 | 707 | 0.035 | 15 | 15 | 7 | 2.3714e-13 | 5spot_SharedNeighbor | Water | Porous | Wet | R600a | MinimizeLCOE_Brownfield | IgnoreSilica | 0 | 0 | 0 | 4 | [6 empty] | 20.9306 | [19 empty] | 237.1374 | 0
1 | 1800 | 707 | 0.035 | 15 | 15 | 7 | 3.1623e-13 | 5spot_SharedNeighbor | Water | Porous | Wet | R600a | MinimizeLCOE_Brownfield | IgnoreSilica | 0 | 0 | 0 | 4 | [6 empty] | 23.542 | [19 empty] | 316.2278 | 0
1 | 1800 | 707 | 0.035 | 15 | 15 | 7 | 4.217e-13 | 5spot_SharedNeighbor | Water | Porous | Wet | R600a | MinimizeLCOE_Brownfield | IgnoreSilica | 0 | 0 | 0 | 4 | [6 empty] | 21.9285 | [19 empty] | 421.6965 | 0
1 | 1800 | 707 | 0.035 | 15 | 15 | 7 | 5.6234e-13 | 5spot_SharedNeighbor | Water | Porous | Wet | R600a | MinimizeLCOE_Brownfield | IgnoreSilica | 0 | 0 | 0 | 4 | [6 empty] | 23.003 | [19 empty] | 562.3413 | 0
1 | 1800 | 707 | 0.035 | 15 | 15 | 7 | 7.4989e-13 | 5spot_SharedNeighbor | Water | Porous | Wet | R600a | MinimizeLCOE_Brownfield | IgnoreSilica | 0 | 0 | 0 | 4 | [6 empty] | 25.2634 | [19 empty] | 749.8942 | 0
1 | 1800 | 707 | 0.035 | 15 | 15 | 7 | 1e-12 | 5spot_SharedNeighbor | Water | Porous | Wet | R600a | MinimizeLCOE_Brownfield | IgnoreSilica | 0 | 0 | 0 | 4 | [6 empty] | 24.2368 | [19 empty] | 1000 | 0
1 | 1800 | 707 | 0.035 | 15 | 15 | 7 | 1.3335e-12 | 5spot_SharedNeighbor | Water | Porous | Wet | R600a | MinimizeLCOE_Brownfield | IgnoreSilica | 0 | 0 | 0 | 4 | [6 empty] | 28.4201 | [19 empty] | 1333.5214 | 0
1 | 1800 | 707 | 0.035 | 15 | 15 | 7 | 1.7783e-12 | 5spot_SharedNeighbor | Water | Porous | Wet | R600a | MinimizeLCOE_Brownfield | IgnoreSilica | 0.93774 | 0.069296 | 0.00038841 | 4 | 4391411.0969 | 10754263.5554 | 89524.855 | 219240.2088 | 65.7236 | 0 | 63.7822 | 39635.0713 | 2004.281 | 42065.0559 | 45680.492 | 0 | 27564.8745 | 0 | 61210.4121 | 159256.9363 | 108696.1314 | 486113.2545 | 961560.8286 | 5375065.0943 | 5375065.0943 | 1478867.319 | 3031747.1076 | 0 | 6822739.1774 | 16708418.6983 | 1778.2794 | 0.0015537 | 4391411.0969 | 10754263.5554 | 89524.855 | 219240.2088
1 | 1800 | 707 | 0.035 | 15 | 15 | 7 | 2.3714e-12 | 5spot_SharedNeighbor | Water | Porous | Wet | R600a | MinimizeLCOE_Brownfield | IgnoreSilica | 1.3208 | 0.10675 | 0.001082 | 4 | 1612085.7316 | 3896149.1144 | 32864.5481 | 79428.2696 | 68.7038 | 0 | 205.749 | 55609.5822 | 2881.6653 | 59276.5598 | 56172.8843 | 0 | 32907.0238 | 0 | 80670.609 | 209888.3769 | 143253.13 | 640659.8313 | 961560.8286 | 5375065.0943 | 5375065.0943 | 1478867.319 | 3031747.1076 | 0 | 6977285.7542 | 16862965.275 | 2371.3737 | 0.0043281 | 1612085.7316 | 3896149.1144 | 32864.5481 | 79428.2696
1 | 1800 | 707 | 0.035 | 15 | 15 | 7 | 3.1623e-12 | 5spot_SharedNeighbor | Water | Porous | Wet | R600a | MinimizeLCOE_Brownfield | IgnoreSilica | 1.8264 | 0.15701 | 0.002103 | 4 | 852004.3096 | 2027171.0759 | 17369.2603 | 41326.6243 | 70.8619 | 0 | 304.8093 | 74604.636 | 3935.8266 | 80559.3637 | 70120.9031 | 0 | 38940.2068 | 0 | 104582.7651 | 272102.902 | 185715.8218 | 830562.4252 | 961560.8286 | 5375065.0943 | 5375065.0943 | 1478867.319 | 3031747.1076 | 0 | 7167188.3481 | 17052867.869 | 3162.2777 | 0.0084122 | 852004.3096 | 2027171.0759 | 17369.2603 | 41326.6243
1 | 1800 | 707 | 0.035 | 15 | 15 | 7 | 4.217e-12 | 5spot_SharedNeighbor | Water | Porous | Wet | R600a | MinimizeLCOE_Brownfield | IgnoreSilica | 2.4488 | 0.21944 | 0.0035304 | 4 | 522926.1514 | 1222963.4906 | 10660.5569 | 24931.7649 | 72.3603 | 0 | 430.8436 | 95747.3369 | 5115.6592 | 105161.352 | 87352.5962 | 0 | 44971.8732 | 0 | 131956.0389 | 343322.5452 | 234324.6917 | 1047952.0934 | 961560.8286 | 5375065.0943 | 5375065.0943 | 1478867.319 | 3031747.1076 | 0 | 7384578.0163 | 17270257.5371 | 4216.965 | 0.014122 | 522926.1514 | 1222963.4906 | 10660.5569 | 24931.7649
1 | 1800 | 707 | 0.035 | 15 | 15 | 7 | 5.6234e-12 | 5spot_SharedNeighbor | Water | Porous | Wet | R600a | MinimizeLCOE_Brownfield | IgnoreSilica | 3.254 | 0.30048 | 0.0054768 | 4 | 349125.7811 | 800376.5329 | 7117.4013 | 16316.7582 | 73.4828 | 0 | 94.4957 | 120584.0399 | 6505.6984 | 135096.1832 | 109609.2693 | 0 | 51732.479 | 0 | 165175.7912 | 429753.5266 | 293315.6125 | 1311772.6002 | 961560.8286 | 5375065.0943 | 5375065.0943 | 1478867.319 | 3031747.1076 | 0 | 7648398.523 | 17534078.0439 | 5623.4133 | 0.021907 | 349125.7811 | 800376.5329 | 7117.4013 | 16316.7582
1 | 1800 | 707 | 0.035 | 15 | 15 | 7 | 7.4989e-12 | 5spot_SharedNeighbor | Water | Porous | Wet | R600a | MinimizeLCOE_Brownfield | IgnoreSilica | 4.3017 | 0.40623 | 0.0081014 | 4 | 246013.57 | 551074.5264 | 5015.3194 | 11234.3996 | 74.3332 | 0 | 90.7874 | 150043.9221 | 8156.8208 | 171823.84 | 138586.6093 | 0 | 59465.7959 | 0 | 205950.0254 | 535839.7198 | 365721.6192 | 1635588.3525 | 961560.8286 | 5375065.0943 | 5375065.0943 | 1478867.319 | 3031747.1076 | 0 | 7972214.2754 | 17857893.7962 | 7498.9421 | 0.032406 | 246013.57 | 551074.5264 | 5015.3194 | 11234.3996
1 | 1800 | 707 | 0.035 | 15 | 15 | 7 | 1e-11 | 5spot_SharedNeighbor | Water | Porous | Wet | R600a | MinimizeLCOE_Brownfield | IgnoreSilica | 5.6265 | 0.54015 | 0.011601 | 4 | 180144.664 | 393180.4789 | 3672.4926 | 8015.5159 | 74.962 | 0 | 96.7491 | 184143.4382 | 10069.3489 | 215696.7899 | 175353.8348 | 0 | 67824.1986 | 0 | 254704.168 | 662687.9982 | 452298.1757 | 2022777.9522 | 961560.8286 | 5375065.0943 | 5375065.0943 | 1478867.319 | 3031747.1076 | 0 | 8359403.8751 | 18245083.3959 | 10000 | 0.046404 | 180144.664 | 393180.4789 | 3672.4926 | 8015.5159
1 | 1800 | 707 | 0.035 | 15 | 15 | 7 | 1.3335e-11 | 5spot_SharedNeighbor | Water | Porous | Wet | R600a | MinimizeLCOE_Brownfield | IgnoreSilica | 7.1929 | 0.6978 | 0.016086 | 4 | 136577.7384 | 290211.1517 | 2784.3219 | 5916.3469 | 75.3893 | 0 | 92.6584 | 220970.4382 | 12131.6979 | 264648.5746 | 218212.6292 | 0 | 75573.6952 | 0 | 308699.4437 | 803172.6294 | 548181.8231 | 2451590.9312 | 961560.8286 | 5375065.0943 | 5375065.0943 | 1478867.319 | 3031747.1076 | 0 | 8788216.8541 | 18673896.3749 | 13335.2143 | 0.064346 | 136577.7384 | 290211.1517 | 2784.3219 | 5916.3469
1 | 1800 | 707 | 0.035 | 15 | 15 | 7 | 1.7783e-11 | 5spot_SharedNeighbor | Water | Porous | Wet | R600a | MinimizeLCOE_Brownfield | IgnoreSilica | 9.4903 | 0.93026 | 0.022261 | 4 | 105523.1585 | 216544.495 | 2151.2323 | 4414.5524 | 75.8159 | 0 | 109.3835 | 271069.4398 | 14940.0441 | 332979.6005 | 281127.5386 | 0 | 87687.22 | 0 | 385243.4988 | 1002324.5596 | 684107.1076 | 3059479.0091 | 961560.8286 | 5375065.0943 | 5375065.0943 | 1478867.319 | 3031747.1076 | 0 | 9396104.932 | 19281784.4528 | 17782.7941 | 0.089043 | 105523.1585 | 216544.495 | 2151.2323 | 4414.5524
1 | 1800 | 707 | 0.035 | 15 | 15 | 7 | 2.3714e-11 | 5spot_SharedNeighbor | Water | Porous | Wet | R600a | MinimizeLCOE_Brownfield | IgnoreSilica | 12.1286 | 1.1967 | 0.0301 | 4 | 83511.6731 | 165617.447 | 1702.4984 | 3376.3357 | 76.0897 | 0 | 102.1512 | 323924.0993 | 17899.2062 | 407215.621 | 353265.9478 | 0 | 98218.8196 | 0 | 468204.2406 | 1218171.3922 | 831427.0061 | 3718326.3328 | 961560.8286 | 5375065.0943 | 5375065.0943 | 1478867.319 | 3031747.1076 | 0 | 10054952.2556 | 19940631.7765 | 23713.7371 | 0.1204 | 83511.6731 | 165617.447 | 1702.4984 | 3376.3357
1 | 1800 | 707 | 0.035 | 15 | 15 | 7 | 3.1623e-11 | 5spot_SharedNeighbor | Water | Porous | Wet | R600a | MinimizeLCOE_Brownfield | IgnoreSilica | 15.4996 | 1.537 | 0.040289 | 4 | 67397.2454 | 128739.1611 | 1373.984 | 2624.5219 | 76.3047 | 0 | 114.6558 | 386503.9375 | 21399.8187 | 497410.9439 | 445313.3722 | 0 | 110315.3919 | 0 | 569767.9511 | 1482419.3332 | 1011781.6556 | 4524912.4042 | 961560.8286 | 5375065.0943 | 5375065.0943 | 1478867.319 | 3031747.1076 | 0 | 10861538.3271 | 20747217.8479 | 31622.7766 | 0.16116 | 67397.2454 | 128739.1611 | 1373.984 | 2624.5219
1 | 1800 | 707 | 0.035 | 15 | 15 | 7 | 4.217e-11 | 5spot_SharedNeighbor | Water | Porous | Wet | R600a | MinimizeLCOE_Brownfield | IgnoreSilica | 19.6607 | 1.9572 | 0.053334 | 4 | 55387.6484 | 101726.2541 | 1129.1521 | 2073.8273 | 76.4695 | 0 | 98.6399 | 458266.9075 | 25410.4085 | 603424.924 | 558936.9527 | 0 | 123120.9318 | 0 | 689972.4486 | 1795166.7783 | 1225238.2132 | 5479537.5646 | 961560.8286 | 5375065.0943 | 5375065.0943 | 1478867.319 | 3031747.1076 | 0 | 11816163.4874 | 21701843.0083 | 42169.6503 | 0.21334 | 55387.6484 | 101726.2541 | 1129.1521 | 2073.8273
1 | 1800 | 707 | 0.035 | 15 | 15 | 7 | 5.6234e-11 | 5spot_SharedNeighbor | Water | Porous | Wet | R600a | MinimizeLCOE_Brownfield | IgnoreSilica | 24.6908 | 2.4652 | 0.069756 | 4 | 46322.0726 | 81751.4254 | 944.3381 | 1666.6134 | 76.5955 | 0 | 101.2135 | 539123.213 | 29924.4731 | 725691.7556 | 696292.507 | 0 | 136141.6422 | 0 | 829597.7005 | 2158443.0428 | 1473181.7283 | 6588396.0626 | 961560.8286 | 5375065.0943 | 5375065.0943 | 1478867.319 | 3031747.1076 | 0 | 12925021.9855 | 22810701.5063 | 56234.1325 | 0.27903 | 46322.0726 | 81751.4254 | 944.3381 | 1666.6134
1 | 1800 | 707 | 0.035 | 15 | 15 | 7 | 7.4989e-11 | 5spot_SharedNeighbor | Water | Porous | Wet | R600a | MinimizeLCOE_Brownfield | IgnoreSilica | 30.6741 | 3.0696 | 0.09005 | 4 | 39411.964 | 66856.9772 | 803.4662 | 1362.9699 | 76.6926 | 0 | 92.031 | 629097.2606 | 34941.8666 | 864760.3247 | 859682.9084 | 0 | 149102.2592 | 0 | 989658.0016 | 2574887.1134 | 1757413.3635 | 7859543.0981 | 961560.8286 | 5375065.0943 | 5375065.0943 | 1478867.319 | 3031747.1076 | 0 | 14196169.0209 | 24081848.5418 | 74989.4209 | 0.3602 | 39411.964 | 66856.9772 | 803.4662 | 1362.9699
1 | 1800 | 707 | 0.035 | 15 | 15 | 7 | 1e-10 | 5spot_SharedNeighbor | Water | Porous | Wet | R600a | MinimizeLCOE_Brownfield | IgnoreSilica | 37.5413 | 3.7633 | 0.11437 | 4 | 34110.5437 | 55718.9862 | 695.3896 | 1135.9069 | 76.7668 | 0 | 104.667 | 726116.4028 | 40345.6635 | 1017799.6297 | 1047218.105 | 0 | 161061.4088 | 0 | 1167091.0718 | 3036531.5655 | 2072495.1879 | 9268659.035 | 961560.8286 | 5375065.0943 | 5375065.0943 | 1478867.319 | 3031747.1076 | 0 | 15605284.9578 | 25490964.4787 | 100000 | 0.45749 | 34110.5437 | 55718.9862 | 695.3896 | 1135.9069
1 | 1800 | 707 | 0.035 | 15 | 15 | 7 | 1.3335e-10 | 5spot_SharedNeighbor | Water | Porous | Wet | R600a | MinimizeLCOE_Brownfield | IgnoreSilica | 45.1318 | 4.53 | 0.14246 | 4 | 30032.2849 | 47380.1762 | 612.2487 | 965.909 | 76.8225 | 0 | 111.0114 | 827370.9613 | 45978.3034 | 1180518.1655 | 1254504.583 | 0 | 171240.7928 | 0 | 1357048.9943 | 3530763.1142 | 2409818.3754 | 10777243.2898 | 961560.8286 | 5375065.0943 | 5375065.0943 | 1478867.319 | 3031747.1076 | 0 | 17113869.2126 | 26999548.7335 | 133352.1432 | 0.56985 | 30032.2849 | 47380.1762 | 612.2487 | 965.909
1 | 1800 | 707 | 0.035 | 15 | 15 | 7 | 1.7783e-10 | 5spot_SharedNeighbor | Water | Porous | Wet | R600a | MinimizeLCOE_Brownfield | IgnoreSilica | 53.0512 | 5.3297 | 0.17325 | 4 | 26899.5001 | 41164.4122 | 548.3827 | 839.1922 | 76.8606 | 0 | 122.3853 | 927671.7438 | 51550.3509 | 1344429.8205 | 1470747.5352 | 0 | 178445.2887 | 0 | 1549409.4483 | 4031245.5568 | 2751407.9263 | 12304907.6706 | 961560.8286 | 5375065.0943 | 5375065.0943 | 1478867.319 | 3031747.1076 | 0 | 18641533.5935 | 28527213.1143 | 177827.941 | 0.69301 | 26899.5001 | 41164.4122 | 548.3827 | 839.1922
1 | 1800 | 707 | 0.035 | 15 | 15 | 7 | 2.3714e-10 | 5spot_SharedNeighbor | Water | Porous | Wet | R600a | MinimizeLCOE_Brownfield | IgnoreSilica | 59.7868 | 6.009 | 0.20357 | 4 | 24426.2596 | 36566.7407 | 497.9623 | 745.4625 | 76.8797 | 0 | 103.6554 | 1009381.0312 | 56083.3226 | 1479836.369 | 1654610.3586 | 0 | 175915.5841 | 0 | 1706572.3995 | 4440151.3174 | 3030494.5101 | 13553044.8924 | 961560.8286 | 5375065.0943 | 5375065.0943 | 1478867.319 | 3031747.1076 | 0 | 19889670.8152 | 29775350.3361 | 237137.3706 | 0.81427 | 24426.2596 | 36566.7407 | 497.9623 | 745.4625
1 | 1800 | 707 | 0.035 | 15 | 15 | 7 | 3.1623e-10 | 5spot_SharedNeighbor | Water | Porous | Wet | R600a | MinimizeLCOE_Brownfield | IgnoreSilica | 68.0593 | 6.8417 | 0.23612 | 4 | 22683.4359 | 33150.0182 | 462.4325 | 675.808 | 76.8877 | 0 | 151.2117 | 1105812.7453 | 61424.6504 | 1641728.9195 | 1880311.6539 | 0 | 182090.4094 | 0 | 1899833.6676 | 4942977.4937 | 3373683.7075 | 15087863.2474 | 961560.8286 | 5375065.0943 | 5375065.0943 | 1478867.319 | 3031747.1076 | 0 | 21424489.1703 | 31310168.6912 | 316227.766 | 0.9445 | 22683.4359 | 33150.0182 | 462.4325 | 675.808
1 | 1800 | 707 | 0.035 | 15 | 15 | 7 | 4.217e-10 | 5spot_SharedNeighbor | Water | Porous | Wet | R600a | MinimizeLCOE_Brownfield | IgnoreSilica | 74.4077 | 7.4791 | 0.26471 | 4 | 21306.4473 | 30642.6617 | 434.3607 | 624.6921 | 76.8828 | 0 | 143.035 | 1177184.6051 | 65371.2066 | 1762983.5069 | 2053397.3501 | 0 | 179178.6961 | 0 | 2042864.9923 | 5315115.6607 | 3627675.6531 | 16223771.6708 | 961560.8286 | 5375065.0943 | 5375065.0943 | 1478867.319 | 3031747.1076 | 0 | 22560397.5937 | 32446077.1145 | 421696.5034 | 1.0589 | 21306.4473 | 30642.6617 | 434.3607 | 624.6921
1 | 1800 | 707 | 0.035 | 15 | 15 | 7 | 5.6234e-10 | 5spot_SharedNeighbor | Water | Porous | Wet | R600a | MinimizeLCOE_Brownfield | IgnoreSilica | 79.801 | 8.0191 | 0.28994 | 4 | 20268.9395 | 28792.8798 | 413.2097 | 586.9818 | 76.8715 | 0 | 155.1196 | 1236172.0645 | 68628.1213 | 1864114.8373 | 2200337.745 | 0 | 174488.024 | 0 | 2162058.9089 | 5625233.7817 | 3839337.643 | 17170371.1256 | 961560.8286 | 5375065.0943 | 5375065.0943 | 1478867.319 | 3031747.1076 | 0 | 23506997.0485 | 33392676.5693 | 562341.3252 | 1.1598 | 20268.9395 | 28792.8798 | 413.2097 | 586.9818
1 | 1800 | 707 | 0.035 | 15 | 15 | 7 | 7.4989e-10 | 5spot_SharedNeighbor | Water | Porous | Wet | R600a | MinimizeLCOE_Brownfield | IgnoreSilica | 84.2102 | 8.4594 | 0.3113 | 4 | 19489.0412 | 27428.0502 | 397.3105 | 559.1579 | 76.8575 | 0 | 148.6787 | 1283341.3115 | 71229.085 | 1945582.9942 | 2320388.6919 | 0 | 168842.1185 | 0 | 2257859.8385 | 5874488.1489 | 4009458.8703 | 17931191.0588 | 961560.8286 | 5375065.0943 | 5375065.0943 | 1478867.319 | 3031747.1076 | 0 | 24267816.9817 | 34153496.5026 | 749894.2093 | 1.2452 | 19489.0412 | 27428.0502 | 397.3105 | 559.1579
1 | 1800 | 707 | 0.035 | 15 | 15 | 7 | 1e-09 | 5spot_SharedNeighbor | Water | Porous | Wet | R600a | MinimizeLCOE_Brownfield | IgnoreSilica | 87.7398 | 8.8111 | 0.32888 | 4 | 18903.5619 | 26418.1331 | 385.3747 | 538.5694 | 76.8433 | 0 | 154.743 | 1320446.1356 | 73272.8088 | 2010044.1744 | 2416430.4641 | 0 | 163064.1387 | 0 | 2333470.5114 | 6071211.6101 | 4143726.6748 | 18531666.5181 | 961560.8286 | 5375065.0943 | 5375065.0943 | 1478867.319 | 3031747.1076 | 0 | 24868292.441 | 34753971.9618 | 1000000 | 1.3155 | 18903.5619 | 26418.1331 | 385.3747 | 538.5694
1 | 1800 | 707 | 0.035 | 15 | 15 | 7 | 1.3335e-09 | 5spot_SharedNeighbor | Water | Porous | Wet | R600a | MinimizeLCOE_Brownfield | IgnoreSilica | 90.5413 | 9.0896 | 0.34309 | 4 | 18464.3307 | 25667.7329 | 376.4204 | 523.2715 | 76.8303 | 0 | 188.6049 | 1349496.4397 | 74871.4252 | 2060744.709 | 2492618.9519 | 0 | 157746.19 | 0 | 2392836.3092 | 6225669.2383 | 4249147.1798 | 19003130.4431 | 961560.8286 | 5375065.0943 | 5375065.0943 | 1478867.319 | 3031747.1076 | 0 | 25339756.366 | 35225435.8868 | 1333521.4322 | 1.3724 | 18464.3307 | 25667.7329 | 376.4204 | 523.2715
1 | 1800 | 707 | 0.035 | 15 | 15 | 7 | 1.7783e-09 | 5spot_SharedNeighbor | Water | Porous | Wet | R600a | MinimizeLCOE_Brownfield | IgnoreSilica | 92.695 | 9.3034 | 0.35427 | 4 | 18134.9168 | 25111.0763 | 369.7048 | 511.9233 | 76.8192 | 0 | 381.2143 | 1371596.0601 | 76086.657 | 2099451.8068 | 2551167.7754 | 0 | 152962.0771 | 0 | 2437993.1068 | 6343157.9628 | 4329335.6485 | 19361751.0945 | 961560.8286 | 5375065.0943 | 5375065.0943 | 1478867.319 | 3031747.1076 | 0 | 25698377.0174 | 35584056.5382 | 1778279.41 | 1.4171 | 18134.9168 | 25111.0763 | 369.7048 | 511.9233
1 | 1800 | 707 | 0.035 | 15 | 15 | 7 | 2.3714e-09 | 5spot_SharedNeighbor | Water | Porous | Wet | R600a | MinimizeLCOE_Brownfield | IgnoreSilica | 94.354 | 9.4679 | 0.36299 | 4 | 17887.8929 | 24696.3917 | 364.6689 | 503.4693 | 76.81 | 0 | 157.0374 | 1388483.2801 | 77014.7305 | 2129109.8541 | 2596252.7097 | 0 | 148920.4339 | 0 | 2472514.5933 | 6432975.7892 | 4390638.1605 | 19635909.5513 | 961560.8286 | 5375065.0943 | 5375065.0943 | 1478867.319 | 3031747.1076 | 0 | 25972535.4742 | 35858214.9951 | 2371373.7057 | 1.452 | 17887.8929 | 24696.3917 | 364.6689 | 503.4693
1 | 1800 | 707 | 0.035 | 15 | 15 | 7 | 3.1623e-09 | 5spot_SharedNeighbor | Water | Porous | Wet | R600a | MinimizeLCOE_Brownfield | IgnoreSilica | 95.625 | 9.5938 | 0.36974 | 4 | 17702.6583 | 24386.91 | 360.8926 | 497.1601 | 76.8027 | 0 | 177.5354 | 1401342.641 | 77721.1277 | 2151740.8878 | 2630785.8589 | 0 | 145613.3659 | 0 | 2498809.5137 | 6501389.7784 | 4437332.114 | 19844735.2875 | 961560.8286 | 5375065.0943 | 5375065.0943 | 1478867.319 | 3031747.1076 | 0 | 26181361.2104 | 36067040.7312 | 3162277.6602 | 1.479 | 17702.6583 | 24386.91 | 360.8926 | 497.1601
1 | 1800 | 707 | 0.035 | 15 | 15 | 7 | 4.217e-09 | 5spot_SharedNeighbor | Water | Porous | Wet | R600a | MinimizeLCOE_Brownfield | IgnoreSilica | 96.5996 | 9.6903 | 0.37493 | 4 | 17563.7573 | 24155.4034 | 358.061 | 492.4406 | 76.7968 | 0 | 181.6588 | 1411156.9456 | 78260.0653 | 2169040.3207 | 2657259.4289 | 0 | 142986.4642 | 0 | 2518894.2576 | 6553646.162 | 4472998.1695 | 20004241.8138 | 961560.8286 | 5375065.0943 | 5375065.0943 | 1478867.319 | 3031747.1076 | 0 | 26340867.7367 | 36226547.2575 | 4216965.0343 | 1.4997 | 17563.7573 | 24155.4034 | 358.061 | 492.4406
1 | 1800 | 707 | 0.035 | 15 | 15 | 7 | 5.6234e-09 | 5spot_SharedNeighbor | Water | Porous | Wet | R600a | MinimizeLCOE_Brownfield | IgnoreSilica | 97.3307 | 9.7626 | 0.37887 | 4 | 17459.5992 | 23982.6731 | 355.9375 | 488.9192 | 76.7923 | 0 | 181.1286 | 1418492.6344 | 78662.7865 | 2181986.2697 | 2677113.8625 | 0 | 140885.0448 | 0 | 2533884.8332 | 6592648.5646 | 4499618.1107 | 20123292.1064 | 961560.8286 | 5375065.0943 | 5375065.0943 | 1478867.319 | 3031747.1076 | 0 | 26459918.0293 | 36345597.5501 | 5623413.2519 | 1.5155 | 17459.5992 | 23982.6731 | 355.9375 | 488.9192
1 | 1800 | 707 | 0.035 | 15 | 15 | 7 | 7.4989e-09 | 5spot_SharedNeighbor | Water | Porous | Wet | R600a | MinimizeLCOE_Brownfield | IgnoreSilica | 97.8714 | 9.816 | 0.38184 | 4 | 17381.4928 | 23853.9683 | 354.3452 | 486.2954 | 76.7889 | 0 | 160.5594 | 1423903.7621 | 78959.7922 | 2191544.2974 | 2691796.0902 | 0 | 139205.239 | 0 | 2544909.5805 | 6621332.6958 | 4519195.6197 | 20210847.0769 | 961560.8286 | 5375065.0943 | 5375065.0943 | 1478867.319 | 3031747.1076 | 0 | 26547472.9998 | 36433152.5207 | 7498942.0933 | 1.5273 | 17381.4928 | 23853.9683 | 354.3452 | 486.2954
1 | 1800 | 707 | 0.035 | 15 | 15 | 7 | 1e-08 | 5spot_SharedNeighbor | Water | Porous | Wet | R600a | MinimizeLCOE_Brownfield | IgnoreSilica | 98.2929 | 9.8577 | 0.38411 | 4 | 17322.9219 | 23757.0098 | 353.1512 | 484.3188 | 76.7862 | 0 | 158.981 | 1428114.4147 | 79190.8715 | 2198986.8521 | 2703242.5985 | 0 | 137958.0277 | 0 | 2553522.1781 | 6643740.9081 | 4534489.685 | 20279245.5356 | 961560.8286 | 5375065.0943 | 5375065.0943 | 1478867.319 | 3031747.1076 | 0 | 26615871.4585 | 36501550.9793 | 10000000 | 1.5365 | 17322.9219 | 23757.0098 | 353.1512 | 484.3188
1 | 1900 | 707 | 0.035 | 15 | 15 | 7 | 1e-13 | 5spot_SharedNeighbor | Water | Porous | Wet | R600a | MinimizeLCOE_Brownfield | IgnoreSilica | 0 | 0 | 0 | 4 | [6 empty] | 16.3088 | [19 empty] | 100 | 0
1 | 1900 | 707 | 0.035 | 15 | 15 | 7 | 1.3335e-13 | 5spot_SharedNeighbor | Water | Porous | Wet | R600a | MinimizeLCOE_Brownfield | IgnoreSilica | 0 | 0 | 0 | 4 | [6 empty] | 18.2881 | [19 empty] | 133.3521 | 0
1 | 1900 | 707 | 0.035 | 15 | 15 | 7 | 1.7783e-13 | 5spot_SharedNeighbor | Water | Porous | Wet | R600a | MinimizeLCOE_Brownfield | IgnoreSilica | 0 | 0 | 0 | 4 | [6 empty] | 20.7528 | [19 empty] | 177.8279 | 0
1 | 1900 | 707 | 0.035 | 15 | 15 | 7 | 2.3714e-13 | 5spot_SharedNeighbor | Water | Porous | Wet | R600a | MinimizeLCOE_Brownfield | IgnoreSilica | 0 | 0 | 0 | 4 | [6 empty] | 20.6429 | [19 empty] | 237.1374 | 0
1 | 1900 | 707 | 0.035 | 15 | 15 | 7 | 3.1623e-13 | 5spot_SharedNeighbor | Water | Porous | Wet | R600a | MinimizeLCOE_Brownfield | IgnoreSilica | 0 | 0 | 0 | 4 | [6 empty] | 22.1658 | [19 empty] | 316.2278 | 0
1 | 1900 | 707 | 0.035 | 15 | 15 | 7 | 4.217e-13 | 5spot_SharedNeighbor | Water | Porous | Wet | R600a | MinimizeLCOE_Brownfield | IgnoreSilica | 0 | 0 | 0 | 4 | [6 empty] | 21.77 | [19 empty] | 421.6965 | 0
1 | 1900 | 707 | 0.035 | 15 | 15 | 7 | 5.6234e-13 | 5spot_SharedNeighbor | Water | Porous | Wet | R600a | MinimizeLCOE_Brownfield | IgnoreSilica | 0 | 0 | 0 | 4 | [6 empty] | 24.0687 | [19 empty] | 562.3413 | 0
1 | 1900 | 707 | 0.035 | 15 | 15 | 7 | 7.4989e-13 | 5spot_SharedNeighbor | Water | Porous | Wet | R600a | MinimizeLCOE_Brownfield | IgnoreSilica | 0 | 0 | 0 | 4 | [6 empty] | 23.8565 | [19 empty] | 749.8942 | 0
1 | 1900 | 707 | 0.035 | 15 | 15 | 7 | 1e-12 | 5spot_SharedNeighbor | Water | Porous | Wet | R600a | MinimizeLCOE_Brownfield | IgnoreSilica | 0 | 0 | 0 | 4 | [6 empty] | 26.0316 | [19 empty] | 1000 | 0
1 | 1900 | 707 | 0.035 | 15 | 15 | 7 | 1.3335e-12 | 5spot_SharedNeighbor | Water | Porous | Wet | R600a | MinimizeLCOE_Brownfield | IgnoreSilica | 0.81087 | 0.060978 | 0.00024853 | 4 | 7143797.7516 | 17526689.6024 | 145635.9799 | 357305.2741 | 66.2819 | 0 | 81.766 | 36614.9445 | 1853.8543 | 37956.034 | 42954.5886 | 0 | 27079.5182 | 0 | 57118.9864 | 148611.886 | 101430.6658 | 453620.4778 | 961560.8286 | 5686671.2401 | 5686671.2401 | 1478867.319 | 3156389.5659 | 0 | 7101852.5465 | 17423780.6715 | 1333.5214 | 0.00099413 | 7143797.7516 | 17526689.6024 | 145635.9799 | 357305.2741
1 | 1900 | 707 | 0.035 | 15 | 15 | 7 | 1.7783e-12 | 5spot_SharedNeighbor | Water | Porous | Wet | R600a | MinimizeLCOE_Brownfield | IgnoreSilica | 1.1458 | 0.096017 | 0.00094925 | 4 | 1909711.6423 | 4628162.2556 | 38932.0549 | 94351.3476 | 69.9586 | 0 | 172.0706 | 52597.0551 | 2741.8277 | 54399.6539 | 52526.7034 | 0 | 32398.4348 | 0 | 75918.8332 | 197525.2309 | 134815.0288 | 602922.7677 | 961560.8286 | 5686671.2401 | 5686671.2401 | 1478867.319 | 3156389.5659 | 0 | 7251154.8364 | 17573082.9614 | 1778.2794 | 0.003797 | 1909711.6423 | 4628162.2556 | 38932.0549 | 94351.3476
1 | 1900 | 707 | 0.035 | 15 | 15 | 7 | 2.3714e-12 | 5spot_SharedNeighbor | Water | Porous | Wet | R600a | MinimizeLCOE_Brownfield | IgnoreSilica | 1.5542 | 0.13976 | 0.0020037 | 4 | 925782.9498 | 2213615.1654 | 18873.3376 | 45127.5393 | 72.49 | 0 | 256.3972 | 70307.5874 | 3739.3162 | 73293.7295 | 64320.0665 | 0 | 37555.0659 | 0 | 97194.1486 | 252879.2373 | 172595.2756 | 771884.427 | 961560.8286 | 5686671.2401 | 5686671.2401 | 1478867.319 | 3156389.5659 | 0 | 7420116.4958 | 17742044.6208 | 2371.3737 | 0.008015 | 925782.9498 | 2213615.1654 | 18873.3376 | 45127.5393
1 | 1900 | 707 | 0.035 | 15 | 15 | 7 | 3.1623e-12 | 5spot_SharedNeighbor | Water | Porous | Wet | R600a | MinimizeLCOE_Brownfield | IgnoreSilica | 2.0793 | 0.1966 | 0.0034922 | 4 | 545708.9342 | 1284637.1416 | 11125.0148 | 26189.0657 | 74.3808 | 0 | 361.093 | 90972.6023 | 4911.994 | 96142.1594 | 79467.9068 | 0 | 43189.8919 | 0 | 122726.9762 | 319310.4173 | 217935.921 | 974657.869 | 961560.8286 | 5686671.2401 | 5686671.2401 | 1478867.319 | 3156389.5659 | 0 | 7622889.9377 | 17944818.0627 | 3162.2777 | 0.013969 | 545708.9342 | 1284637.1416 | 11125.0148 | 26189.0657
1 | 1900 | 707 | 0.035 | 15 | 15 | 7 | 4.217e-12 | 5spot_SharedNeighbor | Water | Porous | Wet | R600a | MinimizeLCOE_Brownfield | IgnoreSilica | 2.925 | 0.28845 | 0.0055574 | 4 | 356781.8618 | 821112.4718 | 7273.4808 | 16739.4884 | 76.0667 | 0 | 92.5421 | 120770.8539 | 6608.9676 | 130466.7632 | 103455.8012 | 0 | 52909.779 | 0 | 161542.7443 | 420301.0838 | 286864.126 | 1282920.1191 | 961560.8286 | 5686671.2401 | 5686671.2401 | 1478867.319 | 3156389.5659 | 0 | 7931152.1878 | 18253080.3128 | 4216.965 | 0.02223 | 356781.8618 | 821112.4718 | 7273.4808 | 16739.4884
1 | 1900 | 707 | 0.035 | 15 | 15 | 7 | 5.6234e-12 | 5spot_SharedNeighbor | Water | Porous | Wet | R600a | MinimizeLCOE_Brownfield | IgnoreSilica | 3.7 | 0.37257 | 0.0082526 | 4 | 247959.9654 | 560648.0611 | 5054.9993 | 11429.5691 | 76.9602 | 0 | 102.2919 | 145488.9553 | 8018.0673 | 159997.8254 | 125034.6152 | 0 | 57706.9521 | 0 | 193536.102 | 503541.2376 | 343677.2414 | 1537000.9962 | 961560.8286 | 5686671.2401 | 5686671.2401 | 1478867.319 | 3156389.5659 | 0 | 8185233.0649 | 18507161.1899 | 5623.4133 | 0.03301 | 247959.9654 | 560648.0611 | 5054.9993 | 11429.5691
1 | 1900 | 707 | 0.035 | 15 | 15 | 7 | 7.4989e-12 | 5spot_SharedNeighbor | Water | Porous | Wet | R600a | MinimizeLCOE_Brownfield | IgnoreSilica | 4.964 | 0.51072 | 0.012006 | 4 | 178905.412 | 393842.5782 | 3647.2288 | 8029.0137 | 77.8343 | 0 | 106.2732 | 182741 | 10146.3285 | 205766.0592 | 161098.812 | 0 | 67688.5204 | 0 | 244701.8808 | 636664.0987 | 434536.3295 | 1943343.0291 | 961560.8286 | 5686671.2401 | 5686671.2401 | 1478867.319 | 3156389.5659 | 0 | 8591575.0978 | 18913503.2228 | 7498.9421 | 0.048023 | 178905.412 | 393842.5782 | 3647.2288 | 8029.0137
1 | 1900 | 707 | 0.035 | 15 | 15 | 7 | 1e-11 | 5spot_SharedNeighbor | Water | Porous | Wet | R600a | MinimizeLCOE_Brownfield | IgnoreSilica | 6.6445 | 0.69392 | 0.016968 | 4 | 134050.015 | 286126.8389 | 2732.7909 | 5833.0826 | 78.4767 | 0 | 110.302 | 227525.0301 | 12702.0205 | 262815.5121 | 208419.5542 | 0 | 79613.029 | 0 | 308519.3069 | 802703.9505 | 547861.9401 | 2450160.3434 | 961560.8286 | 5686671.2401 | 5686671.2401 | 1478867.319 | 3156389.5659 | 0 | 9098392.4121 | 19420320.5371 | 10000 | 0.067873 | 134050.015 | 286126.8389 | 2732.7909 | 5833.0826
1 | 1900 | 707 | 0.035 | 15 | 15 | 7 | 1.3335e-11 | 5spot_SharedNeighbor | Water | Porous | Wet | R600a | MinimizeLCOE_Brownfield | IgnoreSilica | 8.723 | 0.91911 | 0.023338 | 4 | 103757.1023 | 214326.6235 | 2115.2289 | 4369.3381 | 78.8672 | 0 | 85.0238 | 277660.2998 | 15556.1418 | 328977.8722 | 266650.8987 | 0 | 91939.9996 | 0 | 382506.2327 | 995202.7546 | 679246.3294 | 3037740.5287 | 961560.8286 | 5686671.2401 | 5686671.2401 | 1478867.319 | 3156389.5659 | 0 | 9685972.5974 | 20007900.7224 | 13335.2143 | 0.093352 | 103757.1023 | 214326.6235 | 2115.2289 | 4369.3381
1 | 1900 | 707 | 0.035 | 15 | 15 | 7 | 1.7783e-11 | 5spot_SharedNeighbor | Water | Porous | Wet | R600a | MinimizeLCOE_Brownfield | IgnoreSilica | 11.2271 | 1.1948 | 0.032049 | 4 | 80864.5083 | 161380.5432 | 1648.5324 | 3289.9607 | 79.3016 | 0 | 91.7888 | 334751.163 | 18819.8499 | 405667.7195 | 337434.5114 | 0 | 103864.3441 | 0 | 468209.6593 | 1218185.4905 | 831436.6285 | 3718369.3662 | 961560.8286 | 5686671.2401 | 5686671.2401 | 1478867.319 | 3156389.5659 | 0 | 10366601.4349 | 20688529.5599 | 17782.7941 | 0.1282 | 80864.5083 | 161380.5432 | 1648.5324 | 3289.9607
1 | 1900 | 707 | 0.035 | 15 | 15 | 7 | 2.3714e-11 | 5spot_SharedNeighbor | Water | Porous | Wet | R600a | MinimizeLCOE_Brownfield | IgnoreSilica | 14.3944 | 1.5412 | 0.043137 | 4 | 64817.6944 | 124637.7948 | 1321.3964 | 2540.91 | 79.5623 | 0 | 85.7255 | 400780.6965 | 22582.8795 | 497173.1305 | 426830.5695 | 0 | 117165.1603 | 0 | 571167.6502 | 1486061.0631 | 1014267.2111 | 4536028.3607 | 961560.8286 | 5686671.2401 | 5686671.2401 | 1478867.319 | 3156389.5659 | 0 | 11184260.4294 | 21506188.5545 | 23713.7371 | 0.17255 | 64817.6944 | 124637.7948 | 1321.3964 | 2540.91
1 | 1900 | 707 | 0.035 | 15 | 15 | 7 | 3.1623e-11 | 5spot_SharedNeighbor | Water | Porous | Wet | R600a | MinimizeLCOE_Brownfield | IgnoreSilica | 18.2964 | 1.9679 | 0.057374 | 4 | 52933.6417 | 97910.4815 | 1079.1239 | 1996.0376 | 79.7607 | 0 | 126.2677 | 476276.8218 | 26880.9349 | 604453.3759 | 536974.0842 | 0 | 131096.5257 | 0 | 692515.8796 | 1801784.2641 | 1229754.7832 | 5499736.6694 | 961560.8286 | 5686671.2401 | 5686671.2401 | 1478867.319 | 3156389.5659 | 0 | 12147968.7381 | 22469896.8631 | 31622.7766 | 0.22949 | 52933.6417 | 97910.4815 | 1079.1239 | 1996.0376
1 | 1900 | 707 | 0.035 | 15 | 15 | 7 | 4.217e-11 | 5spot_SharedNeighbor | Water | Porous | Wet | R600a | MinimizeLCOE_Brownfield | IgnoreSilica | 23.0714 | 2.4902 | 0.075449 | 4 | 44002.0396 | 78203.6773 | 897.0411 | 1594.2877 | 79.9132 | 0 | 79.0293 | 562287.5572 | 31771.9151 | 729610.801 | 671762.5469 | 0 | 145632.1418 | 0 | 835015.3352 | 2172538.617 | 1482802.2473 | 6631421.1616 | 961560.8286 | 5686671.2401 | 5686671.2401 | 1478867.319 | 3156389.5659 | 0 | 13279653.2303 | 23601581.3553 | 42169.6503 | 0.3018 | 44002.0396 | 78203.6773 | 897.0411 | 1594.2877
1 | 1900 | 707 | 0.035 | 15 | 15 | 7 | 5.6234e-11 | 5spot_SharedNeighbor | Water | Porous | Wet | R600a | MinimizeLCOE_Brownfield | IgnoreSilica | 28.8176 | 3.1188 | 0.098022 | 4 | 37211.1422 | 63536.7913 | 758.5995 | 1295.2834 | 80.0308 | 0 | 101.3454 | 658970.9939 | 37262.9361 | 873490.4344 | 834005.668 | 0 | 160396.2982 | 0 | 1000009.269 | 2601818.9877 | 1775794.9212 | 7941749.5085 | 961560.8286 | 5686671.2401 | 5686671.2401 | 1478867.319 | 3156389.5659 | 0 | 14589981.5772 | 24911909.7022 | 56234.1325 | 0.39209 | 37211.1422 | 63536.7913 | 758.5995 | 1295.2834
1 | 1900 | 707 | 0.035 | 15 | 15 | 7 | 7.4989e-11 | 5spot_SharedNeighbor | Water | Porous | Wet | R600a | MinimizeLCOE_Brownfield | IgnoreSilica | 35.5191 | 3.8521 | 0.12548 | 4 | 32004.3366 | 52569.3107 | 652.4517 | 1071.6965 | 80.1211 | 0 | 123.287 | 764712.1793 | 43260.5661 | 1034180.82 | 1023298.9356 | 0 | 174439.5548 | 0 | 1185557.9017 | 3084578.4689 | 2105288.1868 | 9415316.6131 | 961560.8286 | 5686671.2401 | 5686671.2401 | 1478867.319 | 3156389.5659 | 0 | 16063548.6818 | 26385476.8069 | 74989.4209 | 0.50192 | 32004.3366 | 52569.3107 | 652.4517 | 1071.6965
1 | 1900 | 707 | 0.035 | 15 | 15 | 7 | 1e-10 | 5spot_SharedNeighbor | Water | Porous | Wet | R600a | MinimizeLCOE_Brownfield | IgnoreSilica | 43.0977 | 4.6815 | 0.15784 | 4 | 27993.9932 | 44342.2735 | 570.6954 | 903.9772 | 80.1896 | 0 | 134.2832 | 877351.6725 | 49640.7218 | 1208700.4093 | 1237374.3933 | 0 | 187032.4125 | 0 | 1388438.8477 | 3612433.0737 | 2465559.8009 | 11026531.3317 | 961560.8286 | 5686671.2401 | 5686671.2401 | 1478867.319 | 3156389.5659 | 0 | 17674763.4004 | 27996691.5254 | 100000 | 0.63138 | 27993.9932 | 44342.2735 | 570.6954 | 903.9772
1 | 1900 | 707 | 0.035 | 15 | 15 | 7 | 1.3335e-10 | 5spot_SharedNeighbor | Water | Porous | Wet | R600a | MinimizeLCOE_Brownfield | IgnoreSilica | 51.2413 | 5.5723 | 0.19427 | 4 | 24903.811 | 38186.873 | 507.6979 | 778.4911 | 80.2382 | 0 | 121.1544 | 991932.0801 | 56121.2594 | 1389393.0396 | 1467369.5963 | 0 | 196844.6842 | 0 | 1599647.6572 | 4161955.0712 | 2840619.8557 | 12703883.2437 | 961560.8286 | 5686671.2401 | 5686671.2401 | 1478867.319 | 3156389.5659 | 0 | 19352115.3124 | 29674043.4374 | 133352.1432 | 0.77707 | 24903.811 | 38186.873 | 507.6979 | 778.4911
1 | 1900 | 707 | 0.035 | 15 | 15 | 7 | 1.7783e-10 | 5spot_SharedNeighbor | Water | Porous | Wet | R600a | MinimizeLCOE_Brownfield | IgnoreSilica | 59.4554 | 6.4699 | 0.23295 | 4 | 22531.1614 | 33608.7862 | 459.3282 | 685.1606 | 80.2667 | 0 | 152.5079 | 1101950.7546 | 62333.5737 | 1565674.0691 | 1699234.0776 | 0 | 202618.0604 | 0 | 1806406.1088 | 4699898.1504 | 3207777.0609 | 14345891.8556 | 961560.8286 | 5686671.2401 | 5686671.2401 | 1478867.319 | 3156389.5659 | 0 | 20994123.9243 | 31316052.0493 | 177827.941 | 0.93178 | 22531.1614 | 33608.7862 | 459.3282 | 685.1606
1 | 1900 | 707 | 0.035 | 15 | 15 | 7 | 2.3714e-10 | 5spot_SharedNeighbor | Water | Porous | Wet | R600a | MinimizeLCOE_Brownfield | IgnoreSilica | 67.2971 | 7.3249 | 0.27171 | 4 | 20719.8325 | 30216.9677 | 422.4018 | 616.0138 | 80.2766 | 0 | 146.2498 | 1202521.1872 | 68002.0935 | 1729104.3099 | 1920369.4581 | 0 | 204234.7339 | 0 | 1998450.3952 | 5199557.9897 | 3548805.1682 | 15871045.3354 | 961560.8286 | 5686671.2401 | 5686671.2401 | 1478867.319 | 3156389.5659 | 0 | 22519277.4041 | 32841205.5291 | 237137.3706 | 1.0868 | 20719.8325 | 30216.9677 | 422.4018 | 616.0138
1 | 1900 | 707 | 0.035 | 15 | 15 | 7 | 3.1623e-10 | 5spot_SharedNeighbor | Water | Porous | Wet | R600a | MinimizeLCOE_Brownfield | IgnoreSilica | 74.3734 | 8.0942 | 0.30837 | 4 | 19344.8939 | 27713.0744 | 394.3718 | 564.9685 | 80.2718 | 0 | 149.4873 | 1289951.14 | 72920.6547 | 1872929.1069 | 2119660.1639 | 0 | 202101.3115 | 0 | 2167449.327 | 5639258.5439 | 3848909.8314 | 17213180.0794 | 961560.8286 | 5686671.2401 | 5686671.2401 | 1478867.319 | 3156389.5659 | 0 | 23861412.1481 | 34183340.2731 | 316227.766 | 1.2335 | 19344.8939 | 27713.0744 | 394.3718 | 564.9685
1 | 1900 | 707 | 0.035 | 15 | 15 | 7 | 4.217e-10 | 5spot_SharedNeighbor | Water | Porous | Wet | R600a | MinimizeLCOE_Brownfield | IgnoreSilica | 80.4707 | 8.7549 | 0.34131 | 4 | 18305.8824 | 25866.3309 | 373.1902 | 527.3201 | 80.2576 | 0 | 160.373 | 1362969.3914 | 77020.9271 | 1994291.3669 | 2291123.9159 | 0 | 197240.345 | 0 | 2309831.9191 | 6009708.8418 | 4101749.7717 | 18343936.4789 | 961560.8286 | 5686671.2401 | 5686671.2401 | 1478867.319 | 3156389.5659 | 0 | 24992168.5476 | 35314096.6726 | 421696.5034 | 1.3653 | 18305.8824 | 25866.3309 | 373.1902 | 527.3201
1 | 1900 | 707 | 0.035 | 15 | 15 | 7 | 5.6234e-10 | 5spot_SharedNeighbor | Water | Porous | Wet | R600a | MinimizeLCOE_Brownfield | IgnoreSilica | 85.5527 | 9.3038 | 0.36975 | 4 | 17523.1213 | 24502.1416 | 357.2325 | 499.5093 | 80.2391 | 0 | 158.8771 | 1422298.2333 | 80346.9248 | 2093740.4874 | 2433827.3006 | 0 | 190897.5135 | 0 | 2426233.0792 | 6312560.7834 | 4308452.4448 | 19268356.767 | 961560.8286 | 5686671.2401 | 5686671.2401 | 1478867.319 | 3156389.5659 | 0 | 25916588.8357 | 36238516.9607 | 562341.3252 | 1.479 | 17523.1213 | 24502.1416 | 357.2325 | 499.5093
1 | 1900 | 707 | 0.035 | 15 | 15 | 7 | 7.4989e-10 | 5spot_SharedNeighbor | Water | Porous | Wet | R600a | MinimizeLCOE_Brownfield | IgnoreSilica | 89.6741 | 9.7476 | 0.39349 | 4 | 16934.5271 | 23492.5247 | 345.2332 | 478.9269 | 80.2198 | 0 | 156.0854 | 1469441.1419 | 82985.9508 | 2173304.7768 | 2549401.1379 | 0 | 184067.9489 | 0 | 2519088.373 | 6554151.2104 | 4473342.8754 | 20005783.4151 | 961560.8286 | 5686671.2401 | 5686671.2401 | 1478867.319 | 3156389.5659 | 0 | 26654015.4838 | 36975943.6088 | 749894.2093 | 1.5739 | 16934.5271 | 23492.5247 | 345.2332 | 478.9269
1 | 1900 | 707 | 0.035 | 15 | 15 | 7 | 1e-09 | 5spot_SharedNeighbor | Water | Porous | Wet | R600a | MinimizeLCOE_Brownfield | IgnoreSilica | 92.9339 | 10.0978 | 0.41275 | 4 | 16492.4206 | 22744.3353 | 336.2203 | 463.674 | 80.2018 | 0 | 148.8507 | 1506136.1642 | 85037.635 | 2235571.0236 | 2640709.2658 | 0 | 177400.2674 | 0 | 2591493.1989 | 6742533.7151 | 4601917.8058 | 20580799.0757 | 961560.8286 | 5686671.2401 | 5686671.2401 | 1478867.319 | 3156389.5659 | 0 | 27229031.1444 | 37550959.2695 | 1000000 | 1.651 | 16492.4206 | 22744.3353 | 336.2203 | 463.674
1 | 1900 | 707 | 0.035 | 15 | 15 | 7 | 1.3335e-09 | 5spot_SharedNeighbor | Water | Porous | Wet | R600a | MinimizeLCOE_Brownfield | IgnoreSilica | 95.4935 | 10.3721 | 0.42814 | 4 | 16160.5466 | 22187.8056 | 329.4546 | 452.3284 | 80.1862 | 0 | 171.8097 | 1534592.4716 | 86627.1222 | 2284061.0373 | 2712335.5395 | 0 | 171419.94 | 0 | 2647724.0832 | 6888834.9415 | 4701771.399 | 21027366.5345 | 961560.8286 | 5686671.2401 | 5686671.2401 | 1478867.319 | 3156389.5659 | 0 | 27675598.6032 | 37997526.7282 | 1333521.4322 | 1.7125 | 16160.5466 | 22187.8056 | 329.4546 | 452.3284
1 | 1900 | 707 | 0.035 | 15 | 15 | 7 | 1.7783e-09 | 5spot_SharedNeighbor | Water | Porous | Wet | R600a | MinimizeLCOE_Brownfield | IgnoreSilica | 97.4692 | 10.5835 | 0.4402 | 4 | 15911.5039 | 21773.5597 | 324.3775 | 443.8835 | 80.1732 | 0 | 161.0452 | 1556347.4731 | 87841.3481 | 2321252.836 | 2767579.6948 | 0 | 166251.8918 | 0 | 2690716.5651 | 7000692.5605 | 4778116.5224 | 21368798.8918 | 961560.8286 | 5686671.2401 | 5686671.2401 | 1478867.319 | 3156389.5659 | 0 | 28017030.9605 | 38338959.0855 | 1778279.41 | 1.7608 | 15911.5039 | 21773.5597 | 324.3775 | 443.8835
1 | 1900 | 707 | 0.035 | 15 | 15 | 7 | 2.3714e-09 | 5spot_SharedNeighbor | Water | Porous | Wet | R600a | MinimizeLCOE_Brownfield | IgnoreSilica | 98.9897 | 10.746 | 0.44958 | 4 | 15724.6546 | 21464.4227 | 320.5684 | 437.5813 | 80.1626 | 0 | 171.4883 | 1572966.6732 | 88768.3608 | 2349735.6289 | 2810067.1054 | 0 | 161970.8547 | 0 | 2723568.363 | 7086166.1998 | 4836454.0375 | 21629697.2233 | 961560.8286 | 5686671.2401 | 5686671.2401 | 1478867.319 | 3156389.5659 | 0 | 28277929.292 | 38599857.417 | 2371373.7057 | 1.7983 | 15724.6546 | 21464.4227 | 320.5684 | 437.5813
1 | 1900 | 707 | 0.035 | 15 | 15 | 7 | 3.1623e-09 | 5spot_SharedNeighbor | Water | Porous | Wet | R600a | MinimizeLCOE_Brownfield | IgnoreSilica | 100.1345 | 10.8682 | 0.45675 | 4 | 15584.4839 | 21234.1315 | 317.7108 | 432.8865 | 80.1543 | 0 | 167.505 | 1585410.8795 | 89462.1675 | 2371103.6079 | 2842043.4054 | 0 | 158442.2138 | 0 | 2748120.2869 | 7150045.2695 | 4880052.8152 | 21824680.6458 | 961560.8286 | 5686671.2401 | 5686671.2401 | 1478867.319 | 3156389.5659 | 0 | 28472912.7145 | 38794840.8395 | 3162277.6602 | 1.827 | 15584.4839 | 21234.1315 | 317.7108 | 432.8865
1 | 1900 | 707 | 0.035 | 15 | 15 | 7 | 4.217e-09 | 5spot_SharedNeighbor | Water | Porous | Wet | R600a | MinimizeLCOE_Brownfield | IgnoreSilica | 101.0165 | 10.9623 | 0.46227 | 4 | 15479.3393 | 21061.5018 | 315.5673 | 429.3672 | 80.1478 | 0 | 175.6077 | 1594957.7442 | 89994.2457 | 2387520.1382 | 2866669.3212 | 0 | 155686.0687 | 0 | 2766982.732 | 7199121.4825 | 4913548.339 | 21974480.0714 | 961560.8286 | 5686671.2401 | 5686671.2401 | 1478867.319 | 3156389.5659 | 0 | 28622712.1401 | 38944640.2652 | 4216965.0343 | 1.8491 | 15479.3393 | 21061.5018 | 315.5673 | 429.3672
1 | 1900 | 707 | 0.035 | 15 | 15 | 7 | 5.6234e-09 | 5spot_SharedNeighbor | Water | Porous | Wet | R600a | MinimizeLCOE_Brownfield | IgnoreSilica | 101.6692 | 11.0318 | 0.46643 | 4 | 15400.4732 | 20932.9065 | 313.9595 | 426.7456 | 80.1429 | 0 | 152.332 | 1602000.4539 | 90386.651 | 2399643.7709 | 2884888.6254 | 0 | 153468.1007 | 0 | 2780851.1648 | 7235204.2997 | 4938175.6031 | 22084618.6696 | 961560.8286 | 5686671.2401 | 5686671.2401 | 1478867.319 | 3156389.5659 | 0 | 28732850.7383 | 39054778.8633 | 5623413.2519 | 1.8657 | 15400.4732 | 20932.9065 | 313.9595 | 426.7456
1 | 1900 | 707 | 0.035 | 15 | 15 | 7 | 7.4989e-09 | 5spot_SharedNeighbor | Water | Porous | Wet | R600a | MinimizeLCOE_Brownfield | IgnoreSilica | 102.1614 | 11.0843 | 0.46958 | 4 | 15341.321 | 20836.6705 | 312.7536 | 424.7837 | 80.1391 | 0 | 169.8997 | 1607297.6193 | 90681.7374 | 2408769.9321 | 2898621.8405 | 0 | 151746.3477 | 0 | 2791275.816 | 7262327.1038 | 4956687.4743 | 22167407.8711 | 961560.8286 | 5686671.2401 | 5686671.2401 | 1478867.319 | 3156389.5659 | 0 | 28815639.9398 | 39137568.0648 | 7498942.0933 | 1.8783 | 15341.321 | 20836.6705 | 312.7536 | 424.7837
1 | 1900 | 707 | 0.035 | 15 | 15 | 7 | 1e-08 | 5spot_SharedNeighbor | Water | Porous | Wet | R600a | MinimizeLCOE_Brownfield | IgnoreSilica | 102.5512 | 11.1258 | 0.47201 | 4 | 15296.9565 | 20763.9147 | 311.8491 | 423.3005 | 80.1361 | 0 | 159.6288 | 1611486.8101 | 90915.0654 | 2415991.7163 | 2909500.5471 | 0 | 150495.0997 | 0 | 2799571.803 | 7283911.5604 | 4971419.3094 | 22233291.9114 | 961560.8286 | 5686671.2401 | 5686671.2401 | 1478867.319 | 3156389.5659 | 0 | 28881523.9801 | 39203452.1051 | 10000000 | 1.8881 | 15296.9565 | 20763.9147 | 311.8491 | 423.3005
1 | 2000 | 707 | 0.035 | 15 | 15 | 7 | 1e-13 | 5spot_SharedNeighbor | Water | Porous | Wet | R600a | MinimizeLCOE_Brownfield | IgnoreSilica | 0 | 0 | 0 | 4 | [6 empty] | 16.5379 | [19 empty] | 100 | 0
1 | 2000 | 707 | 0.035 | 15 | 15 | 7 | 1.3335e-13 | 5spot_SharedNeighbor | Water | Porous | Wet | R600a | MinimizeLCOE_Brownfield | IgnoreSilica | 0 | 0 | 0 | 4 | [6 empty] | 18.7844 | [19 empty] | 133.3521 | 0
1 | 2000 | 707 | 0.035 | 15 | 15 | 7 | 1.7783e-13 | 5spot_SharedNeighbor | Water | Porous | Wet | R600a | MinimizeLCOE_Brownfield | IgnoreSilica | 0 | 0 | 0 | 4 | [6 empty] | 21.3265 | [19 empty] | 177.8279 | 0
1 | 2000 | 707 | 0.035 | 15 | 15 | 7 | 2.3714e-13 | 5spot_SharedNeighbor | Water | Porous | Wet | R600a | MinimizeLCOE_Brownfield | IgnoreSilica | 0 | 0 | 0 | 4 | [6 empty] | 20.5941 | [19 empty] | 237.1374 | 0
1 | 2000 | 707 | 0.035 | 15 | 15 | 7 | 3.1623e-13 | 5spot_SharedNeighbor | Water | Porous | Wet | R600a | MinimizeLCOE_Brownfield | IgnoreSilica | 0 | 0 | 0 | 4 | [6 empty] | 21.6344 | [19 empty] | 316.2278 | 0
1 | 2000 | 707 | 0.035 | 15 | 15 | 7 | 4.217e-13 | 5spot_SharedNeighbor | Water | Porous | Wet | R600a | MinimizeLCOE_Brownfield | IgnoreSilica | 0 | 0 | 0 | 4 | [6 empty] | 21.7365 | [19 empty] | 421.6965 | 0
1 | 2000 | 707 | 0.035 | 15 | 15 | 7 | 5.6234e-13 | 5spot_SharedNeighbor | Water | Porous | Wet | R600a | MinimizeLCOE_Brownfield | IgnoreSilica | 0 | 0 | 0 | 4 | [6 empty] | 23.038 | [19 empty] | 562.3413 | 0
1 | 2000 | 707 | 0.035 | 15 | 15 | 7 | 7.4989e-13 | 5spot_SharedNeighbor | Water | Porous | Wet | R600a | MinimizeLCOE_Brownfield | IgnoreSilica | 0 | 0 | 0 | 4 | [6 empty] | 24.009 | [19 empty] | 749.8942 | 0
1 | 2000 | 707 | 0.035 | 15 | 15 | 7 | 1e-12 | 5spot_SharedNeighbor | Water | Porous | Wet | R600a | MinimizeLCOE_Brownfield | IgnoreSilica | 0 | 0 | 0 | 4 | [6 empty] | 25.2823 | [19 empty] | 1000 | 0
1 | 2000 | 707 | 0.035 | 15 | 15 | 7 | 1.3335e-12 | 5spot_SharedNeighbor | Water | Porous | Wet | R600a | MinimizeLCOE_Brownfield | IgnoreSilica | 1.0304 | 0.089366 | 0.00072147 | 4 | 2615719.649 | 6346440.8533 | 53324.9831 | 129380.781 | 71.1796 | 0 | 66.6652 | 50877.3931 | 2668.7097 | 51308.7966 | 50189.5989 | 0 | 33164.7207 | 0 | 73401.5954 | 190975.8945 | 130344.9722 | 582931.6812 | 961560.8286 | 6004137.4768 | 6004137.4768 | 1478867.319 | 3283376.0606 | 0 | 7548629.9866 | 18315010.8429 | 1333.5214 | 0.0028859 | 2615719.649 | 6346440.8533 | 53324.9831 | 129380.781
1 | 2000 | 707 | 0.035 | 15 | 15 | 7 | 1.7783e-12 | 5spot_SharedNeighbor | Water | Porous | Wet | R600a | MinimizeLCOE_Brownfield | IgnoreSilica | 1.4764 | 0.14062 | 0.0017949 | 4 | 1079855.3921 | 2579434.4435 | 22014.3128 | 52585.2601 | 74.6591 | 0 | 249.6388 | 72477.7875 | 3904.2158 | 73514.9995 | 63581.6696 | 0 | 40692.8618 | 0 | 99126.8983 | 257907.8557 | 176027.411 | 787233.6993 | 961560.8286 | 6004137.4768 | 6004137.4768 | 1478867.319 | 3283376.0606 | 0 | 7752932.0047 | 18519312.861 | 1778.2794 | 0.0071796 | 1079855.3921 | 2579434.4435 | 22014.3128 | 52585.2601
1 | 2000 | 707 | 0.035 | 15 | 15 | 7 | 2.3714e-12 | 5spot_SharedNeighbor | Water | Porous | Wet | R600a | MinimizeLCOE_Brownfield | IgnoreSilica | 1.9626 | 0.19682 | 0.0032978 | 4 | 602910.1983 | 1419089.2548 | 12291.1399 | 28930.0539 | 76.7847 | 0 | 340.4055 | 93485.2058 | 5115.2724 | 96040.8199 | 77570.5934 | 0 | 46590.0527 | 0 | 124332.7582 | 323488.3327 | 220787.4341 | 987410.4693 | 961560.8286 | 6004137.4768 | 6004137.4768 | 1478867.319 | 3283376.0606 | 0 | 7953108.7746 | 18719489.631 | 2371.3737 | 0.013191 | 602910.1983 | 1419089.2548 | 12291.1399 | 28930.0539
1 | 2000 | 707 | 0.035 | 15 | 15 | 7 | 3.1623e-12 | 5spot_SharedNeighbor | Water | Porous | Wet | R600a | MinimizeLCOE_Brownfield | IgnoreSilica | 2.6452 | 0.27654 | 0.0054153 | 4 | 379472.327 | 876511.961 | 7736.0567 | 17868.8819 | 78.5229 | 0 | 73.5881 | 120404.3763 | 6675.667 | 125891.1815 | 97484.1729 | 0 | 54437.4568 | 0 | 157908.2132 | 410844.7794 | 280410.004 | 1254055.8511 | 961560.8286 | 6004137.4768 | 6004137.4768 | 1478867.319 | 3283376.0606 | 0 | 8219754.1565 | 18986135.0129 | 3162.2777 | 0.021661 | 379472.327 | 876511.961 | 7736.0567 | 17868.8819
1 | 2000 | 707 | 0.035 | 15 | 15 | 7 | 4.217e-12 | 5spot_SharedNeighbor | Water | Porous | Wet | R600a | MinimizeLCOE_Brownfield | IgnoreSilica | 3.5272 | 0.37983 | 0.0082865 | 4 | 257689.2165 | 582504.5113 | 5253.3432 | 11875.1424 | 79.8137 | 0 | 85.1819 | 151910.2904 | 8505.8679 | 162112.169 | 123002.6241 | 0 | 63213.5015 | 0 | 198410.3366 | 516222.9963 | 352332.8023 | 1575710.588 | 961560.8286 | 6004137.4768 | 6004137.4768 | 1478867.319 | 3283376.0606 | 0 | 8541408.8934 | 19307789.7498 | 4216.965 | 0.033146 | 257689.2165 | 582504.5113 | 5253.3432 | 11875.1424
1 | 2000 | 707 | 0.035 | 15 | 15 | 7 | 5.6234e-12 | 5spot_SharedNeighbor | Water | Porous | Wet | R600a | MinimizeLCOE_Brownfield | IgnoreSilica | 4.6501 | 0.51193 | 0.012166 | 4 | 183461.181 | 404703.236 | 3740.1043 | 8250.4229 | 80.7701 | 0 | 100.1532 | 188601.0911 | 10640.443 | 205673.262 | 155786.1501 | 0 | 72808.184 | 0 | 247068.5608 | 642821.7145 | 438739.0288 | 1962138.4344 | 961560.8286 | 6004137.4768 | 6004137.4768 | 1478867.319 | 3283376.0606 | 0 | 8927836.7398 | 19694217.5962 | 5623.4133 | 0.048663 | 183461.181 | 404703.236 | 3740.1043 | 8250.4229
1 | 2000 | 707 | 0.035 | 15 | 15 | 7 | 7.4989e-12 | 5spot_SharedNeighbor | Water | Porous | Wet | R600a | MinimizeLCOE_Brownfield | IgnoreSilica | 6.0527 | 0.67701 | 0.017297 | 4 | 135607.6312 | 291217.0635 | 2764.545 | 5936.8537 | 81.4704 | 0 | 126.0376 | 230544.7405 | 13080.3411 | 257065.2342 | 196680.942 | 0 | 82929.1492 | 0 | 304317.1587 | 791770.823 | 540399.8559 | 2416788.2446 | 961560.8286 | 6004137.4768 | 6004137.4768 | 1478867.319 | 3283376.0606 | 0 | 9382486.55 | 20148867.4064 | 7498.9421 | 0.069188 | 135607.6312 | 291217.0635 | 2764.545 | 5936.8537
1 | 2000 | 707 | 0.035 | 15 | 15 | 7 | 1e-11 | 5spot_SharedNeighbor | Water | Porous | Wet | R600a | MinimizeLCOE_Brownfield | IgnoreSilica | 7.7434 | 0.87533 | 0.023904 | 4 | 103523.1517 | 216122.9531 | 2110.4595 | 4405.9587 | 81.9421 | 0 | 132.0101 | 276865.5247 | 15770.4957 | 315602.488 | 245865.4982 | 0 | 92801.5135 | 0 | 369293.1528 | 960825.0312 | 655782.8268 | 2932806.531 | 961560.8286 | 6004137.4768 | 6004137.4768 | 1478867.319 | 3283376.0606 | 0 | 9898504.8364 | 20664885.6927 | 10000 | 0.095616 | 103523.1517 | 216122.9531 | 2110.4595 | 4405.9587
1 | 2000 | 707 | 0.035 | 15 | 15 | 7 | 1.3335e-11 | 5spot_SharedNeighbor | Water | Porous | Wet | R600a | MinimizeLCOE_Brownfield | IgnoreSilica | 10.1944 | 1.1654 | 0.033087 | 4 | 80262.2773 | 161611.865 | 1636.2551 | 3294.6765 | 82.4505 | 0 | 105.6208 | 339513.6546 | 19415.1284 | 396653.58 | 317241.5058 | 0 | 107828.6263 | 0 | 460454.473 | 1198008.0867 | 817665.1358 | 3656780.1905 | 961560.8286 | 6004137.4768 | 6004137.4768 | 1478867.319 | 3283376.0606 | 0 | 10622478.4959 | 21388859.3522 | 13335.2143 | 0.13235 | 80262.2773 | 161611.865 | 1636.2551 | 3294.6765
1 | 2000 | 707 | 0.035 | 15 | 15 | 7 | 1.7783e-11 | 5spot_SharedNeighbor | Water | Porous | Wet | R600a | MinimizeLCOE_Brownfield | IgnoreSilica | 13.0908 | 1.507 | 0.044746 | 4 | 63856.264 | 124009.3511 | 1301.7963 | 2528.0984 | 82.7688 | 0 | 89.6767 | 407336.598 | 23352.0539 | 487096.0319 | 401459.2731 | 0 | 121867.7093 | 0 | 562033.5498 | 1462296.0077 | 998047.0724 | 4463488.296 | 961560.8286 | 6004137.4768 | 6004137.4768 | 1478867.319 | 3283376.0606 | 0 | 11429186.6014 | 22195567.4578 | 17782.7941 | 0.17898 | 63856.264 | 124009.3511 | 1301.7963 | 2528.0984
1 | 2000 | 707 | 0.035 | 15 | 15 | 7 | 2.3714e-11 | 5spot_SharedNeighbor | Water | Porous | Wet | R600a | MinimizeLCOE_Brownfield | IgnoreSilica | 15.6919 | 1.8138 | 0.058456 | 4 | 51763.6137 | 97808.2001 | 1055.2713 | 1993.9525 | 82.9556 | 0 | 87.0841 | 464373.704 | 26659.7157 | 564856.9267 | 477094.1537 | 0 | 125883.4715 | 0 | 646958.5089 | 1683253.3308 | 1148854.9856 | 5137934.7969 | 961560.8286 | 6004137.4768 | 6004137.4768 | 1478867.319 | 3283376.0606 | 0 | 12103633.1023 | 22870013.9587 | 23713.7371 | 0.23383 | 51763.6137 | 97808.2001 | 1055.2713 | 1993.9525
1 | 2000 | 707 | 0.035 | 15 | 15 | 7 | 3.1623e-11 | 5spot_SharedNeighbor | Water | Porous | Wet | R600a | MinimizeLCOE_Brownfield | IgnoreSilica | 20.823 | 2.4196 | 0.078813 | 4 | 42621.7568 | 76773.3194 | 868.9022 | 1565.128 | 83.1887 | 0 | 83.7853 | 569234.2234 | 32735.5413 | 711162.3734 | 626865.7122 | 0 | 149251.8765 | 0 | 814807.3935 | 2119961.6978 | 1446917.4196 | 6470936.2378 | 961560.8286 | 6004137.4768 | 6004137.4768 | 1478867.319 | 3283376.0606 | 0 | 13436634.5432 | 24203015.3996 | 31622.7766 | 0.31525 | 42621.7568 | 76773.3194 | 868.9022 | 1565.128
1 | 2000 | 707 | 0.035 | 15 | 15 | 7 | 4.217e-11 | 5spot_SharedNeighbor | Water | Porous | Wet | R600a | MinimizeLCOE_Brownfield | IgnoreSilica | 26.7176 | 3.1156 | 0.10401 | 4 | 35794.4721 | 61671.7684 | 729.7187 | 1257.2624 | 83.3475 | 0 | 108.1951 | 680462.4222 | 39170.7908 | 870482.0612 | 799054.3349 | 0 | 170121.6267 | 0 | 998123.582 | 2596912.817 | 1772446.3588 | 7926773.9936 | 961560.8286 | 6004137.4768 | 6004137.4768 | 1478867.319 | 3283376.0606 | 0 | 14892472.299 | 25658853.1554 | 42169.6503 | 0.41606 | 35794.4721 | 61671.7684 | 729.7187 | 1257.2624
1 | 2000 | 707 | 0.035 | 15 | 15 | 7 | 5.6234e-11 | 5spot_SharedNeighbor | Water | Porous | Wet | R600a | MinimizeLCOE_Brownfield | IgnoreSilica | 33.1561 | 3.8761 | 0.13416 | 4 | 30581.7195 | 50644.9206 | 623.4497 | 1032.4652 | 83.4577 | 0 | 122.2513 | 793813.3197 | 45719.0502 | 1036559.7325 | 987143.5971 | 0 | 186293.2269 | 0 | 1189316.2813 | 3094357.0016 | 2111962.2363 | 9445164.4456 | 961560.8286 | 6004137.4768 | 6004137.4768 | 1478867.319 | 3283376.0606 | 0 | 16410862.751 | 27177243.6074 | 56234.1325 | 0.53662 | 30581.7195 | 50644.9206 | 623.4497 | 1032.4652
1 | 2000 | 707 | 0.035 | 15 | 15 | 7 | 7.4989e-11 | 5spot_SharedNeighbor | Water | Porous | Wet | R600a | MinimizeLCOE_Brownfield | IgnoreSilica | 40.5808 | 4.753 | 0.17033 | 4 | 26566.4905 | 42368.4299 | 541.5938 | 863.7378 | 83.5422 | 0 | 141.0188 | 916654.2767 | 52805.0528 | 1220197.6491 | 1204058.4753 | 0 | 201380.9092 | 0 | 1402087.5816 | 3647944.2797 | 2489796.9287 | 11134925.1533 | 961560.8286 | 6004137.4768 | 6004137.4768 | 1478867.319 | 3283376.0606 | 0 | 18100623.4587 | 28867004.315 | 74989.4209 | 0.68133 | 26566.4905 | 42368.4299 | 541.5938 | 863.7378
1 | 2000 | 707 | 0.035 | 15 | 15 | 7 | 1e-10 | 5spot_SharedNeighbor | Water | Porous | Wet | R600a | MinimizeLCOE_Brownfield | IgnoreSilica | 48.7735 | 5.7206 | 0.21205 | 4 | 23465.4831 | 36158.4851 | 478.3756 | 737.1396 | 83.604 | 0 | 117.28 | 1044624.7994 | 60175.3621 | 1415079.6579 | 1443380.6736 | 0 | 214005.0922 | 0 | 1629133.5782 | 4238671.3893 | 2892980.3192 | 12938050.872 | 961560.8286 | 6004137.4768 | 6004137.4768 | 1478867.319 | 3283376.0606 | 0 | 19903749.1774 | 30670130.0337 | 100000 | 0.84821 | 23465.4831 | 36158.4851 | 478.3756 | 737.1396
1 | 2000 | 707 | 0.035 | 15 | 15 | 7 | 1.3335e-10 | 5spot_SharedNeighbor | Water | Porous | Wet | R600a | MinimizeLCOE_Brownfield | IgnoreSilica | 57.3313 | 6.7302 | 0.25775 | 4 | 21075.0973 | 31517.6326 | 429.6444 | 642.5296 | 83.6431 | 0 | 149.7563 | 1171464.4938 | 67467.683 | 1611532.6886 | 1693234.7052 | 0 | 222775.93 | 0 | 1858925.4452 | 4836542.6904 | 3301039.7672 | 14762983.4034 | 961560.8286 | 6004137.4768 | 6004137.4768 | 1478867.319 | 3283376.0606 | 0 | 21728681.7088 | 32495062.5652 | 133352.1432 | 1.031 | 21075.0973 | 31517.6326 | 429.6444 | 642.5296
1 | 2000 | 707 | 0.035 | 15 | 15 | 7 | 1.7783e-10 | 5spot_SharedNeighbor | Water | Porous | Wet | R600a | MinimizeLCOE_Brownfield | IgnoreSilica | 65.7159 | 7.7173 | 0.30485 | 4 | 19241.9305 | 28071.1184 | 392.2728 | 572.2677 | 83.6597 | 0 | 167.8492 | 1290023.2308 | 74270.2612 | 1797979.705 | 1937741.277 | 0 | 226660.243 | 0 | 2077403.1396 | 5404976.8353 | 3689007.7512 | 16498062.443 | 961560.8286 | 6004137.4768 | 6004137.4768 | 1478867.319 | 3283376.0606 | 0 | 23463760.7484 | 34230141.6048 | 177827.941 | 1.2194 | 19241.9305 | 28071.1184 | 392.2728 | 572.2677
1 | 2000 | 707 | 0.035 | 15 | 15 | 7 | 2.3714e-10 | 5spot_SharedNeighbor | Water | Porous | Wet | R600a | MinimizeLCOE_Brownfield | IgnoreSilica | 73.4797 | 8.6286 | 0.35062 | 4 | 17844.5536 | 25521.2999 | 363.7854 | 520.2862 | 83.657 | 0 | 170.4541 | 1395378.3464 | 80302.121 | 1965906.4776 | 2163755.715 | 0 | 225853.5158 | 0 | 2274166.5086 | 5916914.7596 | 4038415.9039 | 18060693.3479 | 961560.8286 | 6004137.4768 | 6004137.4768 | 1478867.319 | 3283376.0606 | 0 | 25026391.6533 | 35792772.5096 | 237137.3706 | 1.4025 | 17844.5536 | 25521.2999 | 363.7854 | 520.2862
1 | 2000 | 707 | 0.035 | 15 | 15 | 7 | 3.1623e-10 | 5spot_SharedNeighbor | Water | Porous | Wet | R600a | MinimizeLCOE_Brownfield | IgnoreSilica | 80.3392 | 9.4307 | 0.39281 | 4 | 16784.931 | 23637.1432 | 342.1835 | 481.8751 | 83.641 | 0 | 156.7673 | 1485249.8114 | 85436.2187 | 2110822.6911 | 2363028.7274 | 0 | 221413.2316 | 0 | 2443720.7653 | 6358060.1551 | 4339506.701 | 19407238.3015 | 961560.8286 | 6004137.4768 | 6004137.4768 | 1478867.319 | 3283376.0606 | 0 | 26372936.6069 | 37139317.4633 | 316227.766 | 1.5712 | 16784.931 | 23637.1432 | 342.1835 | 481.8751
1 | 2000 | 707 | 0.035 | 15 | 15 | 7 | 4.217e-10 | 5spot_SharedNeighbor | Water | Porous | Wet | R600a | MinimizeLCOE_Brownfield | IgnoreSilica | 86.1593 | 10.1086 | 0.42995 | 4 | 15984.5104 | 22244.6928 | 325.8659 | 453.4882 | 83.6179 | 0 | 132.7403 | 1559311.2346 | 89658.3961 | 2231411.105 | 2531744.6991 | 0 | 214638.0905 | 0 | 2584437.7749 | 6724176.9491 | 4589388.9358 | 20524767.185 | 961560.8286 | 6004137.4768 | 6004137.4768 | 1478867.319 | 3283376.0606 | 0 | 27490465.4903 | 38256846.3467 | 421696.5034 | 1.7198 | 15984.5104 | 22244.6928 | 325.8659 | 453.4882
1 | 2000 | 707 | 0.035 | 15 | 15 | 7 | 5.6234e-10 | 5spot_SharedNeighbor | Water | Porous | Wet | R600a | MinimizeLCOE_Brownfield | IgnoreSilica | 90.9387 | 10.6634 | 0.46144 | 4 | 15381.432 | 21214.414 | 313.5713 | 432.4845 | 83.5927 | 0 | 176.7468 | 1618707.7652 | 93038.3245 | 2328892.5923 | 2670013.0586 | 0 | 206762.6747 | 0 | 2697791.622 | 7019100.4072 | 4790680.256 | 21424986.7006 | 961560.8286 | 6004137.4768 | 6004137.4768 | 1478867.319 | 3283376.0606 | 0 | 28390685.006 | 39157065.8623 | 562341.3252 | 1.8458 | 15381.432 | 21214.414 | 313.5713 | 432.4845
1 | 2000 | 707 | 0.035 | 15 | 15 | 7 | 7.4989e-10 | 5spot_SharedNeighbor | Water | Porous | Wet | R600a | MinimizeLCOE_Brownfield | IgnoreSilica | 94.7749 | 11.1072 | 0.48737 | 4 | 14927.7696 | 20450.4234 | 304.3228 | 416.9095 | 83.5686 | 0 | 197.1176 | 1665492.4496 | 95696.4258 | 2406164.9733 | 2780793.744 | 0 | 198797.0195 | 0 | 2787308.3988 | 7252004.698 | 4949642.2202 | 22135899.9291 | 961560.8286 | 6004137.4768 | 6004137.4768 | 1478867.319 | 3283376.0606 | 0 | 29101598.2345 | 39867979.0909 | 749894.2093 | 1.9495 | 14927.7696 | 20450.4234 | 304.3228 | 416.9095
1 | 2000 | 707 | 0.035 | 15 | 15 | 7 | 1e-09 | 5spot_SharedNeighbor | Water | Porous | Wet | R600a | MinimizeLCOE_Brownfield | IgnoreSilica | 97.7936 | 11.4554 | 0.50822 | 4 | 14586.838 | 19882.9435 | 297.3724 | 405.3407 | 83.5473 | 0 | 162.8302 | 1701768.845 | 97754.844 | 2466381.7465 | 2867836.8375 | 0 | 191355.8016 | 0 | 2856788.2491 | 7432777.0163 | 5073023.0419 | 22687686.3819 | 961560.8286 | 6004137.4768 | 6004137.4768 | 1478867.319 | 3283376.0606 | 0 | 29653384.6873 | 40419765.5437 | 1000000 | 2.0329 | 14586.838 | 19882.9435 | 297.3724 | 405.3407
1 | 2000 | 707 | 0.035 | 15 | 15 | 7 | 1.3335e-09 | 5spot_SharedNeighbor | Water | Porous | Wet | R600a | MinimizeLCOE_Brownfield | IgnoreSilica | 100.1493 | 11.7267 | 0.52473 | 4 | 14330.7785 | 19460.2255 | 292.1523 | 396.723 | 83.5293 | 0 | 170.1078 | 1729756.9918 | 99341.3249 | 2513021.7729 | 2935681.3788 | 0 | 184838.517 | 0 | 2910429.5943 | 7572340.793 | 5168278.1873 | 23113688.5599 | 961560.8286 | 6004137.4768 | 6004137.4768 | 1478867.319 | 3283376.0606 | 0 | 30079386.8653 | 40845767.7216 | 1333521.4322 | 2.0989 | 14330.7785 | 19460.2255 | 292.1523 | 396.723
1 | 2000 | 707 | 0.035 | 15 | 15 | 7 | 1.7783e-09 | 5spot_SharedNeighbor | Water | Porous | Wet | R600a | MinimizeLCOE_Brownfield | IgnoreSilica | 101.9593 | 11.9346 | 0.5376 | 4 | 14138.5368 | 19145.2034 | 288.2332 | 390.3009 | 83.5146 | 0 | 148.3358 | 1751072.1502 | 100548.5681 | 2548648.6517 | 2987755.2786 | 0 | 179304.9438 | 0 | 2951258.5411 | 7678569.3375 | 5240781.3516 | 23437938.8226 | 961560.8286 | 6004137.4768 | 6004137.4768 | 1478867.319 | 3283376.0606 | 0 | 30403637.128 | 41170017.9843 | 1778279.41 | 2.1504 | 14138.5368 | 19145.2034 | 288.2332 | 390.3009
1 | 2000 | 707 | 0.035 | 15 | 15 | 7 | 2.3714e-09 | 5spot_SharedNeighbor | Water | Porous | Wet | R600a | MinimizeLCOE_Brownfield | IgnoreSilica | 103.3398 | 12.0931 | 0.54753 | 4 | 13994.2457 | 18910.1309 | 285.2916 | 385.5086 | 83.503 | 0 | 191.8737 | 1767221.4704 | 101462.65 | 2575703.1325 | 3027443.207 | 0 | 174745.8643 | 0 | 2982164.7664 | 7758980.9962 | 5295663.961 | 23683386.0478 | 961560.8286 | 6004137.4768 | 6004137.4768 | 1478867.319 | 3283376.0606 | 0 | 30649084.3532 | 41415465.2096 | 2371373.7057 | 2.1901 | 13994.2457 | 18910.1309 | 285.2916 | 385.5086
1 | 2000 | 707 | 0.035 | 15 | 15 | 7 | 3.1623e-09 | 5spot_SharedNeighbor | Water | Porous | Wet | R600a | MinimizeLCOE_Brownfield | IgnoreSilica | 104.383 | 12.2127 | 0.55512 | 4 | 13885.9659 | 18734.6684 | 283.0842 | 381.9316 | 83.4939 | 0 | 190.3101 | 1779362.5347 | 102149.5225 | 2596078.0773 | 3057414.2559 | 0 | 171055.5477 | 0 | 3005363.3759 | 7819339.0192 | 5336859.5519 | 23867621.8851 | 961560.8286 | 6004137.4768 | 6004137.4768 | 1478867.319 | 3283376.0606 | 0 | 30833320.1905 | 41599701.0468 | 3162277.6602 | 2.2205 | 13885.9659 | 18734.6684 | 283.0842 | 381.9316
1 | 2000 | 707 | 0.035 | 15 | 15 | 7 | 4.217e-09 | 5spot_SharedNeighbor | Water | Porous | Wet | R600a | MinimizeLCOE_Brownfield | IgnoreSilica | 105.177 | 12.3036 | 0.56091 | 4 | 13804.7223 | 18603.3164 | 281.4279 | 379.2538 | 83.4869 | 0 | 200.0386 | 1788568.7988 | 102670.1672 | 2611548.2098 | 3080217.261 | 0 | 168156.2559 | 0 | 3022952.6701 | 7865102.7548 | 5368094.2419 | 24007310.3595 | 961560.8286 | 6004137.4768 | 6004137.4768 | 1478867.319 | 3283376.0606 | 0 | 30973008.6649 | 41739389.5213 | 4216965.0343 | 2.2437 | 13804.7223 | 18603.3164 | 281.4279 | 379.2538
1 | 2000 | 707 | 0.035 | 15 | 15 | 7 | 5.6234e-09 | 5spot_SharedNeighbor | Water | Porous | Wet | R600a | MinimizeLCOE_Brownfield | IgnoreSilica | 105.7714 | 12.3716 | 0.56529 | 4 | 13743.7714 | 18505.1814 | 280.1854 | 377.2532 | 83.4815 | 0 | 167.079 | 1795440.4887 | 103058.674 | 2623106.8134 | 3097281.0095 | 0 | 165872.051 | 0 | 3036056.0243 | 7899194.9944 | 5391362.8959 | 24111372.9511 | 961560.8286 | 6004137.4768 | 6004137.4768 | 1478867.319 | 3283376.0606 | 0 | 31077071.2565 | 41843452.1129 | 5623413.2519 | 2.2612 | 13743.7714 | 18505.1814 | 280.1854 | 377.2532
1 | 2000 | 707 | 0.035 | 15 | 15 | 7 | 7.4989e-09 | 5spot_SharedNeighbor | Water | Porous | Wet | R600a | MinimizeLCOE_Brownfield | IgnoreSilica | 106.2272 | 12.4238 | 0.56864 | 4 | 13698.0491 | 18431.4686 | 279.2533 | 375.7504 | 83.4774 | 0 | 175.8481 | 1800698.7663 | 103355.8992 | 2631958.1877 | 3110363.336 | 0 | 164138.9776 | 0 | 3046100.9151 | 7925329.7399 | 5409200.3967 | 24191146.2186 | 961560.8286 | 6004137.4768 | 6004137.4768 | 1478867.319 | 3283376.0606 | 0 | 31156844.524 | 41923225.3803 | 7498942.0933 | 2.2745 | 13698.0491 | 18431.4686 | 279.2533 | 375.7504
1 | 2000 | 707 | 0.035 | 15 | 15 | 7 | 1e-08 | 5spot_SharedNeighbor | Water | Porous | Wet | R600a | MinimizeLCOE_Brownfield | IgnoreSilica | 106.5756 | 12.4636 | 0.57118 | 4 | 13663.7532 | 18376.0998 | 278.5541 | 374.6216 | 83.4741 | 0 | 180.3259 | 1804711.0815 | 103582.6588 | 2638716.079 | 3120360.3691 | 0 | 162830.7284 | 0 | 3053778.3575 | 7945304.8702 | 5422833.8336 | 24252117.978 | 961560.8286 | 6004137.4768 | 6004137.4768 | 1478867.319 | 3283376.0606 | 0 | 31217816.2834 | 41984197.1398 | 10000000 | 2.2847 | 13663.7532 | 18376.0998 | 278.5541 | 374.6216
1 | 2100 | 707 | 0.035 | 15 | 15 | 7 | 1e-13 | 5spot_SharedNeighbor | Water | Porous | Wet | R600a | MinimizeLCOE_Brownfield | IgnoreSilica | 0 | 0 | 0 | 4 | [6 empty] | 17.3253 | [19 empty] | 100 | 0
1 | 2100 | 707 | 0.035 | 15 | 15 | 7 | 1.3335e-13 | 5spot_SharedNeighbor | Water | Porous | Wet | R600a | MinimizeLCOE_Brownfield | IgnoreSilica | 0 | 0 | 0 | 4 | [6 empty] | 213.4883 | [19 empty] | 133.3521 | 0
1 | 2100 | 707 | 0.035 | 15 | 15 | 7 | 1.7783e-13 | 5spot_SharedNeighbor | Water | Porous | Wet | R600a | MinimizeLCOE_Brownfield | IgnoreSilica | 0 | 0 | 0 | 4 | [6 empty] | 22.799 | [19 empty] | 177.8279 | 0
1 | 2100 | 707 | 0.035 | 15 | 15 | 7 | 2.3714e-13 | 5spot_SharedNeighbor | Water | Porous | Wet | R600a | MinimizeLCOE_Brownfield | IgnoreSilica | 0 | 0 | 0 | 4 | [6 empty] | 23.0506 | [19 empty] | 237.1374 | 0
1 | 2100 | 707 | 0.035 | 15 | 15 | 7 | 3.1623e-13 | 5spot_SharedNeighbor | Water | Porous | Wet | R600a | MinimizeLCOE_Brownfield | IgnoreSilica | 0 | 0 | 0 | 4 | [6 empty] | 22.2332 | [19 empty] | 316.2278 | 0
1 | 2100 | 707 | 0.035 | 15 | 15 | 7 | 4.217e-13 | 5spot_SharedNeighbor | Water | Porous | Wet | R600a | MinimizeLCOE_Brownfield | IgnoreSilica | 0 | 0 | 0 | 4 | [6 empty] | 22.3948 | [19 empty] | 421.6965 | 0
1 | 2100 | 707 | 0.035 | 15 | 15 | 7 | 5.6234e-13 | 5spot_SharedNeighbor | Water | Porous | Wet | R600a | MinimizeLCOE_Brownfield | IgnoreSilica | 0 | 0 | 0 | 4 | [6 empty] | 24.83 | [19 empty] | 562.3413 | 0
1 | 2100 | 707 | 0.035 | 15 | 15 | 7 | 7.4989e-13 | 5spot_SharedNeighbor | Water | Porous | Wet | R600a | MinimizeLCOE_Brownfield | IgnoreSilica | 0 | 0 | 0 | 4 | [6 empty] | 24.2911 | [19 empty] | 749.8942 | 0
1 | 2100 | 707 | 0.035 | 15 | 15 | 7 | 1e-12 | 5spot_SharedNeighbor | Water | Porous | Wet | R600a | MinimizeLCOE_Brownfield | IgnoreSilica | 0.882 | 0.076998 | 0.00043159 | 4 | 4532284.05 | 11030907.414 | 92396.7407 | 224879.968 | 71.4122 | 0 | 83.6446 | 46078.0077 | 2414.9031 | 45535.5432 | 46516.4767 | 0 | 32311.7793 | 0 | 67414.1169 | 175397.7036 | 119712.5368 | 535381.0672 | 961560.8286 | 6327463.8043 | 6327463.8043 | 1478867.319 | 3412706.5916 | 0 | 7824405.7001 | 19043443.4151 | 1000 | 0.0017264 | 4532284.05 | 11030907.414 | 92396.7407 | 224879.968
1 | 2100 | 707 | 0.035 | 15 | 15 | 7 | 1.3335e-12 | 5spot_SharedNeighbor | Water | Porous | Wet | R600a | MinimizeLCOE_Brownfield | IgnoreSilica | 1.243 | 0.12088 | 0.001446 | 4 | 1383960.8897 | 3323579.891 | 28213.9147 | 67755.6716 | 75.4892 | 0 | 209.7765 | 65938.9279 | 3561.7757 | 65092.7723 | 57653.371 | 0 | 38927.6191 | 0 | 90158.0417 | 234572.7306 | 160100.7086 | 716005.9467 | 961560.8286 | 6327463.8043 | 6327463.8043 | 1478867.319 | 3412706.5916 | 0 | 8005030.5797 | 19224068.2946 | 1333.5214 | 0.0057841 | 1383960.8897 | 3323579.891 | 28213.9147 | 67755.6716
1 | 2100 | 707 | 0.035 | 15 | 15 | 7 | 1.7783e-12 | 5spot_SharedNeighbor | Water | Porous | Wet | R600a | MinimizeLCOE_Brownfield | IgnoreSilica | 1.7292 | 0.18081 | 0.0029349 | 4 | 700863.3602 | 1656512.604 | 14288.0476 | 33770.25 | 78.529 | 0 | 313.8989 | 89828.1183 | 4958.5316 | 89609.9441 | 72066.643 | 0 | 46677.1431 | 0 | 118224.7483 | 307596.5437 | 209940.9616 | 938902.6338 | 961560.8286 | 6327463.8043 | 6327463.8043 | 1478867.319 | 3412706.5916 | 0 | 8227927.2667 | 19446964.9816 | 1778.2794 | 0.01174 | 700863.3602 | 1656512.604 | 14288.0476 | 33770.25
1 | 2100 | 707 | 0.035 | 15 | 15 | 7 | 2.3714e-12 | 5spot_SharedNeighbor | Water | Porous | Wet | R600a | MinimizeLCOE_Brownfield | IgnoreSilica | 2.371 | 0.26094 | 0.0050611 | 4 | 419976.7746 | 974155.3354 | 8561.7946 | 19859.4742 | 80.7561 | 0 | 444.8823 | 118318.0422 | 6637.3147 | 119961.7226 | 91222.5847 | 0 | 55553.2622 | 0 | 152760.2413 | 397450.8124 | 271268.3462 | 1213172.3263 | 961560.8286 | 6327463.8043 | 6327463.8043 | 1478867.319 | 3412706.5916 | 0 | 8502196.9592 | 19721234.6741 | 2371.3737 | 0.020244 | 419976.7746 | 974155.3354 | 8561.7946 | 19859.4742
1 | 2100 | 707 | 0.035 | 15 | 15 | 7 | 3.1623e-12 | 5spot_SharedNeighbor | Water | Porous | Wet | R600a | MinimizeLCOE_Brownfield | IgnoreSilica | 3.1419 | 0.35789 | 0.0079778 | 4 | 276023.9235 | 627592.6593 | 5627.121 | 12794.3252 | 82.287 | 0 | 101.5906 | 149401.242 | 8475.8095 | 154271.2123 | 114317.0001 | 0 | 64058.0564 | 0 | 191304.0949 | 497734.0131 | 339713.6913 | 1519275.1195 | 961560.8286 | 6327463.8043 | 6327463.8043 | 1478867.319 | 3412706.5916 | 0 | 8808299.7525 | 20027337.4674 | 3162.2777 | 0.031911 | 276023.9235 | 627592.6593 | 5627.121 | 12794.3252
1 | 2100 | 707 | 0.035 | 15 | 15 | 7 | 4.217e-12 | 5spot_SharedNeighbor | Water | Porous | Wet | R600a | MinimizeLCOE_Brownfield | IgnoreSilica | 4.1897 | 0.49022 | 0.011956 | 4 | 192405.5932 | 426994.9512 | 3922.4483 | 8704.8696 | 83.4972 | 0 | 96.4443 | 187929.926 | 10758.8765 | 198236.4336 | 145833.013 | 0 | 74759.8624 | 0 | 240832.0635 | 626595.6277 | 427664.3911 | 1912610.1937 | 961560.8286 | 6327463.8043 | 6327463.8043 | 1478867.319 | 3412706.5916 | 0 | 9201634.8267 | 20420672.5416 | 4216.965 | 0.047824 | 192405.5932 | 426994.9512 | 3922.4483 | 8704.8696
1 | 2100 | 707 | 0.035 | 15 | 15 | 7 | 5.6234e-12 | 5spot_SharedNeighbor | Water | Porous | Wet | R600a | MinimizeLCOE_Brownfield | IgnoreSilica | 5.4413 | 0.64857 | 0.017225 | 4 | 139932.0301 | 302758.3225 | 2852.7037 | 6172.1379 | 84.3458 | 0 | 107.4441 | 230034.7911 | 13255.0548 | 247823.2631 | 183513.6863 | 0 | 84934.952 | 0 | 296229.0814 | 770727.305 | 526037.2225 | 2352555.3562 | 961560.8286 | 6327463.8043 | 6327463.8043 | 1478867.319 | 3412706.5916 | 0 | 9641579.9892 | 20860617.7041 | 5623.4133 | 0.068902 | 139932.0301 | 302758.3225 | 2852.7037 | 6172.1379
1 | 2100 | 707 | 0.035 | 15 | 15 | 7 | 7.4989e-12 | 5spot_SharedNeighbor | Water | Porous | Wet | R600a | MinimizeLCOE_Brownfield | IgnoreSilica | 7.0271 | 0.8486 | 0.024093 | 4 | 105489.7895 | 221904.8428 | 2150.552 | 4523.8304 | 84.9717 | 0 | 112.8454 | 278810.91 | 16141.511 | 307136.8558 | 230702.8058 | 0 | 96138.7089 | 0 | 362283.0087 | 942586.0742 | 643334.3638 | 2877134.2383 | 961560.8286 | 6327463.8043 | 6327463.8043 | 1478867.319 | 3412706.5916 | 0 | 10166158.8713 | 21385196.5862 | 7498.9421 | 0.096371 | 105489.7895 | 221904.8428 | 2150.552 | 4523.8304
1 | 2100 | 707 | 0.035 | 15 | 15 | 7 | 1e-11 | 5spot_SharedNeighbor | Water | Porous | Wet | R600a | MinimizeLCOE_Brownfield | IgnoreSilica | 9.3635 | 1.1452 | 0.033612 | 4 | 81165.9904 | 164611.3688 | 1654.6785 | 3355.8254 | 85.5647 | 0 | 119.3809 | 345330.9167 | 20081.9587 | 390191.0027 | 300859.3913 | 0 | 113461.8106 | 0 | 456270.7812 | 1187122.9787 | 810235.8259 | 3623554.6657 | 961560.8286 | 6327463.8043 | 6327463.8043 | 1478867.319 | 3412706.5916 | 0 | 10912579.2986 | 22131617.0136 | 10000 | 0.13445 | 81165.9904 | 164611.3688 | 1654.6785 | 3355.8254
1 | 2100 | 707 | 0.035 | 15 | 15 | 7 | 1.3335e-11 | 5spot_SharedNeighbor | Water | Porous | Wet | R600a | MinimizeLCOE_Brownfield | IgnoreSilica | 11.8728 | 1.4635 | 0.045579 | 4 | 63969.8499 | 125506.4896 | 1304.1119 | 2558.6196 | 85.9316 | 0 | 103.7454 | 411063.1895 | 23970.1028 | 474646.1257 | 376202.1771 | 0 | 126215.633 | 0 | 550717.919 | 1432855.0573 | 977953.0189 | 4373623.2233 | 961560.8286 | 6327463.8043 | 6327463.8043 | 1478867.319 | 3412706.5916 | 0 | 11662647.8562 | 22881685.5711 | 13335.2143 | 0.18231 | 63969.8499 | 125506.4896 | 1304.1119 | 2558.6196
1 | 2100 | 707 | 0.035 | 15 | 15 | 7 | 1.7783e-11 | 5spot_SharedNeighbor | Water | Porous | Wet | R600a | MinimizeLCOE_Brownfield | IgnoreSilica | 15.1977 | 1.8853 | 0.061298 | 4 | 51458.0277 | 97214.3065 | 1049.0415 | 1981.8451 | 86.2301 | 0 | 141.9855 | 491862.1308 | 28744.1548 | 581098.9652 | 476108.8705 | 0 | 142429.8569 | 0 | 670895.1515 | 1745531.5646 | 1191361.16 | 5328031.8543 | 961560.8286 | 6327463.8043 | 6327463.8043 | 1478867.319 | 3412706.5916 | 0 | 12617056.4872 | 23836094.2021 | 17782.7941 | 0.24519 | 51458.0277 | 97214.3065 | 1049.0415 | 1981.8451
1 | 2100 | 707 | 0.035 | 15 | 15 | 7 | 2.3714e-11 | 5spot_SharedNeighbor | Water | Porous | Wet | R600a | MinimizeLCOE_Brownfield | IgnoreSilica | 19.3124 | 2.4073 | 0.081497 | 4 | 42167.5707 | 76582.9552 | 859.643 | 1561.2471 | 86.4587 | 0 | 106.0986 | 584704.7392 | 34222.613 | 706475.4732 | 599776.2646 | 0 | 159616.5225 | 0 | 813070.2889 | 2115442.108 | 1443832.7067 | 6457140.7161 | 961560.8286 | 6327463.8043 | 6327463.8043 | 1478867.319 | 3412706.5916 | 0 | 13746165.349 | 24965203.064 | 23713.7371 | 0.32599 | 42167.5707 | 76582.9552 | 859.643 | 1561.2471
1 | 2100 | 707 | 0.035 | 15 | 15 | 7 | 3.1623e-11 | 5spot_SharedNeighbor | Water | Porous | Wet | R600a | MinimizeLCOE_Brownfield | IgnoreSilica | 24.3398 | 3.0453 | 0.10713 | 4 | 35165.1068 | 61347.1426 | 716.8883 | 1250.6445 | 86.6345 | 0 | 139.9282 | 690351.7001 | 40447.5704 | 852532.5886 | 750889.3073 | 0 | 177446.3061 | 0 | 979550.3142 | 2548588.9843 | 1739464.35 | 7779271.121 | 961560.8286 | 6327463.8043 | 6327463.8043 | 1478867.319 | 3412706.5916 | 0 | 15068295.7539 | 26287333.4688 | 31622.7766 | 0.4285 | 35165.1068 | 61347.1426 | 716.8883 | 1250.6445
1 | 2100 | 707 | 0.035 | 15 | 15 | 7 | 4.217e-11 | 5spot_SharedNeighbor | Water | Porous | Wet | R600a | MinimizeLCOE_Brownfield | IgnoreSilica | 30.3933 | 3.8136 | 0.13913 | 4 | 29823.59 | 49982.1625 | 607.9942 | 1018.954 | 86.7702 | 0 | 657.4461 | 809203.4574 | 47439.9081 | 1020533.1599 | 932855.4809 | 0 | 195525.9084 | 0 | 1172167.5867 | 3049739.616 | 2081509.9538 | 9308975.0711 | 961560.8286 | 6327463.8043 | 6327463.8043 | 1478867.319 | 3412706.5916 | 0 | 16597999.7041 | 27817037.419 | 42169.6503 | 0.55654 | 29823.59 | 49982.1625 | 607.9942 | 1018.954
1 | 2100 | 707 | 0.035 | 15 | 15 | 7 | 5.6234e-11 | 5spot_SharedNeighbor | Water | Porous | Wet | R600a | MinimizeLCOE_Brownfield | IgnoreSilica | 36.287 | 4.5617 | 0.17544 | 4 | 25668.8798 | 41656.0983 | 523.2948 | 849.2159 | 86.8598 | 0 | 285.9143 | 918270.2446 | 53847.3233 | 1177686.5414 | 1110026.8254 | 0 | 202631.1799 | 0 | 1350360.2247 | 3513360.3077 | 2397940.6023 | 10724123.2493 | 961560.8286 | 6327463.8043 | 6327463.8043 | 1478867.319 | 3412706.5916 | 0 | 18013147.8823 | 29232185.5972 | 56234.1325 | 0.70175 | 25668.8798 | 41656.0983 | 523.2948 | 849.2159
1 | 2100 | 707 | 0.035 | 15 | 15 | 7 | 7.4989e-11 | 5spot_SharedNeighbor | Water | Porous | Wet | R600a | MinimizeLCOE_Brownfield | IgnoreSilica | 45.7897 | 5.7679 | 0.22541 | 4 | 22488.3425 | 34931.4771 | 458.4553 | 712.1254 | 86.9554 | 0 | 124.2141 | 1083641.6891 | 63546.3528 | 1420721.069 | 1395687.0073 | 0 | 229480.2164 | 0 | 1635299.7705 | 4254714.5567 | 2903930.1106 | 12987020.7724 | 961560.8286 | 6327463.8043 | 6327463.8043 | 1478867.319 | 3412706.5916 | 0 | 20276045.4054 | 31495083.1203 | 74989.4209 | 0.90162 | 22488.3425 | 34931.4771 | 458.4553 | 712.1254
1 | 2100 | 707 | 0.035 | 15 | 15 | 7 | 1e-10 | 5spot_SharedNeighbor | Water | Porous | Wet | R600a | MinimizeLCOE_Brownfield | IgnoreSilica | 54.4861 | 6.871 | 0.27755 | 4 | 20041.9765 | 30147.4249 | 408.5828 | 614.596 | 87.0084 | 0 | 119.9707 | 1226059.0614 | 71882.6056 | 1634147.9662 | 1657002.6778 | 0 | 241482.7986 | 0 | 1883924.2928 | 4901584.5638 | 3345432.1823 | 14961516.1484 | 961560.8286 | 6327463.8043 | 6327463.8043 | 1478867.319 | 3412706.5916 | 0 | 22250540.7814 | 33469578.4963 | 100000 | 1.1102 | 20041.9765 | 30147.4249 | 408.5828 | 614.596
1 | 2100 | 707 | 0.035 | 15 | 15 | 7 | 1.3335e-10 | 5spot_SharedNeighbor | Water | Porous | Wet | R600a | MinimizeLCOE_Brownfield | IgnoreSilica | 63.3017 | 7.9871 | 0.33306 | 4 | 18157.085 | 26578.3893 | 370.1567 | 541.8364 | 87.0354 | 0 | 155.3894 | 1363329.2633 | 79900.579 | 1843233.8808 | 1921610.4467 | 0 | 248445.0752 | 0 | 2128042.5055 | 5536730.0779 | 3778932.0466 | 16900223.875 | 961560.8286 | 6327463.8043 | 6327463.8043 | 1478867.319 | 3412706.5916 | 0 | 24189248.5079 | 35408286.2229 | 133352.1432 | 1.3322 | 18157.085 | 26578.3893 | 370.1567 | 541.8364
1 | 2100 | 707 | 0.035 | 15 | 15 | 7 | 1.7783e-10 | 5spot_SharedNeighbor | Water | Porous | Wet | R600a | MinimizeLCOE_Brownfield | IgnoreSilica | 71.7398 | 9.0523 | 0.38878 | 4 | 16713.2598 | 23927.5823 | 340.7224 | 487.7961 | 87.0381 | 0 | 162.3257 | 1488962.0398 | 87221.8018 | 2037393.154 | 2174596.7572 | 0 | 250036.8322 | 0 | 2354902.1281 | 6126972.2806 | 4181784.4782 | 18701869.4719 | 961560.8286 | 6327463.8043 | 6327463.8043 | 1478867.319 | 3412706.5916 | 0 | 25990894.1048 | 37209931.8197 | 177827.941 | 1.5551 | 16713.2598 | 23927.5823 | 340.7224 | 487.7961
1 | 2100 | 707 | 0.035 | 15 | 15 | 7 | 2.3714e-10 | 5spot_SharedNeighbor | Water | Porous | Wet | R600a | MinimizeLCOE_Brownfield | IgnoreSilica | 79.377 | 10.0127 | 0.44156 | 4 | 15613.8602 | 21965.8408 | 318.3097 | 447.8034 | 87.0223 | 0 | 178.2169 | 1598330.6688 | 93579.7502 | 2208580.9087 | 2403232.6306 | 0 | 246786.3855 | 0 | 2554699.0341 | 6646802.8459 | 4536579.5204 | 20288591.7442 | 961560.8286 | 6327463.8043 | 6327463.8043 | 1478867.319 | 3412706.5916 | 0 | 27577616.3772 | 38796654.0921 | 237137.3706 | 1.7662 | 15613.8602 | 21965.8408 | 318.3097 | 447.8034
1 | 2100 | 707 | 0.035 | 15 | 15 | 7 | 3.1623e-10 | 5spot_SharedNeighbor | Water | Porous | Wet | R600a | MinimizeLCOE_Brownfield | IgnoreSilica | 85.9935 | 10.8412 | 0.48914 | 4 | 14780.7166 | 20514.8203 | 301.3249 | 418.2224 | 86.9952 | 0 | 145.5341 | 1690020.5703 | 98897.315 | 2353662.5355 | 2600973.1521 | 0 | 240093.9228 | 0 | 2723622.5233 | 7086307.1138 | 4836550.2142 | 21630127.347 | 961560.8286 | 6327463.8043 | 6327463.8043 | 1478867.319 | 3412706.5916 | 0 | 28919151.98 | 40138189.6949 | 316227.766 | 1.9565 | 14780.7166 | 20514.8203 | 301.3249 | 418.2224
1 | 2100 | 707 | 0.035 | 15 | 15 | 7 | 4.217e-10 | 5spot_SharedNeighbor | Water | Porous | Wet | R600a | MinimizeLCOE_Brownfield | IgnoreSilica | 90.242 | 11.3712 | 0.52625 | 4 | 14124.7937 | 19454.5263 | 287.953 | 396.6068 | 86.9717 | 0 | 155.9458 | 1747469.8414 | 102222.3585 | 2445314.7305 | 2727663.4762 | 0 | 223599.2962 | 0 | 2826045.1841 | 7352789.8674 | 5018430.1692 | 22443534.9235 | 961560.8286 | 6327463.8043 | 6327463.8043 | 1478867.319 | 3412706.5916 | 0 | 29732559.5564 | 40951597.2713 | 421696.5034 | 2.105 | 14124.7937 | 19454.5263 | 287.953 | 396.6068
1 | 2100 | 707 | 0.035 | 15 | 15 | 7 | 5.6234e-10 | 5spot_SharedNeighbor | Water | Porous | Wet | R600a | MinimizeLCOE_Brownfield | IgnoreSilica | 96.01 | 12.0881 | 0.56461 | 4 | 13677.4336 | 18645.0099 | 278.833 | 380.1037 | 86.9325 | 0 | 413.1895 | 1823786.6452 | 106631.0579 | 2567960.8327 | 2899373.7452 | 0 | 222165.192 | 0 | 2971767.8145 | 7731930.2599 | 5277201.2776 | 23600816.825 | 961560.8286 | 6327463.8043 | 6327463.8043 | 1478867.319 | 3412706.5916 | 0 | 30889841.458 | 42108879.1729 | 562341.3252 | 2.2585 | 13677.4336 | 18645.0099 | 278.833 | 380.1037
1 | 2100 | 707 | 0.035 | 15 | 15 | 7 | 7.4989e-10 | 5spot_SharedNeighbor | Water | Porous | Wet | R600a | MinimizeLCOE_Brownfield | IgnoreSilica | 99.5887 | 12.5311 | 0.59261 | 4 | 13320.6563 | 18053.5094 | 271.5596 | 368.0452 | 86.9041 | 0 | 157.8345 | 1870195.7512 | 109307.0773 | 2643050.0202 | 3005722.6138 | 0 | 213205.2915 | 0 | 3058177.4941 | 7956750.5211 | 5430645.7255 | 24287054.4948 | 961560.8286 | 6327463.8043 | 6327463.8043 | 1478867.319 | 3412706.5916 | 0 | 31576079.1277 | 42795116.8427 | 749894.2093 | 2.3705 | 13320.6563 | 18053.5094 | 271.5596 | 368.0452
1 | 2100 | 707 | 0.035 | 15 | 15 | 7 | 1e-09 | 5spot_SharedNeighbor | Water | Porous | Wet | R600a | MinimizeLCOE_Brownfield | IgnoreSilica | 102.3802 | 12.8758 | 0.61491 | 4 | 13052.429 | 17613.6898 | 266.0914 | 359.0789 | 86.8799 | 0 | 186.8612 | 1905912.6476 | 111363.8905 | 2701103.8707 | 3088575.5184 | 0 | 205042.0899 | 0 | 3124679.2267 | 8129774.388 | 5548738.0699 | 24815189.7017 | 961560.8286 | 6327463.8043 | 6327463.8043 | 1478867.319 | 3412706.5916 | 0 | 32104214.3346 | 43323252.0496 | 1000000 | 2.4596 | 13052.429 | 17613.6898 | 266.0914 | 359.0789
1 | 2100 | 707 | 0.035 | 15 | 15 | 7 | 1.3335e-09 | 5spot_SharedNeighbor | Water | Porous | Wet | R600a | MinimizeLCOE_Brownfield | IgnoreSilica | 104.5534 | 13.1436 | 0.63247 | 4 | 12850.8979 | 17285.5009 | 261.9829 | 352.3883 | 86.8598 | 0 | 174.0038 | 1933430.5258 | 112946.9098 | 2745989.7012 | 3153011.325 | 0 | 198053.923 | 0 | 3175938.63 | 8263140.8407 | 5639763.4144 | 25222275.2697 | 961560.8286 | 6327463.8043 | 6327463.8043 | 1478867.319 | 3412706.5916 | 0 | 32511299.9027 | 43730337.6176 | 1333521.4322 | 2.5299 | 12850.8979 | 17285.5009 | 261.9829 | 352.3883
1 | 2100 | 707 | 0.035 | 15 | 15 | 7 | 1.7783e-09 | 5spot_SharedNeighbor | Water | Porous | Wet | R600a | MinimizeLCOE_Brownfield | IgnoreSilica | 106.2124 | 13.3476 | 0.64607 | 4 | 12699.544 | 17040.8048 | 258.8974 | 347.3999 | 86.8437 | 0 | 167.4864 | 1954270.949 | 114144.8211 | 2780076.2592 | 3202162.7823 | 0 | 192184.9013 | 0 | 3214707.4881 | 8364009.4567 | 5708608.3174 | 25530164.9752 | 961560.8286 | 6327463.8043 | 6327463.8043 | 1478867.319 | 3412706.5916 | 0 | 32819189.6081 | 44038227.3231 | 1778279.41 | 2.5843 | 12699.544 | 17040.8048 | 258.8974 | 347.3999
1 | 2100 | 707 | 0.035 | 15 | 15 | 7 | 2.3714e-09 | 5spot_SharedNeighbor | Water | Porous | Wet | R600a | MinimizeLCOE_Brownfield | IgnoreSilica | 107.4692 | 13.502 | 0.6565 | 4 | 12585.9106 | 16858.1972 | 256.5808 | 343.6772 | 86.8311 | 0 | 165.9783 | 1969965.0612 | 115046.3565 | 2805798.6187 | 3239378.1073 | 0 | 187379.1759 | 0 | 3243851.2547 | 8439835.5592 | 5760361.1905 | 25761615.324 | 961560.8286 | 6327463.8043 | 6327463.8043 | 1478867.319 | 3412706.5916 | 0 | 33050639.9569 | 44269677.6718 | 2371373.7057 | 2.626 | 12585.9106 | 16858.1972 | 256.5808 | 343.6772
1 | 2100 | 707 | 0.035 | 15 | 15 | 7 | 3.1623e-09 | 5spot_SharedNeighbor | Water | Porous | Wet | R600a | MinimizeLCOE_Brownfield | IgnoreSilica | 108.4413 | 13.6213 | 0.66455 | 4 | 12500.6183 | 16721.1617 | 254.842 | 340.8835 | 86.8212 | 0 | 194.9728 | 1982046.2723 | 115740.0169 | 2825630.7206 | 3268144.4917 | 0 | 183628.5809 | 0 | 3266324.1321 | 8498305.3766 | 5800268.0422 | 25940087.6334 | 961560.8286 | 6327463.8043 | 6327463.8043 | 1478867.319 | 3412706.5916 | 0 | 33229112.2663 | 44448149.9813 | 3162277.6602 | 2.6582 | 12500.6183 | 16721.1617 | 254.842 | 340.8835
1 | 2100 | 707 | 0.035 | 15 | 15 | 7 | 4.217e-09 | 5spot_SharedNeighbor | Water | Porous | Wet | R600a | MinimizeLCOE_Brownfield | IgnoreSilica | 109.1601 | 13.7094 | 0.6706 | 4 | 12436.6114 | 16619.0566 | 253.5371 | 338.8019 | 86.8137 | 0 | 185.9552 | 1990949.6238 | 116251.0268 | 2840263.646 | 3289410.3212 | 0 | 180608.6945 | 0 | 3282818.4918 | 8541220.3171 | 5829558.3709 | 26071080.4922 | 961560.8286 | 6327463.8043 | 6327463.8043 | 1478867.319 | 3412706.5916 | 0 | 33360105.1251 | 44579142.8401 | 4216965.0343 | 2.6824 | 12436.6114 | 16619.0566 | 253.5371 | 338.8019
1 | 2100 | 707 | 0.035 | 15 | 15 | 7 | 5.6234e-09 | 5spot_SharedNeighbor | Water | Porous | Wet | R600a | MinimizeLCOE_Brownfield | IgnoreSilica | 109.7083 | 13.7766 | 0.67521 | 4 | 12388.5856 | 16542.4621 | 252.5581 | 337.2405 | 86.8079 | 0 | 170.1284 | 1997722.5802 | 116639.6542 | 2851405.1566 | 3305625.345 | 0 | 178288.9535 | 0 | 3295375.8589 | 8573892.0103 | 5851857.4729 | 26170807.0315 | 961560.8286 | 6327463.8043 | 6327463.8043 | 1478867.319 | 3412706.5916 | 0 | 33459831.6645 | 44678869.3794 | 5623413.2519 | 2.7009 | 12388.5856 | 16542.4621 | 252.5581 | 337.2405
1 | 2100 | 707 | 0.035 | 15 | 15 | 7 | 7.4989e-09 | 5spot_SharedNeighbor | Water | Porous | Wet | R600a | MinimizeLCOE_Brownfield | IgnoreSilica | 110.1151 | 13.8264 | 0.67867 | 4 | 12352.5554 | 16485.2576 | 251.8235 | 336.0743 | 86.8036 | 0 | 166.9613 | 2002737.4028 | 116927.3405 | 2859660.1051 | 3317652.3066 | 0 | 176474.9613 | 0 | 3304646.3253 | 8598011.8624 | 5868319.7675 | 26244430.0715 | 961560.8286 | 6327463.8043 | 6327463.8043 | 1478867.319 | 3412706.5916 | 0 | 33533454.7044 | 44752492.4193 | 7498942.0933 | 2.7147 | 12352.5554 | 16485.2576 | 251.8235 | 336.0743
1 | 2100 | 707 | 0.035 | 15 | 15 | 7 | 1e-08 | 5spot_SharedNeighbor | Water | Porous | Wet | R600a | MinimizeLCOE_Brownfield | IgnoreSilica | 110.4318 | 13.8652 | 0.68133 | 4 | 12325.5272 | 16442.127 | 251.2725 | 335.195 | 86.8002 | 0 | 166.3484 | 2006636.7028 | 117150.9968 | 2866082.0429 | 3327016.2877 | 0 | 175133.859 | 0 | 3311887.7568 | 8616852.5816 | 5881178.9456 | 26301939.1733 | 961560.8286 | 6327463.8043 | 6327463.8043 | 1478867.319 | 3412706.5916 | 0 | 33590963.8062 | 44810001.5211 | 10000000 | 2.7253 | 12325.5272 | 16442.127 | 251.2725 | 335.195
1 | 2200 | 707 | 0.035 | 15 | 15 | 7 | 1e-13 | 5spot_SharedNeighbor | Water | Porous | Wet | R600a | MinimizeLCOE_Brownfield | IgnoreSilica | 0 | 0 | 0 | 4 | [6 empty] | 16.7136 | [19 empty] | 100 | 0
1 | 2200 | 707 | 0.035 | 15 | 15 | 7 | 1.3335e-13 | 5spot_SharedNeighbor | Water | Porous | Wet | R600a | MinimizeLCOE_Brownfield | IgnoreSilica | 0 | 0 | 0 | 4 | [6 empty] | 21.595 | [19 empty] | 133.3521 | 0
1 | 2200 | 707 | 0.035 | 15 | 15 | 7 | 1.7783e-13 | 5spot_SharedNeighbor | Water | Porous | Wet | R600a | MinimizeLCOE_Brownfield | IgnoreSilica | 0 | 0 | 0 | 4 | [6 empty] | 21.6287 | [19 empty] | 177.8279 | 0
1 | 2200 | 707 | 0.035 | 15 | 15 | 7 | 2.3714e-13 | 5spot_SharedNeighbor | Water | Porous | Wet | R600a | MinimizeLCOE_Brownfield | IgnoreSilica | 0 | 0 | 0 | 4 | [6 empty] | 22.1264 | [19 empty] | 237.1374 | 0
1 | 2200 | 707 | 0.035 | 15 | 15 | 7 | 3.1623e-13 | 5spot_SharedNeighbor | Water | Porous | Wet | R600a | MinimizeLCOE_Brownfield | IgnoreSilica | 0 | 0 | 0 | 4 | [6 empty] | 22.4952 | [19 empty] | 316.2278 | 0
1 | 2200 | 707 | 0.035 | 15 | 15 | 7 | 4.217e-13 | 5spot_SharedNeighbor | Water | Porous | Wet | R600a | MinimizeLCOE_Brownfield | IgnoreSilica | 0 | 0 | 0 | 4 | [6 empty] | 21.6368 | [19 empty] | 421.6965 | 0
1 | 2200 | 707 | 0.035 | 15 | 15 | 7 | 5.6234e-13 | 5spot_SharedNeighbor | Water | Porous | Wet | R600a | MinimizeLCOE_Brownfield | IgnoreSilica | 0 | 0 | 0 | 4 | [6 empty] | 25.2963 | [19 empty] | 562.3413 | 0
1 | 2200 | 707 | 0.035 | 15 | 15 | 7 | 7.4989e-13 | 5spot_SharedNeighbor | Water | Porous | Wet | R600a | MinimizeLCOE_Brownfield | IgnoreSilica | 0 | 0 | 0 | 4 | [6 empty] | 24.7878 | [19 empty] | 749.8942 | 0
1 | 2200 | 707 | 0.035 | 15 | 15 | 7 | 1e-12 | 5spot_SharedNeighbor | Water | Porous | Wet | R600a | MinimizeLCOE_Brownfield | IgnoreSilica | 1.068 | 0.10515 | 0.0010146 | 4 | 2039599.9449 | 4917603.62 | 41580.0036 | 100252.0013 | 76.0003 | 0 | 173.2477 | 60251.2264 | 3257.6102 | 58199.892 | 53047.6286 | 0 | 38066.2907 | 0 | 83000.8327 | 215951.1408 | 147391.0909 | 659165.7122 | 961560.8286 | 6656650.2227 | 6656650.2227 | 1478867.319 | 3544381.159 | 0 | 8277376.7635 | 19957275.4643 | 1000 | 0.0040583 | 2039599.9449 | 4917603.62 | 41580.0036 | 100252.0013
1 | 2200 | 707 | 0.035 | 15 | 15 | 7 | 1.3335e-12 | 5spot_SharedNeighbor | Water | Porous | Wet | R600a | MinimizeLCOE_Brownfield | IgnoreSilica | 1.5153 | 0.16351 | 0.0024272 | 4 | 875725.4433 | 2078726.4458 | 17852.8477 | 42377.6503 | 79.9029 | 0 | 269.2685 | 84992.542 | 4721.6618 | 82593.895 | 66611.4803 | 0 | 46552.5541 | 0 | 111334.1319 | 289668.5735 | 197704.7535 | 884179.592 | 961560.8286 | 6656650.2227 | 6656650.2227 | 1478867.319 | 3544381.159 | 0 | 8502390.6433 | 20182289.344 | 1333.5214 | 0.009709 | 875725.4433 | 2078726.4458 | 17852.8477 | 42377.6503
1 | 2200 | 707 | 0.035 | 15 | 15 | 7 | 1.7783e-12 | 5spot_SharedNeighbor | Water | Porous | Wet | R600a | MinimizeLCOE_Brownfield | IgnoreSilica | 2.0598 | 0.23596 | 0.0044994 | 4 | 486518.4475 | 1135489.5086 | 9918.3366 | 23148.4895 | 82.5447 | 0 | 382.0789 | 112313.1572 | 6356.2822 | 110528.6695 | 83355.4737 | 0 | 54848.1097 | 0 | 143286.66 | 372802.4972 | 254445.3647 | 1137936.2142 | 961560.8286 | 6656650.2227 | 6656650.2227 | 1478867.319 | 3544381.159 | 0 | 8756147.2656 | 20436045.9663 | 1778.2794 | 0.017998 | 486518.4475 | 1135489.5086 | 9918.3366 | 23148.4895
1 | 2200 | 707 | 0.035 | 15 | 15 | 7 | 2.3714e-12 | 5spot_SharedNeighbor | Water | Porous | Wet | R600a | MinimizeLCOE_Brownfield | IgnoreSilica | 2.7741 | 0.33192 | 0.0074052 | 4 | 306123.0131 | 700436.7458 | 6240.7317 | 14279.3505 | 84.5282 | 0 | 86.3316 | 144857.5236 | 8314.8574 | 144990.5584 | 105443.7512 | 0 | 64358.1016 | 0 | 182506.269 | 474843.8747 | 324090.7015 | 1449405.6373 | 961560.8286 | 6656650.2227 | 6656650.2227 | 1478867.319 | 3544381.159 | 0 | 9067616.6887 | 20747515.3894 | 2371.3737 | 0.029621 | 306123.0131 | 700436.7458 | 6240.7317 | 14279.3505
1 | 2200 | 707 | 0.035 | 15 | 15 | 7 | 3.1623e-12 | 5spot_SharedNeighbor | Water | Porous | Wet | R600a | MinimizeLCOE_Brownfield | IgnoreSilica | 3.7 | 0.45684 | 0.011355 | 4 | 207940.8453 | 465092.393 | 4239.1554 | 9481.5375 | 86.0089 | 0 | 104.1694 | 183120.8858 | 10622.0667 | 186997.1115 | 133889.5958 | 0 | 75093.8013 | 0 | 229992.1498 | 598392.3959 | 408415.106 | 1826523.1128 | 961560.8286 | 6656650.2227 | 6656650.2227 | 1478867.319 | 3544381.159 | 0 | 9444734.1642 | 21124632.8649 | 3162.2777 | 0.04542 | 207940.8453 | 465092.393 | 4239.1554 | 9481.5375
1 | 2200 | 707 | 0.035 | 15 | 15 | 7 | 4.217e-12 | 5spot_SharedNeighbor | Water | Porous | Wet | R600a | MinimizeLCOE_Brownfield | IgnoreSilica | 4.854 | 0.61313 | 0.016674 | 4 | 148230.3029 | 323346.486 | 3021.8752 | 6591.8555 | 87.0884 | 0 | 113.4243 | 226767.5092 | 13258.2585 | 236423.2106 | 169641.2319 | 0 | 86317.7802 | 0 | 285639.1162 | 743174.3878 | 507231.7904 | 2268453.2848 | 961560.8286 | 6656650.2227 | 6656650.2227 | 1478867.319 | 3544381.159 | 0 | 9886664.3361 | 21566563.0368 | 4216.965 | 0.066698 | 148230.3029 | 323346.486 | 3021.8752 | 6591.8555
1 | 2200 | 707 | 0.035 | 15 | 15 | 7 | 5.6234e-12 | 5spot_SharedNeighbor | Water | Porous | Wet | R600a | MinimizeLCOE_Brownfield | IgnoreSilica | 6.3233 | 0.81213 | 0.023703 | 4 | 109864.2227 | 233055.006 | 2239.7308 | 4751.1415 | 87.8947 | 0 | 110.57 | 277594.1111 | 16325.154 | 295858.0286 | 214925.6366 | 0 | 98735.1722 | 0 | 352340.8599 | 916718.6425 | 625679.3102 | 2798176.915 | 961560.8286 | 6656650.2227 | 6656650.2227 | 1478867.319 | 3544381.159 | 0 | 10416387.9663 | 22096286.6671 | 5623.4133 | 0.094811 | 109864.2227 | 233055.006 | 2239.7308 | 4751.1415
1 | 2200 | 707 | 0.035 | 15 | 15 | 7 | 7.4989e-12 | 5spot_SharedNeighbor | Water | Porous | Wet | R600a | MinimizeLCOE_Brownfield | IgnoreSilica | 8.0601 | 1.0465 | 0.03271 | 4 | 84110.6131 | 173379.882 | 1714.7086 | 3534.5834 | 88.4168 | 0 | 124.9279 | 332674.8364 | 19642.4582 | 362241.6476 | 268622.2804 | 0 | 110282.5065 | 0 | 426450.8544 | 1109537.646 | 757282.2421 | 3386734.4716 | 961560.8286 | 6656650.2227 | 6656650.2227 | 1478867.319 | 3544381.159 | 0 | 11004945.523 | 22684844.2237 | 7498.9421 | 0.13084 | 84110.6131 | 173379.882 | 1714.7086 | 3534.5834
1 | 2200 | 707 | 0.035 | 15 | 15 | 7 | 1e-11 | 5spot_SharedNeighbor | Water | Porous | Wet | R600a | MinimizeLCOE_Brownfield | IgnoreSilica | 10.6741 | 1.4037 | 0.045503 | 4 | 65207.0972 | 129378.2809 | 1329.3349 | 2637.5513 | 89.033 | 0 | 96.0566 | 410438.0217 | 24339.9879 | 457956.9187 | 350027.3994 | 0 | 129497.241 | 0 | 535181.2318 | 1392431.7844 | 950363.3045 | 4250235.8894 | 961560.8286 | 6656650.2227 | 6656650.2227 | 1478867.319 | 3544381.159 | 0 | 11868446.9407 | 23548345.6415 | 10000 | 0.18201 | 65207.0972 | 129378.2809 | 1329.3349 | 2637.5513
1 | 2200 | 707 | 0.035 | 15 | 15 | 7 | 1.3335e-11 | 5spot_SharedNeighbor | Water | Porous | Wet | R600a | MinimizeLCOE_Brownfield | IgnoreSilica | 13.6903 | 1.814 | 0.061558 | 4 | 51992.9058 | 99427.113 | 1059.9457 | 2026.9562 | 89.398 | 0 | 108.2002 | 492395.7381 | 29274.6979 | 562049.4851 | 443605.9409 | 0 | 146477.2557 | 0 | 652783.2159 | 1698408.0235 | 1159198.3749 | 5184192.732 | 961560.8286 | 6656650.2227 | 6656650.2227 | 1478867.319 | 3544381.159 | 0 | 12802403.7834 | 24482302.4841 | 13335.2143 | 0.24623 | 51992.9058 | 99427.113 | 1059.9457 | 2026.9562
1 | 2200 | 707 | 0.035 | 15 | 15 | 7 | 1.7783e-11 | 5spot_SharedNeighbor | Water | Porous | Wet | R600a | MinimizeLCOE_Brownfield | IgnoreSilica | 17.4487 | 2.3253 | 0.082298 | 4 | 42264.5635 | 77745.0137 | 861.6203 | 1584.9373 | 89.6782 | 0 | 110.979 | 587110.8677 | 34969.3993 | 685413.5576 | 560219.2914 | 0 | 164722.0098 | 0 | 792649.6991 | 2062311.9222 | 1407570.2632 | 6294967.0102 | 961560.8286 | 6656650.2227 | 6656650.2227 | 1478867.319 | 3544381.159 | 0 | 13913178.0616 | 25593076.7623 | 17782.7941 | 0.32919 | 42264.5635 | 77745.0137 | 861.6203 | 1584.9373
1 | 2200 | 707 | 0.035 | 15 | 15 | 7 | 2.3714e-11 | 5spot_SharedNeighbor | Water | Porous | Wet | R600a | MinimizeLCOE_Brownfield | IgnoreSilica | 22.0702 | 2.9541 | 0.10878 | 4 | 34978.4422 | 61821.2961 | 713.0829 | 1260.3107 | 89.8934 | 0 | 102.902 | 695442.6203 | 41472.7804 | 829933.4998 | 703627.3691 | 0 | 183845.1121 | 0 | 957185.3388 | 2490399.906 | 1699749.1084 | 7601655.7349 | 961560.8286 | 6656650.2227 | 6656650.2227 | 1478867.319 | 3544381.159 | 0 | 15219866.7862 | 26899765.4869 | 23713.7371 | 0.43512 | 34978.4422 | 61821.2961 | 713.0829 | 1260.3107
1 | 2200 | 707 | 0.035 | 15 | 15 | 7 | 3.1623e-11 | 5spot_SharedNeighbor | Water | Porous | Wet | R600a | MinimizeLCOE_Brownfield | IgnoreSilica | 27.7117 | 3.7218 | 0.14221 | 4 | 29446.0715 | 49979.0318 | 600.298 | 1018.8902 | 90.0602 | 0 | 123.5654 | 818785.3733 | 48865.2538 | 998269.2145 | 878646.0857 | 0 | 203785.2096 | 0 | 1149856.9434 | 2991691.8987 | 2041891.194 | 9131791.1732 | 961560.8286 | 6656650.2227 | 6656650.2227 | 1478867.319 | 3544381.159 | 0 | 16750002.2246 | 28429900.9253 | 31622.7766 | 0.56884 | 29446.0715 | 49979.0318 | 600.298 | 1018.8902
1 | 2200 | 707 | 0.035 | 15 | 15 | 7 | 4.217e-11 | 5spot_SharedNeighbor | Water | Porous | Wet | R600a | MinimizeLCOE_Brownfield | IgnoreSilica | 34.413 | 4.6337 | 0.1835 | 4 | 25200.0286 | 41112.8818 | 513.7367 | 838.1417 | 90.1887 | 0 | 129.0117 | 955891.1425 | 57068.7808 | 1189453.4412 | 1086474.0521 | 0 | 223383.9915 | 0 | 1369785.8491 | 3563901.7978 | 2432436.2078 | 10878395.2628 | 961560.8286 | 6656650.2227 | 6656650.2227 | 1478867.319 | 3544381.159 | 0 | 18496606.3141 | 30176505.0148 | 42169.6503 | 0.73399 | 25200.0286 | 41112.8818 | 513.7367 | 838.1417
1 | 2200 | 707 | 0.035 | 15 | 15 | 7 | 5.6234e-11 | 5spot_SharedNeighbor | Water | Porous | Wet | R600a | MinimizeLCOE_Brownfield | IgnoreSilica | 42.2009 | 5.6936 | 0.2333 | 4 | 21916.946 | 34432.7162 | 446.8066 | 701.9575 | 90.2873 | 0 | 136.2681 | 1105589.8154 | 66010.4034 | 1402429.387 | 1328010.4173 | 0 | 241954.3423 | 0 | 1616157.8025 | 4204911.0825 | 2869938.2161 | 12835001.4665 | 961560.8286 | 6656650.2227 | 6656650.2227 | 1478867.319 | 3544381.159 | 0 | 20453212.5178 | 32133111.2185 | 56234.1325 | 0.93321 | 21916.946 | 34432.7162 | 446.8066 | 701.9575
1 | 2200 | 707 | 0.035 | 15 | 15 | 7 | 7.4989e-11 | 5spot_SharedNeighbor | Water | Porous | Wet | R600a | MinimizeLCOE_Brownfield | IgnoreSilica | 50.8586 | 6.8714 | 0.29107 | 4 | 19371.2538 | 29403.1538 | 394.9092 | 599.4231 | 90.3584 | 0 | 143.8923 | 1262586.4706 | 75370.5962 | 1629994.0491 | 1596480.5865 | 0 | 257669.9411 | 0 | 1880619.641 | 4892986.5376 | 3339563.8527 | 14935271.6748 | 961560.8286 | 6656650.2227 | 6656650.2227 | 1478867.319 | 3544381.159 | 0 | 22553482.7261 | 34233381.4269 | 74989.4209 | 1.1643 | 19371.2538 | 29403.1538 | 394.9092 | 599.4231
1 | 2200 | 707 | 0.035 | 15 | 15 | 7 | 1e-10 | 5spot_SharedNeighbor | Water | Porous | Wet | R600a | MinimizeLCOE_Brownfield | IgnoreSilica | 60.2083 | 8.1416 | 0.35617 | 4 | 17370.5726 | 25568.8491 | 354.1226 | 521.2556 | 90.4013 | 0 | 133.7387 | 1423152.3682 | 84922.9581 | 1866825.3466 | 1886234.483 | 0 | 269328.9297 | 0 | 2156880.9934 | 5611761.9077 | 3830142.8122 | 17129249.799 | 961560.8286 | 6656650.2227 | 6656650.2227 | 1478867.319 | 3544381.159 | 0 | 24747460.8504 | 36427359.5511 | 100000 | 1.4247 | 17370.5726 | 25568.8491 | 354.1226 | 521.2556
1 | 2200 | 707 | 0.035 | 15 | 15 | 7 | 1.3335e-10 | 5spot_SharedNeighbor | Water | Porous | Wet | R600a | MinimizeLCOE_Brownfield | IgnoreSilica | 69.1802 | 9.3571 | 0.42212 | 4 | 15863.0001 | 22780.4604 | 323.3887 | 464.4105 | 90.4135 | 0 | 138.103 | 1569821.82 | 93626.7449 | 2086625.0091 | 2163945.3427 | 0 | 274021.4288 | 0 | 2413335.7348 | 6279004.5387 | 4285549.6183 | 19165930.2374 | 961560.8286 | 6656650.2227 | 6656650.2227 | 1478867.319 | 3544381.159 | 0 | 26784141.2887 | 38464039.9895 | 133352.1432 | 1.6885 | 15863.0001 | 22780.4604 | 323.3887 | 464.4105
1 | 2200 | 707 | 0.035 | 15 | 15 | 7 | 1.7783e-10 | 5spot_SharedNeighbor | Water | Porous | Wet | R600a | MinimizeLCOE_Brownfield | IgnoreSilica | 77.5601 | 10.488 | 0.48659 | 4 | 14709.9339 | 20710.8251 | 299.8819 | 422.2182 | 90.401 | 0 | 148.7212 | 1701051.1006 | 101393.1508 | 2286056.7261 | 2422892.8594 | 0 | 272882.9678 | 0 | 2645867.9538 | 6884005.6737 | 4698475.3244 | 21012625.7566 | 961560.8286 | 6656650.2227 | 6656650.2227 | 1478867.319 | 3544381.159 | 0 | 28630836.8079 | 40310735.5086 | 177827.941 | 1.9464 | 14709.9339 | 20710.8251 | 299.8819 | 422.2182
1 | 2200 | 707 | 0.035 | 15 | 15 | 7 | 2.3714e-10 | 5spot_SharedNeighbor | Water | Porous | Wet | R600a | MinimizeLCOE_Brownfield | IgnoreSilica | 84.9802 | 11.4846 | 0.5462 | 4 | 13832.862 | 19178.8709 | 282.0016 | 390.9872 | 90.3719 | 0 | 146.0465 | 1813031.269 | 108002.1168 | 2458316.4716 | 2651726.7197 | 0 | 266894.1829 | 0 | 2846208.5964 | 7405250.9301 | 5054235.9225 | 22603666.2088 | 961560.8286 | 6656650.2227 | 6656650.2227 | 1478867.319 | 3544381.159 | 0 | 30221877.2602 | 41901775.9609 | 237137.3706 | 2.1848 | 13832.862 | 19178.8709 | 282.0016 | 390.9872
1 | 2200 | 707 | 0.035 | 15 | 15 | 7 | 3.1623e-10 | 5spot_SharedNeighbor | Water | Porous | Wet | R600a | MinimizeLCOE_Brownfield | IgnoreSilica | 91.3332 | 12.3339 | 0.59901 | 4 | 13168.5133 | 18043.1924 | 268.458 | 367.8349 | 90.3343 | 0 | 158.5592 | 1905984.0136 | 113473.8158 | 2602782.5098 | 2847254.2847 | 0 | 257996.409 | 0 | 3013721.5028 | 7841085.151 | 5351701.7337 | 23933999.4203 | 961560.8286 | 6656650.2227 | 6656650.2227 | 1478867.319 | 3544381.159 | 0 | 31552210.4716 | 43232109.1723 | 316227.766 | 2.396 | 13168.5133 | 18043.1924 | 268.458 | 367.8349
1 | 2200 | 707 | 0.035 | 15 | 15 | 7 | 4.217e-10 | 5spot_SharedNeighbor | Water | Porous | Wet | R600a | MinimizeLCOE_Brownfield | IgnoreSilica | 96.5756 | 13.0316 | 0.64395 | 4 | 12666.7716 | 17201.2437 | 258.2293 | 350.6706 | 90.295 | 0 | 162.1548 | 1980765.2577 | 117865.583 | 2719995.3525 | 3008287.7964 | 0 | 247618.5764 | 0 | 3149067.7008 | 8193228.1948 | 5592046.5969 | 25008875.0585 | 961560.8286 | 6656650.2227 | 6656650.2227 | 1478867.319 | 3544381.159 | 0 | 32627086.1099 | 44306984.8106 | 421696.5034 | 2.5758 | 12666.7716 | 17201.2437 | 258.2293 | 350.6706
1 | 2200 | 707 | 0.035 | 15 | 15 | 7 | 5.6234e-10 | 5spot_SharedNeighbor | Water | Porous | Wet | R600a | MinimizeLCOE_Brownfield | IgnoreSilica | 100.7802 | 13.589 | 0.68099 | 4 | 12288.5863 | 16576.4398 | 250.5195 | 337.9331 | 90.2583 | 0 | 156.2335 | 2039541.9318 | 121310.5694 | 2812751.87 | 3137228.4455 | 0 | 236977.0887 | 0 | 3255645.8631 | 8470522.711 | 5781305.8021 | 25855284.2815 | 961560.8286 | 6656650.2227 | 6656650.2227 | 1478867.319 | 3544381.159 | 0 | 33473495.3328 | 45153394.0335 | 562341.3252 | 2.724 | 12288.5863 | 16576.4398 | 250.5195 | 337.9331
1 | 2200 | 707 | 0.035 | 15 | 15 | 7 | 7.4989e-10 | 5spot_SharedNeighbor | Water | Porous | Wet | R600a | MinimizeLCOE_Brownfield | IgnoreSilica | 104.1124 | 14.0292 | 0.7109 | 4 | 12003.907 | 16111.3231 | 244.7159 | 328.4511 | 90.2261 | 0 | 161.2055 | 2085386.3667 | 123993.1687 | 2885490.3182 | 3239268.8311 | 0 | 227073.9089 | 0 | 3338872.9115 | 8687062.4188 | 5929098.6021 | 26516246.526 | 961560.8286 | 6656650.2227 | 6656650.2227 | 1478867.319 | 3544381.159 | 0 | 34134457.5774 | 45814356.2781 | 749894.2093 | 2.8436 | 12003.907 | 16111.3231 | 244.7159 | 328.4511
1 | 2200 | 707 | 0.035 | 15 | 15 | 7 | 1e-09 | 5spot_SharedNeighbor | Water | Porous | Wet | R600a | MinimizeLCOE_Brownfield | IgnoreSilica | 106.7117 | 14.3717 | 0.73461 | 4 | 11789.8072 | 15764.6619 | 240.3512 | 321.384 | 90.1991 | 0 | 171.5151 | 2120707.4807 | 126057.2532 | 2941768.6523 | 3318775.8646 | 0 | 218327.3094 | 0 | 3402998.2585 | 8853903.4176 | 6042971.0121 | 27025509.2484 | 961560.8286 | 6656650.2227 | 6656650.2227 | 1478867.319 | 3544381.159 | 0 | 34643720.2998 | 46323619.0005 | 1000000 | 2.9384 | 11789.8072 | 15764.6619 | 240.3512 | 321.384
1 | 2200 | 707 | 0.035 | 15 | 15 | 7 | 1.3335e-09 | 5spot_SharedNeighbor | Water | Porous | Wet | R600a | MinimizeLCOE_Brownfield | IgnoreSilica | 108.7191 | 14.6356 | 0.75315 | 4 | 11628.8913 | 15505.9209 | 237.0707 | 316.1092 | 90.1772 | 0 | 169.0723 | 2147725.0008 | 127634.4369 | 2984957.1204 | 3380119.6286 | 0 | 210910.2429 | 0 | 3452025.1076 | 8981461.2222 | 6130031.8347 | 27414864.5942 | 961560.8286 | 6656650.2227 | 6656650.2227 | 1478867.319 | 3544381.159 | 0 | 35033075.6455 | 46712974.3463 | 1333521.4322 | 3.0126 | 11628.8913 | 15505.9209 | 237.0707 | 316.1092
1 | 2200 | 707 | 0.035 | 15 | 15 | 7 | 1.7783e-09 | 5spot_SharedNeighbor | Water | Porous | Wet | R600a | MinimizeLCOE_Brownfield | IgnoreSilica | 110.242 | 14.8355 | 0.76741 | 4 | 11508.0059 | 15312.9548 | 234.6063 | 312.1753 | 90.1599 | 0 | 155.8491 | 2168072.1817 | 128821.2599 | 3017563.9754 | 3426622.9408 | 0 | 204732.5584 | 0 | 3488867.0373 | 9077316.3661 | 6195454.9401 | 27707451.2597 | 961560.8286 | 6656650.2227 | 6656650.2227 | 1478867.319 | 3544381.159 | 0 | 35325662.311 | 47005561.0118 | 1778279.41 | 3.0697 | 11508.0059 | 15312.9548 | 234.6063 | 312.1753
1 | 2200 | 707 | 0.035 | 15 | 15 | 7 | 2.3714e-09 | 5spot_SharedNeighbor | Water | Porous | Wet | R600a | MinimizeLCOE_Brownfield | IgnoreSilica | 111.401 | 14.9874 | 0.77836 | 4 | 11417.2266 | 15168.6693 | 232.7556 | 309.2338 | 90.1464 | 0 | 179.519 | 2183472.4138 | 129718.9704 | 3042289.9063 | 3461995.2072 | 0 | 199757.3566 | 0 | 3516721.2032 | 9149787.1919 | 6244917.7678 | 27928660.0171 | 961560.8286 | 6656650.2227 | 6656650.2227 | 1478867.319 | 3544381.159 | 0 | 35546871.0684 | 47226769.7692 | 2371373.7057 | 3.1134 | 11417.2266 | 15168.6693 | 232.7556 | 309.2338
1 | 2200 | 707 | 0.035 | 15 | 15 | 7 | 3.1623e-09 | 5spot_SharedNeighbor | Water | Porous | Wet | R600a | MinimizeLCOE_Brownfield | IgnoreSilica | 112.2681 | 15.101 | 0.78665 | 4 | 11349.076 | 15060.9663 | 231.3663 | 307.0382 | 90.1361 | 0 | 187.1297 | 2194947.212 | 130387.5392 | 3060739.6464 | 3488449.9489 | 0 | 195765.8004 | 0 | 3537413.1573 | 9203623.4122 | 6281662.0943 | 28092988.8108 | 961560.8286 | 6656650.2227 | 6656650.2227 | 1478867.319 | 3544381.159 | 0 | 35711199.8622 | 47391098.5629 | 3162277.6602 | 3.1466 | 11349.076 | 15060.9663 | 231.3663 | 307.0382
1 | 2200 | 707 | 0.035 | 15 | 15 | 7 | 4.217e-09 | 5spot_SharedNeighbor | Water | Porous | Wet | R600a | MinimizeLCOE_Brownfield | IgnoreSilica | 112.9332 | 15.188 | 0.793 | 4 | 11297.9256 | 14980.115 | 230.3235 | 305.3899 | 90.1281 | 0 | 185.4918 | 2203720.6187 | 130898.5281 | 3074861.1546 | 3508733.7291 | 0 | 192693.1817 | 0 | 3553253.8128 | 9244837.5483 | 6309791.5891 | 28218790.1625 | 961560.8286 | 6656650.2227 | 6656650.2227 | 1478867.319 | 3544381.159 | 0 | 35837001.2139 | 47516899.9146 | 4216965.0343 | 3.172 | 11297.9256 | 14980.115 | 230.3235 | 305.3899
1 | 2200 | 707 | 0.035 | 15 | 15 | 7 | 5.6234e-09 | 5spot_SharedNeighbor | Water | Porous | Wet | R600a | MinimizeLCOE_Brownfield | IgnoreSilica | 113.4324 | 15.2533 | 0.79779 | 4 | 11259.5421 | 14919.617 | 229.541 | 304.1566 | 90.1221 | 0 | 183.627 | 2210289.3742 | 131281.0053 | 3085442.7599 | 3523952.9062 | 0 | 190304.4234 | 0 | 3565095.4829 | 9275647.1448 | 6330819.7718 | 28312832.8683 | 961560.8286 | 6656650.2227 | 6656650.2227 | 1478867.319 | 3544381.159 | 0 | 35931043.9196 | 47610942.6203 | 5623413.2519 | 3.1912 | 11259.5421 | 14919.617 | 229.541 | 304.1566
1 | 2200 | 707 | 0.035 | 15 | 15 | 7 | 7.4989e-09 | 5spot_SharedNeighbor | Water | Porous | Wet | R600a | MinimizeLCOE_Brownfield | IgnoreSilica | 113.8151 | 15.3033 | 0.80144 | 4 | 11230.7435 | 14874.1447 | 228.9539 | 303.2296 | 90.1174 | 0 | 176.374 | 2215315.814 | 131573.6168 | 3093544.8585 | 3535617.4724 | 0 | 188501.6233 | 0 | 3574175.8202 | 9299272.3198 | 6346944.4392 | 28384945.9641 | 961560.8286 | 6656650.2227 | 6656650.2227 | 1478867.319 | 3544381.159 | 0 | 36003157.0155 | 47683055.7162 | 7498942.0933 | 3.2058 | 11230.7435 | 14874.1447 | 228.9539 | 303.2296
1 | 2200 | 707 | 0.035 | 15 | 15 | 7 | 1e-08 | 5spot_SharedNeighbor | Water | Porous | Wet | R600a | MinimizeLCOE_Brownfield | IgnoreSilica | 114.0929 | 15.3396 | 0.80415 | 4 | 11209.1388 | 14840.2898 | 228.5135 | 302.5394 | 90.1139 | 0 | 165.441 | 2218960.3491 | 131785.7476 | 3099422.2128 | 3544085.3917 | 0 | 187078.7874 | 0 | 3580719.6706 | 9316298.0762 | 6358564.8678 | 28436915.1032 | 961560.8286 | 6656650.2227 | 6656650.2227 | 1478867.319 | 3544381.159 | 0 | 36055126.1545 | 47735024.8552 | 10000000 | 3.2166 | 11209.1388 | 14840.2898 | 228.5135 | 302.5394
1 | 2300 | 707 | 0.035 | 15 | 15 | 7 | 1e-13 | 5spot_SharedNeighbor | Water | Porous | Wet | R600a | MinimizeLCOE_Brownfield | IgnoreSilica | 0 | 0 | 0 | 4 | [6 empty] | 18.4586 | [19 empty] | 100 | 0
1 | 2300 | 707 | 0.035 | 15 | 15 | 7 | 1.3335e-13 | 5spot_SharedNeighbor | Water | Porous | Wet | R600a | MinimizeLCOE_Brownfield | IgnoreSilica | 0 | 0 | 0 | 4 | [6 empty] | 21.4379 | [19 empty] | 133.3521 | 0
1 | 2300 | 707 | 0.035 | 15 | 15 | 7 | 1.7783e-13 | 5spot_SharedNeighbor | Water | Porous | Wet | R600a | MinimizeLCOE_Brownfield | IgnoreSilica | 0 | 0 | 0 | 4 | [6 empty] | 20.7644 | [19 empty] | 177.8279 | 0
1 | 2300 | 707 | 0.035 | 15 | 15 | 7 | 2.3714e-13 | 5spot_SharedNeighbor | Water | Porous | Wet | R600a | MinimizeLCOE_Brownfield | IgnoreSilica | 0 | 0 | 0 | 4 | [6 empty] | 21.677 | [19 empty] | 237.1374 | 0
1 | 2300 | 707 | 0.035 | 15 | 15 | 7 | 3.1623e-13 | 5spot_SharedNeighbor | Water | Porous | Wet | R600a | MinimizeLCOE_Brownfield | IgnoreSilica | 0 | 0 | 0 | 4 | [6 empty] | 21.9126 | [19 empty] | 316.2278 | 0
1 | 2300 | 707 | 0.035 | 15 | 15 | 7 | 4.217e-13 | 5spot_SharedNeighbor | Water | Porous | Wet | R600a | MinimizeLCOE_Brownfield | IgnoreSilica | 0 | 0 | 0 | 4 | [6 empty] | 21.4617 | [19 empty] | 421.6965 | 0
1 | 2300 | 707 | 0.035 | 15 | 15 | 7 | 5.6234e-13 | 5spot_SharedNeighbor | Water | Porous | Wet | R600a | MinimizeLCOE_Brownfield | IgnoreSilica | 0 | 0 | 0 | 4 | [6 empty] | 24.3005 | [19 empty] | 562.3413 | 0
1 | 2300 | 707 | 0.035 | 15 | 15 | 7 | 7.4989e-13 | 5spot_SharedNeighbor | Water | Porous | Wet | R600a | MinimizeLCOE_Brownfield | IgnoreSilica | 0.86458 | 0.083174 | 0.00054256 | 4 | 3927563.8806 | 9525505.8739 | 80068.7021 | 194190.3214 | 75.0452 | 0 | 73.833 | 50773.8529 | 2721.7566 | 48283.009 | 47345.2309 | 0 | 35090.6888 | 0 | 71843.6699 | 186922.4919 | 127578.4416 | 570559.1417 | 961560.8286 | 6991696.732 | 6991696.732 | 1478867.319 | 3678399.7627 | 0 | 8523816.7023 | 20672780.516 | 749.8942 | 0.0021703 | 3927563.8806 | 9525505.8739 | 80068.7021 | 194190.3214
1 | 2300 | 707 | 0.035 | 15 | 15 | 7 | 1e-12 | 5spot_SharedNeighbor | Water | Porous | Wet | R600a | MinimizeLCOE_Brownfield | IgnoreSilica | 1.2819 | 0.14019 | 0.0018181 | 4 | 1204054.3999 | 2874649.6755 | 24546.2775 | 58603.6219 | 80.4817 | 0 | 211.7331 | 76901.4049 | 4278.1755 | 72993.1535 | 60275.9967 | 0 | 44784.386 | 0 | 101100.9155 | 263043.8434 | 179532.8281 | 802910.7036 | 961560.8286 | 6991696.732 | 6991696.732 | 1478867.319 | 3678399.7627 | 0 | 8756168.2643 | 20905132.078 | 1000 | 0.0072722 | 1204054.3999 | 2874649.6755 | 24546.2775 | 58603.6219
1 | 2300 | 707 | 0.035 | 15 | 15 | 7 | 1.3335e-12 | 5spot_SharedNeighbor | Water | Porous | Wet | R600a | MinimizeLCOE_Brownfield | IgnoreSilica | 1.7875 | 0.21147 | 0.0037937 | 4 | 594164.9288 | 1394758.4637 | 12112.8557 | 28434.0378 | 83.9887 | 0 | 316.1538 | 105597.3624 | 6018.3637 | 101134.1854 | 76346.0567 | 0 | 54164.0298 | 0 | 133871.3992 | 348305.9199 | 237725.9473 | 1063163.2643 | 961560.8286 | 6991696.732 | 6991696.732 | 1478867.319 | 3678399.7627 | 0 | 9016420.825 | 21165384.6387 | 1333.5214 | 0.015175 | 594164.9288 | 1394758.4637 | 12112.8557 | 28434.0378
1 | 2300 | 707 | 0.035 | 15 | 15 | 7 | 1.7783e-12 | 5spot_SharedNeighbor | Water | Porous | Wet | R600a | MinimizeLCOE_Brownfield | IgnoreSilica | 2.4293 | 0.30298 | 0.0065889 | 4 | 353674.9812 | 814641.5648 | 7210.1429 | 16607.5702 | 86.4825 | 0 | 444.1055 | 138413.3141 | 8023.6753 | 134581.4925 | 96512.1202 | 0 | 64148.4278 | 0 | 172254.8217 | 448171.7117 | 305886.4023 | 1367991.9657 | 961560.8286 | 6991696.732 | 6991696.732 | 1478867.319 | 3678399.7627 | 0 | 9321249.5264 | 21470213.3401 | 1778.2794 | 0.026355 | 353674.9812 | 814641.5648 | 7210.1429 | 16607.5702
1 | 2300 | 707 | 0.035 | 15 | 15 | 7 | 2.3714e-12 | 5spot_SharedNeighbor | Water | Porous | Wet | R600a | MinimizeLCOE_Brownfield | IgnoreSilica | 3.254 | 0.42161 | 0.010471 | 4 | 231298.6967 | 521352.016 | 4715.3368 | 10628.466 | 88.3169 | 0 | 95.3137 | 176789.7668 | 10379.7655 | 175052.3152 | 122699.4388 | 0 | 75172.5248 | 0 | 218436.5863 | 568327.19 | 387894.9851 | 1734752.5724 | 961560.8286 | 6991696.732 | 6991696.732 | 1478867.319 | 3678399.7627 | 0 | 9688010.1331 | 21836973.9468 | 2371.3737 | 0.041885 | 231298.6967 | 521352.016 | 4715.3368 | 10628.466
1 | 2300 | 707 | 0.035 | 15 | 15 | 7 | 3.1623e-12 | 5spot_SharedNeighbor | Water | Porous | Wet | R600a | MinimizeLCOE_Brownfield | IgnoreSilica | 4.3017 | 0.57319 | 0.01575 | 4 | 160724.5954 | 353562.9576 | 3276.5883 | 7207.8591 | 89.6722 | 0 | 91.2034 | 221324.9025 | 13119.9305 | 223572.0086 | 156248.2065 | 0 | 87167.4939 | 0 | 273558.6914 | 711743.6004 | 485779.6322 | 2172514.4661 | 961560.8286 | 6991696.732 | 6991696.732 | 1478867.319 | 3678399.7627 | 0 | 10125772.0267 | 22274735.8404 | 3162.2777 | 0.063001 | 160724.5954 | 353562.9576 | 3276.5883 | 7207.8591
1 | 2300 | 707 | 0.035 | 15 | 15 | 7 | 4.217e-12 | 5spot_SharedNeighbor | Water | Porous | Wet | R600a | MinimizeLCOE_Brownfield | IgnoreSilica | 5.6071 | 0.76227 | 0.02276 | 4 | 116840.1567 | 250285.5702 | 2381.9446 | 5102.4099 | 90.6683 | 0 | 87.0452 | 272048.7819 | 16240.5875 | 280628.2231 | 197894.3092 | 0 | 99746.8019 | 0 | 337957.8944 | 879297.1165 | 600138.3498 | 2683952.0642 | 961560.8286 | 6991696.732 | 6991696.732 | 1478867.319 | 3678399.7627 | 0 | 10637209.6249 | 22786173.4386 | 4216.965 | 0.091041 | 116840.1567 | 250285.5702 | 2381.9446 | 5102.4099
1 | 2300 | 707 | 0.035 | 15 | 15 | 7 | 5.6234e-12 | 5spot_SharedNeighbor | Water | Porous | Wet | R600a | MinimizeLCOE_Brownfield | IgnoreSilica | 7.2318 | 0.99726 | 0.031916 | 4 | 88017.2963 | 183180.6544 | 1794.3516 | 3734.3854 | 91.3839 | 0 | 100.4056 | 329904.683 | 19794.7021 | 347738.9845 | 249645.6451 | 0 | 113019.441 | 0 | 413440.3477 | 1075686.9764 | 734178.4646 | 3283409.2444 | 961560.8286 | 6991696.732 | 6991696.732 | 1478867.319 | 3678399.7627 | 0 | 11236666.805 | 23385630.6187 | 5623.4133 | 0.12766 | 88017.2963 | 183180.6544 | 1794.3516 | 3734.3854
1 | 2300 | 707 | 0.035 | 15 | 15 | 7 | 7.4989e-12 | 5spot_SharedNeighbor | Water | Porous | Wet | R600a | MinimizeLCOE_Brownfield | IgnoreSilica | 9.5339 | 1.3325 | 0.044506 | 4 | 67708.4517 | 135952.5971 | 1380.3284 | 2771.5776 | 92.0611 | 0 | 124.2946 | 405954.0229 | 24470.9051 | 438240.5009 | 323225.64 | 0 | 131972.4164 | 0 | 516306.7593 | 1343324.2787 | 916846.4227 | 4100340.9462 | 961560.8286 | 6991696.732 | 6991696.732 | 1478867.319 | 3678399.7627 | 0 | 12053598.5068 | 24202562.3205 | 7498.9421 | 0.17802 | 67708.4517 | 135952.5971 | 1380.3284 | 2771.5776
1 | 2300 | 707 | 0.035 | 15 | 15 | 7 | 1e-11 | 5spot_SharedNeighbor | Water | Porous | Wet | R600a | MinimizeLCOE_Brownfield | IgnoreSilica | 12.2212 | 1.7233 | 0.060601 | 4 | 53428.6694 | 103547.2872 | 1089.2157 | 2110.9515 | 92.505 | 0 | 108.4991 | 487558.3869 | 29479.6536 | 538172.3692 | 409366.6514 | 0 | 149135.3951 | 0 | 629347.8579 | 1637434.0293 | 1117582.3709 | 4998076.7142 | 961560.8286 | 6991696.732 | 6991696.732 | 1478867.319 | 3678399.7627 | 0 | 12951334.2748 | 25100298.0885 | 10000 | 0.2424 | 53428.6694 | 103547.2872 | 1089.2157 | 2110.9515
1 | 2300 | 707 | 0.035 | 15 | 15 | 7 | 1.3335e-11 | 5spot_SharedNeighbor | Water | Porous | Wet | R600a | MinimizeLCOE_Brownfield | IgnoreSilica | 15.6387 | 2.2205 | 0.081568 | 4 | 43034.3974 | 80269.9774 | 877.3144 | 1636.4121 | 92.8511 | 0 | 140.4095 | 583708.8046 | 35372.2962 | 658978.1563 | 518929.3937 | 0 | 168528.0745 | 0 | 766551.5228 | 1994409.821 | 1361225.6839 | 6087703.7529 | 961560.8286 | 6991696.732 | 6991696.732 | 1478867.319 | 3678399.7627 | 0 | 14040961.3136 | 26189925.1273 | 13335.2143 | 0.32627 | 43034.3974 | 80269.9774 | 877.3144 | 1636.4121
1 | 2300 | 707 | 0.035 | 15 | 15 | 7 | 1.7783e-11 | 5spot_SharedNeighbor | Water | Porous | Wet | R600a | MinimizeLCOE_Brownfield | IgnoreSilica | 19.8434 | 2.8321 | 0.10844 | 4 | 35319.3182 | 63328.5892 | 720.0321 | 1291.0389 | 93.1152 | 0 | 132.5307 | 693538.6605 | 42091.7225 | 800417.3555 | 653570.5533 | 0 | 188754.6691 | 0 | 927565.4548 | 2413335.0435 | 1647150.7562 | 7366424.2154 | 961560.8286 | 6991696.732 | 6991696.732 | 1478867.319 | 3678399.7627 | 0 | 15319681.776 | 27468645.5898 | 17782.7941 | 0.43375 | 35319.3182 | 63328.5892 | 720.0321 | 1291.0389
1 | 2300 | 707 | 0.035 | 15 | 15 | 7 | 2.3714e-11 | 5spot_SharedNeighbor | Water | Porous | Wet | R600a | MinimizeLCOE_Brownfield | IgnoreSilica | 25.0197 | 3.5851 | 0.1426 | 4 | 29499.2017 | 50797.8933 | 601.3811 | 1035.5838 | 93.32 | 0 | 118.3351 | 819442.5967 | 49780.6671 | 966400.8383 | 819128.0365 | 0 | 210157.0745 | 0 | 1117314.5931 | 2907023.3785 | 1984103.1892 | 8873350.3737 | 961560.8286 | 6991696.732 | 6991696.732 | 1478867.319 | 3678399.7627 | 0 | 16826607.9344 | 28975571.7481 | 23713.7371 | 0.57041 | 29499.2017 | 50797.8933 | 601.3811 | 1035.5838
1 | 2300 | 707 | 0.035 | 15 | 15 | 7 | 3.1623e-11 | 5spot_SharedNeighbor | Water | Porous | Wet | R600a | MinimizeLCOE_Brownfield | IgnoreSilica | 31.266 | 4.4938 | 0.18535 | 4 | 25049.4738 | 41435.9686 | 510.6674 | 844.7283 | 93.4783 | 0 | 118.266 | 961383.1156 | 58433.6808 | 1157704.8985 | 1018918.531 | 0 | 231902.7404 | 0 | 1337053.7569 | 3478739.608 | 2374311.2634 | 10618447.5946 | 961560.8286 | 6991696.732 | 6991696.732 | 1478867.319 | 3678399.7627 | 0 | 18571705.1553 | 30720668.969 | 31622.7766 | 0.7414 | 25049.4738 | 41435.9686 | 510.6674 | 844.7283
1 | 2300 | 707 | 0.035 | 15 | 15 | 7 | 4.217e-11 | 5spot_SharedNeighbor | Water | Porous | Wet | R600a | MinimizeLCOE_Brownfield | IgnoreSilica | 38.6519 | 5.5684 | 0.23776 | 4 | 21615.5162 | 34390.0549 | 440.6615 | 701.0878 | 93.6007 | 0 | 132.2115 | 1118719.5677 | 68007.9565 | 1374215.9358 | 1255171.929 | 0 | 253211.4411 | 0 | 1587037.4637 | 4129145.9345 | 2818226.9457 | 12603737.174 | 961560.8286 | 6991696.732 | 6991696.732 | 1478867.319 | 3678399.7627 | 0 | 20556994.7347 | 32705958.5484 | 42169.6503 | 0.95103 | 21615.5162 | 34390.0549 | 440.6615 | 701.0878
1 | 2300 | 707 | 0.035 | 15 | 15 | 7 | 5.6234e-11 | 5spot_SharedNeighbor | Water | Porous | Wet | R600a | MinimizeLCOE_Brownfield | IgnoreSilica | 47.0607 | 6.7918 | 0.29993 | 4 | 18951.0138 | 29077.66 | 386.3421 | 592.7874 | 93.6922 | 0 | 154.3416 | 1287297.2613 | 78246.8908 | 1610745.3493 | 1524136.1477 | 0 | 272294.0203 | 0 | 1861360.6711 | 4842878.6485 | 3305364.1888 | 14782323.1778 | 961560.8286 | 6991696.732 | 6991696.732 | 1478867.319 | 3678399.7627 | 0 | 22735580.7384 | 34884544.5521 | 56234.1325 | 1.1997 | 18951.0138 | 29077.66 | 386.3421 | 592.7874
1 | 2300 | 707 | 0.035 | 15 | 15 | 7 | 7.4989e-11 | 5spot_SharedNeighbor | Water | Porous | Wet | R600a | MinimizeLCOE_Brownfield | IgnoreSilica | 56.2176 | 8.1228 | 0.3706 | 4 | 16882.3831 | 25077.8029 | 344.1702 | 511.2449 | 93.7528 | 0 | 156.7653 | 1460776.9886 | 88761.1383 | 1858588.1391 | 1816910.9535 | 0 | 287375.0498 | 0 | 2149840.785 | 5593444.7297 | 3817640.9618 | 17073338.7459 | 961560.8286 | 6991696.732 | 6991696.732 | 1478867.319 | 3678399.7627 | 0 | 25026596.3066 | 37175560.1203 | 74989.4209 | 1.4824 | 16882.3831 | 25077.8029 | 344.1702 | 511.2449
1 | 2300 | 707 | 0.035 | 15 | 15 | 7 | 1e-10 | 5spot_SharedNeighbor | Water | Porous | Wet | R600a | MinimizeLCOE_Brownfield | IgnoreSilica | 65.5675 | 9.4788 | 0.44639 | 4 | 15282.5405 | 22086.6045 | 311.5553 | 450.2653 | 93.7803 | 0 | 155.0995 | 1628927.3415 | 98926.7774 | 2102860.6261 | 2115562.5712 | 0 | 296159.3261 | 0 | 2434550.2905 | 6334200.4609 | 4323221.9694 | 19334409.3631 | 961560.8286 | 6991696.732 | 6991696.732 | 1478867.319 | 3678399.7627 | 0 | 27287666.9237 | 39436630.7374 | 100000 | 1.7855 | 15282.5405 | 22086.6045 | 311.5553 | 450.2653
1 | 2300 | 707 | 0.035 | 15 | 15 | 7 | 1.3335e-10 | 5spot_SharedNeighbor | Water | Porous | Wet | R600a | MinimizeLCOE_Brownfield | IgnoreSilica | 74.8876 | 10.8252 | 0.52506 | 4 | 14032.5859 | 19817.0995 | 286.0732 | 403.9984 | 93.7761 | 0 | 157.9639 | 1788739.2579 | 108560.0128 | 2338625.955 | 2412773.1403 | 0 | 298997.4381 | 0 | 2709601.3636 | 7049826.9325 | 4811651.7409 | 21518775.8412 | 961560.8286 | 6991696.732 | 6991696.732 | 1478867.319 | 3678399.7627 | 0 | 29472033.4019 | 41620997.2156 | 133352.1432 | 2.1003 | 14032.5859 | 19817.0995 | 286.0732 | 403.9984
1 | 2300 | 707 | 0.035 | 15 | 15 | 7 | 1.7783e-10 | 5spot_SharedNeighbor | Water | Porous | Wet | R600a | MinimizeLCOE_Brownfield | IgnoreSilica | 83.1313 | 12.0104 | 0.59822 | 4 | 13099.242 | 18176.4001 | 267.0458 | 370.5505 | 93.7478 | 0 | 170.4227 | 1924286.8039 | 116705.0203 | 2541355.0496 | 2675105.4722 | 0 | 294878.8596 | 0 | 2945409.1702 | 7663350.4743 | 5230394.1648 | 23391485.015 | 961560.8286 | 6991696.732 | 6991696.732 | 1478867.319 | 3678399.7627 | 0 | 31344742.5756 | 43493706.3893 | 177827.941 | 2.3929 | 13099.242 | 18176.4001 | 267.0458 | 370.5505
1 | 2300 | 707 | 0.035 | 15 | 15 | 7 | 2.3714e-10 | 5spot_SharedNeighbor | Water | Porous | Wet | R600a | MinimizeLCOE_Brownfield | IgnoreSilica | 90.3197 | 13.0383 | 0.66454 | 4 | 12389.8473 | 16960.2788 | 252.5838 | 345.7582 | 93.7057 | 0 | 152.7532 | 2038396.3546 | 123541.0131 | 2714012.5246 | 2903336.6134 | 0 | 286248.7995 | 0 | 3145558.769 | 8184098.6742 | 5585815.5116 | 24981008.2601 | 961560.8286 | 6991696.732 | 6991696.732 | 1478867.319 | 3678399.7627 | 0 | 32934265.8207 | 45083229.6344 | 237137.3706 | 2.6582 | 12389.8473 | 16960.2788 | 252.5838 | 345.7582
1 | 2300 | 707 | 0.035 | 15 | 15 | 7 | 3.1623e-10 | 5spot_SharedNeighbor | Water | Porous | Wet | R600a | MinimizeLCOE_Brownfield | IgnoreSilica | 96.3755 | 13.8999 | 0.72225 | 4 | 11852.6645 | 16057.9399 | 241.6326 | 327.3628 | 93.6583 | 0 | 173.3651 | 2131757.5646 | 129118.3656 | 2856656.1737 | 3095181.7763 | 0 | 275087.5566 | 0 | 3310242.5603 | 8612572.1179 | 5878257.4411 | 26288873.5561 | 961560.8286 | 6991696.732 | 6991696.732 | 1478867.319 | 3678399.7627 | 0 | 34242131.1167 | 46391094.9304 | 316227.766 | 2.889 | 11852.6645 | 16057.9399 | 241.6326 | 327.3628
1 | 2300 | 707 | 0.035 | 15 | 15 | 7 | 4.217e-10 | 5spot_SharedNeighbor | Water | Porous | Wet | R600a | MinimizeLCOE_Brownfield | IgnoreSilica | 101.3332 | 14.6019 | 0.77076 | 4 | 11446.9472 | 15387.5391 | 233.3615 | 313.6958 | 93.6119 | 0 | 164.1801 | 2206395.5868 | 133566.2401 | 2971604.7844 | 3251924.9741 | 0 | 263046.1798 | 0 | 3442349.7284 | 8956287.8704 | 6112850.5048 | 27338025.8689 | 961560.8286 | 6991696.732 | 6991696.732 | 1478867.319 | 3678399.7627 | 0 | 35291283.4295 | 47440247.2432 | 421696.5034 | 3.083 | 11446.9472 | 15387.5391 | 233.3615 | 313.6958
1 | 2300 | 707 | 0.035 | 15 | 15 | 7 | 5.6234e-10 | 5spot_SharedNeighbor | Water | Porous | Wet | R600a | MinimizeLCOE_Brownfield | IgnoreSilica | 105.2766 | 15.1579 | 0.81031 | 4 | 11141.0714 | 14889.3197 | 227.1258 | 303.5389 | 93.5703 | 0 | 163.2079 | 2264651.1873 | 137030.654 | 3061896.6788 | 3376382.9668 | 0 | 251190.4223 | 0 | 3545549.2446 | 9224791.8422 | 6296109.9828 | 28157602.9788 | 961560.8286 | 6991696.732 | 6991696.732 | 1478867.319 | 3678399.7627 | 0 | 36110860.5394 | 48259824.3531 | 562341.3252 | 3.2412 | 11141.0714 | 14889.3197 | 227.1258 | 303.5389
1 | 2300 | 707 | 0.035 | 15 | 15 | 7 | 7.4989e-10 | 5spot_SharedNeighbor | Water | Porous | Wet | R600a | MinimizeLCOE_Brownfield | IgnoreSilica | 108.3829 | 15.5945 | 0.842 | 4 | 10910.7547 | 14517.9451 | 222.4305 | 295.9679 | 93.5347 | 0 | 173.6196 | 2309865.6031 | 139714.9696 | 3132328.0806 | 3474279.7943 | 0 | 240435.9128 | 0 | 3625683.5006 | 9433284.7385 | 6438410.6687 | 28794003.2682 | 961560.8286 | 6991696.732 | 6991696.732 | 1478867.319 | 3678399.7627 | 0 | 36747260.8288 | 48896224.6425 | 749894.2093 | 3.368 | 10910.7547 | 14517.9451 | 222.4305 | 295.9679
1 | 2300 | 707 | 0.035 | 15 | 15 | 7 | 1e-09 | 5spot_SharedNeighbor | Water | Porous | Wet | R600a | MinimizeLCOE_Brownfield | IgnoreSilica | 110.7944 | 15.9325 | 0.86695 | 4 | 10737.487 | 14240.8575 | 218.8982 | 290.3191 | 93.5054 | 0 | 186.1526 | 2344564.7112 | 141772.2125 | 3186591.4031 | 3550190.0114 | 0 | 231104.1513 | 0 | 3687146.7709 | 9593199.5601 | 6547555.8203 | 29282124.6409 | 961560.8286 | 6991696.732 | 6991696.732 | 1478867.319 | 3678399.7627 | 0 | 37235382.2016 | 49384346.0153 | 1000000 | 3.4678 | 10737.487 | 14240.8575 | 218.8982 | 290.3191
1 | 2300 | 707 | 0.035 | 15 | 15 | 7 | 1.3335e-09 | 5spot_SharedNeighbor | Water | Porous | Wet | R600a | MinimizeLCOE_Brownfield | IgnoreSilica | 112.6313 | 16.1894 | 0.88626 | 4 | 10607.2245 | 14034.2515 | 216.2426 | 286.1072 | 93.4822 | 0 | 195.8937 | 2370765.9206 | 143323.9789 | 3227688.8367 | 3607963.848 | 0 | 223199.0305 | 0 | 3733447.2297 | 9713663.8564 | 6629775.1778 | 29649827.8787 | 961560.8286 | 6991696.732 | 6991696.732 | 1478867.319 | 3678399.7627 | 0 | 37603085.4393 | 49752049.253 | 1333521.4322 | 3.545 | 10607.2245 | 14034.2515 | 216.2426 | 286.1072
1 | 2300 | 707 | 0.035 | 15 | 15 | 7 | 1.7783e-09 | 5spot_SharedNeighbor | Water | Porous | Wet | R600a | MinimizeLCOE_Brownfield | IgnoreSilica | 114.0392 | 16.386 | 0.90117 | 4 | 10509.3444 | 13879.6776 | 214.2472 | 282.956 | 93.4638 | 0 | 177.6885 | 2390712.1406 | 144504.3211 | 3259046.8974 | 3652209.6003 | 0 | 216778.0935 | 0 | 3768667.9106 | 9805300.8433 | 6692319.3044 | 29929539.1112 | 961560.8286 | 6991696.732 | 6991696.732 | 1478867.319 | 3678399.7627 | 0 | 37882796.6718 | 50031760.4855 | 1778279.41 | 3.6047 | 10509.3444 | 13879.6776 | 214.2472 | 282.956
1 | 2300 | 707 | 0.035 | 15 | 15 | 7 | 2.3714e-09 | 5spot_SharedNeighbor | Water | Porous | Wet | R600a | MinimizeLCOE_Brownfield | IgnoreSilica | 115.1038 | 16.5344 | 0.91255 | 4 | 10435.8274 | 13764.1316 | 212.7485 | 280.6004 | 93.4496 | 0 | 203.0778 | 2405718.8311 | 145391.7974 | 3282680.5857 | 3685649.8373 | 0 | 211619.0055 | 0 | 3795113.4222 | 9874106.6398 | 6739280.6742 | 30139560.7931 | 961560.8286 | 6991696.732 | 6991696.732 | 1478867.319 | 3678399.7627 | 0 | 38092818.3537 | 50241782.1674 | 2371373.7057 | 3.6502 | 10435.8274 | 13764.1316 | 212.7485 | 280.6004
1 | 2300 | 707 | 0.035 | 15 | 15 | 7 | 3.1623e-09 | 5spot_SharedNeighbor | Water | Porous | Wet | R600a | MinimizeLCOE_Brownfield | IgnoreSilica | 115.9151 | 16.6474 | 0.92124 | 4 | 10380.628 | 13677.5316 | 211.6231 | 278.835 | 93.4386 | 0 | 173.5289 | 2417110.287 | 146065.147 | 3300644.4698 | 3711121.3813 | 0 | 207583.2627 | 0 | 3815184.5736 | 9926327.6586 | 6774922.5926 | 30298959.3727 | 961560.8286 | 6991696.732 | 6991696.732 | 1478867.319 | 3678399.7627 | 0 | 38252216.9333 | 50401180.747 | 3162277.6602 | 3.685 | 10380.628 | 13677.5316 | 211.6231 | 278.835
1 | 2300 | 707 | 0.035 | 15 | 15 | 7 | 4.217e-09 | 5spot_SharedNeighbor | Water | Porous | Wet | R600a | MinimizeLCOE_Brownfield | IgnoreSilica | 116.5265 | 16.7325 | 0.92782 | 4 | 10339.1935 | 13612.7007 | 210.7784 | 277.5133 | 93.4302 | 0 | 188.182 | 2425670.2929 | 146570.9422 | 3314156.8188 | 3730311.5607 | 0 | 204436.3197 | 0 | 3830246.9144 | 9965516.7796 | 6801669.973 | 30418579.6014 | 961560.8286 | 6991696.732 | 6991696.732 | 1478867.319 | 3678399.7627 | 0 | 38371837.162 | 50520800.9757 | 4216965.0343 | 3.7113 | 10339.1935 | 13612.7007 | 210.7784 | 277.5133
1 | 2300 | 707 | 0.035 | 15 | 15 | 7 | 5.6234e-09 | 5spot_SharedNeighbor | Water | Porous | Wet | R600a | MinimizeLCOE_Brownfield | IgnoreSilica | 116.9823 | 16.7959 | 0.93278 | 4 | 10308.0982 | 13564.2292 | 210.1445 | 276.5252 | 93.4239 | 0 | 173.9449 | 2432038.0424 | 146947.0959 | 3324216.17 | 3744614.8836 | 0 | 201984.5559 | 0 | 3841422.2917 | 9994592.8188 | 6821514.9672 | 30507330.8255 | 961560.8286 | 6991696.732 | 6991696.732 | 1478867.319 | 3678399.7627 | 0 | 38460588.3861 | 50609552.1998 | 5623413.2519 | 3.7311 | 10308.0982 | 13564.2292 | 210.1445 | 276.5252
1 | 2300 | 707 | 0.035 | 15 | 15 | 7 | 7.4989e-09 | 5spot_SharedNeighbor | Water | Porous | Wet | R600a | MinimizeLCOE_Brownfield | IgnoreSilica | 117.3307 | 16.8444 | 0.93654 | 4 | 10284.7663 | 13527.8065 | 209.6689 | 275.7826 | 93.4191 | 0 | 179.2374 | 2436897.0308 | 147234.0643 | 3331896.4222 | 3755545.1781 | 0 | 200132.7013 | 0 | 3849965.1047 | 10016819.4661 | 6836685.1107 | 30575175.0783 | 961560.8286 | 6991696.732 | 6991696.732 | 1478867.319 | 3678399.7627 | 0 | 38528432.6389 | 50677396.4526 | 7498942.0933 | 3.7462 | 10284.7663 | 13527.8065 | 209.6689 | 275.7826
1 | 2300 | 707 | 0.035 | 15 | 15 | 7 | 1e-08 | 5spot_SharedNeighbor | Water | Porous | Wet | R600a | MinimizeLCOE_Brownfield | IgnoreSilica | 117.5741 | 16.8782 | 0.93928 | 4 | 10267.2619 | 13500.8614 | 209.312 | 275.2333 | 93.4156 | 0 | 167.7423 | 2440287.4158 | 147434.266 | 3337257.6321 | 3763180.1592 | 0 | 198630.4862 | 0 | 3855848.0841 | 10032125.7718 | 6847131.9788 | 30621895.7941 | 961560.8286 | 6991696.732 | 6991696.732 | 1478867.319 | 3678399.7627 | 0 | 38575153.3547 | 50724117.1684 | 10000000 | 3.7571 | 10267.2619 | 13500.8614 | 209.312 | 275.2333
1 | 2400 | 707 | 0.035 | 15 | 15 | 7 | 1e-13 | 5spot_SharedNeighbor | Water | Porous | Wet | R600a | MinimizeLCOE_Brownfield | IgnoreSilica | 0 | 0 | 0 | 4 | [6 empty] | 18.3243 | [19 empty] | 100 | 0
1 | 2400 | 707 | 0.035 | 15 | 15 | 7 | 1.3335e-13 | 5spot_SharedNeighbor | Water | Porous | Wet | R600a | MinimizeLCOE_Brownfield | IgnoreSilica | 0 | 0 | 0 | 4 | [6 empty] | 21.4108 | [19 empty] | 133.3521 | 0
1 | 2400 | 707 | 0.035 | 15 | 15 | 7 | 1.7783e-13 | 5spot_SharedNeighbor | Water | Porous | Wet | R600a | MinimizeLCOE_Brownfield | IgnoreSilica | 0 | 0 | 0 | 4 | [6 empty] | 21.1944 | [19 empty] | 177.8279 | 0
1 | 2400 | 707 | 0.035 | 15 | 15 | 7 | 2.3714e-13 | 5spot_SharedNeighbor | Water | Porous | Wet | R600a | MinimizeLCOE_Brownfield | IgnoreSilica | 0 | 0 | 0 | 4 | [6 empty] | 21.869 | [19 empty] | 237.1374 | 0
1 | 2400 | 707 | 0.035 | 15 | 15 | 7 | 3.1623e-13 | 5spot_SharedNeighbor | Water | Porous | Wet | R600a | MinimizeLCOE_Brownfield | IgnoreSilica | 0 | 0 | 0 | 4 | [6 empty] | 21.6241 | [19 empty] | 316.2278 | 0
1 | 2400 | 707 | 0.035 | 15 | 15 | 7 | 4.217e-13 | 5spot_SharedNeighbor | Water | Porous | Wet | R600a | MinimizeLCOE_Brownfield | IgnoreSilica | 0 | 0 | 0 | 4 | [6 empty] | 21.2289 | [19 empty] | 421.6965 | 0
1 | 2400 | 707 | 0.035 | 15 | 15 | 7 | 5.6234e-13 | 5spot_SharedNeighbor | Water | Porous | Wet | R600a | MinimizeLCOE_Brownfield | IgnoreSilica | 0 | 0 | 0 | 4 | [6 empty] | 24.6743 | [19 empty] | 562.3413 | 0
1 | 2400 | 707 | 0.035 | 15 | 15 | 7 | 7.4989e-13 | 5spot_SharedNeighbor | Water | Porous | Wet | R600a | MinimizeLCOE_Brownfield | IgnoreSilica | 1.068 | 0.11616 | 0.0011512 | 4 | 1956289.4273 | 4698268.3566 | 39881.6061 | 95780.5553 | 80.2458 | 0 | 175.2834 | 67416.714 | 3736.7064 | 62810.7749 | 54160.4893 | 0 | 42445.6845 | 0 | 89922.444 | 233959.7536 | 159682.3392 | 714134.9059 | 961560.8286 | 7332603.3321 | 7332603.3321 | 1478867.319 | 3814762.4027 | 0 | 9008299.0666 | 21634532.1205 | 749.8942 | 0.0046048 | 1956289.4273 | 4698268.3566 | 39881.6061 | 95780.5553
1 | 2400 | 707 | 0.035 | 15 | 15 | 7 | 1e-12 | 5spot_SharedNeighbor | Water | Porous | Wet | R600a | MinimizeLCOE_Brownfield | IgnoreSilica | 1.4958 | 0.17937 | 0.0029336 | 4 | 788187.3997 | 1864182.8834 | 16068.2662 | 38003.8896 | 84.6328 | 0 | 256.5015 | 94807.881 | 5412.4629 | 88608.2786 | 67977.0081 | 0 | 51465.7188 | 0 | 120225.8263 | 312802.9383 | 213494.4328 | 954794.5469 | 961560.8286 | 7332603.3321 | 7332603.3321 | 1478867.319 | 3814762.4027 | 0 | 9248958.7076 | 21875191.7615 | 1000 | 0.011734 | 788187.3997 | 1864182.8834 | 16068.2662 | 38003.8896
1 | 2400 | 707 | 0.035 | 15 | 15 | 7 | 1.3335e-12 | 5spot_SharedNeighbor | Water | Porous | Wet | R600a | MinimizeLCOE_Brownfield | IgnoreSilica | 2.0987 | 0.27031 | 0.0055826 | 4 | 428365.6549 | 993797.8652 | 8732.8133 | 20259.9137 | 88.0317 | 0 | 375.5616 | 129665.1867 | 7572.9104 | 122695.5062 | 87494.5296 | 0 | 63045.4433 | 0 | 160084.6947 | 416507.5378 | 284274.9529 | 1271340.7617 | 961560.8286 | 7332603.3321 | 7332603.3321 | 1478867.319 | 3814762.4027 | 0 | 9565504.9224 | 22191737.9763 | 1333.5214 | 0.02233 | 428365.6549 | 993797.8652 | 8732.8133 | 20259.9137
1 | 2400 | 707 | 0.035 | 15 | 15 | 7 | 1.7783e-12 | 5spot_SharedNeighbor | Water | Porous | Wet | R600a | MinimizeLCOE_Brownfield | IgnoreSilica | 2.813 | 0.37954 | 0.0093173 | 4 | 265979.8991 | 604762.8392 | 5422.36 | 12328.9085 | 90.29 | 0 | 85.9551 | 167182.3754 | 9915.9866 | 160684.4533 | 110994.9016 | 0 | 73860.8126 | 0 | 203829.0266 | 530321.316 | 361955.1952 | 1618744.0674 | 961560.8286 | 7332603.3321 | 7332603.3321 | 1478867.319 | 3814762.4027 | 0 | 9912908.2282 | 22539141.2821 | 1778.2794 | 0.037269 | 265979.8991 | 604762.8392 | 5422.36 | 12328.9085
1 | 2400 | 707 | 0.035 | 15 | 15 | 7 | 2.3714e-12 | 5spot_SharedNeighbor | Water | Porous | Wet | R600a | MinimizeLCOE_Brownfield | IgnoreSilica | 3.7681 | 0.52636 | 0.014433 | 4 | 179247.501 | 397956.1343 | 3654.2028 | 8112.8741 | 92.0338 | 0 | 86.6985 | 212729.0993 | 12767.8423 | 208457.2432 | 142276.9694 | 0 | 86919.1246 | 0 | 258628.6087 | 672898.5879 | 459267.1129 | 2053944.5882 | 961560.8286 | 7332603.3321 | 7332603.3321 | 1478867.319 | 3814762.4027 | 0 | 10348108.749 | 22974341.8029 | 2371.3737 | 0.057731 | 179247.501 | 397956.1343 | 3654.2028 | 8112.8741
1 | 2400 | 707 | 0.035 | 15 | 15 | 7 | 3.1623e-12 | 5spot_SharedNeighbor | Water | Porous | Wet | R600a | MinimizeLCOE_Brownfield | IgnoreSilica | 4.942 | 0.70764 | 0.021323 | 4 | 127207.2534 | 275245.3909 | 2593.2919 | 5611.2496 | 93.2845 | 0 | 91.8566 | 263945.7102 | 15979.9749 | 263890.1378 | 181070.9504 | 0 | 100164.9093 | 0 | 321770.1562 | 837179.9424 | 571392.513 | 2555394.2942 | 961560.8286 | 7332603.3321 | 7332603.3321 | 1478867.319 | 3814762.4027 | 0 | 10849558.455 | 23475791.5089 | 3162.2777 | 0.08529 | 127207.2534 | 275245.3909 | 2593.2919 | 5611.2496
1 | 2400 | 707 | 0.035 | 15 | 15 | 7 | 4.217e-12 | 5spot_SharedNeighbor | Water | Porous | Wet | R600a | MinimizeLCOE_Brownfield | IgnoreSilica | 6.4204 | 0.9359 | 0.030482 | 4 | 93842.5361 | 197396.4029 | 1913.107 | 4024.1927 | 94.2112 | 0 | 62.7414 | 322953.012 | 19677.018 | 329799.6924 | 229654.5904 | 0 | 114291.8637 | 0 | 396386.7088 | 1031316.9062 | 703894.9799 | 3147974.7713 | 961560.8286 | 7332603.3321 | 7332603.3321 | 1478867.319 | 3814762.4027 | 0 | 11442138.932 | 24068371.9859 | 4216.965 | 0.12193 | 93842.5361 | 197396.4029 | 1913.107 | 4024.1927
1 | 2400 | 707 | 0.035 | 15 | 15 | 7 | 5.6234e-12 | 5spot_SharedNeighbor | Water | Porous | Wet | R600a | MinimizeLCOE_Brownfield | IgnoreSilica | 8.1675 | 1.2045 | 0.042061 | 4 | 71915.7484 | 146962.3777 | 1466.0998 | 2996.0269 | 94.8121 | 0 | 54.9437 | 386826.7597 | 23668.017 | 403366.6476 | 287075.073 | 0 | 127672.3877 | 0 | 479157.4652 | 1246669.4357 | 850877.5063 | 3805313.2923 | 961560.8286 | 7332603.3321 | 7332603.3321 | 1478867.319 | 3814762.4027 | 0 | 12099477.453 | 24725710.5069 | 5623.4133 | 0.16825 | 71915.7484 | 146962.3777 | 1466.0998 | 2996.0269
1 | 2400 | 707 | 0.035 | 15 | 15 | 7 | 7.4989e-12 | 5spot_SharedNeighbor | Water | Porous | Wet | R600a | MinimizeLCOE_Brownfield | IgnoreSilica | 10.7861 | 1.6124 | 0.058495 | 4 | 55813.7918 | 109776.6853 | 1137.8396 | 2237.9462 | 95.5304 | 0 | 50.4089 | 476763.8848 | 29305.936 | 509108.1753 | 373467.8432 | 0 | 149859.7265 | 0 | 600017.1707 | 1561121.5977 | 1065497.5683 | 4765141.9025 | 961560.8286 | 7332603.3321 | 7332603.3321 | 1478867.319 | 3814762.4027 | 0 | 13059306.0632 | 25685539.1171 | 7498.9421 | 0.23398 | 55813.7918 | 109776.6853 | 1137.8396 | 2237.9462
1 | 2400 | 707 | 0.035 | 15 | 15 | 7 | 1e-11 | 5spot_SharedNeighbor | Water | Porous | Wet | R600a | MinimizeLCOE_Brownfield | IgnoreSilica | 13.8413 | 2.0858 | 0.079167 | 4 | 44551.7377 | 84423.7467 | 908.2474 | 1721.0923 | 95.9591 | 0 | 47.169 | 572583.6493 | 35289.8182 | 625336.051 | 473953.3441 | 0 | 169982.2065 | 0 | 732086.577 | 1904739.1017 | 1300023.5754 | 5813994.3233 | 961560.8286 | 7332603.3321 | 7332603.3321 | 1478867.319 | 3814762.4027 | 0 | 14108158.4841 | 26734391.538 | 10000 | 0.31667 | 44551.7377 | 84423.7467 | 908.2474 | 1721.0923
1 | 2400 | 707 | 0.035 | 15 | 15 | 7 | 1.3335e-11 | 5spot_SharedNeighbor | Water | Porous | Wet | R600a | MinimizeLCOE_Brownfield | IgnoreSilica | 17.6339 | 2.6737 | 0.10586 | 4 | 36248.6723 | 66067.0827 | 738.9782 | 1346.8668 | 96.2871 | 0 | 53.8482 | 682926.7619 | 42169.3779 | 762568.4096 | 598756.5039 | 0 | 191365.5949 | 0 | 888336.7928 | 2311270.1119 | 1577489.3433 | 7054882.8962 | 961560.8286 | 7332603.3321 | 7332603.3321 | 1478867.319 | 3814762.4027 | 0 | 15349047.057 | 27975280.1109 | 13335.2143 | 0.42344 | 36248.6723 | 66067.0827 | 738.9782 | 1346.8668
1 | 2400 | 707 | 0.035 | 15 | 15 | 7 | 1.7783e-11 | 5spot_SharedNeighbor | Water | Porous | Wet | R600a | MinimizeLCOE_Brownfield | IgnoreSilica | 22.3138 | 3.3993 | 0.14001 | 4 | 30020.9125 | 52566.864 | 612.0169 | 1071.6466 | 96.5398 | 0 | 56.7413 | 809583.2597 | 50051.9992 | 923886.9373 | 752778.3287 | 0 | 213946.6109 | 0 | 1072596.383 | 2790675.7687 | 1904693.5548 | 8518212.8424 | 961560.8286 | 7332603.3321 | 7332603.3321 | 1478867.319 | 3814762.4027 | 0 | 16812377.0031 | 29438610.057 | 17782.7941 | 0.56002 | 30020.9125 | 52566.864 | 612.0169 | 1071.6466
1 | 2400 | 707 | 0.035 | 15 | 15 | 7 | 2.3714e-11 | 5spot_SharedNeighbor | Water | Porous | Wet | R600a | MinimizeLCOE_Brownfield | IgnoreSilica | 28.0406 | 4.2874 | 0.18321 | 4 | 25283.069 | 42512.4122 | 515.4296 | 866.673 | 96.736 | 0 | 70.7612 | 954147.5893 | 59032.483 | 1112240.0219 | 941271.3393 | 0 | 237560.3718 | 0 | 1288658.204 | 3352824.3068 | 2288371.483 | 10234105.7991 | 961560.8286 | 7332603.3321 | 7332603.3321 | 1478867.319 | 3814762.4027 | 0 | 18528269.9599 | 31154503.0138 | 23713.7371 | 0.73283 | 25283.069 | 42512.4122 | 515.4296 | 866.673
1 | 2400 | 707 | 0.035 | 15 | 15 | 7 | 3.1623e-11 | 5spot_SharedNeighbor | Water | Porous | Wet | R600a | MinimizeLCOE_Brownfield | IgnoreSilica | 34.8929 | 5.3502 | 0.23684 | 4 | 21638.0943 | 34965.6967 | 441.1218 | 712.823 | 96.8876 | 0 | 89.0649 | 1115979.7998 | 69066.6365 | 1327670.4218 | 1166822.0871 | 0 | 261119.4332 | 0 | 1536856.7676 | 3998586.0565 | 2729117.1463 | 12205218.3487 | 961560.8286 | 7332603.3321 | 7332603.3321 | 1478867.319 | 3814762.4027 | 0 | 20499382.5095 | 33125615.5634 | 31622.7766 | 0.94737 | 21638.0943 | 34965.6967 | 441.1218 | 712.823
1 | 2400 | 707 | 0.035 | 15 | 15 | 7 | 4.217e-11 | 5spot_SharedNeighbor | Water | Porous | Wet | R600a | MinimizeLCOE_Brownfield | IgnoreSilica | 43.0318 | 6.6127 | 0.30272 | 4 | 18790.7103 | 29218.0179 | 383.074 | 595.6488 | 97.0054 | 0 | 126.3233 | 1296369.4113 | 80229.4795 | 1572737.4278 | 1434728.356 | 0 | 284315.7275 | 0 | 1820668.3568 | 4737005.594 | 3233103.6537 | 14459158.0067 | 961560.8286 | 7332603.3321 | 7332603.3321 | 1478867.319 | 3814762.4027 | 0 | 22753322.1674 | 35379555.2213 | 42169.6503 | 1.2109 | 18790.7103 | 29218.0179 | 383.074 | 595.6488
1 | 2400 | 707 | 0.035 | 15 | 15 | 7 | 5.6234e-11 | 5spot_SharedNeighbor | Water | Porous | Wet | R600a | MinimizeLCOE_Brownfield | IgnoreSilica | 52.0307 | 8.0078 | 0.37888 | 4 | 16597.355 | 24928.6138 | 338.3595 | 508.2035 | 97.0881 | 0 | 147.5218 | 1484251.082 | 91830.7665 | 1832894.4314 | 1730793.4739 | 0 | 303616.1621 | 0 | 2122920.5072 | 5523403.6889 | 3769836.5123 | 16859546.6243 | 961560.8286 | 7332603.3321 | 7332603.3321 | 1478867.319 | 3814762.4027 | 0 | 25153710.7851 | 37779943.839 | 56234.1325 | 1.5155 | 16597.355 | 24928.6138 | 338.3595 | 508.2035
1 | 2400 | 707 | 0.035 | 15 | 15 | 7 | 7.4989e-11 | 5spot_SharedNeighbor | Water | Porous | Wet | R600a | MinimizeLCOE_Brownfield | IgnoreSilica | 61.5554 | 9.4819 | 0.46336 | 4 | 14894.2009 | 21706.4957 | 303.6384 | 442.5163 | 97.135 | 0 | 164.5725 | 1672453.9841 | 103423.0598 | 2098114.8175 | 2043941.507 | 0 | 317093.8035 | 0 | 2431660.597 | 6326682.0713 | 4318090.514 | 19311460.3541 | 961560.8286 | 7332603.3321 | 7332603.3321 | 1478867.319 | 3814762.4027 | 0 | 27605624.5148 | 40231857.5687 | 74989.4209 | 1.8534 | 14894.2009 | 21706.4957 | 303.6384 | 442.5163
1 | 2400 | 707 | 0.035 | 15 | 15 | 7 | 1e-10 | 5spot_SharedNeighbor | Water | Porous | Wet | R600a | MinimizeLCOE_Brownfield | IgnoreSilica | 71.0897 | 10.9526 | 0.55194 | 4 | 13578.5537 | 19297.5916 | 276.8172 | 393.4075 | 97.1452 | 0 | 175.5934 | 1851552.5157 | 114422.0827 | 2354636.5799 | 2356976.9766 | 0 | 323437.4062 | 0 | 2730399.9688 | 7103940.6368 | 4848585.456 | 21683951.6227 | 961560.8286 | 7332603.3321 | 7332603.3321 | 1478867.319 | 3814762.4027 | 0 | 29978115.7835 | 42604348.8374 | 100000 | 2.2078 | 13578.5537 | 19297.5916 | 276.8172 | 393.4075
1 | 2400 | 707 | 0.035 | 15 | 15 | 7 | 1.3335e-10 | 5spot_SharedNeighbor | Water | Porous | Wet | R600a | MinimizeLCOE_Brownfield | IgnoreSilica | 80.0614 | 12.33 | 0.63927 | 4 | 12568.6661 | 17506.388 | 256.2293 | 356.8914 | 97.1238 | 0 | 179.016 | 2012603.6742 | 124280.1561 | 2588726.5837 | 2650968.2606 | 0 | 322220.1637 | 0 | 3002531.547 | 7811971.1813 | 5331830.8512 | 23845132.418 | 961560.8286 | 7332603.3321 | 7332603.3321 | 1478867.319 | 3814762.4027 | 0 | 32139296.5787 | 44765529.6326 | 133352.1432 | 2.5571 | 12568.6661 | 17506.388 | 256.2293 | 356.8914
1 | 2400 | 707 | 0.035 | 15 | 15 | 7 | 1.7783e-10 | 5spot_SharedNeighbor | Water | Porous | Wet | R600a | MinimizeLCOE_Brownfield | IgnoreSilica | 88.4561 | 13.6114 | 0.72352 | 4 | 11784.7516 | 16147.552 | 240.2481 | 329.1897 | 97.0785 | 0 | 150.3266 | 2157346.2737 | 133109.2415 | 2801903.3186 | 2925411.9252 | 0 | 315963.0841 | 0 | 3250156.1988 | 8456239.7306 | 5771557.3745 | 25811687.147 | 961560.8286 | 7332603.3321 | 7332603.3321 | 1478867.319 | 3814762.4027 | 0 | 34105851.3078 | 46732084.3617 | 177827.941 | 2.8941 | 11784.7516 | 16147.552 | 240.2481 | 329.1897
1 | 2400 | 707 | 0.035 | 15 | 15 | 7 | 2.3714e-10 | 5spot_SharedNeighbor | Water | Porous | Wet | R600a | MinimizeLCOE_Brownfield | IgnoreSilica | 95.3841 | 14.6626 | 0.79624 | 4 | 11203.4636 | 15167.7974 | 228.3978 | 309.2161 | 97.0239 | 0 | 114.1915 | 2272778.5899 | 140126.8794 | 2973845.0134 | 3151357.0381 | 0 | 304690.3112 | 0 | 3448691.1545 | 8972786.9601 | 6124111.4726 | 27388387.4191 | 961560.8286 | 7332603.3321 | 7332603.3321 | 1478867.319 | 3814762.4027 | 0 | 35682551.5799 | 48308784.6338 | 237137.3706 | 3.185 | 11203.4636 | 15167.7974 | 228.3978 | 309.2161
1 | 2400 | 707 | 0.035 | 15 | 15 | 7 | 3.1623e-10 | 5spot_SharedNeighbor | Water | Porous | Wet | R600a | MinimizeLCOE_Brownfield | IgnoreSilica | 101.148 | 15.5324 | 0.85856 | 4 | 10763.3921 | 14439.9793 | 219.4263 | 294.3785 | 96.9675 | 0 | 142.6132 | 2366190.8441 | 145788.7751 | 3114280.1881 | 3338852.641 | 0 | 291398.6091 | 0 | 3610039.3124 | 9392581.7699 | 6410630.0562 | 28669762.1958 | 961560.8286 | 7332603.3321 | 7332603.3321 | 1478867.319 | 3814762.4027 | 0 | 36963926.3565 | 49590159.4104 | 316227.766 | 3.4342 | 10763.3921 | 14439.9793 | 219.4263 | 294.3785
1 | 2400 | 707 | 0.035 | 15 | 15 | 7 | 4.217e-10 | 5spot_SharedNeighbor | Water | Porous | Wet | R600a | MinimizeLCOE_Brownfield | IgnoreSilica | 105.6787 | 16.211 | 0.90958 | 4 | 10428.9229 | 13899.2739 | 212.6077 | 283.3555 | 96.9109 | 0 | 91.6771 | 2437726.4546 | 150108.8206 | 3222803.7227 | 3485725.343 | 0 | 276487.7243 | 0 | 3733412.3054 | 9713572.9904 | 6629713.1599 | 29649550.5209 | 961560.8286 | 7332603.3321 | 7332603.3321 | 1478867.319 | 3814762.4027 | 0 | 37943714.6816 | 50569947.7355 | 421696.5034 | 3.6383 | 10428.9229 | 13899.2739 | 212.6077 | 283.3555
1 | 2400 | 707 | 0.035 | 15 | 15 | 7 | 5.6234e-10 | 5spot_SharedNeighbor | Water | Porous | Wet | R600a | MinimizeLCOE_Brownfield | IgnoreSilica | 109.377 | 16.7639 | 0.95147 | 4 | 10177.6837 | 13495.2466 | 207.4858 | 275.1189 | 96.8645 | 0 | 103.9429 | 2495303.0757 | 153581.7862 | 3310545.1623 | 3605506.1316 | 0 | 263396.2452 | 0 | 3833049.6364 | 9972808.8873 | 6806646.9863 | 30440837.911 | 961560.8286 | 7332603.3321 | 7332603.3321 | 1478867.319 | 3814762.4027 | 0 | 38735002.0717 | 51361235.1256 | 562341.3252 | 3.8059 | 10177.6837 | 13495.2466 | 207.4858 | 275.1189
1 | 2400 | 707 | 0.035 | 15 | 15 | 7 | 7.4989e-10 | 5spot_SharedNeighbor | Water | Porous | Wet | R600a | MinimizeLCOE_Brownfield | IgnoreSilica | 114.3 | 17.4965 | 0.99728 | 4 | 9984.0762 | 13149.2439 | 203.5389 | 268.0651 | 96.7974 | 0 | 89.352 | 2570584.3663 | 158112.4598 | 3425966.7342 | 3764649.7172 | 0 | 261807.1283 | 0 | 3970636.9583 | 10330782.8758 | 7050971.5891 | 31533511.8289 | 961560.8286 | 7332603.3321 | 7332603.3321 | 1478867.319 | 3814762.4027 | 0 | 39827675.9897 | 52453909.0436 | 749894.2093 | 3.9891 | 9984.0762 | 13149.2439 | 203.5389 | 268.0651
1 | 2400 | 707 | 0.035 | 15 | 15 | 7 | 1e-09 | 5spot_SharedNeighbor | Water | Porous | Wet | R600a | MinimizeLCOE_Brownfield | IgnoreSilica | 114.4802 | 17.5232 | 1.0107 | 4 | 9846.1442 | 12969.3549 | 200.727 | 264.3978 | 96.7947 | 0 | 99.5467 | 2573302.4934 | 158275.6824 | 3430154.4365 | 3770463.0519 | 0 | 241635.618 | 0 | 3967794.2001 | 10323386.6021 | 7045923.4803 | 31510935.5647 | 961560.8286 | 7332603.3321 | 7332603.3321 | 1478867.319 | 3814762.4027 | 0 | 39805099.7255 | 52431332.7794 | 1000000 | 4.0427 | 9846.1442 | 12969.3549 | 200.727 | 264.3978
1 | 2400 | 707 | 0.035 | 15 | 15 | 7 | 1.3335e-09 | 5spot_SharedNeighbor | Water | Porous | Wet | R600a | MinimizeLCOE_Brownfield | IgnoreSilica | 116.1929 | 17.7771 | 1.0309 | 4 | 9739.1163 | 12801.1836 | 198.5451 | 260.9694 | 96.7698 | 0 | 90.1282 | 2599111.2487 | 159825.9381 | 3469923.2272 | 3825736.6624 | 0 | 233369.3275 | 0 | 4012306.8975 | 10439199.5101 | 7124968.1697 | 31864440.9812 | 961560.8286 | 7332603.3321 | 7332603.3321 | 1478867.319 | 3814762.4027 | 0 | 40158605.142 | 52784838.1959 | 1333521.4322 | 4.1234 | 9739.1163 | 12801.1836 | 198.5451 | 260.9694
1 | 2400 | 707 | 0.035 | 15 | 15 | 7 | 1.7783e-09 | 5spot_SharedNeighbor | Water | Porous | Wet | R600a | MinimizeLCOE_Brownfield | IgnoreSilica | 117.4808 | 17.9677 | 1.0463 | 4 | 9658.6866 | 12675.6919 | 196.9054 | 258.4111 | 96.7506 | 0 | 114.747 | 2618398.3237 | 160983.4931 | 3499705.9629 | 3867270.6762 | 0 | 226589.5636 | 0 | 4045449.7276 | 10525430.3553 | 7183822.4935 | 32127650.5957 | 961560.8286 | 7332603.3321 | 7332603.3321 | 1478867.319 | 3814762.4027 | 0 | 40421814.7565 | 53048047.8104 | 1778279.41 | 4.185 | 9658.6866 | 12675.6919 | 196.9054 | 258.4111
1 | 2400 | 707 | 0.035 | 15 | 15 | 7 | 2.3714e-09 | 5spot_SharedNeighbor | Water | Porous | Wet | R600a | MinimizeLCOE_Brownfield | IgnoreSilica | 118.4554 | 18.1118 | 1.058 | 4 | 9598.2714 | 12581.8013 | 195.6737 | 256.497 | 96.7358 | 0 | 117.9825 | 2632925.5735 | 161854.8262 | 3522174.6028 | 3898683.9333 | 0 | 221191.5518 | 0 | 4070363.8902 | 10590251.8958 | 7228064.5268 | 32325510.8004 | 961560.8286 | 7332603.3321 | 7332603.3321 | 1478867.319 | 3814762.4027 | 0 | 40619674.9611 | 53245908.015 | 2371373.7057 | 4.232 | 9598.2714 | 12581.8013 | 195.6737 | 256.497
1 | 2400 | 707 | 0.035 | 15 | 15 | 7 | 3.1623e-09 | 5spot_SharedNeighbor | Water | Porous | Wet | R600a | MinimizeLCOE_Brownfield | IgnoreSilica | 119.1935 | 18.2208 | 1.0669 | 4 | 9552.9063 | 12511.4718 | 194.7489 | 255.0633 | 96.7244 | 0 | 106.0457 | 2643888.7368 | 162512.0718 | 3539151.3768 | 3922464.2619 | 0 | 216967.894 | 0 | 4089143.8931 | 10639113.6112 | 7261413.6516 | 32474655.4973 | 961560.8286 | 7332603.3321 | 7332603.3321 | 1478867.319 | 3814762.4027 | 0 | 40768819.6581 | 53395052.7119 | 3162277.6602 | 4.2677 | 9552.9063 | 12511.4718 | 194.7489 | 255.0633
1 | 2400 | 707 | 0.035 | 15 | 15 | 7 | 4.217e-09 | 5spot_SharedNeighbor | Water | Porous | Wet | R600a | MinimizeLCOE_Brownfield | IgnoreSilica | 119.7466 | 18.3024 | 1.0737 | 4 | 9518.852 | 12458.8522 | 194.0547 | 253.9906 | 96.7158 | 0 | 107.6063 | 2652081.5509 | 163003.0546 | 3551849.7807 | 3940277.0998 | 0 | 213673.1557 | 0 | 4103145.0102 | 10675541.6459 | 7286276.5337 | 32585847.8315 | 961560.8286 | 7332603.3321 | 7332603.3321 | 1478867.319 | 3814762.4027 | 0 | 40880011.9922 | 53506245.0461 | 4216965.0343 | 4.2946 | 9518.852 | 12458.8522 | 194.0547 | 253.9906
1 | 2400 | 707 | 0.035 | 15 | 15 | 7 | 5.6234e-09 | 5spot_SharedNeighbor | Water | Porous | Wet | R600a | MinimizeLCOE_Brownfield | IgnoreSilica | 120.1681 | 18.3646 | 1.0788 | 4 | 9493.2943 | 12419.3401 | 193.5336 | 253.185 | 96.7092 | 0 | 107.3378 | 2658313.7797 | 163376.4396 | 3561516.0317 | 3953851.1436 | 0 | 211165.0723 | 0 | 4113806.7621 | 10703281.3372 | 7305209.4431 | 32670520.0095 | 961560.8286 | 7332603.3321 | 7332603.3321 | 1478867.319 | 3814762.4027 | 0 | 40964684.1702 | 53590917.2241 | 5623413.2519 | 4.3151 | 9493.2943 | 12419.3401 | 193.5336 | 253.185
1 | 2400 | 707 | 0.035 | 15 | 15 | 7 | 7.4989e-09 | 5spot_SharedNeighbor | Water | Porous | Wet | R600a | MinimizeLCOE_Brownfield | IgnoreSilica | 120.4776 | 18.4102 | 1.0826 | 4 | 9474.1168 | 12389.8561 | 193.1427 | 252.584 | 96.7044 | 0 | 107.0269 | 2662882.4338 | 163650.0992 | 3568605.7427 | 3963815.075 | 0 | 209208.0082 | 0 | 4121582.93 | 10723513.3309 | 7319018.1945 | 32732275.8142 | 961560.8286 | 7332603.3321 | 7332603.3321 | 1478867.319 | 3814762.4027 | 0 | 41026439.9749 | 53652673.0288 | 7498942.0933 | 4.3304 | 9474.1168 | 12389.8561 | 193.1427 | 252.584
1 | 2400 | 707 | 0.035 | 15 | 15 | 7 | 1e-08 | 5spot_SharedNeighbor | Water | Porous | Wet | R600a | MinimizeLCOE_Brownfield | IgnoreSilica | 120.7212 | 18.4461 | 1.0855 | 4 | 9459.7288 | 12367.5739 | 192.8494 | 252.1297 | 96.7005 | 0 | 108.6184 | 2666473.8131 | 163865.1875 | 3574181.0541 | 3971655.4014 | 0 | 207775.7861 | 0 | 4127740.9845 | 10739535.3254 | 7329953.535 | 32781181.0871 | 961560.8286 | 7332603.3321 | 7332603.3321 | 1478867.319 | 3814762.4027 | 0 | 41075345.2479 | 53701578.3018 | 10000000 | 4.3421 | 9459.7288 | 12367.5739 | 192.8494 | 252.1297
1 | 2500 | 707 | 0.035 | 15 | 15 | 7 | 1e-13 | 5spot_SharedNeighbor | Water | Porous | Wet | R600a | MinimizeLCOE_Brownfield | IgnoreSilica | 0 | 0 | 0 | 4 | [6 empty] | 18.6909 | [19 empty] | 100 | 0
1 | 2500 | 707 | 0.035 | 15 | 15 | 7 | 1.3335e-13 | 5spot_SharedNeighbor | Water | Porous | Wet | R600a | MinimizeLCOE_Brownfield | IgnoreSilica | 0 | 0 | 0 | 4 | [6 empty] | 21.1979 | [19 empty] | 133.3521 | 0
1 | 2500 | 707 | 0.035 | 15 | 15 | 7 | 1.7783e-13 | 5spot_SharedNeighbor | Water | Porous | Wet | R600a | MinimizeLCOE_Brownfield | IgnoreSilica | 0 | 0 | 0 | 4 | [6 empty] | 20.7996 | [19 empty] | 177.8279 | 0
1 | 2500 | 707 | 0.035 | 15 | 15 | 7 | 2.3714e-13 | 5spot_SharedNeighbor | Water | Porous | Wet | R600a | MinimizeLCOE_Brownfield | IgnoreSilica | 0 | 0 | 0 | 4 | [6 empty] | 21.9725 | [19 empty] | 237.1374 | 0
1 | 2500 | 707 | 0.035 | 15 | 15 | 7 | 3.1623e-13 | 5spot_SharedNeighbor | Water | Porous | Wet | R600a | MinimizeLCOE_Brownfield | IgnoreSilica | 0 | 0 | 0 | 4 | [6 empty] | 22.3366 | [19 empty] | 316.2278 | 0
1 | 2500 | 707 | 0.035 | 15 | 15 | 7 | 4.217e-13 | 5spot_SharedNeighbor | Water | Porous | Wet | R600a | MinimizeLCOE_Brownfield | IgnoreSilica | 0 | 0 | 0 | 4 | [6 empty] | 21.5493 | [19 empty] | 421.6965 | 0
1 | 2500 | 707 | 0.035 | 15 | 15 | 7 | 5.6234e-13 | 5spot_SharedNeighbor | Water | Porous | Wet | R600a | MinimizeLCOE_Brownfield | IgnoreSilica | 0.82568 | 0.085112 | 0.00049405 | 4 | 4669252.706 | 11304079.8289 | 95189.032 | 230448.9572 | 77.9116 | 0 | 63.1036 | 53191.5594 | 2898.224 | 49066.989 | 46892.2408 | 0 | 37286.1264 | 0 | 73840.7044 | 192118.3661 | 131124.7325 | 586418.9425 | 961560.8286 | 7679370.0231 | 7679370.0231 | 1478867.319 | 3953469.0791 | 0 | 9227349.7942 | 22339056.2155 | 562.3413 | 0.0019762 | 4669252.706 | 11304079.8289 | 95189.032 | 230448.9572
1 | 2500 | 707 | 0.035 | 15 | 15 | 7 | 7.4989e-13 | 5spot_SharedNeighbor | Water | Porous | Wet | R600a | MinimizeLCOE_Brownfield | IgnoreSilica | 1.243 | 0.14883 | 0.0020223 | 4 | 1172965.423 | 2793889.6683 | 23912.4867 | 56957.2199 | 84.5626 | 0 | 204.3901 | 83322.8152 | 4744.9575 | 76323.9957 | 60542.7159 | 0 | 48605.5262 | 0 | 106680.6041 | 277561.0488 | 189441.1191 | 847222.7826 | 961560.8286 | 7679370.0231 | 7679370.0231 | 1478867.319 | 3953469.0791 | 0 | 9488153.6343 | 22599860.0556 | 749.8942 | 0.008089 | 1172965.423 | 2793889.6683 | 23912.4867 | 56957.2199
1 | 2500 | 707 | 0.035 | 15 | 15 | 7 | 1e-12 | 5spot_SharedNeighbor | Water | Porous | Wet | R600a | MinimizeLCOE_Brownfield | IgnoreSilica | 1.7875 | 0.23517 | 0.0044458 | 4 | 551255.8693 | 1288569.2088 | 11238.0965 | 26269.2262 | 89.0511 | 0 | 310.9232 | 118831.0896 | 6970.9835 | 109670.5974 | 78672.3189 | 0 | 61058.2553 | 0 | 146329.2654 | 380718.7324 | 259848.3578 | 1162099.6003 | 961560.8286 | 7679370.0231 | 7679370.0231 | 1478867.319 | 3953469.0791 | 0 | 9803030.4521 | 22914736.8734 | 1000 | 0.017783 | 551255.8693 | 1288569.2088 | 11238.0965 | 26269.2262
1 | 2500 | 707 | 0.035 | 15 | 15 | 7 | 1.3335e-12 | 5spot_SharedNeighbor | Water | Porous | Wet | R600a | MinimizeLCOE_Brownfield | IgnoreSilica | 2.4293 | 0.33879 | 0.0079416 | 4 | 319340.4384 | 732095.0545 | 6510.1868 | 14924.7479 | 91.9515 | 0 | 438.4793 | 156662.901 | 9368.7928 | 146543.1634 | 100221.9718 | 0 | 72584.2752 | 0 | 189298.6306 | 492516.2064 | 336152.431 | 1503348.3722 | 961560.8286 | 7679370.0231 | 7679370.0231 | 1478867.319 | 3953469.0791 | 0 | 10144279.2239 | 23255985.6452 | 1333.5214 | 0.031766 | 319340.4384 | 732095.0545 | 6510.1868 | 14924.7479
1 | 2500 | 707 | 0.035 | 15 | 15 | 7 | 1.7783e-12 | 5spot_SharedNeighbor | Water | Porous | Wet | R600a | MinimizeLCOE_Brownfield | IgnoreSilica | 3.2493 | 0.47249 | 0.012857 | 4 | 205160.3989 | 460106.2914 | 4182.4722 | 9379.8891 | 94.0831 | 0 | 62.5505 | 200670.5661 | 12173.6257 | 190906.5351 | 127994.7275 | 0 | 85039.3779 | 0 | 240546.0846 | 625851.5694 | 427156.5561 | 1910339.0426 | 961560.8286 | 7679370.0231 | 7679370.0231 | 1478867.319 | 3953469.0791 | 0 | 10551269.8944 | 23662976.3157 | 1778.2794 | 0.051429 | 205160.3989 | 460106.2914 | 4182.4722 | 9379.8891
1 | 2500 | 707 | 0.035 | 15 | 15 | 7 | 2.3714e-12 | 5spot_SharedNeighbor | Water | Porous | Wet | R600a | MinimizeLCOE_Brownfield | IgnoreSilica | 4.2675 | 0.63922 | 0.019384 | 4 | 142174.5576 | 311275.2028 | 2898.4207 | 6345.766 | 95.6378 | 0 | 67.584 | 250514.2219 | 15356.4995 | 242839.865 | 162428.9316 | 0 | 98246.5201 | 0 | 300060.5548 | 780696.0128 | 532841.0704 | 2382983.6761 | 961560.8286 | 7679370.0231 | 7679370.0231 | 1478867.319 | 3953469.0791 | 0 | 11023914.5279 | 24135620.9492 | 2371.3737 | 0.077538 | 142174.5576 | 311275.2028 | 2898.4207 | 6345.766
1 | 2500 | 707 | 0.035 | 15 | 15 | 7 | 3.1623e-12 | 5spot_SharedNeighbor | Water | Porous | Wet | R600a | MinimizeLCOE_Brownfield | IgnoreSilica | 5.7508 | 0.88267 | 0.028368 | 4 | 102903.2996 | 218452.4284 | 2097.8229 | 4453.4482 | 96.9414 | 0 | 82.012 | 316625.771 | 19578.0433 | 314060.7459 | 212498.9879 | 0 | 117400.0955 | 0 | 382263.821 | 994572.0491 | 678815.8599 | 3035815.3736 | 961560.8286 | 7679370.0231 | 7679370.0231 | 1478867.319 | 3953469.0791 | 0 | 11676746.2254 | 24788452.6467 | 3162.2777 | 0.11347 | 102903.2996 | 218452.4284 | 2097.8229 | 4453.4482
1 | 2500 | 707 | 0.035 | 15 | 15 | 7 | 4.217e-12 | 5spot_SharedNeighbor | Water | Porous | Wet | R600a | MinimizeLCOE_Brownfield | IgnoreSilica | 7.2318 | 1.1254 | 0.039712 | 4 | 77272.2009 | 159814.253 | 1575.2983 | 3258.0297 | 97.6874 | 0 | 96.2722 | 377056.4752 | 23429.4713 | 381222.1761 | 262373.9729 | 0 | 129107.5919 | 0 | 457543.9781 | 1190435.5758 | 812496.7415 | 3633665.9828 | 961560.8286 | 7679370.0231 | 7679370.0231 | 1478867.319 | 3953469.0791 | 0 | 12274596.8345 | 25386303.2558 | 4216.965 | 0.15885 | 77272.2009 | 159814.253 | 1575.2983 | 3258.0297
1 | 2500 | 707 | 0.035 | 15 | 15 | 7 | 5.6234e-12 | 5spot_SharedNeighbor | Water | Porous | Wet | R600a | MinimizeLCOE_Brownfield | IgnoreSilica | 9.5292 | 1.5047 | 0.055541 | 4 | 59322.3012 | 118339.9548 | 1209.3654 | 2412.52 | 98.479 | 0 | 106.379 | 464456.8896 | 29007.6637 | 480669.9254 | 340212.6422 | 0 | 150969.7281 | 0 | 571473.5711 | 1486857.0066 | 1014810.4589 | 4538457.8856 | 961560.8286 | 7679370.0231 | 7679370.0231 | 1478867.319 | 3953469.0791 | 0 | 13179388.7374 | 26291095.1587 | 5623.4133 | 0.22217 | 59322.3012 | 118339.9548 | 1209.3654 | 2412.52
1 | 2500 | 707 | 0.035 | 15 | 15 | 7 | 7.4989e-12 | 5spot_SharedNeighbor | Water | Porous | Wet | R600a | MinimizeLCOE_Brownfield | IgnoreSilica | 12.2212 | 1.9485 | 0.075773 | 4 | 46768.2931 | 90028.3707 | 953.4349 | 1835.3501 | 99.0017 | 0 | 113.296 | 558516.66 | 34996.8702 | 590837.3982 | 431473.3074 | 0 | 170946.2706 | 0 | 696840.4975 | 1813036.0328 | 1237434.3466 | 5534081.3832 | 961560.8286 | 7679370.0231 | 7679370.0231 | 1478867.319 | 3953469.0791 | 0 | 14175012.235 | 27286718.6563 | 7498.9421 | 0.30309 | 46768.2931 | 90028.3707 | 953.4349 | 1835.3501
1 | 2500 | 707 | 0.035 | 15 | 15 | 7 | 1e-11 | 5spot_SharedNeighbor | Water | Porous | Wet | R600a | MinimizeLCOE_Brownfield | IgnoreSilica | 15.6387 | 2.5119 | 0.1021 | 4 | 37655.0035 | 69759.5249 | 767.6482 | 1422.1423 | 99.4088 | 0 | 144.3969 | 669080.2573 | 42023.2828 | 723729.7095 | 547122.1114 | 0 | 193401.0597 | 0 | 848389.004 | 2207334.16 | 1506550.9204 | 6737630.5051 | 961560.8286 | 7679370.0231 | 7679370.0231 | 1478867.319 | 3953469.0791 | 0 | 15378561.3568 | 28490267.7781 | 10000 | 0.40841 | 37655.0035 | 69759.5249 | 767.6482 | 1422.1423
1 | 2500 | 707 | 0.035 | 15 | 15 | 7 | 1.3335e-11 | 5spot_SharedNeighbor | Water | Porous | Wet | R600a | MinimizeLCOE_Brownfield | IgnoreSilica | 19.8823 | 3.2116 | 0.13599 | 4 | 30891.1904 | 54994.9255 | 629.7587 | 1121.1459 | 99.7217 | 0 | 145.9793 | 796562.7016 | 50109.8097 | 880759.224 | 690740.3776 | 0 | 217371.5116 | 0 | 1027862.0136 | 2674286.1158 | 1825255.2251 | 8162946.9789 | 961560.8286 | 7679370.0231 | 7679370.0231 | 1478867.319 | 3953469.0791 | 0 | 16803877.8307 | 29915584.252 | 13335.2143 | 0.54397 | 30891.1904 | 54994.9255 | 629.7587 | 1121.1459
1 | 2500 | 707 | 0.035 | 15 | 15 | 7 | 1.7783e-11 | 5spot_SharedNeighbor | Water | Porous | Wet | R600a | MinimizeLCOE_Brownfield | IgnoreSilica | 25.0735 | 4.0678 | 0.17907 | 4 | 25786.8893 | 44092.3357 | 525.7006 | 898.8819 | 99.9622 | 0 | 109.517 | 941802.8431 | 59304.9157 | 1063874.1439 | 866448.5654 | 0 | 242198.9087 | 0 | 1237715.457 | 3220281.7287 | 2197908.45 | 9829535.0125 | 961560.8286 | 7679370.0231 | 7679370.0231 | 1478867.319 | 3953469.0791 | 0 | 18470465.8643 | 31582172.2856 | 17782.7941 | 0.71627 | 25786.8893 | 44092.3357 | 525.7006 | 898.8819
1 | 2500 | 707 | 0.035 | 15 | 15 | 7 | 2.3714e-11 | 5spot_SharedNeighbor | Water | Porous | Wet | R600a | MinimizeLCOE_Brownfield | IgnoreSilica | 31.3929 | 5.1102 | 0.23323 | 4 | 21883.1143 | 35937.3441 | 446.1169 | 732.6314 | 100.1494 | 0 | 100.4767 | 1106926.3113 | 69738.2216 | 1276704.5793 | 1080307.3042 | 0 | 267959.0141 | 0 | 1482637.8179 | 3857519.4713 | 2632836.3032 | 11774629.0228 | 961560.8286 | 7679370.0231 | 7679370.0231 | 1478867.319 | 3953469.0791 | 0 | 20415559.8745 | 33527266.2958 | 23713.7371 | 0.93294 | 21883.1143 | 35937.3441 | 446.1169 | 732.6314
1 | 2500 | 707 | 0.035 | 15 | 15 | 7 | 3.1623e-11 | 5spot_SharedNeighbor | Water | Porous | Wet | R600a | MinimizeLCOE_Brownfield | IgnoreSilica | 38.9102 | 6.3503 | 0.29998 | 4 | 18866.5093 | 29793.5696 | 384.6193 | 607.3822 | 100.2942 | 0 | 119.552 | 1290945.7275 | 81341.9917 | 1518902.1743 | 1334707.2782 | 0 | 293447.9265 | 0 | 1762544.5883 | 4585779.4712 | 3129888.7175 | 13997557.8753 | 961560.8286 | 7679370.0231 | 7679370.0231 | 1478867.319 | 3953469.0791 | 0 | 22638488.7271 | 35750195.1483 | 31622.7766 | 1.1999 | 18866.5093 | 29793.5696 | 384.6193 | 607.3822
1 | 2500 | 707 | 0.035 | 15 | 15 | 7 | 4.217e-11 | 5spot_SharedNeighbor | Water | Porous | Wet | R600a | MinimizeLCOE_Brownfield | IgnoreSilica | 47.5601 | 7.777 | 0.37983 | 4 | 16520.6845 | 25150.5807 | 336.7965 | 512.7286 | 100.4025 | 0 | 175.6884 | 1490025.2476 | 93868.755 | 1786118.9044 | 1627413.6826 | 0 | 316807.0413 | 0 | 2072551.116 | 5392352.8653 | 3680391.6323 | 16459529.2445 | 961560.8286 | 7679370.0231 | 7679370.0231 | 1478867.319 | 3953469.0791 | 0 | 25100460.0963 | 38212166.5176 | 42169.6503 | 1.5193 | 16520.6845 | 25150.5807 | 336.7965 | 512.7286
1 | 2500 | 707 | 0.035 | 15 | 15 | 7 | 5.6234e-11 | 5spot_SharedNeighbor | Water | Porous | Wet | R600a | MinimizeLCOE_Brownfield | IgnoreSilica | 57.0413 | 9.3392 | 0.4713 | 4 | 14694.1644 | 21649.3059 | 299.5604 | 441.3504 | 100.4733 | 0 | 155.5102 | 1695971.5955 | 106796.1744 | 2067685.7292 | 1948102.5367 | 0 | 335360.7502 | 0 | 2400027.5466 | 6244379.3628 | 4261917.2243 | 19060240.9197 | 961560.8286 | 7679370.0231 | 7679370.0231 | 1478867.319 | 3953469.0791 | 0 | 27701171.7714 | 40812878.1927 | 56234.1325 | 1.8852 | 14694.1644 | 21649.3059 | 299.5604 | 441.3504
1 | 2500 | 707 | 0.035 | 15 | 15 | 7 | 7.4989e-11 | 5spot_SharedNeighbor | Water | Porous | Wet | R600a | MinimizeLCOE_Brownfield | IgnoreSilica | 66.8755 | 10.9552 | 0.57062 | 4 | 13276.877 | 19021.4165 | 270.6671 | 387.7773 | 100.5034 | 0 | 171.4053 | 1898382.0791 | 119464.3487 | 2349221.5425 | 2280343.8702 | 0 | 346870.7218 | 0 | 2727770.1993 | 7097098.5159 | 4843915.5679 | 21663066.8453 | 961560.8286 | 7679370.0231 | 7679370.0231 | 1478867.319 | 3953469.0791 | 0 | 30303997.6971 | 43415704.1184 | 74989.4209 | 2.2825 | 13276.877 | 19021.4165 | 270.6671 | 387.7773
1 | 2500 | 707 | 0.035 | 15 | 15 | 7 | 1e-10 | 5spot_SharedNeighbor | Water | Porous | Wet | R600a | MinimizeLCOE_Brownfield | IgnoreSilica | 76.4734 | 12.5254 | 0.67217 | 4 | 12183.6752 | 17060.3099 | 248.3807 | 347.7975 | 100.4942 | 0 | 178.6675 | 2086419.5363 | 131192.3177 | 2614956.705 | 2603975.8388 | 0 | 350051.9591 | 0 | 3036772.5792 | 7901059.3233 | 5392635.3387 | 24117063.598 | 961560.8286 | 7679370.0231 | 7679370.0231 | 1478867.319 | 3953469.0791 | 0 | 32757994.4497 | 45869700.871 | 100000 | 2.6887 | 12183.6752 | 17060.3099 | 248.3807 | 347.7975
1 | 2500 | 707 | 0.035 | 15 | 15 | 7 | 1.3335e-10 | 5spot_SharedNeighbor | Water | Porous | Wet | R600a | MinimizeLCOE_Brownfield | IgnoreSilica | 85.348 | 13.969 | 0.77022 | 4 | 11345.6735 | 15601.5089 | 231.2969 | 318.0579 | 100.4543 | 0 | 190.0079 | 2252808.6385 | 141531.0639 | 2853488.7365 | 2902474.708 | 0 | 345512.5408 | 0 | 3313368.1182 | 8620704.1783 | 5883807.7394 | 26313695.7236 | 961560.8286 | 7679370.0231 | 7679370.0231 | 1478867.319 | 3953469.0791 | 0 | 34954626.5753 | 48066332.9966 | 133352.1432 | 3.0809 | 11345.6735 | 15601.5089 | 231.2969 | 318.0579
1 | 2500 | 707 | 0.035 | 15 | 15 | 7 | 1.7783e-10 | 5spot_SharedNeighbor | Water | Porous | Wet | R600a | MinimizeLCOE_Brownfield | IgnoreSilica | 93.5381 | 15.2927 | 0.86322 | 4 | 10694.3204 | 14491.6317 | 218.0182 | 295.4315 | 100.3928 | 0 | 177.3352 | 2400518.7383 | 150673.816 | 3067963.1282 | 3177177.8777 | 0 | 336080.9408 | 0 | 3561641.6554 | 9266660.9941 | 6324686.5393 | 28285403.6897 | 961560.8286 | 7679370.0231 | 7679370.0231 | 1478867.319 | 3953469.0791 | 0 | 36926334.5414 | 50038040.9627 | 177827.941 | 3.4529 | 10694.3204 | 14491.6317 | 218.0182 | 295.4315
1 | 2500 | 707 | 0.035 | 15 | 15 | 7 | 2.3714e-10 | 5spot_SharedNeighbor | Water | Porous | Wet | R600a | MinimizeLCOE_Brownfield | IgnoreSilica | 100.1929 | 16.3613 | 0.94202 | 4 | 10212.845 | 13692.5201 | 208.2027 | 279.1405 | 100.3266 | 0 | 182.8951 | 2516672.1909 | 157837.1664 | 3238462.4664 | 3399766.1162 | 0 | 322224.7905 | 0 | 3757635.4648 | 9776596.6825 | 6672728.1248 | 29841923.0025 | 961560.8286 | 7679370.0231 | 7679370.0231 | 1478867.319 | 3953469.0791 | 0 | 38482853.8543 | 51594560.2755 | 237137.3706 | 3.7681 | 10212.845 | 13692.5201 | 208.2027 | 279.1405
1 | 2500 | 707 | 0.035 | 15 | 15 | 7 | 3.1623e-10 | 5spot_SharedNeighbor | Water | Porous | Wet | R600a | MinimizeLCOE_Brownfield | IgnoreSilica | 105.6787 | 17.2371 | 1.0087 | 4 | 9848.3616 | 13097.9539 | 200.7722 | 267.0195 | 100.2617 | 0 | 166.229 | 2609946.2116 | 163571.3624 | 3376584.2642 | 3582800.3554 | 0 | 306960.3686 | 0 | 3915546.3993 | 10187448.5419 | 6953142.961 | 31096000.4643 | 961560.8286 | 7679370.0231 | 7679370.0231 | 1478867.319 | 3953469.0791 | 0 | 39736931.3161 | 52848637.7374 | 316227.766 | 4.0349 | 9848.3616 | 13097.9539 | 200.7722 | 267.0195
1 | 2500 | 707 | 0.035 | 15 | 15 | 7 | 4.217e-10 | 5spot_SharedNeighbor | Water | Porous | Wet | R600a | MinimizeLCOE_Brownfield | IgnoreSilica | 110.0755 | 17.9356 | 1.0635 | 4 | 9573.037 | 12655.3734 | 195.1593 | 257.9969 | 100.2034 | 0 | 193.4841 | 2683146.4338 | 168059.3918 | 3485751.8319 | 3729180.9531 | 0 | 291764.188 | 0 | 4039582.0915 | 10510163.9697 | 7173402.8716 | 32081051.7314 | 961560.8286 | 7679370.0231 | 7679370.0231 | 1478867.319 | 3953469.0791 | 0 | 40721982.5832 | 53833689.0045 | 421696.5034 | 4.2538 | 9573.037 | 12655.3734 | 195.1593 | 257.9969
1 | 2500 | 707 | 0.035 | 15 | 15 | 7 | 5.6234e-10 | 5spot_SharedNeighbor | Water | Porous | Wet | R600a | MinimizeLCOE_Brownfield | IgnoreSilica | 113.5445 | 18.4843 | 1.1074 | 4 | 9365.3871 | 12325.3147 | 190.9261 | 251.2682 | 100.1536 | 0 | 187.3696 | 2739949.4957 | 171534.3719 | 3570943.0311 | 3844464.2085 | 0 | 277758.2393 | 0 | 4135813.2452 | 10760537.6919 | 7344288.0817 | 32845288.3653 | 961560.8286 | 7679370.0231 | 7679370.0231 | 1478867.319 | 3953469.0791 | 0 | 41486219.2171 | 54597925.6384 | 562341.3252 | 4.4297 | 9365.3871 | 12325.3147 | 190.9261 | 251.2682
1 | 2500 | 707 | 0.035 | 15 | 15 | 7 | 7.4989e-10 | 5spot_SharedNeighbor | Water | Porous | Wet | R600a | MinimizeLCOE_Brownfield | IgnoreSilica | 116.2318 | 18.908 | 1.1421 | 4 | 9208.9606 | 12079.088 | 187.7371 | 246.2485 | 100.1128 | 0 | 172.4058 | 2783389.3697 | 174187.1149 | 3636379.455 | 3933641.7053 | 0 | 265414.2723 | 0 | 4209274.6477 | 10951669.1924 | 7474739.2581 | 33428695.0155 | 961560.8286 | 7679370.0231 | 7679370.0231 | 1478867.319 | 3953469.0791 | 0 | 42069625.8673 | 55181332.2886 | 749894.2093 | 4.5683 | 9208.9606 | 12079.088 | 187.7371 | 246.2485
1 | 2500 | 707 | 0.035 | 15 | 15 | 7 | 1e-09 | 5spot_SharedNeighbor | Water | Porous | Wet | R600a | MinimizeLCOE_Brownfield | IgnoreSilica | 118.3117 | 19.235 | 1.1692 | 4 | 9091.2283 | 11894.8961 | 185.337 | 242.4935 | 100.0798 | 0 | 203.4582 | 2816677.4578 | 176217.059 | 3686694.2984 | 4002582.3228 | 0 | 255049.1826 | 0 | 4265515.9251 | 11097997.4594 | 7574611.3071 | 33875345.0121 | 961560.8286 | 7679370.0231 | 7679370.0231 | 1478867.319 | 3953469.0791 | 0 | 42516275.8639 | 55627982.2852 | 1000000 | 4.6766 | 9091.2283 | 11894.8961 | 185.337 | 242.4935
1 | 2500 | 707 | 0.035 | 15 | 15 | 7 | 1.3335e-09 | 5spot_SharedNeighbor | Water | Porous | Wet | R600a | MinimizeLCOE_Brownfield | IgnoreSilica | 119.8929 | 19.4831 | 1.19 | 4 | 9002.6827 | 11757.2703 | 183.5319 | 239.6879 | 100.054 | 0 | 181.3076 | 2841791.9993 | 177746.8893 | 3724754.1222 | 4054945.9311 | 0 | 246485.8935 | 0 | 4307832.6858 | 11208096.9905 | 7649756.4994 | 34211411.0111 | 961560.8286 | 7679370.0231 | 7679370.0231 | 1478867.319 | 3953469.0791 | 0 | 42852341.8628 | 55964048.2841 | 1333521.4322 | 4.76 | 9002.6827 | 11757.2703 | 183.5319 | 239.6879
1 | 2500 | 707 | 0.035 | 15 | 15 | 7 | 1.7783e-09 | 5spot_SharedNeighbor | Water | Porous | Wet | R600a | MinimizeLCOE_Brownfield | IgnoreSilica | 121.087 | 19.6701 | 1.2059 | 4 | 8936.1275 | 11654.3926 | 182.175 | 237.5906 | 100.0341 | 0 | 211.3063 | 2860648.8822 | 178894.5715 | 3753387.439 | 4094462.3684 | 0 | 239557.7882 | 0 | 4339510.9092 | 11290517.2298 | 7706010.0062 | 34462989.1946 | 961560.8286 | 7679370.0231 | 7679370.0231 | 1478867.319 | 3953469.0791 | 0 | 43103920.0463 | 56215626.4676 | 1778279.41 | 4.8236 | 8936.1275 | 11654.3926 | 182.175 | 237.5906
1 | 2500 | 707 | 0.035 | 15 | 15 | 7 | 2.3714e-09 | 5spot_SharedNeighbor | Water | Porous | Wet | R600a | MinimizeLCOE_Brownfield | IgnoreSilica | 121.9929 | 19.8118 | 1.218 | 4 | 8886.126 | 11577.3338 | 181.1557 | 236.0196 | 100.0188 | 0 | 176.1986 | 2874892.557 | 179760.9247 | 3775048.211 | 4124425.7447 | 0 | 234089.0977 | 0 | 4363404.4487 | 11352683.3182 | 7748439.639 | 34652743.941 | 961560.8286 | 7679370.0231 | 7679370.0231 | 1478867.319 | 3953469.0791 | 0 | 43293674.7928 | 56405381.2141 | 2371373.7057 | 4.8721 | 8886.126 | 11577.3338 | 181.1557 | 236.0196
1 | 2500 | 707 | 0.035 | 15 | 15 | 7 | 3.1623e-09 | 5spot_SharedNeighbor | Water | Porous | Wet | R600a | MinimizeLCOE_Brownfield | IgnoreSilica | 122.6749 | 19.9184 | 1.2272 | 4 | 8848.5758 | 11519.6454 | 180.3902 | 234.8436 | 100.0071 | 0 | 211.2644 | 2885579.934 | 180410.6528 | 3791319.237 | 4146972.9823 | 0 | 229807.0691 | 0 | 4381295.0513 | 11399230.9963 | 7780209.3857 | 34794825.3084 | 961560.8286 | 7679370.0231 | 7679370.0231 | 1478867.319 | 3953469.0791 | 0 | 43435756.1602 | 56547462.5815 | 3162277.6602 | 4.9088 | 8848.5758 | 11519.6454 | 180.3902 | 234.8436
1 | 2500 | 707 | 0.035 | 15 | 15 | 7 | 4.217e-09 | 5spot_SharedNeighbor | Water | Porous | Wet | R600a | MinimizeLCOE_Brownfield | IgnoreSilica | 123.189 | 19.9987 | 1.2341 | 4 | 8820.3848 | 11476.4193 | 179.8155 | 233.9623 | 99.9982 | 0 | 206.1322 | 2893617.1933 | 180899.0914 | 3803565.9445 | 4163964.5249 | 0 | 226496.6991 | 0 | 4394731.9467 | 11434191.042 | 7804070.3353 | 34901536.7771 | 961560.8286 | 7679370.0231 | 7679370.0231 | 1478867.319 | 3953469.0791 | 0 | 43542467.6289 | 56654174.0502 | 4216965.0343 | 4.9366 | 8820.3848 | 11476.4193 | 179.8155 | 233.9623
1 | 2500 | 707 | 0.035 | 15 | 15 | 7 | 5.6234e-09 | 5spot_SharedNeighbor | Water | Porous | Wet | R600a | MinimizeLCOE_Brownfield | IgnoreSilica | 123.5787 | 20.0595 | 1.2394 | 4 | 8799.2248 | 11443.9851 | 179.3841 | 233.3011 | 99.9914 | 0 | 177.6406 | 2899696.2491 | 181268.4313 | 3812834.5379 | 4176832.4362 | 0 | 223970.517 | 0 | 4404894.8468 | 11460632.8233 | 7822117.3944 | 34982247.2359 | 961560.8286 | 7679370.0231 | 7679370.0231 | 1478867.319 | 3953469.0791 | 0 | 43623178.0877 | 56734884.509 | 5623413.2519 | 4.9576 | 8799.2248 | 11443.9851 | 179.3841 | 233.3011
1 | 2500 | 707 | 0.035 | 15 | 15 | 7 | 7.4989e-09 | 5spot_SharedNeighbor | Water | Porous | Wet | R600a | MinimizeLCOE_Brownfield | IgnoreSilica | 123.8734 | 20.1055 | 1.2434 | 4 | 8783.3462 | 11419.6505 | 179.0604 | 232.805 | 99.9863 | 0 | 198.8685 | 2904286.3193 | 181547.2469 | 3819836.3249 | 4186560.5176 | 0 | 222051.1684 | 0 | 4412569.8151 | 11480601.5163 | 7835746.4377 | 35043199.3463 | 961560.8286 | 7679370.0231 | 7679370.0231 | 1478867.319 | 3953469.0791 | 0 | 43684130.198 | 56795836.6193 | 7498942.0933 | 4.9735 | 8783.3462 | 11419.6505 | 179.0604 | 232.805
1 | 2500 | 707 | 0.035 | 15 | 15 | 7 | 1e-08 | 5spot_SharedNeighbor | Water | Porous | Wet | R600a | MinimizeLCOE_Brownfield | IgnoreSilica | 124.0929 | 20.1397 | 1.2464 | 4 | 8771.4328 | 11401.437 | 178.8175 | 232.4337 | 99.9824 | 0 | 175.8571 | 2907701.5182 | 181754.6635 | 3825047.8579 | 4193805.3365 | 0 | 220581.8781 | 0 | 4418267.5891 | 11495425.9555 | 7845864.422 | 35088449.2207 | 961560.8286 | 7679370.0231 | 7679370.0231 | 1478867.319 | 3953469.0791 | 0 | 43729380.0725 | 56841086.4938 | 10000000 | 4.9854 | 8771.4328 | 11401.437 | 178.8175 | 232.4337
1 | 2600 | 707 | 0.035 | 15 | 15 | 7 | 1e-13 | 5spot_SharedNeighbor | Water | Porous | Wet | R600a | MinimizeLCOE_Brownfield | IgnoreSilica | 0 | 0 | 0 | 4 | [6 empty] | 19.5096 | [19 empty] | 100 | 0
1 | 2600 | 707 | 0.035 | 15 | 15 | 7 | 1.3335e-13 | 5spot_SharedNeighbor | Water | Porous | Wet | R600a | MinimizeLCOE_Brownfield | IgnoreSilica | 0 | 0 | 0 | 4 | [6 empty] | 21.5956 | [19 empty] | 133.3521 | 0
1 | 2600 | 707 | 0.035 | 15 | 15 | 7 | 1.7783e-13 | 5spot_SharedNeighbor | Water | Porous | Wet | R600a | MinimizeLCOE_Brownfield | IgnoreSilica | 0 | 0 | 0 | 4 | [6 empty] | 23.3416 | [19 empty] | 177.8279 | 0
1 | 2600 | 707 | 0.035 | 15 | 15 | 7 | 2.3714e-13 | 5spot_SharedNeighbor | Water | Porous | Wet | R600a | MinimizeLCOE_Brownfield | IgnoreSilica | 0 | 0 | 0 | 4 | [6 empty] | 22.7536 | [19 empty] | 237.1374 | 0
1 | 2600 | 707 | 0.035 | 15 | 15 | 7 | 3.1623e-13 | 5spot_SharedNeighbor | Water | Porous | Wet | R600a | MinimizeLCOE_Brownfield | IgnoreSilica | 0 | 0 | 0 | 4 | [6 empty] | 22.6736 | [19 empty] | 316.2278 | 0
1 | 2600 | 707 | 0.035 | 15 | 15 | 7 | 4.217e-13 | 5spot_SharedNeighbor | Water | Porous | Wet | R600a | MinimizeLCOE_Brownfield | IgnoreSilica | 0 | 0 | 0 | 4 | [6 empty] | 22.8181 | [19 empty] | 421.6965 | 0
1 | 2600 | 707 | 0.035 | 15 | 15 | 7 | 5.6234e-13 | 5spot_SharedNeighbor | Water | Porous | Wet | R600a | MinimizeLCOE_Brownfield | IgnoreSilica | 1.0452 | 0.12355 | 0.0011184 | 4 | 2179263.5065 | 5220494.2178 | 44427.2343 | 106426.8359 | 83.9518 | 0 | 60.1287 | 72906.31 | 4128.8572 | 65791.1325 | 54624.3192 | 0 | 46537.0732 | 0 | 95155.1999 | 247574.3111 | 168974.5545 | 755691.7576 | 961560.8286 | 8031996.805 | 8031996.805 | 1478867.319 | 4094519.7919 | 0 | 9749249.3912 | 23354633.3071 | 562.3413 | 0.0044736 | 2179263.5065 | 5220494.2178 | 44427.2343 | 106426.8359
1 | 2600 | 707 | 0.035 | 15 | 15 | 7 | 7.4989e-13 | 5spot_SharedNeighbor | Water | Porous | Wet | R600a | MinimizeLCOE_Brownfield | IgnoreSilica | 1.4958 | 0.19797 | 0.0032215 | 4 | 778550.5776 | 1834361.5635 | 15871.8066 | 37395.9416 | 89.3414 | 0 | 262.1413 | 105779.9261 | 6204.7019 | 95535.346 | 69890.4711 | 0 | 58046.4927 | 0 | 130828.2057 | 340388.1548 | 232321.9099 | 1038995.2082 | 961560.8286 | 8031996.805 | 8031996.805 | 1478867.319 | 4094519.7919 | 0 | 10032552.8418 | 23637936.7577 | 749.8942 | 0.012886 | 778550.5776 | 1834361.5635 | 15871.8066 | 37395.9416
1 | 2600 | 707 | 0.035 | 15 | 15 | 7 | 1e-12 | 5spot_SharedNeighbor | Water | Porous | Wet | R600a | MinimizeLCOE_Brownfield | IgnoreSilica | 2.0598 | 0.29373 | 0.0064191 | 4 | 403555.5537 | 933432.8939 | 8227.0258 | 19029.2921 | 93.0695 | 0 | 383.0973 | 143242.2768 | 8610.1588 | 130615.9259 | 89396.3457 | 0 | 69922.7206 | 0 | 172297.0968 | 448281.7029 | 305961.4735 | 1368327.701 | 961560.8286 | 8031996.805 | 8031996.805 | 1478867.319 | 4094519.7919 | 0 | 10361885.3347 | 23967269.2506 | 1000 | 0.025676 | 403555.5537 | 933432.8939 | 8227.0258 | 19029.2921
1 | 2600 | 707 | 0.035 | 15 | 15 | 7 | 1.3335e-12 | 5spot_SharedNeighbor | Water | Porous | Wet | R600a | MinimizeLCOE_Brownfield | IgnoreSilica | 2.7593 | 0.41395 | 0.010926 | 4 | 245741.8734 | 557035.7378 | 5009.7805 | 11355.927 | 95.7205 | 0 | 62.7331 | 185434.1935 | 11341.4522 | 171525.7813 | 113590.8236 | 0 | 82096.5636 | 0 | 219955.6376 | 572279.4498 | 390592.4837 | 1746816.3853 | 961560.8286 | 8031996.805 | 8031996.805 | 1478867.319 | 4094519.7919 | 0 | 10740374.0189 | 24345757.9348 | 1333.5214 | 0.043706 | 245741.8734 | 557035.7378 | 5009.7805 | 11355.927
1 | 2600 | 707 | 0.035 | 15 | 15 | 7 | 1.7783e-12 | 5spot_SharedNeighbor | Water | Porous | Wet | R600a | MinimizeLCOE_Brownfield | IgnoreSilica | 3.7 | 0.57682 | 0.017164 | 4 | 163393.0012 | 361565.88 | 3330.9873 | 7371.0095 | 97.7857 | 0 | 97.5153 | 237036.3755 | 14693.4728 | 223326.3286 | 146087.5744 | 0 | 96926.1244 | 0 | 280047.2515 | 728625.5028 | 497301.8774 | 2224044.5074 | 961560.8286 | 8031996.805 | 8031996.805 | 1478867.319 | 4094519.7919 | 0 | 11217602.141 | 24822986.0569 | 1778.2794 | 0.068654 | 163393.0012 | 361565.88 | 3330.9873 | 7371.0095
1 | 2600 | 707 | 0.035 | 15 | 15 | 7 | 2.3714e-12 | 5spot_SharedNeighbor | Water | Porous | Wet | R600a | MinimizeLCOE_Brownfield | IgnoreSilica | 4.8741 | 0.78113 | 0.025582 | 4 | 115074.3716 | 248032.0378 | 2345.9467 | 5056.4686 | 99.2864 | 0 | 86.6306 | 295886.1013 | 18523.468 | 284312.92 | 186931.0502 | 0 | 112513.8432 | 0 | 350285.2792 | 911370.4432 | 622029.0542 | 2781852.1593 | 961560.8286 | 8031996.805 | 8031996.805 | 1478867.319 | 4094519.7919 | 0 | 11775409.7929 | 25380793.7088 | 2371.3737 | 0.10233 | 115074.3716 | 248032.0378 | 2345.9467 | 5056.4686
1 | 2600 | 707 | 0.035 | 15 | 15 | 7 | 3.1623e-12 | 5spot_SharedNeighbor | Water | Porous | Wet | R600a | MinimizeLCOE_Brownfield | IgnoreSilica | 6.3452 | 1.0373 | 0.036726 | 4 | 84618.9932 | 177232.9158 | 1725.0726 | 3613.1327 | 100.3903 | 0 | 93.1231 | 363343.1385 | 22910.1861 | 356450.4186 | 237963.9317 | 0 | 129133.8376 | 0 | 432822.5899 | 1126115.5948 | 768597.0328 | 3437336.7299 | 961560.8286 | 8031996.805 | 8031996.805 | 1478867.319 | 4094519.7919 | 0 | 12430894.3636 | 26036278.2795 | 3162.2777 | 0.1469 | 84618.9932 | 177232.9158 | 1725.0726 | 3613.1327
1 | 2600 | 707 | 0.035 | 15 | 15 | 7 | 4.217e-12 | 5spot_SharedNeighbor | Water | Porous | Wet | R600a | MinimizeLCOE_Brownfield | IgnoreSilica | 8.0749 | 1.3372 | 0.050947 | 4 | 64531.3316 | 131293.4438 | 1315.5585 | 2676.5944 | 101.1114 | 0 | 104.9292 | 435922.8651 | 27615.1864 | 436504.4531 | 297795.0741 | 0 | 144389.5373 | 0 | 523468.5752 | 1361957.8546 | 929564.2212 | 4157217.767 | 961560.8286 | 8031996.805 | 8031996.805 | 1478867.319 | 4094519.7919 | 0 | 13150775.4006 | 26756159.3165 | 4216.965 | 0.20379 | 64531.3316 | 131293.4438 | 1315.5585 | 2676.5944
1 | 2600 | 707 | 0.035 | 15 | 15 | 7 | 5.6234e-12 | 5spot_SharedNeighbor | Water | Porous | Wet | R600a | MinimizeLCOE_Brownfield | IgnoreSilica | 10.6935 | 1.7973 | 0.07119 | 4 | 49911.5286 | 97689.857 | 1017.514 | 1991.5399 | 101.9506 | 0 | 107.2818 | 539040.4673 | 34321.1616 | 552683.2846 | 388851.852 | 0 | 170234.0789 | 0 | 657201.0293 | 1709902.2679 | 1167043.4328 | 5219277.5745 | 961560.8286 | 8031996.805 | 8031996.805 | 1478867.319 | 4094519.7919 | 0 | 14212835.2081 | 27818219.124 | 5623.4133 | 0.28476 | 49911.5286 | 97689.857 | 1017.514 | 1991.5399
1 | 2600 | 707 | 0.035 | 15 | 15 | 7 | 7.4989e-12 | 5spot_SharedNeighbor | Water | Porous | Wet | R600a | MinimizeLCOE_Brownfield | IgnoreSilica | 13.7339 | 2.3291 | 0.0967 | 4 | 39727.7597 | 74902.113 | 809.9041 | 1526.9809 | 102.4569 | 0 | 124.058 | 648463.2863 | 41411.602 | 679767.1441 | 494589.0762 | 0 | 193423.0042 | 0 | 802485.104 | 2087901.6283 | 1425035.7634 | 6373076.6085 | 961560.8286 | 8031996.805 | 8031996.805 | 1478867.319 | 4094519.7919 | 0 | 15366634.2422 | 28972018.1581 | 7498.9421 | 0.3868 | 39727.7597 | 74902.113 | 809.9041 | 1526.9809
1 | 2600 | 707 | 0.035 | 15 | 15 | 7 | 1e-11 | 5spot_SharedNeighbor | Water | Porous | Wet | R600a | MinimizeLCOE_Brownfield | IgnoreSilica | 17.5265 | 2.9927 | 0.12971 | 4 | 32257.623 | 58480.0644 | 657.6153 | 1192.1952 | 102.8452 | 0 | 139.4608 | 775022.5445 | 49596.9326 | 830491.9537 | 626538.7581 | 0 | 218355.1002 | 0 | 975002.0628 | 2536755.3669 | 1731387.663 | 7743150.3819 | 961560.8286 | 8031996.805 | 8031996.805 | 1478867.319 | 4094519.7919 | 0 | 16736708.0155 | 30342091.9314 | 10000 | 0.51885 | 32257.623 | 58480.0644 | 657.6153 | 1192.1952
1 | 2600 | 707 | 0.035 | 15 | 15 | 7 | 1.3335e-11 | 5spot_SharedNeighbor | Water | Porous | Wet | R600a | MinimizeLCOE_Brownfield | IgnoreSilica | 22.2017 | 3.811 | 0.17198 | 4 | 26672.6342 | 46450.7744 | 543.7577 | 946.9619 | 103.1435 | 0 | 115.5622 | 920088.5284 | 58959.9824 | 1007445.6734 | 789225.8638 | 0 | 244552.2214 | 0 | 1177906.1851 | 3064670.2718 | 2091700.4332 | 9354549.1595 | 961560.8286 | 8031996.805 | 8031996.805 | 1478867.319 | 4094519.7919 | 0 | 18348106.7931 | 31953490.709 | 13335.2143 | 0.6879 | 26672.6342 | 46450.7744 | 543.7577 | 946.9619
1 | 2600 | 707 | 0.035 | 15 | 15 | 7 | 1.7783e-11 | 5spot_SharedNeighbor | Water | Porous | Wet | R600a | MinimizeLCOE_Brownfield | IgnoreSilica | 27.9286 | 4.8137 | 0.22554 | 4 | 22431.4037 | 37512.1977 | 457.2945 | 764.7369 | 103.3747 | 0 | 135.39 | 1085781.5002 | 69631.9352 | 1214213.8123 | 988533.5202 | 0 | 271925.7563 | 0 | 1415733.7445 | 3683448.7963 | 2514029.4908 | 11243298.5559 | 961560.8286 | 8031996.805 | 8031996.805 | 1478867.319 | 4094519.7919 | 0 | 20236856.1895 | 33842240.1054 | 17782.7941 | 0.90217 | 22431.4037 | 37512.1977 | 457.2945 | 764.7369
1 | 2600 | 707 | 0.035 | 15 | 15 | 7 | 2.3714e-11 | 5spot_SharedNeighbor | Water | Porous | Wet | R600a | MinimizeLCOE_Brownfield | IgnoreSilica | 34.8345 | 6.023 | 0.2924 | 4 | 19170.2535 | 30802.9077 | 390.8115 | 627.9589 | 103.554 | 0 | 136.9008 | 1272629.4155 | 81641.1015 | 1452465.5268 | 1228899.4442 | 0 | 299719.3302 | 0 | 1690788.3791 | 4399084.5339 | 3002465.5866 | 13427693.3177 | 961560.8286 | 8031996.805 | 8031996.805 | 1478867.319 | 4094519.7919 | 0 | 22421250.9513 | 36026634.8672 | 23713.7371 | 1.1696 | 19170.2535 | 30802.9077 | 390.8115 | 627.9589
1 | 2600 | 707 | 0.035 | 15 | 15 | 7 | 3.1623e-11 | 5spot_SharedNeighbor | Water | Porous | Wet | R600a | MinimizeLCOE_Brownfield | IgnoreSilica | 42.9781 | 7.4491 | 0.37406 | 4 | 16640.0184 | 25733.1663 | 339.2293 | 524.6054 | 103.6919 | 0 | 147.8989 | 1479328.3204 | 94897.4674 | 1721454.6995 | 1512350.203 | 0 | 326722.6385 | 0 | 2002553.7983 | 5210234.2028 | 3556091.903 | 15903633.233 | 961560.8286 | 8031996.805 | 8031996.805 | 1478867.319 | 4094519.7919 | 0 | 24897190.8666 | 38502574.7825 | 31622.7766 | 1.4962 | 16640.0184 | 25733.1663 | 339.2293 | 524.6054
1 | 2600 | 707 | 0.035 | 15 | 15 | 7 | 4.217e-11 | 5spot_SharedNeighbor | Water | Porous | Wet | R600a | MinimizeLCOE_Brownfield | IgnoreSilica | 52.1887 | 9.0612 | 0.47028 | 4 | 14668.0949 | 21900.7422 | 299.029 | 446.4763 | 103.7904 | 0 | 136.2121 | 1699408.0466 | 108978.6582 | 2013401.0473 | 1832855.6045 | 0 | 350256.9637 | 0 | 2341911.1249 | 6093172.355 | 4158715.3345 | 18598699.1348 | 961560.8286 | 8031996.805 | 8031996.805 | 1478867.319 | 4094519.7919 | 0 | 27592256.7684 | 41197640.6843 | 42169.6503 | 1.8811 | 14668.0949 | 21900.7422 | 299.029 | 446.4763
1 | 2600 | 707 | 0.035 | 15 | 15 | 7 | 5.6234e-11 | 5spot_SharedNeighbor | Water | Porous | Wet | R600a | MinimizeLCOE_Brownfield | IgnoreSilica | 62.087 | 10.7903 | 0.57838 | 4 | 13132.5243 | 19013.3121 | 267.7243 | 387.6121 | 103.8461 | 0 | 172.3957 | 1922861.8004 | 123235.2499 | 2315220.1962 | 2176961.2317 | 0 | 367498.5402 | 0 | 2693253.0372 | 7007291.9407 | 4782620.735 | 21388942.7315 | 961560.8286 | 8031996.805 | 8031996.805 | 1478867.319 | 4094519.7919 | 0 | 30382500.3651 | 43987884.281 | 56234.1325 | 2.3135 | 13132.5243 | 19013.3121 | 267.7243 | 387.6121
1 | 2600 | 707 | 0.035 | 15 | 15 | 7 | 7.4989e-11 | 5spot_SharedNeighbor | Water | Porous | Wet | R600a | MinimizeLCOE_Brownfield | IgnoreSilica | 72.1102 | 12.5345 | 0.69305 | 4 | 11942.4429 | 16850.2588 | 243.4629 | 343.5153 | 103.8564 | 0 | 170.0656 | 2137480.9745 | 136880.8064 | 2610050.7474 | 2524744.7141 | 0 | 376168.6861 | 0 | 3036277.1121 | 7899770.2197 | 5391755.499 | 24113128.7592 | 961560.8286 | 8031996.805 | 8031996.805 | 1478867.319 | 4094519.7919 | 0 | 33106686.3929 | 46712070.3088 | 74989.4209 | 2.7722 | 11942.4429 | 16850.2588 | 243.4629 | 343.5153
1 | 2600 | 707 | 0.035 | 15 | 15 | 7 | 1e-10 | 5spot_SharedNeighbor | Water | Porous | Wet | R600a | MinimizeLCOE_Brownfield | IgnoreSilica | 81.6841 | 14.1912 | 0.80762 | 4 | 11025.8468 | 15237.3998 | 224.7768 | 310.635 | 103.8265 | 0 | 147.8632 | 2332835.6257 | 149252.1031 | 2882623.8273 | 2856010.053 | 0 | 375713.9056 | 0 | 3352609.8507 | 8722803.1166 | 5953492.3628 | 26625340.8447 | 961560.8286 | 8031996.805 | 8031996.805 | 1478867.319 | 4094519.7919 | 0 | 35618898.4783 | 49224282.3942 | 100000 | 3.2305 | 11025.8468 | 15237.3998 | 224.7768 | 310.635
1 | 2600 | 707 | 0.035 | 15 | 15 | 7 | 1.3335e-10 | 5spot_SharedNeighbor | Water | Porous | Wet | R600a | MinimizeLCOE_Brownfield | IgnoreSilica | 90.4272 | 15.694 | 0.91632 | 4 | 10324.019 | 14035.9978 | 210.4691 | 286.1428 | 103.768 | 0 | 178.2759 | 2503776.8284 | 160031.755 | 3124481.309 | 3157526.2113 | 0 | 367822.9275 | 0 | 3632319.2221 | 9450549.5248 | 6450194.2401 | 28846702.0181 | 961560.8286 | 8031996.805 | 8031996.805 | 1478867.319 | 4094519.7919 | 0 | 37840259.6517 | 51445643.5676 | 133352.1432 | 3.6653 | 10324.019 | 14035.9978 | 210.4691 | 286.1428
1 | 2600 | 707 | 0.035 | 15 | 15 | 7 | 1.7783e-10 | 5spot_SharedNeighbor | Water | Porous | Wet | R600a | MinimizeLCOE_Brownfield | IgnoreSilica | 98.0345 | 16.9924 | 1.0143 | 4 | 9789.2166 | 13142.6601 | 199.5664 | 267.9309 | 103.6946 | 0 | 196.3854 | 2647137.9958 | 169034.8212 | 3329790.7841 | 3418960.8908 | 0 | 354394.613 | 0 | 3868534.4509 | 10065133.0957 | 6869660.1556 | 30722646.8071 | 961560.8286 | 8031996.805 | 8031996.805 | 1478867.319 | 4094519.7919 | 0 | 39716204.4407 | 53321588.3566 | 177827.941 | 4.0571 | 9789.2166 | 13142.6601 | 199.5664 | 267.9309
1 | 2600 | 707 | 0.035 | 15 | 15 | 7 | 2.3714e-10 | 5spot_SharedNeighbor | Water | Porous | Wet | R600a | MinimizeLCOE_Brownfield | IgnoreSilica | 104.7554 | 18.1315 | 1.1023 | 4 | 9374.9689 | 12460.7407 | 191.1214 | 254.0291 | 103.6139 | 0 | 200.6693 | 2769873.5885 | 176712.6379 | 3507407.8169 | 3649145.9395 | 0 | 338800.4709 | 0 | 4072356.777 | 10595436.9785 | 7231603.4523 | 32341337.6615 | 961560.8286 | 8031996.805 | 8031996.805 | 1478867.319 | 4094519.7919 | 0 | 41334895.2951 | 54940279.211 | 237137.3706 | 4.4091 | 9374.9689 | 12460.7407 | 191.1214 | 254.0291
1 | 2600 | 707 | 0.035 | 15 | 15 | 7 | 3.1623e-10 | 5spot_SharedNeighbor | Water | Porous | Wet | R600a | MinimizeLCOE_Brownfield | IgnoreSilica | 109.9519 | 19.0068 | 1.1729 | 4 | 9070.137 | 11970.0833 | 184.907 | 244.0263 | 103.5416 | 0 | 147.6596 | 2862355.7791 | 182478.0632 | 3642404.186 | 3826574.5136 | 0 | 321555.8843 | 0 | 4225793.6862 | 10994648.342 | 7504073.4109 | 33559883.8652 | 961560.8286 | 8031996.805 | 8031996.805 | 1478867.319 | 4094519.7919 | 0 | 42553441.4989 | 56158825.4148 | 316227.766 | 4.6916 | 9070.137 | 11970.0833 | 184.907 | 244.0263
1 | 2600 | 707 | 0.035 | 15 | 15 | 7 | 4.217e-10 | 5spot_SharedNeighbor | Water | Porous | Wet | R600a | MinimizeLCOE_Brownfield | IgnoreSilica | 114.0929 | 19.7006 | 1.2304 | 4 | 8839.8394 | 11604.3166 | 180.2121 | 236.5697 | 103.4783 | 0 | 163.5608 | 2934596.7572 | 186969.0093 | 3748566.3644 | 3967605.5287 | 0 | 304954.1024 | 0 | 4345649.7872 | 11306489.3309 | 7716911.2935 | 34511742.1735 | 961560.8286 | 8031996.805 | 8031996.805 | 1478867.319 | 4094519.7919 | 0 | 43505299.8071 | 57110683.723 | 421696.5034 | 4.9215 | 8839.8394 | 11604.3166 | 180.2121 | 236.5697
1 | 2600 | 707 | 0.035 | 15 | 15 | 7 | 5.6234e-10 | 5spot_SharedNeighbor | Water | Porous | Wet | R600a | MinimizeLCOE_Brownfield | IgnoreSilica | 117.3519 | 20.2443 | 1.2763 | 4 | 8666.1134 | 11331.1158 | 176.6704 | 231.0001 | 103.425 | 0 | 184.2642 | 2990564.4422 | 190440.3222 | 3831253.136 | 4078365.5031 | 0 | 290016.5848 | 0 | 4438449.5954 | 11547935.3961 | 7881703.1942 | 35248728.1739 | 961560.8286 | 8031996.805 | 8031996.805 | 1478867.319 | 4094519.7919 | 0 | 44242285.8076 | 57847669.7235 | 562341.3252 | 5.1052 | 8666.1134 | 11331.1158 | 176.6704 | 231.0001
1 | 2600 | 707 | 0.035 | 15 | 15 | 7 | 7.4989e-10 | 5spot_SharedNeighbor | Water | Porous | Wet | R600a | MinimizeLCOE_Brownfield | IgnoreSilica | 119.8586 | 20.661 | 1.3122 | 4 | 8535.2144 | 11127.2497 | 174.0019 | 226.844 | 103.382 | 0 | 197.0422 | 3033091.3557 | 193073.1512 | 3894343.7842 | 4163415.6895 | 0 | 276993.6489 | 0 | 4508757.8755 | 11730863.1187 | 8006555.1236 | 35807093.7473 | 961560.8286 | 8031996.805 | 8031996.805 | 1478867.319 | 4094519.7919 | 0 | 44800651.3809 | 58406035.2968 | 749894.2093 | 5.2489 | 8535.2144 | 11127.2497 | 174.0019 | 226.844
1 | 2600 | 707 | 0.035 | 15 | 15 | 7 | 1e-09 | 5spot_SharedNeighbor | Water | Porous | Wet | R600a | MinimizeLCOE_Brownfield | IgnoreSilica | 119.7614 | 20.6448 | 1.3258 | 4 | 8428.9021 | 10994.3368 | 171.8346 | 224.1344 | 103.3836 | 0 | 174.3187 | 3031440.9192 | 192970.8777 | 3891896.5251 | 4160113.2265 | 0 | 252441.7774 | 0 | 4496256.6971 | 11698337.6167 | 7984355.8002 | 35707813.4398 | 961560.8286 | 8031996.805 | 8031996.805 | 1478867.319 | 4094519.7919 | 0 | 44701371.0735 | 58306754.9894 | 1000000 | 5.3033 | 8428.9021 | 10994.3368 | 171.8346 | 224.1344
1 | 2600 | 707 | 0.035 | 15 | 15 | 7 | 1.3335e-09 | 5spot_SharedNeighbor | Water | Porous | Wet | R600a | MinimizeLCOE_Brownfield | IgnoreSilica | 123.2692 | 21.226 | 1.3617 | 4 | 8362.5534 | 10860.4181 | 170.482 | 221.4043 | 103.3207 | 0 | 177.5162 | 3090235.5057 | 196604.1245 | 3979481.5406 | 4278928.1695 | 0 | 257351.0712 | 0 | 4603014.1605 | 11976098.6376 | 8173933.4044 | 36555646.6139 | 961560.8286 | 8031996.805 | 8031996.805 | 1478867.319 | 4094519.7919 | 0 | 45549204.2475 | 59154588.1634 | 1333521.4322 | 5.4468 | 8362.5534 | 10860.4181 | 170.482 | 221.4043
1 | 2600 | 707 | 0.035 | 15 | 15 | 7 | 1.7783e-09 | 5spot_SharedNeighbor | Water | Porous | Wet | R600a | MinimizeLCOE_Brownfield | IgnoreSilica | 124.3628 | 21.4066 | 1.3779 | 4 | 8306.832 | 10775.2659 | 169.346 | 219.6684 | 103.3004 | 0 | 211.1166 | 3108385.3571 | 197723.9364 | 4006610.7707 | 4315915.6971 | 0 | 250146.8108 | 0 | 4632725.2031 | 12053400.6759 | 8226693.634 | 36791602.0852 | 961560.8286 | 8031996.805 | 8031996.805 | 1478867.319 | 4094519.7919 | 0 | 45785159.7188 | 59390543.6347 | 1778279.41 | 5.5117 | 8306.832 | 10775.2659 | 169.346 | 219.6684
1 | 2600 | 707 | 0.035 | 15 | 15 | 7 | 2.3714e-09 | 5spot_SharedNeighbor | Water | Porous | Wet | R600a | MinimizeLCOE_Brownfield | IgnoreSilica | 125.2176 | 21.5476 | 1.3905 | 4 | 8264.9651 | 10711.107 | 168.4925 | 218.3604 | 103.2843 | 0 | 213.7209 | 3122514.0509 | 198595.083 | 4027759.069 | 4344809.0225 | 0 | 244636.5936 | 0 | 4655942.3894 | 12113807.032 | 8267922.2132 | 36975985.4535 | 961560.8286 | 8031996.805 | 8031996.805 | 1478867.319 | 4094519.7919 | 0 | 45969543.0872 | 59574927.0031 | 2371373.7057 | 5.562 | 8264.9651 | 10711.107 | 168.4925 | 218.3604
1 | 2600 | 707 | 0.035 | 15 | 15 | 7 | 3.1623e-09 | 5spot_SharedNeighbor | Water | Porous | Wet | R600a | MinimizeLCOE_Brownfield | IgnoreSilica | 125.8413 | 21.6504 | 1.3998 | 4 | 8233.5211 | 10663.3232 | 167.8515 | 217.3863 | 103.2725 | 0 | 233.518 | 3132789.6033 | 199228.3336 | 4043156.378 | 4365878.4859 | 0 | 240223.6298 | 0 | 4672697.808 | 12157401.1942 | 8297676.1247 | 37109051.5575 | 961560.8286 | 8031996.805 | 8031996.805 | 1478867.319 | 4094519.7919 | 0 | 46102609.1911 | 59707993.107 | 3162277.6602 | 5.5994 | 8233.5211 | 10663.3232 | 167.8515 | 217.3863
1 | 2600 | 707 | 0.035 | 15 | 15 | 7 | 4.217e-09 | 5spot_SharedNeighbor | Water | Porous | Wet | R600a | MinimizeLCOE_Brownfield | IgnoreSilica | 126.3165 | 21.7287 | 1.407 | 4 | 8209.9132 | 10627.4389 | 167.3702 | 216.6547 | 103.2634 | 0 | 224.0756 | 3140602.678 | 199709.6502 | 4054873.0967 | 4381930.2216 | 0 | 236852.2152 | 0 | 4685447.466 | 12190573.1892 | 8320316.6929 | 37210305.2097 | 961560.8286 | 8031996.805 | 8031996.805 | 1478867.319 | 4094519.7919 | 0 | 46203862.8433 | 59809246.7592 | 4216965.0343 | 5.6278 | 8209.9132 | 10627.4389 | 167.3702 | 216.6547
1 | 2600 | 707 | 0.035 | 15 | 15 | 7 | 5.6234e-09 | 5spot_SharedNeighbor | Water | Porous | Wet | R600a | MinimizeLCOE_Brownfield | IgnoreSilica | 126.6797 | 21.7885 | 1.4124 | 4 | 8192.1935 | 10600.4678 | 167.0089 | 216.1049 | 103.2564 | 0 | 233.8206 | 3146563.1128 | 200076.7324 | 4063816.9444 | 4394194.0616 | 0 | 234301.6397 | 0 | 4695191.4715 | 12215925.0925 | 8337619.8878 | 37287688.9428 | 961560.8286 | 8031996.805 | 8031996.805 | 1478867.319 | 4094519.7919 | 0 | 46281246.5764 | 59886630.4923 | 5623413.2519 | 5.6494 | 8192.1935 | 10600.4678 | 167.0089 | 216.1049
1 | 2600 | 707 | 0.035 | 15 | 15 | 7 | 7.4989e-09 | 5spot_SharedNeighbor | Water | Porous | Wet | R600a | MinimizeLCOE_Brownfield | IgnoreSilica | 126.9427 | 21.8318 | 1.4164 | 4 | 8178.8961 | 10580.3807 | 166.7379 | 215.6954 | 103.2513 | 0 | 219.6304 | 3150873.5544 | 200342.1393 | 4070287.8876 | 4403072.9781 | 0 | 232300.304 | 0 | 4702181.9767 | 12234112.9532 | 8350033.4764 | 37343205.2697 | 961560.8286 | 8031996.805 | 8031996.805 | 1478867.319 | 4094519.7919 | 0 | 46336762.9033 | 59942146.8192 | 7498942.0933 | 5.6654 | 8178.8961 | 10580.3807 | 166.7379 | 215.6954
1 | 2600 | 707 | 0.035 | 15 | 15 | 7 | 1e-08 | 5spot_SharedNeighbor | Water | Porous | Wet | R600a | MinimizeLCOE_Brownfield | IgnoreSilica | 127.1519 | 21.8662 | 1.4194 | 4 | 8168.9191 | 10565.1707 | 166.5345 | 215.3853 | 103.2472 | 0 | 217.3547 | 3154297.5143 | 200552.9302 | 4075429.7346 | 4410131.7008 | 0 | 230847.2472 | 0 | 4707791.0596 | 12248706.6362 | 8359993.965 | 37387750.7878 | 961560.8286 | 8031996.805 | 8031996.805 | 1478867.319 | 4094519.7919 | 0 | 46381308.4214 | 59986692.3373 | 10000000 | 5.6778 | 8168.9191 | 10565.1707 | 166.5345 | 215.3853
1 | 2700 | 707 | 0.035 | 15 | 15 | 7 | 1e-13 | 5spot_SharedNeighbor | Water | Porous | Wet | R600a | MinimizeLCOE_Brownfield | IgnoreSilica | 0 | 0 | 0 | 4 | [6 empty] | 18.8296 | [19 empty] | 100 | 0
1 | 2700 | 707 | 0.035 | 15 | 15 | 7 | 1.3335e-13 | 5spot_SharedNeighbor | Water | Porous | Wet | R600a | MinimizeLCOE_Brownfield | IgnoreSilica | 0 | 0 | 0 | 4 | [6 empty] | 21.8082 | [19 empty] | 133.3521 | 0
1 | 2700 | 707 | 0.035 | 15 | 15 | 7 | 1.7783e-13 | 5spot_SharedNeighbor | Water | Porous | Wet | R600a | MinimizeLCOE_Brownfield | IgnoreSilica | 0 | 0 | 0 | 4 | [6 empty] | 23.5219 | [19 empty] | 177.8279 | 0
1 | 2700 | 707 | 0.035 | 15 | 15 | 7 | 2.3714e-13 | 5spot_SharedNeighbor | Water | Porous | Wet | R600a | MinimizeLCOE_Brownfield | IgnoreSilica | 0 | 0 | 0 | 4 | [6 empty] | 22.7685 | [19 empty] | 237.1374 | 0
1 | 2700 | 707 | 0.035 | 15 | 15 | 7 | 3.1623e-13 | 5spot_SharedNeighbor | Water | Porous | Wet | R600a | MinimizeLCOE_Brownfield | IgnoreSilica | 0 | 0 | 0 | 4 | [6 empty] | 23.4242 | [19 empty] | 316.2278 | 0
1 | 2700 | 707 | 0.035 | 15 | 15 | 7 | 4.217e-13 | 5spot_SharedNeighbor | Water | Porous | Wet | R600a | MinimizeLCOE_Brownfield | IgnoreSilica | 0 | 0 | 0 | 4 | [6 empty] | 25.2234 | [19 empty] | 421.6965 | 0
1 | 2700 | 707 | 0.035 | 15 | 15 | 7 | 5.6234e-13 | 5spot_SharedNeighbor | Water | Porous | Wet | R600a | MinimizeLCOE_Brownfield | IgnoreSilica | 1.2236 | 0.15948 | 0.0019915 | 4 | 1287272.8682 | 3058184.3595 | 26242.7986 | 62345.2247 | 88.6015 | 0 | 209.8804 | 90556.0515 | 5277.3723 | 80407.5943 | 61272.2658 | 0 | 53875.6246 | 0 | 113641.6743 | 295672.3254 | 201802.4375 | 902505.3455 | 961560.8286 | 8390483.6777 | 8390483.6777 | 1478867.319 | 4237914.541 | 0 | 10254549.8519 | 24361815.3896 | 562.3413 | 0.0079661 | 1287272.8682 | 3058184.3595 | 26242.7986 | 62345.2247
1 | 2700 | 707 | 0.035 | 15 | 15 | 7 | 7.4989e-13 | 5spot_SharedNeighbor | Water | Porous | Wet | R600a | MinimizeLCOE_Brownfield | IgnoreSilica | 1.7292 | 0.24898 | 0.0048039 | 4 | 550550.1084 | 1284700.2351 | 11223.7086 | 26190.352 | 93.5715 | 0 | 322.0966 | 128288.4253 | 7721.3289 | 114395.7425 | 79140.3811 | 0 | 66677.3821 | 0 | 154527.0713 | 402047.7417 | 274405.845 | 1227203.9178 | 961560.8286 | 8390483.6777 | 8390483.6777 | 1478867.319 | 4237914.541 | 0 | 10579248.4241 | 24686513.9618 | 749.8942 | 0.019216 | 550550.1084 | 1284700.2351 | 11223.7086 | 26190.352
1 | 2700 | 707 | 0.035 | 15 | 15 | 7 | 1e-12 | 5spot_SharedNeighbor | Water | Porous | Wet | R600a | MinimizeLCOE_Brownfield | IgnoreSilica | 2.3515 | 0.36132 | 0.0089185 | 4 | 306888.5234 | 702338.0183 | 6256.3376 | 14318.1105 | 96.999 | 0 | 400.6152 | 170394.1191 | 10484.7026 | 153697.7884 | 101160.6154 | 0 | 79524.7088 | 0 | 200952.1544 | 522836.2848 | 356846.5076 | 1595896.881 | 961560.8286 | 8390483.6777 | 8390483.6777 | 1478867.319 | 4237914.541 | 0 | 10947941.3874 | 25055206.9251 | 1000 | 0.035674 | 306888.5234 | 702338.0183 | 6256.3376 | 14318.1105
1 | 2700 | 707 | 0.035 | 15 | 15 | 7 | 1.3335e-12 | 5spot_SharedNeighbor | Water | Porous | Wet | R600a | MinimizeLCOE_Brownfield | IgnoreSilica | 3.1614 | 0.5092 | 0.014693 | 4 | 193904.7061 | 433944.0875 | 3953.0097 | 8846.5372 | 99.5632 | 0 | 95.3359 | 220234.5496 | 13777.2716 | 201854.0194 | 129942.9111 | 0 | 94084.6208 | 0 | 257358.4152 | 669593.805 | 457011.5307 | 2043857.1233 | 961560.8286 | 8390483.6777 | 8390483.6777 | 1478867.319 | 4237914.541 | 0 | 11395901.6297 | 25503167.1674 | 1333.5214 | 0.058771 | 193904.7061 | 433944.0875 | 3953.0097 | 8846.5372
1 | 2700 | 707 | 0.035 | 15 | 15 | 7 | 1.7783e-12 | 5spot_SharedNeighbor | Water | Porous | Wet | R600a | MinimizeLCOE_Brownfield | IgnoreSilica | 4.1897 | 0.69807 | 0.022561 | 4 | 132160.4383 | 288483.4647 | 2694.2693 | 5881.1256 | 101.4568 | 0 | 88.9651 | 277875.1892 | 17595.4973 | 259444.4966 | 166464.9592 | 0 | 109899.7546 | 0 | 324199.1598 | 843499.7113 | 575705.8852 | 2574684.6531 | 961560.8286 | 8390483.6777 | 8390483.6777 | 1478867.319 | 4237914.541 | 0 | 11926729.1594 | 26033994.6972 | 1778.2794 | 0.090244 | 132160.4383 | 288483.4647 | 2694.2693 | 5881.1256
1 | 2700 | 707 | 0.035 | 15 | 15 | 7 | 2.3714e-12 | 5spot_SharedNeighbor | Water | Porous | Wet | R600a | MinimizeLCOE_Brownfield | IgnoreSilica | 5.5003 | 0.93969 | 0.033142 | 4 | 94761.5256 | 201177.8733 | 1931.8419 | 4101.2831 | 102.8752 | 0 | 80.7287 | 345104.9908 | 22052.7441 | 328747.3808 | 213195.2472 | 0 | 127359.6677 | 0 | 404219.4119 | 1051695.993 | 717804.1254 | 3210179.561 | 961560.8286 | 8390483.6777 | 8390483.6777 | 1478867.319 | 4237914.541 | 0 | 12562224.0673 | 26669489.605 | 2371.3737 | 0.13257 | 94761.5256 | 201177.8733 | 1931.8419 | 4101.2831
1 | 2700 | 707 | 0.035 | 15 | 15 | 7 | 3.1623e-12 | 5spot_SharedNeighbor | Water | Porous | Wet | R600a | MinimizeLCOE_Brownfield | IgnoreSilica | 7.1003 | 1.2347 | 0.047001 | 4 | 70688.698 | 145725.8238 | 1441.0847 | 2970.818 | 103.88 | 0 | 92.999 | 420329.787 | 27032.7827 | 408704.1932 | 270354.5631 | 0 | 144930.8256 | 0 | 495827.3391 | 1290041.0282 | 880479.5094 | 3937700.0284 | 961560.8286 | 8390483.6777 | 8390483.6777 | 1478867.319 | 4237914.541 | 0 | 13289744.5347 | 27397010.0724 | 3162.2777 | 0.188 | 70688.698 | 145725.8238 | 1441.0847 | 2970.818
1 | 2700 | 707 | 0.035 | 15 | 15 | 7 | 4.217e-12 | 5spot_SharedNeighbor | Water | Porous | Wet | R600a | MinimizeLCOE_Brownfield | IgnoreSilica | 9.4024 | 1.6616 | 0.066074 | 4 | 54080.4852 | 107456.9669 | 1102.5038 | 2190.6556 | 104.8148 | 0 | 120.2933 | 520391.9856 | 33659.8081 | 517942.9741 | 352532.8983 | 0 | 170849.3827 | 0 | 622197.049 | 1618829.0914 | 1104884.1185 | 4941287.3076 | 961560.8286 | 8390483.6777 | 8390483.6777 | 1478867.319 | 4237914.541 | 0 | 14293331.814 | 28400597.3517 | 4216.965 | 0.2643 | 54080.4852 | 107456.9669 | 1102.5038 | 2190.6556
1 | 2700 | 707 | 0.035 | 15 | 15 | 7 | 5.6234e-12 | 5spot_SharedNeighbor | Water | Porous | Wet | R600a | MinimizeLCOE_Brownfield | IgnoreSilica | 11.9823 | 2.1396 | 0.09028 | 4 | 42490.3625 | 81555.8149 | 866.2235 | 1662.6256 | 105.4179 | 0 | 132.1867 | 623543.5534 | 40476.5096 | 633779.972 | 444775.7428 | 0 | 192047.897 | 0 | 754503.2332 | 1963062.6429 | 1339830.5907 | 5992020.1417 | 961560.8286 | 8390483.6777 | 8390483.6777 | 1478867.319 | 4237914.541 | 0 | 15344064.6481 | 29451330.1858 | 5623.4133 | 0.36112 | 42490.3625 | 81555.8149 | 866.2235 | 1662.6256
1 | 2700 | 707 | 0.035 | 15 | 15 | 7 | 7.4989e-12 | 5spot_SharedNeighbor | Water | Porous | Wet | R600a | MinimizeLCOE_Brownfield | IgnoreSilica | 15.3339 | 2.7609 | 0.122 | 4 | 34115.178 | 63024.1557 | 695.484 | 1284.8327 | 105.8995 | 0 | 137.6387 | 747800.9137 | 48672.471 | 776880.9782 | 564733.3017 | 0 | 217479.8619 | 0 | 918671.3353 | 2390194.369 | 1631356.7704 | 7295790.0012 | 961560.8286 | 8390483.6777 | 8390483.6777 | 1478867.319 | 4237914.541 | 0 | 16647834.5075 | 30755100.0452 | 7498.9421 | 0.48799 | 34115.178 | 63024.1557 | 695.484 | 1284.8327
1 | 2700 | 707 | 0.035 | 15 | 15 | 7 | 1e-11 | 5spot_SharedNeighbor | Water | Porous | Wet | R600a | MinimizeLCOE_Brownfield | IgnoreSilica | 19.495 | 3.5322 | 0.16282 | 4 | 27926.313 | 49586.4782 | 569.3157 | 1010.8874 | 106.2698 | 0 | 121.2112 | 890967.5131 | 58094.4254 | 945887.1394 | 713439.3304 | 0 | 244578.8078 | 0 | 1112657.2143 | 2894905.8341 | 1975832.7161 | 8836362.9805 | 961560.8286 | 8390483.6777 | 8390483.6777 | 1478867.319 | 4237914.541 | 0 | 18188407.4869 | 32295673.0246 | 10000 | 0.6513 | 27926.313 | 49586.4782 | 569.3157 | 1010.8874
1 | 2700 | 707 | 0.035 | 15 | 15 | 7 | 1.3335e-11 | 5spot_SharedNeighbor | Water | Porous | Wet | R600a | MinimizeLCOE_Brownfield | IgnoreSilica | 24.6371 | 4.4856 | 0.21497 | 4 | 23266.4313 | 39672.4201 | 474.3177 | 808.7759 | 106.5567 | 0 | 126.1355 | 1055648.6657 | 68908.4015 | 1144895.8377 | 897135.0973 | 0 | 273367.1666 | 0 | 1341582.5158 | 3490522.5098 | 2382353.336 | 10654413.5304 | 961560.8286 | 8390483.6777 | 8390483.6777 | 1478867.319 | 4237914.541 | 0 | 20006458.0367 | 34113723.5744 | 13335.2143 | 0.85989 | 23266.4313 | 39672.4201 | 474.3177 | 808.7759
1 | 2700 | 707 | 0.035 | 15 | 15 | 7 | 1.7783e-11 | 5spot_SharedNeighbor | Water | Porous | Wet | R600a | MinimizeLCOE_Brownfield | IgnoreSilica | 30.8982 | 5.6466 | 0.2807 | 4 | 19705.5802 | 32269.9759 | 401.7249 | 657.8671 | 106.7791 | 0 | 107.1932 | 1242828.9388 | 81172.872 | 1376176.2528 | 1120827.8219 | 0 | 303074.0137 | 0 | 1608391.1607 | 4184703.8738 | 2856146.381 | 12773321.3149 | 961560.8286 | 8390483.6777 | 8390483.6777 | 1478867.319 | 4237914.541 | 0 | 22125365.8212 | 36232631.3589 | 17782.7941 | 1.1228 | 19705.5802 | 32269.9759 | 401.7249 | 657.8671
1 | 2700 | 707 | 0.035 | 15 | 15 | 7 | 2.3714e-11 | 5spot_SharedNeighbor | Water | Porous | Wet | R600a | MinimizeLCOE_Brownfield | IgnoreSilica | 38.4233 | 7.0423 | 0.3623 | 4 | 16953.599 | 26688.008 | 345.622 | 544.0711 | 106.952 | 0 | 126.6048 | 1453441.0143 | 94941.9964 | 1641954.6788 | 1389700.6657 | 0 | 333149.8383 | 0 | 1916143.3955 | 4985412.0599 | 3402646.1709 | 15217389.8197 | 961560.8286 | 8390483.6777 | 8390483.6777 | 1478867.319 | 4237914.541 | 0 | 24569434.3261 | 38676699.8638 | 23713.7371 | 1.4492 | 16953.599 | 26688.008 | 345.622 | 544.0711
1 | 2700 | 707 | 0.035 | 15 | 15 | 7 | 3.1623e-11 | 5spot_SharedNeighbor | Water | Porous | Wet | R600a | MinimizeLCOE_Brownfield | IgnoreSilica | 47.1682 | 8.6641 | 0.46082 | 4 | 14810.4472 | 22463.7993 | 301.931 | 457.9549 | 107.0819 | 0 | 145.2585 | 1683344.7129 | 109938.6055 | 1937882.5757 | 1702313.0884 | 0 | 361250.3633 | 0 | 2259944.4448 | 5879911.8671 | 4013160.6694 | 17947746.3271 | 961560.8286 | 8390483.6777 | 8390483.6777 | 1478867.319 | 4237914.541 | 0 | 27299790.8335 | 41407056.3712 | 31622.7766 | 1.8433 | 14810.4472 | 22463.7993 | 301.931 | 457.9549
1 | 2700 | 707 | 0.035 | 15 | 15 | 7 | 4.217e-11 | 5spot_SharedNeighbor | Water | Porous | Wet | R600a | MinimizeLCOE_Brownfield | IgnoreSilica | 56.8755 | 10.4624 | 0.57498 | 4 | 13137.7989 | 19271.5766 | 267.8318 | 392.8772 | 107.1677 | 0 | 161.232 | 1923872.5878 | 125586.6281 | 2253343.5272 | 2049222.2766 | 0 | 384261.2646 | 0 | 2627151.6508 | 6835309.6926 | 4665239.3168 | 20863986.9444 | 961560.8286 | 8390483.6777 | 8390483.6777 | 1478867.319 | 4237914.541 | 0 | 30216031.4508 | 44323296.9885 | 42169.6503 | 2.2999 | 13137.7989 | 19271.5766 | 267.8318 | 392.8772
1 | 2700 | 707 | 0.035 | 15 | 15 | 7 | 5.6234e-11 | 5spot_SharedNeighbor | Water | Porous | Wet | R600a | MinimizeLCOE_Brownfield | IgnoreSilica | 67.0996 | 12.3509 | 0.70069 | 4 | 11835.9794 | 16869.2944 | 241.2925 | 343.9034 | 107.2048 | 0 | 165.3832 | 2163435.1302 | 141119.7132 | 2573177.4267 | 2414044.2847 | 0 | 399418.1631 | 0 | 2999565.94 | 7804255.2802 | 5326564.5901 | 23821580.5281 | 961560.8286 | 8390483.6777 | 8390483.6777 | 1478867.319 | 4237914.541 | 0 | 33173625.0345 | 47280890.5722 | 56234.1325 | 2.8028 | 11835.9794 | 16869.2944 | 241.2925 | 343.9034
1 | 2700 | 707 | 0.035 | 15 | 15 | 7 | 7.4989e-11 | 5spot_SharedNeighbor | Water | Porous | Wet | R600a | MinimizeLCOE_Brownfield | IgnoreSilica | 77.2239 | 14.2117 | 0.83104 | 4 | 10828.4476 | 15072.3112 | 220.7526 | 307.2695 | 107.193 | 0 | 177.0678 | 2388652.4427 | 155663.3753 | 2878918.3831 | 2774368.5101 | 0 | 404665.8603 | 0 | 3354884.7429 | 8728721.9194 | 5957532.0673 | 26643407.301 | 961560.8286 | 8390483.6777 | 8390483.6777 | 1478867.319 | 4237914.541 | 0 | 35995451.8074 | 50102717.3451 | 74989.4209 | 3.3242 | 10828.4476 | 15072.3112 | 220.7526 | 307.2695
1 | 2700 | 707 | 0.035 | 15 | 15 | 7 | 1e-10 | 5spot_SharedNeighbor | Water | Porous | Wet | R600a | MinimizeLCOE_Brownfield | IgnoreSilica | 86.7434 | 15.9496 | 0.95879 | 4 | 10053.4861 | 13731.8703 | 204.9539 | 279.9428 | 107.1415 | 0 | 208.6185 | 2590679.758 | 168650.16 | 3157403.7238 | 3112006.6226 | 0 | 400543.7417 | 0 | 3677420.7624 | 9567894.4811 | 6530284.5839 | 29204883.8336 | 961560.8286 | 8390483.6777 | 8390483.6777 | 1478867.319 | 4237914.541 | 0 | 38556928.34 | 52664193.8777 | 100000 | 3.8352 | 10053.4861 | 13731.8703 | 204.9539 | 279.9428
1 | 2700 | 707 | 0.035 | 15 | 15 | 7 | 1.3335e-10 | 5spot_SharedNeighbor | Water | Porous | Wet | R600a | MinimizeLCOE_Brownfield | IgnoreSilica | 95.287 | 17.4978 | 1.0777 | 4 | 9460.6612 | 12733.2646 | 192.8684 | 259.5848 | 107.0649 | 0 | 214.5978 | 2764633.6767 | 179779.8456 | 3400479.7336 | 3413867.8473 | 0 | 388998.1538 | 0 | 3957626.1102 | 10296931.3181 | 7027867.2054 | 31430183.8907 | 961560.8286 | 8390483.6777 | 8390483.6777 | 1478867.319 | 4237914.541 | 0 | 40782228.397 | 54889493.9347 | 133352.1432 | 4.3107 | 9460.6612 | 12733.2646 | 192.8684 | 259.5848
1 | 2700 | 707 | 0.035 | 15 | 15 | 7 | 1.7783e-10 | 5spot_SharedNeighbor | Water | Porous | Wet | R600a | MinimizeLCOE_Brownfield | IgnoreSilica | 102.6554 | 18.8229 | 1.1834 | 4 | 9009.1337 | 11989.3276 | 183.6634 | 244.4187 | 106.9773 | 0 | 219.7287 | 2909447.3592 | 189003.9497 | 3605216.5555 | 3673302.4214 | 0 | 372635.1426 | 0 | 4192346.1171 | 10907624.6283 | 7444677.9381 | 33294254.1119 | 961560.8286 | 8390483.6777 | 8390483.6777 | 1478867.319 | 4237914.541 | 0 | 42646298.6182 | 56753564.156 | 177827.941 | 4.7337 | 9009.1337 | 11989.3276 | 183.6634 | 244.4187
1 | 2700 | 707 | 0.035 | 15 | 15 | 7 | 2.3714e-10 | 5spot_SharedNeighbor | Water | Porous | Wet | R600a | MinimizeLCOE_Brownfield | IgnoreSilica | 109.1017 | 19.9741 | 1.2774 | 4 | 8658.5153 | 11419.5095 | 176.5155 | 232.8021 | 106.8857 | 0 | 173.9152 | 3032433.7111 | 196807.1015 | 3780801.287 | 3899800.9792 | 0 | 354501.3955 | 0 | 4393094.3449 | 11429930.3379 | 7801162.3172 | 34888531.4742 | 961560.8286 | 8390483.6777 | 8390483.6777 | 1478867.319 | 4237914.541 | 0 | 44240575.9805 | 58347841.5183 | 237137.3706 | 5.1095 | 8658.5153 | 11419.5095 | 176.5155 | 232.8021
1 | 2700 | 707 | 0.035 | 15 | 15 | 7 | 3.1623e-10 | 5spot_SharedNeighbor | Water | Porous | Wet | R600a | MinimizeLCOE_Brownfield | IgnoreSilica | 114.0346 | 20.8494 | 1.3518 | 4 | 8401.2919 | 11010.1924 | 171.2717 | 224.4577 | 106.8066 | 0 | 173.8694 | 3124269.1375 | 202613.0133 | 3912994.6237 | 4072637.9429 | 0 | 335472.2763 | 0 | 4542714.9276 | 11819212.4025 | 8066855.3253 | 36076769.6491 | 961560.8286 | 8390483.6777 | 8390483.6777 | 1478867.319 | 4237914.541 | 0 | 45428814.1554 | 59536079.6932 | 316227.766 | 5.4074 | 8401.2919 | 11010.1924 | 171.2717 | 224.4577
1 | 2700 | 707 | 0.035 | 15 | 15 | 7 | 4.217e-10 | 5spot_SharedNeighbor | Water | Porous | Wet | R600a | MinimizeLCOE_Brownfield | IgnoreSilica | 117.9413 | 21.539 | 1.412 | 4 | 8206.9491 | 10704.7573 | 167.3098 | 218.231 | 106.7386 | 0 | 210.055 | 3195643.9398 | 207112.3977 | 4016391.5605 | 4209211.4491 | 0 | 317591.104 | 0 | 4658920.6759 | 12121555.9227 | 8273210.9903 | 36999638.0401 | 961560.8286 | 8390483.6777 | 8390483.6777 | 1478867.319 | 4237914.541 | 0 | 46351682.5465 | 60458948.0842 | 421696.5034 | 5.6479 | 8206.9491 | 10704.7573 | 167.3098 | 218.231
1 | 2700 | 707 | 0.035 | 15 | 15 | 7 | 5.6234e-10 | 5spot_SharedNeighbor | Water | Porous | Wet | R600a | MinimizeLCOE_Brownfield | IgnoreSilica | 120.977 | 22.0726 | 1.4595 | 4 | 8060.3285 | 10476.7614 | 164.3207 | 213.583 | 106.6827 | 0 | 197.8109 | 3250295.3273 | 210549.5234 | 4095958.9902 | 4315140.8768 | 0 | 301611.1334 | 0 | 4747686.7819 | 12352507.1221 | 8430839.9295 | 37704589.6847 | 961560.8286 | 8390483.6777 | 8390483.6777 | 1478867.319 | 4237914.541 | 0 | 47056634.191 | 61163899.7287 | 562341.3252 | 5.8381 | 8060.3285 | 10476.7614 | 164.3207 | 213.583
1 | 2700 | 707 | 0.035 | 15 | 15 | 7 | 7.4989e-10 | 5spot_SharedNeighbor | Water | Porous | Wet | R600a | MinimizeLCOE_Brownfield | IgnoreSilica | 123.3204 | 22.4831 | 1.4967 | 4 | 7949.8386 | 10306.268 | 162.0682 | 210.1072 | 106.6378 | 0 | 179.7655 | 3292005.7376 | 213167.9143 | 4156921.5112 | 4396792.2918 | 0 | 287972.4327 | 0 | 4815275.3562 | 12528358.728 | 8550862.2639 | 38241356.2357 | 961560.8286 | 8390483.6777 | 8390483.6777 | 1478867.319 | 4237914.541 | 0 | 47593400.742 | 61700666.2798 | 749894.2093 | 5.9867 | 7949.8386 | 10306.268 | 162.0682 | 210.1072
1 | 2700 | 707 | 0.035 | 15 | 15 | 7 | 1e-09 | 5spot_SharedNeighbor | Water | Porous | Wet | R600a | MinimizeLCOE_Brownfield | IgnoreSilica | 125.123 | 22.798 | 1.5255 | 4 | 7866.6537 | 10178.5785 | 160.3724 | 207.5041 | 106.6021 | 0 | 197.6369 | 3323811.6485 | 215161.647 | 4203547.3024 | 4459529.9074 | 0 | 276726.2463 | 0 | 4866722.9331 | 12662214.7698 | 8642221.7629 | 38649936.2174 | 961560.8286 | 8390483.6777 | 8390483.6777 | 1478867.319 | 4237914.541 | 0 | 48001980.7238 | 62109246.2615 | 1000000 | 6.102 | 7866.6537 | 10178.5785 | 160.3724 | 207.5041
1 | 2700 | 707 | 0.035 | 15 | 15 | 7 | 1.3335e-09 | 5spot_SharedNeighbor | Water | Porous | Wet | R600a | MinimizeLCOE_Brownfield | IgnoreSilica | 125.1372 | 22.8005 | 1.5373 | 4 | 7797.0576 | 10091.2305 | 158.9536 | 205.7234 | 106.6017 | 0 | 199.8148 | 3324054.874 | 215176.7366 | 4203908.5797 | 4460021.5615 | 0 | 257364.0605 | 0 | 4859605.0668 | 12643695.5418 | 8629582.0092 | 38593408.4301 | 961560.8286 | 8390483.6777 | 8390483.6777 | 1478867.319 | 4237914.541 | 0 | 47945452.9364 | 62052718.4741 | 1333521.4322 | 6.1492 | 7797.0576 | 10091.2305 | 158.9536 | 205.7234
1 | 2700 | 707 | 0.035 | 15 | 15 | 7 | 1.7783e-09 | 5spot_SharedNeighbor | Water | Porous | Wet | R600a | MinimizeLCOE_Brownfield | IgnoreSilica | 130 | 23.6465 | 1.585 | 4 | 7758.2495 | 9983.3022 | 158.1624 | 203.5231 | 106.5014 | 0 | 161.99 | 3408678.5412 | 220469.164 | 4328548.4934 | 4628953.2288 | 0 | 275313.4614 | 0 | 5016165.5266 | 13051033.7433 | 8907598.7017 | 39836760.8604 | 961560.8286 | 8390483.6777 | 8390483.6777 | 1478867.319 | 4237914.541 | 0 | 49188805.3668 | 63296070.9045 | 1778279.41 | 6.3402 | 7758.2495 | 9983.3022 | 158.1624 | 203.5231
1 | 2700 | 707 | 0.035 | 15 | 15 | 7 | 2.3714e-09 | 5spot_SharedNeighbor | Water | Porous | Wet | R600a | MinimizeLCOE_Brownfield | IgnoreSilica | 128.2922 | 23.3499 | 1.577 | 4 | 7721.6741 | 9958.0691 | 157.4168 | 203.0087 | 106.5372 | 0 | 194.4666 | 3379147.0051 | 218624.1589 | 4284958.2407 | 4569674.6199 | 0 | 254521.8005 | 0 | 4955701.0718 | 12893717.6347 | 8800227.2251 | 39356571.7566 | 961560.8286 | 8390483.6777 | 8390483.6777 | 1478867.319 | 4237914.541 | 0 | 48708616.263 | 62815881.8007 | 2371373.7057 | 6.308 | 7721.6741 | 9958.0691 | 157.4168 | 203.0087
1 | 2700 | 707 | 0.035 | 15 | 15 | 7 | 3.1623e-09 | 5spot_SharedNeighbor | Water | Porous | Wet | R600a | MinimizeLCOE_Brownfield | IgnoreSilica | 128.8765 | 23.4514 | 1.5866 | 4 | 7695.1216 | 9917.9591 | 156.8755 | 202.191 | 106.525 | 0 | 442.8561 | 3389268.3022 | 219256.6189 | 4299889.6322 | 4589959.3092 | 0 | 250061.9637 | 0 | 4971889.9722 | 12935837.8328 | 8828975.1258 | 39485138.757 | 961560.8286 | 8390483.6777 | 8390483.6777 | 1478867.319 | 4237914.541 | 0 | 48837183.2633 | 62944448.801 | 3162277.6602 | 6.3465 | 7695.1216 | 9917.9591 | 156.8755 | 202.191
1 | 2700 | 707 | 0.035 | 15 | 15 | 7 | 4.217e-09 | 5spot_SharedNeighbor | Water | Porous | Wet | R600a | MinimizeLCOE_Brownfield | IgnoreSilica | 129.3056 | 23.5259 | 1.5938 | 4 | 7675.1855 | 9888.0231 | 156.469 | 201.5807 | 106.5159 | 0 | 187.328 | 3396684.3544 | 219719.8599 | 4310838.2304 | 4604849.7697 | 0 | 246564.6466 | 0 | 4983676.1758 | 12966503.1168 | 8849904.8122 | 39578740.9657 | 961560.8286 | 8390483.6777 | 8390483.6777 | 1478867.319 | 4237914.541 | 0 | 48930785.472 | 63038051.0097 | 4216965.0343 | 6.3752 | 7675.1855 | 9888.0231 | 156.469 | 201.5807
1 | 2700 | 707 | 0.035 | 15 | 15 | 7 | 5.6234e-09 | 5spot_SharedNeighbor | Water | Porous | Wet | R600a | MinimizeLCOE_Brownfield | IgnoreSilica | 129.6345 | 23.583 | 1.5993 | 4 | 7660.2213 | 9865.5068 | 156.164 | 201.1217 | 106.5089 | 0 | 192.1293 | 3402361.1559 | 220074.3615 | 4319223.6963 | 4616263.6723 | 0 | 243928.3201 | 0 | 4992721.9704 | 12990038.4188 | 8865968.1394 | 39650579.7346 | 961560.8286 | 8390483.6777 | 8390483.6777 | 1478867.319 | 4237914.541 | 0 | 49002624.2409 | 63109889.7786 | 5623413.2519 | 6.397 | 7660.2213 | 9865.5068 | 156.164 | 201.1217
1 | 2700 | 707 | 0.035 | 15 | 15 | 7 | 7.4989e-09 | 5spot_SharedNeighbor | Water | Porous | Wet | R600a | MinimizeLCOE_Brownfield | IgnoreSilica | 129.8929 | 23.6278 | 1.6035 | 4 | 7648.9916 | 9848.4949 | 155.935 | 200.7749 | 106.5034 | 0 | 177.3674 | 3406814.8203 | 220352.423 | 4325805.1685 | 4625227.7341 | 0 | 241988.7092 | 0 | 4999873.6535 | 13008645.6313 | 8878667.9443 | 39707376.0842 | 961560.8286 | 8390483.6777 | 8390483.6777 | 1478867.319 | 4237914.541 | 0 | 49059420.5905 | 63166686.1283 | 7498942.0933 | 6.4138 | 7648.9916 | 9848.4949 | 155.935 | 200.7749
1 | 2700 | 707 | 0.035 | 15 | 15 | 7 | 1e-08 | 5spot_SharedNeighbor | Water | Porous | Wet | R600a | MinimizeLCOE_Brownfield | IgnoreSilica | 130.0755 | 23.6594 | 1.6065 | 4 | 7640.5658 | 9835.8743 | 155.7633 | 200.5176 | 106.4995 | 0 | 195.2592 | 3409959.5554 | 220548.7287 | 4330453.8914 | 4631562.4542 | 0 | 240448.8575 | 0 | 5004859.66 | 13021618.1975 | 8887521.9873 | 39746973.3321 | 961560.8286 | 8390483.6777 | 8390483.6777 | 1478867.319 | 4237914.541 | 0 | 49099017.8384 | 63206283.3761 | 10000000 | 6.4261 | 7640.5658 | 9835.8743 | 155.7633 | 200.5176
1 | 2800 | 707 | 0.035 | 15 | 15 | 7 | 1e-13 | 5spot_SharedNeighbor | Water | Porous | Wet | R600a | MinimizeLCOE_Brownfield | IgnoreSilica | 0 | 0 | 0 | 4 | [6 empty] | 18.8785 | [19 empty] | 100 | 0
1 | 2800 | 707 | 0.035 | 15 | 15 | 7 | 1.3335e-13 | 5spot_SharedNeighbor | Water | Porous | Wet | R600a | MinimizeLCOE_Brownfield | IgnoreSilica | 0 | 0 | 0 | 4 | [6 empty] | 20.9837 | [19 empty] | 133.3521 | 0
1 | 2800 | 707 | 0.035 | 15 | 15 | 7 | 1.7783e-13 | 5spot_SharedNeighbor | Water | Porous | Wet | R600a | MinimizeLCOE_Brownfield | IgnoreSilica | 0 | 0 | 0 | 4 | [6 empty] | 22.1107 | [19 empty] | 177.8279 | 0
1 | 2800 | 707 | 0.035 | 15 | 15 | 7 | 2.3714e-13 | 5spot_SharedNeighbor | Water | Porous | Wet | R600a | MinimizeLCOE_Brownfield | IgnoreSilica | 0 | 0 | 0 | 4 | [6 empty] | 21.9695 | [19 empty] | 237.1374 | 0
1 | 2800 | 707 | 0.035 | 15 | 15 | 7 | 3.1623e-13 | 5spot_SharedNeighbor | Water | Porous | Wet | R600a | MinimizeLCOE_Brownfield | IgnoreSilica | 0 | 0 | 0 | 4 | [6 empty] | 22.5829 | [19 empty] | 316.2278 | 0
1 | 2800 | 707 | 0.035 | 15 | 15 | 7 | 4.217e-13 | 5spot_SharedNeighbor | Water | Porous | Wet | R600a | MinimizeLCOE_Brownfield | IgnoreSilica | 0.93774 | 0.11493 | 0.00085785 | 4 | 3043685.4973 | 7303583.5636 | 62049.6458 | 148893.4298 | 85.661 | 0 | 61.7271 | 70436.8129 | 4022.4401 | 62012.3227 | 51820.7276 | 0 | 46646.7977 | 0 | 91626.2494 | 238392.7058 | 162707.9202 | 727665.9764 | 961560.8286 | 8754830.6413 | 8754830.6413 | 1478867.319 | 4383653.3264 | 0 | 10444057.4464 | 25061408.7331 | 421.6965 | 0.0034314 | 3043685.4973 | 7303583.5636 | 62049.6458 | 148893.4298
1 | 2800 | 707 | 0.035 | 15 | 15 | 7 | 5.6234e-13 | 5spot_SharedNeighbor | Water | Porous | Wet | R600a | MinimizeLCOE_Brownfield | IgnoreSilica | 1.418 | 0.2023 | 0.0031924 | 4 | 844663.5629 | 1989363.5359 | 17219.6092 | 40555.8665 | 93.0937 | 0 | 242.0007 | 110740.4613 | 6634.2948 | 96925.1521 | 69053.5549 | 0 | 61990.3474 | 0 | 134684.0861 | 350420.3645 | 239169.0992 | 1069617.3602 | 961560.8286 | 8754830.6413 | 8754830.6413 | 1478867.319 | 4383653.3264 | 0 | 10786008.8301 | 25403360.1169 | 562.3413 | 0.01277 | 844663.5629 | 1989363.5359 | 17219.6092 | 40555.8665
1 | 2800 | 707 | 0.035 | 15 | 15 | 7 | 7.4989e-13 | 5spot_SharedNeighbor | Water | Porous | Wet | R600a | MinimizeLCOE_Brownfield | IgnoreSilica | 1.9626 | 0.3048 | 0.0068162 | 4 | 408576.3775 | 944701.6187 | 8329.3821 | 19259.0203 | 97.5788 | 0 | 313.8148 | 152114.3401 | 9376.9485 | 134085.9184 | 88693.45 | 0 | 75286.3689 | 0 | 179227.2401 | 466312.5141 | 318267.8727 | 1423364.6527 | 961560.8286 | 8754830.6413 | 8754830.6413 | 1478867.319 | 4383653.3264 | 0 | 11139756.1226 | 25757107.4094 | 749.8942 | 0.027265 | 408576.3775 | 944701.6187 | 8329.3821 | 19259.0203
1 | 2800 | 707 | 0.035 | 15 | 15 | 7 | 1e-12 | 5spot_SharedNeighbor | Water | Porous | Wet | R600a | MinimizeLCOE_Brownfield | IgnoreSilica | 2.6692 | 0.44019 | 0.012053 | 4 | 239927.8312 | 543117.9967 | 4891.2534 | 11072.195 | 100.8779 | 0 | 73.5958 | 200941.1938 | 12650.1907 | 179482.36 | 114396.0751 | 0 | 90145.8251 | 0 | 233070.1015 | 606400.5948 | 413880.8662 | 1850967.2072 | 961560.8286 | 8754830.6413 | 8754830.6413 | 1478867.319 | 4383653.3264 | 0 | 11567358.6771 | 26184709.9639 | 1000 | 0.048212 | 239927.8312 | 543117.9967 | 4891.2534 | 11072.195
1 | 2800 | 707 | 0.035 | 15 | 15 | 7 | 1.3335e-12 | 5spot_SharedNeighbor | Water | Porous | Wet | R600a | MinimizeLCOE_Brownfield | IgnoreSilica | 3.5855 | 0.61748 | 0.019334 | 4 | 156261.9583 | 345272.6224 | 3185.6114 | 7038.8494 | 103.3284 | 0 | 64.6837 | 258497.446 | 16529.6046 | 234870.3785 | 147845.5064 | 0 | 106902.8776 | 0 | 298211.8671 | 775886.1066 | 529558.2106 | 2368301.9974 | 961560.8286 | 8754830.6413 | 8754830.6413 | 1478867.319 | 4383653.3264 | 0 | 12084693.4674 | 26702044.7541 | 1333.5214 | 0.077336 | 156261.9583 | 345272.6224 | 3185.6114 | 7038.8494
1 | 2800 | 707 | 0.035 | 15 | 15 | 7 | 1.7783e-12 | 5spot_SharedNeighbor | Water | Porous | Wet | R600a | MinimizeLCOE_Brownfield | IgnoreSilica | 4.7233 | 0.83885 | 0.029185 | 4 | 108650.5813 | 233862.8196 | 2214.9891 | 4767.6099 | 105.1032 | 0 | 87.6783 | 323716.8819 | 20934.1313 | 299722.4926 | 189455.6007 | 0 | 124291.3737 | 0 | 373666.9873 | 972204.8513 | 663549.7878 | 2967542.1067 | 961560.8286 | 8754830.6413 | 8754830.6413 | 1478867.319 | 4383653.3264 | 0 | 12683933.5766 | 27301284.8633 | 1778.2794 | 0.11674 | 108650.5813 | 233862.8196 | 2214.9891 | 4767.6099
1 | 2800 | 707 | 0.035 | 15 | 15 | 7 | 2.3714e-12 | 5spot_SharedNeighbor | Water | Porous | Wet | R600a | MinimizeLCOE_Brownfield | IgnoreSilica | 6.1434 | 1.1158 | 0.042297 | 4 | 79117.5338 | 165514.0851 | 1612.9179 | 3374.2285 | 106.413 | 0 | 104.3224 | 398343.0559 | 25975.0443 | 376202.3043 | 241544.4822 | 0 | 142671.7126 | 0 | 462047.2737 | 1202152.2272 | 820493.5968 | 3669429.697 | 961560.8286 | 8754830.6413 | 8754830.6413 | 1478867.319 | 4383653.3264 | 0 | 13385821.1669 | 28003172.4536 | 2371.3737 | 0.16919 | 79117.5338 | 165514.0851 | 1612.9179 | 3374.2285
1 | 2800 | 707 | 0.035 | 15 | 15 | 7 | 3.1623e-12 | 5spot_SharedNeighbor | Water | Porous | Wet | R600a | MinimizeLCOE_Brownfield | IgnoreSilica | 7.8554 | 1.4485 | 0.059179 | 4 | 59891.0814 | 121641.8255 | 1220.9607 | 2479.8331 | 107.3081 | 0 | 117.4768 | 480683.897 | 31519.8321 | 463238.8806 | 304126.4114 | 0 | 160658.2357 | 0 | 561688.6302 | 1461398.5976 | 997434.5716 | 4460749.0563 | 961560.8286 | 8754830.6413 | 8754830.6413 | 1478867.319 | 4383653.3264 | 0 | 14177140.5262 | 28794491.813 | 3162.2777 | 0.23672 | 59891.0814 | 121641.8255 | 1220.9607 | 2479.8331
1 | 2800 | 707 | 0.035 | 15 | 15 | 7 | 4.217e-12 | 5spot_SharedNeighbor | Water | Porous | Wet | R600a | MinimizeLCOE_Brownfield | IgnoreSilica | 10.377 | 1.9445 | 0.082974 | 4 | 46122.9608 | 90164.9422 | 940.2789 | 1838.1343 | 108.2669 | 0 | 116.9705 | 594211.4168 | 39188.5339 | 585902.3002 | 396983.2809 | 0 | 189064.9376 | 0 | 704086.6831 | 1831889.1213 | 1250301.9668 | 5591628.2406 | 961560.8286 | 8754830.6413 | 8754830.6413 | 1478867.319 | 4383653.3264 | 0 | 15308019.7105 | 29925370.9972 | 4216.965 | 0.3319 | 46122.9608 | 90164.9422 | 940.2789 | 1838.1343
1 | 2800 | 707 | 0.035 | 15 | 15 | 7 | 5.6234e-12 | 5spot_SharedNeighbor | Water | Porous | Wet | R600a | MinimizeLCOE_Brownfield | IgnoreSilica | 13.3271 | 2.5222 | 0.11305 | 4 | 36585.0919 | 68911.4382 | 745.8366 | 1404.8529 | 108.8682 | 0 | 91.4716 | 715578.5289 | 47351.4597 | 721134.164 | 505058.8993 | 0 | 214985.3021 | 0 | 859602.2581 | 2236508.7469 | 1526463.1754 | 6826682.5345 | 961560.8286 | 8754830.6413 | 8754830.6413 | 1478867.319 | 4383653.3264 | 0 | 16543074.0044 | 31160425.2911 | 5623.4133 | 0.45218 | 36585.0919 | 68911.4382 | 745.8366 | 1404.8529
1 | 2800 | 707 | 0.035 | 15 | 15 | 7 | 7.4989e-12 | 5spot_SharedNeighbor | Water | Porous | Wet | R600a | MinimizeLCOE_Brownfield | IgnoreSilica | 17.0271 | 3.2474 | 0.15211 | 4 | 29613.9023 | 53638.9744 | 603.7195 | 1093.503 | 109.3316 | 0 | 106.3794 | 856771.9216 | 56830.1434 | 882422.542 | 640972.4361 | 0 | 243222.5411 | 0 | 1045285.6378 | 2719618.8121 | 1856195.7218 | 8301319.756 | 961560.8286 | 8754830.6413 | 8754830.6413 | 1478867.319 | 4383653.3264 | 0 | 18017711.2259 | 32635062.5126 | 7498.9421 | 0.60842 | 29613.9023 | 53638.9744 | 603.7195 | 1093.503
1 | 2800 | 707 | 0.035 | 15 | 15 | 7 | 1e-11 | 5spot_SharedNeighbor | Water | Porous | Wet | R600a | MinimizeLCOE_Brownfield | IgnoreSilica | 21.6 | 4.1441 | 0.20225 | 4 | 24418.9296 | 42487.5569 | 497.8129 | 866.1663 | 109.6875 | 0 | 113.0889 | 1018986.8981 | 67696.6498 | 1072213.6615 | 809109.9326 | 0 | 273024.0008 | 0 | 1264002.1457 | 3288674.3005 | 2244587.7856 | 10038295.3746 | 961560.8286 | 8754830.6413 | 8754830.6413 | 1478867.319 | 4383653.3264 | 0 | 19754686.8445 | 34372038.1312 | 10000 | 0.80899 | 24418.9296 | 42487.5569 | 497.8129 | 866.1663
1 | 2800 | 707 | 0.035 | 15 | 15 | 7 | 1.3335e-11 | 5spot_SharedNeighbor | Water | Porous | Wet | R600a | MinimizeLCOE_Brownfield | IgnoreSilica | 27.2272 | 5.2479 | 0.26604 | 4 | 20483.3922 | 34219.669 | 417.5817 | 697.6142 | 109.9636 | 0 | 108.4829 | 1205006.7736 | 80129.3148 | 1294894.9288 | 1016042.1139 | 0 | 304430.7421 | 0 | 1521196.5105 | 3957841.2801 | 2701307.9992 | 12080849.6629 | 961560.8286 | 8754830.6413 | 8754830.6413 | 1478867.319 | 4383653.3264 | 0 | 21797241.1329 | 36414592.4196 | 13335.2143 | 1.0641 | 20483.3922 | 34219.669 | 417.5817 | 697.6142
1 | 2800 | 707 | 0.035 | 15 | 15 | 7 | 1.7783e-11 | 5spot_SharedNeighbor | Water | Porous | Wet | R600a | MinimizeLCOE_Brownfield | IgnoreSilica | 34.0575 | 6.5877 | 0.34608 | 4 | 17460.9043 | 28020.0695 | 355.9642 | 571.227 | 110.1782 | 0 | 140.4776 | 1415984.0334 | 94198.2629 | 1552992.6797 | 1267227.6236 | 0 | 336710.4774 | 0 | 1820174.1 | 4735719.6391 | 3232225.963 | 14455232.7789 | 961560.8286 | 8754830.6413 | 8754830.6413 | 1478867.319 | 4383653.3264 | 0 | 24171624.2489 | 38788975.5356 | 17782.7941 | 1.3843 | 17460.9043 | 28020.0695 | 355.9642 | 571.227
1 | 2800 | 707 | 0.035 | 15 | 15 | 7 | 2.3714e-11 | 5spot_SharedNeighbor | Water | Porous | Wet | R600a | MinimizeLCOE_Brownfield | IgnoreSilica | 42.1498 | 8.1752 | 0.44442 | 4 | 15115.7146 | 23338.4242 | 308.1543 | 475.7853 | 110.343 | 0 | 116.343 | 1650269.5815 | 109784.8885 | 1845566.9011 | 1564831.5646 | 0 | 368170.3863 | 0 | 2160063.0956 | 5620041.0849 | 3835793.5207 | 17154521.0232 | 961560.8286 | 8754830.6413 | 8754830.6413 | 1478867.319 | 4383653.3264 | 0 | 26870912.4931 | 41488263.7798 | 23713.7371 | 1.7777 | 15115.7146 | 23338.4242 | 308.1543 | 475.7853
1 | 2800 | 707 | 0.035 | 15 | 15 | 7 | 3.1623e-11 | 5spot_SharedNeighbor | Water | Porous | Wet | R600a | MinimizeLCOE_Brownfield | IgnoreSilica | 51.4628 | 10.0014 | 0.56185 | 4 | 13285.4248 | 19789.5664 | 270.8414 | 403.4371 | 110.463 | 0 | 157.9075 | 1903790.8934 | 126607.8809 | 2168395.1297 | 1907240.7503 | 0 | 396873.744 | 0 | 2536134.2753 | 6598501.1518 | 4503612.6217 | 20141156.4471 | 961560.8286 | 8754830.6413 | 8754830.6413 | 1478867.319 | 4383653.3264 | 0 | 29857547.917 | 44474899.2038 | 31622.7766 | 2.2474 | 13285.4248 | 19789.5664 | 270.8414 | 403.4371
1 | 2800 | 707 | 0.035 | 15 | 15 | 7 | 4.217e-11 | 5spot_SharedNeighbor | Water | Porous | Wet | R600a | MinimizeLCOE_Brownfield | IgnoreSilica | 61.6091 | 11.987 | 0.69554 | 4 | 11856.4484 | 17110.4286 | 241.7097 | 348.8192 | 110.5327 | 0 | 145.7984 | 2164300.5665 | 143840.5221 | 2506326.2647 | 2279901.5994 | 0 | 418740.1197 | 0 | 2930112.5382 | 7623551.7757 | 5203230.7353 | 23270004.1216 | 961560.8286 | 8754830.6413 | 8754830.6413 | 1478867.319 | 4383653.3264 | 0 | 32986395.5915 | 47603746.8783 | 42169.6503 | 2.7821 | 11856.4484 | 17110.4286 | 241.7097 | 348.8192
1 | 2800 | 707 | 0.035 | 15 | 15 | 7 | 5.6234e-11 | 5spot_SharedNeighbor | Water | Porous | Wet | R600a | MinimizeLCOE_Brownfield | IgnoreSilica | 72.0714 | 14.0261 | 0.83968 | 4 | 10745.3382 | 15097.3737 | 219.0583 | 307.7804 | 110.5478 | 0 | 149.2023 | 2418504.0466 | 160589.7809 | 2841929.668 | 2663325.781 | 0 | 431063.9577 | 0 | 3321011.1613 | 8640589.8087 | 5897380.0908 | 26374394.2951 | 961560.8286 | 8754830.6413 | 8754830.6413 | 1478867.319 | 4383653.3264 | 0 | 36090785.765 | 50708137.0517 | 56234.1325 | 3.3587 | 10745.3382 | 15097.3737 | 219.0583 | 307.7804
1 | 2800 | 707 | 0.035 | 15 | 15 | 7 | 7.4989e-11 | 5spot_SharedNeighbor | Water | Porous | Wet | R600a | MinimizeLCOE_Brownfield | IgnoreSilica | 82.2345 | 15.9946 | 0.98606 | 4 | 9886.5664 | 13592.5787 | 201.551 | 277.1031 | 110.5122 | 0 | 167.4167 | 2653144.7953 | 175977.6454 | 3156848.3628 | 3034560.5465 | 0 | 432509.0225 | 0 | 3686685.7452 | 9592000.0659 | 6546737.1409 | 29278463.3244 | 961560.8286 | 8754830.6413 | 8754830.6413 | 1478867.319 | 4383653.3264 | 0 | 38994854.7943 | 53612206.081 | 74989.4209 | 3.9442 | 9886.5664 | 13592.5787 | 201.551 | 277.1031
1 | 2800 | 707 | 0.035 | 15 | 15 | 7 | 1e-10 | 5spot_SharedNeighbor | Water | Porous | Wet | R600a | MinimizeLCOE_Brownfield | IgnoreSilica | 91.6427 | 17.8029 | 1.1269 | 4 | 9226.7633 | 12469.649 | 188.1001 | 254.2107 | 110.4389 | 0 | 178.9405 | 2860587.1139 | 189512.3714 | 3439472.0114 | 3376826.5376 | 0 | 424451.0094 | 0 | 4013431.127 | 10442124.5246 | 7126964.5522 | 31873369.2474 | 961560.8286 | 8754830.6413 | 8754830.6413 | 1478867.319 | 4383653.3264 | 0 | 41589760.7174 | 56207112.0041 | 100000 | 4.5075 | 9226.7633 | 12469.649 | 188.1001 | 254.2107
1 | 2800 | 707 | 0.035 | 15 | 15 | 7 | 1.3335e-10 | 5spot_SharedNeighbor | Water | Porous | Wet | R600a | MinimizeLCOE_Brownfield | IgnoreSilica | 99.9519 | 19.3869 | 1.2556 | 4 | 8722.3912 | 11632.8094 | 177.8177 | 237.1506 | 110.3447 | 0 | 155.6528 | 3036571.6434 | 200935.6613 | 3682438.6736 | 3677799.2142 | 0 | 409150.0329 | 0 | 4292689.1379 | 11168696.5853 | 7622864.9132 | 34091145.8619 | 961560.8286 | 8754830.6413 | 8754830.6413 | 1478867.319 | 4383653.3264 | 0 | 43807537.3319 | 58424888.6186 | 133352.1432 | 5.0224 | 8722.3912 | 11632.8094 | 177.8177 | 237.1506
1 | 2800 | 707 | 0.035 | 15 | 15 | 7 | 1.7783e-10 | 5spot_SharedNeighbor | Water | Porous | Wet | R600a | MinimizeLCOE_Brownfield | IgnoreSilica | 107.0212 | 20.7238 | 1.3684 | 4 | 8338.3887 | 11008.9934 | 169.9893 | 224.4332 | 110.2445 | 0 | 191.2131 | 3181272.5727 | 210282.9597 | 3884498.7714 | 3932782.5057 | 0 | 389549.4782 | 0 | 4523370.6522 | 11768882.5661 | 8032504.1777 | 35923143.6836 | 961560.8286 | 8754830.6413 | 8754830.6413 | 1478867.319 | 4383653.3264 | 0 | 45639535.1535 | 60256886.4402 | 177827.941 | 5.4734 | 8338.3887 | 11008.9934 | 169.9893 | 224.4332
1 | 2800 | 707 | 0.035 | 15 | 15 | 7 | 2.3714e-10 | 5spot_SharedNeighbor | Water | Porous | Wet | R600a | MinimizeLCOE_Brownfield | IgnoreSilica | 112.8601 | 21.8199 | 1.4637 | 4 | 8046.9399 | 10543.5431 | 164.0478 | 214.9444 | 110.1488 | 0 | 209.666 | 3297461.9666 | 217756.1217 | 4048292.221 | 4142579.9139 | 0 | 368350.1278 | 0 | 4709031.7369 | 12251934.6241 | 8362197.1331 | 37397603.845 | 961560.8286 | 8754830.6413 | 8754830.6413 | 1478867.319 | 4383653.3264 | 0 | 47113995.315 | 61731346.6017 | 237137.3706 | 5.8549 | 8046.9399 | 10543.5431 | 164.0478 | 214.9444
1 | 2800 | 707 | 0.035 | 15 | 15 | 7 | 3.1623e-10 | 5spot_SharedNeighbor | Water | Porous | Wet | R600a | MinimizeLCOE_Brownfield | IgnoreSilica | 117.8855 | 22.7571 | 1.5459 | 4 | 7820.8726 | 10184.762 | 159.4391 | 207.6301 | 110.0575 | 0 | 177.2169 | 3395141.374 | 224014.8841 | 4187092.0897 | 4322533.7556 | 0 | 348327.7095 | 0 | 4866072.827 | 12660523.3271 | 8641067.3185 | 38644773.2856 | 961560.8286 | 8754830.6413 | 8754830.6413 | 1478867.319 | 4383653.3264 | 0 | 48361164.7555 | 62978516.0423 | 316227.766 | 6.1836 | 7820.8726 | 10184.762 | 159.4391 | 207.6301
1 | 2800 | 707 | 0.035 | 15 | 15 | 7 | 4.217e-10 | 5spot_SharedNeighbor | Water | Porous | Wet | R600a | MinimizeLCOE_Brownfield | IgnoreSilica | 121.5714 | 23.4407 | 1.6084 | 4 | 7655.6593 | 9927.7258 | 156.071 | 202.3901 | 109.9855 | 0 | 166.3192 | 3465444.7353 | 228505.3072 | 4287630.893 | 4454132.2517 | 0 | 329251.0197 | 0 | 4978336.0407 | 12952609.1808 | 8840421.9154 | 39536331.3438 | 961560.8286 | 8754830.6413 | 8754830.6413 | 1478867.319 | 4383653.3264 | 0 | 49252722.8138 | 63870074.1005 | 421696.5034 | 6.4335 | 7655.6593 | 9927.7258 | 156.071 | 202.3901
1 | 2800 | 707 | 0.035 | 15 | 15 | 7 | 5.6234e-10 | 5spot_SharedNeighbor | Water | Porous | Wet | R600a | MinimizeLCOE_Brownfield | IgnoreSilica | 124.4212 | 23.9668 | 1.6575 | 4 | 7530.9788 | 9735.7224 | 153.5292 | 198.4759 | 109.927 | 0 | 204.4556 | 3519037.1067 | 231920.4953 | 4364627.3422 | 4555634.5683 | 0 | 312431.7507 | 0 | 5063623.9926 | 13174510.9368 | 8991874.4235 | 40213660.616 | 961560.8286 | 8754830.6413 | 8754830.6413 | 1478867.319 | 4383653.3264 | 0 | 49930052.086 | 64547403.3727 | 562341.3252 | 6.63 | 7530.9788 | 9735.7224 | 153.5292 | 198.4759
1 | 2800 | 707 | 0.035 | 15 | 15 | 7 | 7.4989e-10 | 5spot_SharedNeighbor | Water | Porous | Wet | R600a | MinimizeLCOE_Brownfield | IgnoreSilica | 126.6138 | 24.3701 | 1.6957 | 4 | 7437.0047 | 9592.053 | 151.6134 | 195.547 | 109.8803 | 0 | 192.5577 | 3559825.4837 | 234514.7365 | 4423446.0536 | 4633589.8885 | 0 | 298220.0447 | 0 | 5128342.5208 | 13342895.2713 | 9106800.1918 | 40727634.1909 | 961560.8286 | 8754830.6413 | 8754830.6413 | 1478867.319 | 4383653.3264 | 0 | 50444025.6608 | 65061376.9476 | 749894.2093 | 6.7828 | 7437.0047 | 9592.053 | 151.6134 | 195.547
1 | 2800 | 707 | 0.035 | 15 | 15 | 7 | 1e-09 | 5spot_SharedNeighbor | Water | Porous | Wet | R600a | MinimizeLCOE_Brownfield | IgnoreSilica | 128.2922 | 24.6781 | 1.7252 | 4 | 7366.2425 | 9484.4447 | 150.1708 | 193.3532 | 109.8437 | 0 | 187.9259 | 3590790.4916 | 236481.2226 | 4468226.7016 | 4693182.1416 | 0 | 286560.0519 | 0 | 5177343.8376 | 13470386.6463 | 9193815.6748 | 41116786.768 | 961560.8286 | 8754830.6413 | 8754830.6413 | 1478867.319 | 4383653.3264 | 0 | 50833178.238 | 65450529.5247 | 1000000 | 6.9008 | 7366.2425 | 9484.4447 | 150.1708 | 193.3532
1 | 2800 | 707 | 0.035 | 15 | 15 | 7 | 1.3335e-09 | 5spot_SharedNeighbor | Water | Porous | Wet | R600a | MinimizeLCOE_Brownfield | IgnoreSilica | 129.5567 | 24.9096 | 1.7477 | 4 | 7313.0014 | 9403.964 | 149.0854 | 191.7125 | 109.8155 | 0 | 189.3689 | 3613971.2755 | 237951.648 | 4501823.132 | 4738028.7465 | 0 | 277105.5216 | 0 | 5213863.3262 | 13565402.8643 | 9258666.1961 | 41406812.7102 | 961560.8286 | 8754830.6413 | 8754830.6413 | 1478867.319 | 4383653.3264 | 0 | 51123204.1801 | 65740555.4669 | 1333521.4322 | 6.9907 | 7313.0014 | 9403.964 | 149.0854 | 191.7125
1 | 2800 | 707 | 0.035 | 15 | 15 | 7 | 1.7783e-09 | 5spot_SharedNeighbor | Water | Porous | Wet | R600a | MinimizeLCOE_Brownfield | IgnoreSilica | 130.519 | 25.0855 | 1.7648 | 4 | 7272.97 | 9343.605 | 148.2693 | 190.482 | 109.7938 | 0 | 165.8862 | 3631526.7866 | 239064.2591 | 4527308.7126 | 4772127.3965 | 0 | 269653.0128 | 0 | 5241475.2654 | 13637243.4661 | 9307698.8829 | 41626097.7821 | 961560.8286 | 8754830.6413 | 8754830.6413 | 1478867.319 | 4383653.3264 | 0 | 51342489.252 | 65959840.5387 | 1778279.41 | 7.0594 | 7272.97 | 9343.605 | 148.2693 | 190.482
1 | 2800 | 707 | 0.035 | 15 | 15 | 7 | 2.3714e-09 | 5spot_SharedNeighbor | Water | Porous | Wet | R600a | MinimizeLCOE_Brownfield | IgnoreSilica | 131.2345 | 25.2162 | 1.7777 | 4 | 7242.8875 | 9298.4864 | 147.6561 | 189.5622 | 109.7775 | 0 | 208.3722 | 3644535.178 | 239888.131 | 4546216.7621 | 4797469.6998 | 0 | 263758.7457 | 0 | 5261828.7215 | 13690198.9838 | 9343842.1119 | 41787738.3337 | 961560.8286 | 8754830.6413 | 8754830.6413 | 1478867.319 | 4383653.3264 | 0 | 51504129.8036 | 66121481.0904 | 2371373.7057 | 7.111 | 7242.8875 | 9298.4864 | 147.6561 | 189.5622
1 | 2800 | 707 | 0.035 | 15 | 15 | 7 | 3.1623e-09 | 5spot_SharedNeighbor | Water | Porous | Wet | R600a | MinimizeLCOE_Brownfield | IgnoreSilica | 131.7681 | 25.3135 | 1.7875 | 4 | 7220.2917 | 9264.7253 | 147.1954 | 188.874 | 109.7652 | 0 | 209.8246 | 3654209.6124 | 240500.5402 | 4560291.9047 | 4816358.9242 | 0 | 259162.3822 | 0 | 5276904.1119 | 13729422.0573 | 9370612.6655 | 41907462.1985 | 961560.8286 | 8754830.6413 | 8754830.6413 | 1478867.319 | 4383653.3264 | 0 | 51623853.6684 | 66241204.9551 | 3162277.6602 | 7.1498 | 7220.2917 | 9264.7253 | 147.1954 | 188.874
1 | 2800 | 707 | 0.035 | 15 | 15 | 7 | 4.217e-09 | 5spot_SharedNeighbor | Water | Porous | Wet | R600a | MinimizeLCOE_Brownfield | IgnoreSilica | 130 | 24.9906 | 1.7742 | 4 | 7204.1346 | 9263.8387 | 146.866 | 188.8559 | 109.8053 | 0 | 179.1546 | 3622047.839 | 238463.1834 | 4513555.1636 | 4753727.5867 | 0 | 242135.9882 | 0 | 5214272.6067 | 13566467.7283 | 9259392.9876 | 41410063.0833 | 961560.8286 | 8754830.6413 | 8754830.6413 | 1478867.319 | 4383653.3264 | 0 | 51126454.5533 | 65743805.84 | 4216965.0343 | 7.0968 | 7204.1346 | 9263.8387 | 146.866 | 188.8559
1 | 2800 | 707 | 0.035 | 15 | 15 | 7 | 5.6234e-09 | 5spot_SharedNeighbor | Water | Porous | Wet | R600a | MinimizeLCOE_Brownfield | IgnoreSilica | 133.8 | 25.6848 | 1.8128 | 4 | 7190.4423 | 9206.2456 | 146.5869 | 187.6818 | 109.7207 | 0 | 166.5153 | 3691048.5446 | 242834.5756 | 4613869.8529 | 4888345.366 | 0 | 261269.6036 | 0 | 5341973.4977 | 13898719.2515 | 9486161.4793 | 42424222.1713 | 961560.8286 | 8754830.6413 | 8754830.6413 | 1478867.319 | 4383653.3264 | 0 | 52140613.6412 | 66757964.9279 | 5623413.2519 | 7.2514 | 7190.4423 | 9206.2456 | 146.5869 | 187.6818
1 | 2800 | 707 | 0.035 | 15 | 15 | 7 | 7.4989e-09 | 5spot_SharedNeighbor | Water | Porous | Wet | R600a | MinimizeLCOE_Brownfield | IgnoreSilica | 134.3675 | 25.7888 | 1.8203 | 4 | 7180.7421 | 9188.3187 | 146.3891 | 187.3163 | 109.7093 | 0 | 219.4197 | 3701363.6746 | 243489.2723 | 4628851.4687 | 4908484.1209 | 0 | 261360.2361 | 0 | 5359984.0213 | 13945578.9396 | 9518144.1793 | 42567255.9129 | 961560.8286 | 8754830.6413 | 8754830.6413 | 1478867.319 | 4383653.3264 | 0 | 52283647.3828 | 66900998.6695 | 7498942.0933 | 7.2811 | 7180.7421 | 9188.3187 | 146.3891 | 187.3163
1 | 2800 | 707 | 0.035 | 15 | 15 | 7 | 1e-08 | 5spot_SharedNeighbor | Water | Porous | Wet | R600a | MinimizeLCOE_Brownfield | IgnoreSilica | 134.5527 | 25.8228 | 1.8236 | 4 | 7173.4758 | 9177.4103 | 146.241 | 187.0939 | 109.7056 | 0 | 211.7401 | 3704724.9312 | 243702.5421 | 4633736.1202 | 4915055.3341 | 0 | 259897.5671 | 0 | 5365275.433 | 13959346.1073 | 9527540.5541 | 42609278.5892 | 961560.8286 | 8754830.6413 | 8754830.6413 | 1478867.319 | 4383653.3264 | 0 | 52325670.0591 | 66943021.3459 | 10000000 | 7.2943 | 7173.4758 | 9177.4103 | 146.241 | 187.0939
1 | 2900 | 707 | 0.035 | 15 | 15 | 7 | 1e-13 | 5spot_SharedNeighbor | Water | Porous | Wet | R600a | MinimizeLCOE_Brownfield | IgnoreSilica | 0 | 0 | 0 | 4 | [6 empty] | 19.2681 | [19 empty] | 100 | 0
1 | 2900 | 707 | 0.035 | 15 | 15 | 7 | 1.3335e-13 | 5spot_SharedNeighbor | Water | Porous | Wet | R600a | MinimizeLCOE_Brownfield | IgnoreSilica | 0 | 0 | 0 | 4 | [6 empty] | 21.3624 | [19 empty] | 133.3521 | 0
1 | 2900 | 707 | 0.035 | 15 | 15 | 7 | 1.7783e-13 | 5spot_SharedNeighbor | Water | Porous | Wet | R600a | MinimizeLCOE_Brownfield | IgnoreSilica | 0 | 0 | 0 | 4 | [6 empty] | 23.4447 | [19 empty] | 177.8279 | 0
1 | 2900 | 707 | 0.035 | 15 | 15 | 7 | 2.3714e-13 | 5spot_SharedNeighbor | Water | Porous | Wet | R600a | MinimizeLCOE_Brownfield | IgnoreSilica | 0 | 0 | 0 | 4 | [6 empty] | 22.2642 | [19 empty] | 237.1374 | 0
1 | 2900 | 707 | 0.035 | 15 | 15 | 7 | 3.1623e-13 | 5spot_SharedNeighbor | Water | Porous | Wet | R600a | MinimizeLCOE_Brownfield | IgnoreSilica | 0 | 0 | 0 | 4 | [6 empty] | 23.1907 | [19 empty] | 316.2278 | 0
1 | 2900 | 707 | 0.035 | 15 | 15 | 7 | 4.217e-13 | 5spot_SharedNeighbor | Water | Porous | Wet | R600a | MinimizeLCOE_Brownfield | IgnoreSilica | 1.1069 | 0.15092 | 0.001678 | 4 | 1633775.4004 | 3888778.0862 | 33306.7214 | 79278.0012 | 90.8157 | 0 | 184.9097 | 88824.9744 | 5237.5602 | 76805.3843 | 58433.0773 | 0 | 54611.0821 | 0 | 110725.7105 | 288085.5858 | 196624.3319 | 879347.7064 | 961560.8286 | 9125037.6958 | 9125037.6958 | 1478867.319 | 4531736.1482 | 0 | 10965946.2308 | 26101587.3938 | 421.6965 | 0.006712 | 1633775.4004 | 3888778.0862 | 33306.7214 | 79278.0012
1 | 2900 | 707 | 0.035 | 15 | 15 | 7 | 5.6234e-13 | 5spot_SharedNeighbor | Water | Porous | Wet | R600a | MinimizeLCOE_Brownfield | IgnoreSilica | 1.6125 | 0.24915 | 0.004741 | 4 | 597441.8733 | 1395559.0111 | 12179.6607 | 28450.3581 | 97.3009 | 0 | 260.1089 | 132056.9395 | 8114.0393 | 114138.3871 | 77056.2389 | 0 | 70086.756 | 0 | 156566.4207 | 407353.7106 | 278027.2778 | 1243399.77 | 961560.8286 | 9125037.6958 | 9125037.6958 | 1478867.319 | 4531736.1482 | 0 | 11329998.2944 | 26465639.4573 | 562.3413 | 0.018964 | 597441.8733 | 1395559.0111 | 12179.6607 | 28450.3581
1 | 2900 | 707 | 0.035 | 15 | 15 | 7 | 7.4989e-13 | 5spot_SharedNeighbor | Water | Porous | Wet | R600a | MinimizeLCOE_Brownfield | IgnoreSilica | 2.2349 | 0.37353 | 0.0093635 | 4 | 313524.1634 | 717637.4151 | 6391.6141 | 14630.0094 | 101.6341 | 0 | 382.9768 | 180268.3566 | 11382.9582 | 157301.8848 | 100130.6127 | 0 | 85623.0135 | 0 | 208535.662 | 542567.016 | 370313.1371 | 1656122.6408 | 961560.8286 | 9125037.6958 | 9125037.6958 | 1478867.319 | 4531736.1482 | 0 | 11742721.1652 | 26878362.3282 | 749.8942 | 0.037454 | 313524.1634 | 717637.4151 | 6391.6141 | 14630.0094
1 | 2900 | 707 | 0.035 | 15 | 15 | 7 | 1e-12 | 5spot_SharedNeighbor | Water | Porous | Wet | R600a | MinimizeLCOE_Brownfield | IgnoreSilica | 3.0176 | 0.53244 | 0.015941 | 4 | 191726.1492 | 429101.1362 | 3908.5969 | 8747.8071 | 104.7225 | 0 | 83.8222 | 235413.518 | 15158.1379 | 208403.6561 | 129420.6373 | 0 | 102007.6561 | 0 | 269257.4061 | 700552.5385 | 478141.5024 | 2138355.0525 | 961560.8286 | 9125037.6958 | 9125037.6958 | 1478867.319 | 4531736.1482 | 0 | 12224953.5769 | 27360594.7399 | 1000 | 0.063763 | 191726.1492 | 429101.1362 | 3908.5969 | 8747.8071
1 | 2900 | 707 | 0.035 | 15 | 15 | 7 | 1.3335e-12 | 5spot_SharedNeighbor | Water | Porous | Wet | R600a | MinimizeLCOE_Brownfield | IgnoreSilica | 4.0265 | 0.73888 | 0.025002 | 4 | 128041.606 | 279385.4309 | 2610.3013 | 5695.6499 | 107.0234 | 0 | 71.9871 | 300129.2385 | 19607.9789 | 270411.4934 | 167266.3651 | 0 | 120338.9902 | 0 | 342324.0858 | 890657.051 | 607891.7385 | 2718626.9415 | 961560.8286 | 9125037.6958 | 9125037.6958 | 1478867.319 | 4531736.1482 | 0 | 12805225.4659 | 27940866.6288 | 1333.5214 | 0.10001 | 128041.606 | 279385.4309 | 2610.3013 | 5695.6499
1 | 2900 | 707 | 0.035 | 15 | 15 | 7 | 1.7783e-12 | 5spot_SharedNeighbor | Water | Porous | Wet | R600a | MinimizeLCOE_Brownfield | IgnoreSilica | 5.2808 | 0.99669 | 0.037196 | 4 | 90596.9626 | 192325.9503 | 1846.9416 | 3920.8246 | 108.7025 | 0 | 95.8796 | 373689.4733 | 24673.324 | 343154.9786 | 214438.1067 | 0 | 139458.4251 | 0 | 427211.58 | 1111516.8979 | 758633.1222 | 3392775.9076 | 961560.8286 | 9125037.6958 | 9125037.6958 | 1478867.319 | 4531736.1482 | 0 | 13479374.432 | 28615015.595 | 1778.2794 | 0.14878 | 90596.9626 | 192325.9503 | 1846.9416 | 3920.8246
1 | 2900 | 707 | 0.035 | 15 | 15 | 7 | 2.3714e-12 | 5spot_SharedNeighbor | Water | Porous | Wet | R600a | MinimizeLCOE_Brownfield | IgnoreSilica | 6.8452 | 1.3186 | 0.053299 | 4 | 66927.23 | 137921.2449 | 1364.4021 | 2811.7111 | 109.9295 | 0 | 63.1331 | 457789.1463 | 30458.4406 | 428896.7322 | 273391.2107 | 0 | 159699.5045 | 0 | 526591.6633 | 1370083.4891 | 935110.1337 | 4182020.3203 | 961560.8286 | 9125037.6958 | 9125037.6958 | 1478867.319 | 4531736.1482 | 0 | 14268618.8447 | 29404260.0077 | 2371.3737 | 0.2132 | 66927.23 | 137921.2449 | 1364.4021 | 2811.7111
1 | 2900 | 707 | 0.035 | 15 | 15 | 7 | 3.1623e-12 | 5spot_SharedNeighbor | Water | Porous | Wet | R600a | MinimizeLCOE_Brownfield | IgnoreSilica | 9.2781 | 1.8218 | 0.07583 | 4 | 50935.3751 | 100835.1863 | 1038.3865 | 2055.6617 | 111.0892 | 0 | 99.9669 | 577986.9876 | 38728.6442 | 555006.9838 | 365439.5264 | 0 | 194420.4676 | 0 | 675317.2177 | 1757036.8739 | 1199213.77 | 5363150.4712 | 961560.8286 | 9125037.6958 | 9125037.6958 | 1478867.319 | 4531736.1482 | 0 | 15449748.9956 | 30585390.1586 | 3162.2777 | 0.30332 | 50935.3751 | 100835.1863 | 1038.3865 | 2055.6617
1 | 2900 | 707 | 0.035 | 15 | 15 | 7 | 4.217e-12 | 5spot_SharedNeighbor | Water | Porous | Wet | R600a | MinimizeLCOE_Brownfield | IgnoreSilica | 11.5218 | 2.2863 | 0.10342 | 4 | 39751.7396 | 76339.4878 | 810.393 | 1556.2837 | 111.7324 | 0 | 112.9409 | 680211.567 | 45747.1101 | 665278.3678 | 450211.626 | 0 | 211313.3181 | 0 | 800577.1757 | 2082937.5902 | 1421647.7054 | 6357924.4602 | 961560.8286 | 9125037.6958 | 9125037.6958 | 1478867.319 | 4531736.1482 | 0 | 16444522.9846 | 31580164.1475 | 4216.965 | 0.41368 | 39751.7396 | 76339.4878 | 810.393 | 1556.2837
1 | 2900 | 707 | 0.035 | 15 | 15 | 7 | 5.6234e-12 | 5spot_SharedNeighbor | Water | Porous | Wet | R600a | MinimizeLCOE_Brownfield | IgnoreSilica | 14.7614 | 2.9566 | 0.14026 | 4 | 31789.5772 | 58768.2812 | 648.0735 | 1198.0709 | 112.3089 | 0 | 116.9469 | 817321.0605 | 55138.1242 | 816864.3022 | 572462.1549 | 0 | 239800.7365 | 0 | 975618.6875 | 2538359.698 | 1732482.652 | 7748047.4158 | 961560.8286 | 9125037.6958 | 9125037.6958 | 1478867.319 | 4531736.1482 | 0 | 17834645.9402 | 32970287.1031 | 5623.4133 | 0.56102 | 31789.5772 | 58768.2812 | 648.0735 | 1198.0709
1 | 2900 | 707 | 0.035 | 15 | 15 | 7 | 7.4989e-12 | 5spot_SharedNeighbor | Water | Porous | Wet | R600a | MinimizeLCOE_Brownfield | IgnoreSilica | 18.7982 | 3.792 | 0.18782 | 4 | 25931.536 | 46077.9878 | 528.6494 | 939.3621 | 112.7526 | 0 | 99.4025 | 975838.1081 | 65970.5163 | 996497.6235 | 724721.135 | 0 | 270390.6929 | 0 | 1183033.0496 | 3078009.3215 | 2100804.6087 | 9395265.0556 | 961560.8286 | 9125037.6958 | 9125037.6958 | 1478867.319 | 4531736.1482 | 0 | 19481863.58 | 34617504.743 | 7498.9421 | 0.75128 | 25931.536 | 46077.9878 | 528.6494 | 939.3621
1 | 2900 | 707 | 0.035 | 15 | 15 | 7 | 1e-11 | 5spot_SharedNeighbor | Water | Porous | Wet | R600a | MinimizeLCOE_Brownfield | IgnoreSilica | 23.8166 | 4.8308 | 0.24885 | 4 | 21535.1026 | 36740.8683 | 439.0222 | 749.0123 | 113.0971 | 0 | 123.536 | 1159183.4998 | 78470.8399 | 1209202.6656 | 914113.1074 | 0 | 303305.3926 | 0 | 1429067.4471 | 3718140.3552 | 2537707.1926 | 11349190.5002 | 961560.8286 | 9125037.6958 | 9125037.6958 | 1478867.319 | 4531736.1482 | 0 | 21435789.0246 | 36571430.1875 | 10000 | 0.99539 | 21535.1026 | 36740.8683 | 439.0222 | 749.0123
1 | 2900 | 707 | 0.035 | 15 | 15 | 7 | 1.3335e-11 | 5spot_SharedNeighbor | Water | Porous | Wet | R600a | MinimizeLCOE_Brownfield | IgnoreSilica | 29.9313 | 6.0971 | 0.32601 | 4 | 18182.9713 | 29789.6859 | 370.6845 | 607.303 | 113.3629 | 0 | 127.6194 | 1367619.1432 | 92649.7384 | 1456460.9282 | 1145109.4705 | 0 | 337140.6384 | 0 | 1715602.1683 | 4463644.9235 | 3046529.379 | 13624756.3895 | 961560.8286 | 9125037.6958 | 9125037.6958 | 1478867.319 | 4531736.1482 | 0 | 23711354.9139 | 38846996.0769 | 13335.2143 | 1.304 | 18182.9713 | 29789.6859 | 370.6845 | 607.303
1 | 2900 | 707 | 0.035 | 15 | 15 | 7 | 1.7783e-11 | 5spot_SharedNeighbor | Water | Porous | Wet | R600a | MinimizeLCOE_Brownfield | IgnoreSilica | 37.3218 | 7.6279 | 0.42234 | 4 | 15595.8067 | 24555.1447 | 317.9416 | 500.5898 | 113.5698 | 0 | 138.2328 | 1603286.2872 | 108642.2844 | 1742040.5597 | 1424328.0117 | 0 | 371675.5805 | 0 | 2047489.3622 | 5327147.3226 | 3635887.5096 | 16260496.9179 | 961560.8286 | 9125037.6958 | 9125037.6958 | 1478867.319 | 4531736.1482 | 0 | 26347095.4423 | 41482736.6053 | 17782.7941 | 1.6894 | 15595.8067 | 24555.1447 | 317.9416 | 500.5898
1 | 2900 | 707 | 0.035 | 15 | 15 | 7 | 2.3714e-11 | 5spot_SharedNeighbor | Water | Porous | Wet | R600a | MinimizeLCOE_Brownfield | IgnoreSilica | 46.0138 | 9.4281 | 0.53977 | 4 | 13581.0981 | 20591.3211 | 276.8691 | 419.7819 | 113.7268 | 0 | 130.1725 | 1863341.4883 | 126245.4456 | 2063601.2323 | 1752708.6311 | 0 | 404797.7746 | 0 | 2422170.8831 | 6301991.7821 | 4301238.8843 | 19236096.1214 | 961560.8286 | 9125037.6958 | 9125037.6958 | 1478867.319 | 4531736.1482 | 0 | 29322694.6458 | 44458335.8088 | 23713.7371 | 2.1591 | 13581.0981 | 20591.3211 | 276.8691 | 419.7819
1 | 2900 | 707 | 0.035 | 15 | 15 | 7 | 3.1623e-11 | 5spot_SharedNeighbor | Water | Porous | Wet | R600a | MinimizeLCOE_Brownfield | IgnoreSilica | 55.8427 | 11.4617 | 0.67791 | 4 | 12006.0285 | 17587.7525 | 244.7591 | 358.5501 | 113.8338 | 0 | 160.0778 | 2140076.5841 | 144923.4677 | 2412414.4913 | 2123841.448 | 0 | 433384.3921 | 0 | 2829309.7495 | 7361283.5968 | 5024227.3141 | 22469461.0436 | 961560.8286 | 9125037.6958 | 9125037.6958 | 1478867.319 | 4531736.1482 | 0 | 32556059.568 | 47691700.731 | 31622.7766 | 2.7116 | 12006.0285 | 17587.7525 | 244.7591 | 358.5501
1 | 2900 | 707 | 0.035 | 15 | 15 | 7 | 4.217e-11 | 5spot_SharedNeighbor | Water | Porous | Wet | R600a | MinimizeLCOE_Brownfield | IgnoreSilica | 66.3445 | 13.6281 | 0.83227 | 4 | 10776.5215 | 15323.0192 | 219.694 | 312.3805 | 113.8836 | 0 | 135.03 | 2419144.1642 | 163690.0535 | 2770668.8298 | 2519764.728 | 0 | 453228.7611 | 0 | 3247333.6493 | 8448896.0357 | 5766545.1518 | 25789271.3733 | 961560.8286 | 9125037.6958 | 9125037.6958 | 1478867.319 | 4531736.1482 | 0 | 35875869.8976 | 51011511.0606 | 42169.6503 | 3.3291 | 10776.5215 | 15323.0192 | 219.694 | 312.3805
1 | 2900 | 707 | 0.035 | 15 | 15 | 7 | 5.6234e-11 | 5spot_SharedNeighbor | Water | Porous | Wet | R600a | MinimizeLCOE_Brownfield | IgnoreSilica | 76.9487 | 15.8039 | 0.99523 | 4 | 9821.6198 | 13623.669 | 200.227 | 277.7369 | 113.874 | 0 | 155.8199 | 2686001.2238 | 181553.408 | 3119258.2524 | 2918431.0033 | 0 | 461910.5072 | 0 | 3653190.2139 | 9504851.5642 | 6487256.4977 | 29012452.6704 | 961560.8286 | 9125037.6958 | 9125037.6958 | 1478867.319 | 4531736.1482 | 0 | 39099051.1947 | 54234692.3577 | 56234.1325 | 3.9809 | 9821.6198 | 13623.669 | 200.227 | 277.7369
1 | 2900 | 707 | 0.035 | 15 | 15 | 7 | 7.4989e-11 | 5spot_SharedNeighbor | Water | Porous | Wet | R600a | MinimizeLCOE_Brownfield | IgnoreSilica | 87.1092 | 17.8733 | 1.1578 | 4 | 9084.5021 | 12352.6267 | 185.1999 | 251.825 | 113.8135 | 0 | 183.5414 | 2929168.6202 | 197744.6431 | 3442096.9298 | 3298946.5089 | 0 | 459382.5252 | 0 | 4027662.2986 | 10479151.1138 | 7152235.9602 | 31986388.5999 | 961560.8286 | 9125037.6958 | 9125037.6958 | 1478867.319 | 4531736.1482 | 0 | 42072987.1243 | 57208628.2872 | 74989.4209 | 4.6313 | 9084.5021 | 12352.6267 | 185.1999 | 251.825
1 | 2900 | 707 | 0.035 | 15 | 15 | 7 | 1e-10 | 5spot_SharedNeighbor | Water | Porous | Wet | R600a | MinimizeLCOE_Brownfield | IgnoreSilica | 96.3561 | 19.7406 | 1.3114 | 4 | 8518.6968 | 11404.1695 | 173.6652 | 232.4894 | 113.7188 | 0 | 190.9248 | 3140739.1209 | 211752.7043 | 3727143.8184 | 3643706.5609 | 0 | 447171.296 | 0 | 4356500.2652 | 11334720.0489 | 7736179.3386 | 34597913.1531 | 961560.8286 | 9125037.6958 | 9125037.6958 | 1478867.319 | 4531736.1482 | 0 | 44684511.6775 | 59820152.8405 | 100000 | 5.2455 | 8518.6968 | 11404.1695 | 173.6652 | 232.4894
1 | 2900 | 707 | 0.035 | 15 | 15 | 7 | 1.3335e-10 | 5spot_SharedNeighbor | Water | Porous | Wet | R600a | MinimizeLCOE_Brownfield | IgnoreSilica | 104.4265 | 21.3559 | 1.4497 | 4 | 8086.4263 | 10696.6203 | 164.8527 | 218.0651 | 113.6078 | 0 | 206.8104 | 3318326.044 | 223445.6676 | 3969507.6481 | 3943226.6477 | 0 | 428241.373 | 0 | 4634271.4784 | 12057423.767 | 8229439.4763 | 36803882.1023 | 961560.8286 | 9125037.6958 | 9125037.6958 | 1478867.319 | 4531736.1482 | 0 | 46890480.6267 | 62026121.7896 | 133352.1432 | 5.7987 | 8086.4263 | 10696.6203 | 164.8527 | 218.0651
1 | 2900 | 707 | 0.035 | 15 | 15 | 7 | 1.7783e-10 | 5spot_SharedNeighbor | Water | Porous | Wet | R600a | MinimizeLCOE_Brownfield | IgnoreSilica | 111.2204 | 22.7043 | 1.5693 | 4 | 7757.4095 | 10168.6696 | 158.1453 | 207.3021 | 113.4954 | 0 | 207.2873 | 3462986.7284 | 232921.9188 | 4169112.8049 | 4194280.6119 | 0 | 405670.2183 | 0 | 4861339.1901 | 12648207.3748 | 8632661.428 | 38607180.2752 | 961560.8286 | 9125037.6958 | 9125037.6958 | 1478867.319 | 4531736.1482 | 0 | 48693778.7996 | 63829419.9626 | 177827.941 | 6.2771 | 7757.4095 | 10168.6696 | 158.1453 | 207.3021
1 | 2900 | 707 | 0.035 | 15 | 15 | 7 | 2.3714e-10 | 5spot_SharedNeighbor | Water | Porous | Wet | R600a | MinimizeLCOE_Brownfield | IgnoreSilica | 116.7964 | 23.8027 | 1.6695 | 4 | 7507.7119 | 9774.1975 | 153.0549 | 199.2602 | 113.3911 | 0 | 237.4244 | 3578545.3506 | 240457.6224 | 4330021.6831 | 4399537.7104 | 0 | 382270.2433 | 0 | 5043024.7178 | 13120915.8491 | 8955294.6749 | 40050067.8516 | 961560.8286 | 9125037.6958 | 9125037.6958 | 1478867.319 | 4531736.1482 | 0 | 50136666.376 | 65272307.5389 | 237137.3706 | 6.678 | 7507.7119 | 9774.1975 | 153.0549 | 199.2602
1 | 2900 | 707 | 0.035 | 15 | 15 | 7 | 3.1623e-10 | 5spot_SharedNeighbor | Water | Porous | Wet | R600a | MinimizeLCOE_Brownfield | IgnoreSilica | 121.5714 | 24.737 | 1.7554 | 4 | 7313.4199 | 9469.0303 | 149.094 | 193.039 | 113.2936 | 0 | 174.2471 | 3675303.9618 | 246742.5093 | 4465781.9743 | 4574710.8929 | 0 | 360443.5797 | 0 | 5195963.338 | 13518830.7668 | 9226879.7826 | 41264656.8053 | 961560.8286 | 9125037.6958 | 9125037.6958 | 1478867.319 | 4531736.1482 | 0 | 51351255.3297 | 66486896.4927 | 316227.766 | 7.0215 | 7313.4199 | 9469.0303 | 149.094 | 193.039
1 | 2900 | 707 | 0.035 | 15 | 15 | 7 | 4.217e-10 | 5spot_SharedNeighbor | Water | Porous | Wet | R600a | MinimizeLCOE_Brownfield | IgnoreSilica | 125.0324 | 25.4105 | 1.8199 | 4 | 7171.9157 | 9251.0948 | 146.2092 | 188.5961 | 113.2183 | 0 | 206.2666 | 3744192.1936 | 251202.3516 | 4563031.5956 | 4701323.853 | 0 | 340120.6296 | 0 | 5303949.5431 | 13799788.7216 | 9418639.3598 | 42122248.2479 | 961560.8286 | 9125037.6958 | 9125037.6958 | 1478867.319 | 4531736.1482 | 0 | 52208846.7723 | 67344487.9353 | 421696.5034 | 7.2796 | 7171.9157 | 9251.0948 | 146.2092 | 188.5961
1 | 2900 | 707 | 0.035 | 15 | 15 | 7 | 5.6234e-10 | 5spot_SharedNeighbor | Water | Porous | Wet | R600a | MinimizeLCOE_Brownfield | IgnoreSilica | 127.7003 | 25.9274 | 1.8704 | 4 | 7065.125 | 9088.1643 | 144.0321 | 185.2745 | 113.1577 | 0 | 183.7811 | 3796592.5231 | 254586.2582 | 4637342.9994 | 4798709.993 | 0 | 322449.0272 | 0 | 5385775.5123 | 14012683.1086 | 9563944.1535 | 42772083.5752 | 961560.8286 | 9125037.6958 | 9125037.6958 | 1478867.319 | 4531736.1482 | 0 | 52858682.0996 | 67994323.2625 | 562341.3252 | 7.4816 | 7065.125 | 9088.1643 | 144.0321 | 185.2745
1 | 2900 | 707 | 0.035 | 15 | 15 | 7 | 7.4989e-10 | 5spot_SharedNeighbor | Water | Porous | Wet | R600a | MinimizeLCOE_Brownfield | IgnoreSilica | 129.764 | 26.3259 | 1.9097 | 4 | 6984.6251 | 8966.0007 | 142.391 | 182.7841 | 113.1094 | 0 | 189.9648 | 3836713.1482 | 257172.046 | 4694441.0698 | 4873914.1384 | 0 | 307764.0874 | 0 | 5448301.751 | 14175363.5558 | 9674976.9014 | 43268646.698 | 961560.8286 | 9125037.6958 | 9125037.6958 | 1478867.319 | 4531736.1482 | 0 | 53355245.2224 | 68490886.3854 | 749894.2093 | 7.639 | 6984.6251 | 8966.0007 | 142.391 | 182.7841
1 | 2900 | 707 | 0.035 | 15 | 15 | 7 | 1e-09 | 5spot_SharedNeighbor | Water | Porous | Wet | R600a | MinimizeLCOE_Brownfield | IgnoreSilica | 131.313 | 26.6243 | 1.9397 | 4 | 6924.0021 | 8874.744 | 141.1551 | 180.9237 | 113.0722 | 0 | 182.8875 | 3866591.5421 | 259094.7493 | 4737078.2389 | 4930286.0167 | 0 | 295607.2582 | 0 | 5494576.544 | 14295761.0749 | 9757150.6821 | 43636146.1062 | 961560.8286 | 9125037.6958 | 9125037.6958 | 1478867.319 | 4531736.1482 | 0 | 53722744.6306 | 68858385.7936 | 1000000 | 7.7589 | 6924.0021 | 8874.744 | 141.1551 | 180.9237
1 | 2900 | 707 | 0.035 | 15 | 15 | 7 | 1.3335e-09 | 5spot_SharedNeighbor | Water | Porous | Wet | R600a | MinimizeLCOE_Brownfield | IgnoreSilica | 133.8 | 27.1032 | 1.9761 | 4 | 6878.2604 | 8793.1007 | 140.2226 | 179.2593 | 113.0141 | 0 | 211.3828 | 3914352.2812 | 262167.7124 | 4805320.8146 | 5020785.8869 | 0 | 294504.8627 | 0 | 5575881.3076 | 14507299.3918 | 9901529.9301 | 44281842.1872 | 961560.8286 | 9125037.6958 | 9125037.6958 | 1478867.319 | 4531736.1482 | 0 | 54368440.7116 | 69504081.8746 | 1333521.4322 | 7.9044 | 6878.2604 | 8793.1007 | 140.2226 | 179.2593
1 | 2900 | 707 | 0.035 | 15 | 15 | 7 | 1.7783e-09 | 5spot_SharedNeighbor | Water | Porous | Wet | R600a | MinimizeLCOE_Brownfield | IgnoreSilica | 135.125 | 27.3592 | 1.9983 | 4 | 6843.4572 | 8737.0615 | 139.5131 | 178.1168 | 112.9858 | 0 | 208.4624 | 3939844.8896 | 263811.4638 | 4841695.6225 | 5069147.3776 | 0 | 289674.4117 | 0 | 5617627.7684 | 14615915.1195 | 9975662.3961 | 44613379.0492 | 961560.8286 | 9125037.6958 | 9125037.6958 | 1478867.319 | 4531736.1482 | 0 | 54699977.5736 | 69835618.7365 | 1778279.41 | 7.993 | 6843.4572 | 8737.0615 | 139.5131 | 178.1168
1 | 2900 | 707 | 0.035 | 15 | 15 | 7 | 2.3714e-09 | 5spot_SharedNeighbor | Water | Porous | Wet | R600a | MinimizeLCOE_Brownfield | IgnoreSilica | 135.8366 | 27.4965 | 2.0121 | 4 | 6817.3154 | 8697.9079 | 138.9802 | 177.3186 | 112.9705 | 0 | 200.1343 | 3953487.151 | 264690.7182 | 4861181.6063 | 5095139.5414 | 0 | 283939.3488 | 0 | 5638790.9626 | 14670977.4097 | 10013243.5405 | 44781450.2785 | 961560.8286 | 9125037.6958 | 9125037.6958 | 1478867.319 | 4531736.1482 | 0 | 54868048.8029 | 70003689.9659 | 2371373.7057 | 8.0483 | 6817.3154 | 8697.9079 | 138.9802 | 177.3186
1 | 2900 | 707 | 0.035 | 15 | 15 | 7 | 3.1623e-09 | 5spot_SharedNeighbor | Water | Porous | Wet | R600a | MinimizeLCOE_Brownfield | IgnoreSilica | 133.868 | 27.1162 | 1.9976 | 4 | 6793.3312 | 8687.5334 | 138.4912 | 177.1071 | 113.0124 | 0 | 183.6363 | 3915646.7844 | 262250.8298 | 4807175.9738 | 5023254.416 | 0 | 260952.7637 | 0 | 5565019.4994 | 14479039.1949 | 9882241.765 | 44195581.2269 | 961560.8286 | 9125037.6958 | 9125037.6958 | 1478867.319 | 4531736.1482 | 0 | 54282179.7513 | 69417820.9142 | 3162277.6602 | 7.9905 | 6793.3312 | 8687.5334 | 138.4912 | 177.1071
1 | 2900 | 707 | 0.035 | 15 | 15 | 7 | 4.217e-09 | 5spot_SharedNeighbor | Water | Porous | Wet | R600a | MinimizeLCOE_Brownfield | IgnoreSilica | 136.2045 | 27.5675 | 2.0258 | 4 | 6777.6929 | 8645.5419 | 138.1724 | 176.2511 | 112.9625 | 0 | 210.7064 | 3960522.6827 | 265143.9512 | 4871238.9424 | 5108570.4873 | 0 | 270161.3755 | 0 | 5645498.6013 | 14688429.3095 | 10025154.8208 | 44834720.1706 | 961560.8286 | 9125037.6958 | 9125037.6958 | 1478867.319 | 4531736.1482 | 0 | 54921318.695 | 70056959.858 | 4216965.0343 | 8.1032 | 6777.6929 | 8645.5419 | 138.1724 | 176.2511
1 | 2900 | 707 | 0.035 | 15 | 15 | 7 | 5.6234e-09 | 5spot_SharedNeighbor | Water | Porous | Wet | R600a | MinimizeLCOE_Brownfield | IgnoreSilica | 138 | 27.9134 | 2.0472 | 4 | 6766.7586 | 8615.1022 | 137.9495 | 175.6305 | 112.9235 | 0 | 196.4104 | 3994750.32 | 267347.8755 | 4920220.8644 | 5174107.7468 | 0 | 277428.4693 | 0 | 5707203.5577 | 14848972.9487 | 10134729.1534 | 45324760.9358 | 961560.8286 | 9125037.6958 | 9125037.6958 | 1478867.319 | 4531736.1482 | 0 | 55411359.4602 | 70547000.6232 | 5623413.2519 | 8.1888 | 6766.7586 | 8615.1022 | 137.9495 | 175.6305
1 | 2900 | 707 | 0.035 | 15 | 15 | 7 | 7.4989e-09 | 5spot_SharedNeighbor | Water | Porous | Wet | R600a | MinimizeLCOE_Brownfield | IgnoreSilica | 140 | 28.298 | 2.0687 | 4 | 6763.4932 | 8592.6376 | 137.883 | 175.1725 | 112.8793 | 0 | 194.4256 | 4032605.7538 | 269782.2771 | 4974524.7965 | 5247035.991 | 0 | 288966.1871 | 0 | 5777036.8522 | 15030664.8561 | 10258737.6136 | 45879354.3275 | 961560.8286 | 9125037.6958 | 9125037.6958 | 1478867.319 | 4531736.1482 | 0 | 55965952.8518 | 71101594.0148 | 7498942.0933 | 8.2747 | 6763.4932 | 8592.6376 | 137.883 | 175.1725
1 | 2900 | 707 | 0.035 | 15 | 15 | 7 | 1e-08 | 5spot_SharedNeighbor | Water | Porous | Wet | R600a | MinimizeLCOE_Brownfield | IgnoreSilica | 137.4808 | 27.8134 | 2.0442 | 4 | 6757.3247 | 8608.3646 | 137.7572 | 175.4932 | 112.9347 | 0 | 208.9894 | 3984869.4417 | 266711.7452 | 4906073.5044 | 5155159.4183 | 0 | 270074.8414 | 0 | 5687326.6909 | 14797257.4185 | 10099432.2414 | 45166905.3016 | 961560.8286 | 9125037.6958 | 9125037.6958 | 1478867.319 | 4531736.1482 | 0 | 55253503.826 | 70389144.989 | 10000000 | 8.1768 | 6757.3247 | 8608.3646 | 137.7572 | 175.4932
1 | 3000 | 707 | 0.035 | 15 | 15 | 7 | 1e-13 | 5spot_SharedNeighbor | Water | Porous | Wet | R600a | MinimizeLCOE_Brownfield | IgnoreSilica | 0 | 0 | 0 | 4 | [6 empty] | 21.712 | [19 empty] | 100 | 0
1 | 3000 | 707 | 0.035 | 15 | 15 | 7 | 1.3335e-13 | 5spot_SharedNeighbor | Water | Porous | Wet | R600a | MinimizeLCOE_Brownfield | IgnoreSilica | 0 | 0 | 0 | 4 | [6 empty] | 21.8419 | [19 empty] | 133.3521 | 0
1 | 3000 | 707 | 0.035 | 15 | 15 | 7 | 1.7783e-13 | 5spot_SharedNeighbor | Water | Porous | Wet | R600a | MinimizeLCOE_Brownfield | IgnoreSilica | 0 | 0 | 0 | 4 | [6 empty] | 23.3064 | [19 empty] | 177.8279 | 0
1 | 3000 | 707 | 0.035 | 15 | 15 | 7 | 2.3714e-13 | 5spot_SharedNeighbor | Water | Porous | Wet | R600a | MinimizeLCOE_Brownfield | IgnoreSilica | 0 | 0 | 0 | 4 | [6 empty] | 22.501 | [19 empty] | 237.1374 | 0
1 | 3000 | 707 | 0.035 | 15 | 15 | 7 | 3.1623e-13 | 5spot_SharedNeighbor | Water | Porous | Wet | R600a | MinimizeLCOE_Brownfield | IgnoreSilica | 0 | 0 | 0 | 4 | [6 empty] | 21.849 | [19 empty] | 316.2278 | 0
1 | 3000 | 707 | 0.035 | 15 | 15 | 7 | 4.217e-13 | 5spot_SharedNeighbor | Water | Porous | Wet | R600a | MinimizeLCOE_Brownfield | IgnoreSilica | 1.2625 | 0.18793 | 0.0027868 | 4 | 1030713.6335 | 2435752.1592 | 21012.4916 | 49656.1024 | 95.3083 | 0 | 201.2022 | 107089.5636 | 6490.3095 | 91224.1757 | 64899.4289 | 0 | 61823.9247 | 0 | 129295.6869 | 336400.8551 | 229600.4959 | 1026824.4402 | 961560.8286 | 9501104.8411 | 9501104.8411 | 1478867.319 | 4682163.0063 | 0 | 11489490.1099 | 27151625.2763 | 421.6965 | 0.011147 | 1030713.6335 | 2435752.1592 | 21012.4916 | 49656.1024
1 | 3000 | 707 | 0.035 | 15 | 15 | 7 | 5.6234e-13 | 5spot_SharedNeighbor | Water | Porous | Wet | R600a | MinimizeLCOE_Brownfield | IgnoreSilica | 1.8459 | 0.30842 | 0.006724 | 4 | 443105.4762 | 1025431.0585 | 9033.3045 | 20904.7991 | 101.6146 | 0 | 317.2254 | 157856.4601 | 9952.1362 | 134954.1527 | 86884.8123 | 0 | 80132.4793 | 0 | 183214.2158 | 476685.8072 | 325347.8583 | 1455027.9221 | 961560.8286 | 9501104.8411 | 9501104.8411 | 1478867.319 | 4682163.0063 | 0 | 11917693.5918 | 27579828.7582 | 562.3413 | 0.026896 | 443105.4762 | 1025431.0585 | 9033.3045 | 20904.7991
1 | 3000 | 707 | 0.035 | 15 | 15 | 7 | 7.4989e-13 | 5spot_SharedNeighbor | Water | Porous | Wet | R600a | MinimizeLCOE_Brownfield | IgnoreSilica | 2.5266 | 0.45264 | 0.01254 | 4 | 246734.3828 | 558968.3201 | 5030.0141 | 11395.3253 | 105.6077 | 0 | 460.616 | 211573.4473 | 13677.665 | 182897.9836 | 112933.4827 | 0 | 96855.5103 | 0 | 240995.8547 | 627021.7789 | 427955.2481 | 1913910.9706 | 961560.8286 | 9501104.8411 | 9501104.8411 | 1478867.319 | 4682163.0063 | 0 | 12376576.6403 | 28038711.8067 | 749.8942 | 0.050162 | 246734.3828 | 558968.3201 | 5030.0141 | 11395.3253
1 | 3000 | 707 | 0.035 | 15 | 15 | 7 | 1e-12 | 5spot_SharedNeighbor | Water | Porous | Wet | R600a | MinimizeLCOE_Brownfield | IgnoreSilica | 3.3855 | 0.63685 | 0.020698 | 4 | 155987.7156 | 345158.5124 | 3180.0206 | 7036.5231 | 108.501 | 0 | 94.347 | 273261.0763 | 17989.7047 | 239846.7173 | 145940.3056 | 0 | 114670.7159 | 0 | 308766.3227 | 803346.6351 | 548300.5856 | 2452122.0633 | 961560.8286 | 9501104.8411 | 9501104.8411 | 1478867.319 | 4682163.0063 | 0 | 12914787.733 | 28576922.8994 | 1000 | 0.082794 | 155987.7156 | 345158.5124 | 3180.0206 | 7036.5231
1 | 3000 | 707 | 0.035 | 15 | 15 | 7 | 1.3335e-12 | 5spot_SharedNeighbor | Water | Porous | Wet | R600a | MinimizeLCOE_Brownfield | IgnoreSilica | 4.4844 | 0.87438 | 0.031872 | 4 | 106359.9206 | 229212.5359 | 2168.2908 | 4672.8076 | 110.6633 | 0 | 107.4459 | 345377.8782 | 23049.2823 | 308595.4941 | 188460.7113 | 0 | 134390.242 | 0 | 389950.7071 | 1014571.7499 | 692466.0667 | 3096862.1314 | 961560.8286 | 9501104.8411 | 9501104.8411 | 1478867.319 | 4682163.0063 | 0 | 13559527.8011 | 29221662.9675 | 1333.5214 | 0.12749 | 106359.9206 | 229212.5359 | 2168.2908 | 4672.8076
1 | 3000 | 707 | 0.035 | 15 | 15 | 7 | 1.7783e-12 | 5spot_SharedNeighbor | Water | Porous | Wet | R600a | MinimizeLCOE_Brownfield | IgnoreSilica | 5.8681 | 1.1745 | 0.046826 | 4 | 76451.297 | 160070.1925 | 1558.5631 | 3263.2474 | 112.2664 | 0 | 83.6215 | 428451.2772 | 28879.5933 | 390323.8037 | 242010.2323 | 0 | 155616.1414 | 0 | 485659.6087 | 1263586.6793 | 862423.8727 | 3856951.2086 | 961560.8286 | 9501104.8411 | 9501104.8411 | 1478867.319 | 4682163.0063 | 0 | 14319616.8783 | 29981752.0447 | 1778.2794 | 0.1873 | 76451.297 | 160070.1925 | 1558.5631 | 3263.2474
1 | 3000 | 707 | 0.035 | 15 | 15 | 7 | 2.3714e-12 | 5spot_SharedNeighbor | Water | Porous | Wet | R600a | MinimizeLCOE_Brownfield | IgnoreSilica | 7.5271 | 1.5336 | 0.066202 | 4 | 57285.6723 | 116430.798 | 1167.8459 | 2373.5993 | 113.3737 | 0 | 78.2748 | 519606.2265 | 35261.7977 | 482790.1222 | 306019.6311 | 0 | 176078.4195 | 0 | 592704.9168 | 1542096.613 | 1052512.6253 | 4707070.352 | 961560.8286 | 9501104.8411 | 9501104.8411 | 1478867.319 | 4682163.0063 | 0 | 15169736.0217 | 30831871.1881 | 2371.3737 | 0.26481 | 57285.6723 | 116430.798 | 1167.8459 | 2373.5993
1 | 3000 | 707 | 0.035 | 15 | 15 | 7 | 3.1623e-12 | 5spot_SharedNeighbor | Water | Porous | Wet | R600a | MinimizeLCOE_Brownfield | IgnoreSilica | 9.9165 | 2.056 | 0.093193 | 4 | 43865.9682 | 85881.3065 | 894.2671 | 1750.8066 | 114.4685 | 0 | 105.0791 | 642057.2149 | 43856.4173 | 609934.417 | 398915.4382 | 0 | 206705.6701 | 0 | 741572.9714 | 1929420.7541 | 1316869.3103 | 5889332.1932 | 961560.8286 | 9501104.8411 | 9501104.8411 | 1478867.319 | 4682163.0063 | 0 | 16351997.8629 | 32014133.0293 | 3162.2777 | 0.37277 | 43865.9682 | 85881.3065 | 894.2671 | 1750.8066
1 | 3000 | 707 | 0.035 | 15 | 15 | 7 | 4.217e-12 | 5spot_SharedNeighbor | Water | Porous | Wet | R600a | MinimizeLCOE_Brownfield | IgnoreSilica | 12.7398 | 2.6716 | 0.1276 | 4 | 34595.084 | 65279.9263 | 705.2676 | 1330.8196 | 115.1863 | 0 | 102.1337 | 774597.0397 | 53123.7196 | 751709.1514 | 508410.914 | 0 | 235292.2507 | 0 | 906021.8994 | 2357283.1315 | 1608894.1746 | 7195332.2808 | 961560.8286 | 9501104.8411 | 9501104.8411 | 1478867.319 | 4682163.0063 | 0 | 17657997.9505 | 33320133.1169 | 4216.965 | 0.51042 | 34595.084 | 65279.9263 | 705.2676 | 1330.8196
1 | 3000 | 707 | 0.035 | 15 | 15 | 7 | 5.6234e-12 | 5spot_SharedNeighbor | Water | Porous | Wet | R600a | MinimizeLCOE_Brownfield | IgnoreSilica | 16.2696 | 3.4413 | 0.17222 | 4 | 27881.398 | 50616.8363 | 568.4 | 1031.8927 | 115.7383 | 0 | 121.1625 | 928083.1625 | 63828.8873 | 920136.0861 | 645101.5062 | 0 | 266142.3461 | 0 | 1101083.8754 | 2864794.3803 | 1955281.0302 | 8744451.274 | 961560.8286 | 9501104.8411 | 9501104.8411 | 1478867.319 | 4682163.0063 | 0 | 19207116.9437 | 34869252.1101 | 5623.4133 | 0.68889 | 27881.398 | 50616.8363 | 568.4 | 1031.8927
1 | 3000 | 707 | 0.035 | 15 | 15 | 7 | 7.4989e-12 | 5spot_SharedNeighbor | Water | Porous | Wet | R600a | MinimizeLCOE_Brownfield | IgnoreSilica | 20.6935 | 4.4066 | 0.22986 | 4 | 22902.2124 | 39936.5577 | 466.8926 | 814.1607 | 116.1675 | 0 | 101.4054 | 1106827.2349 | 76267.2884 | 1121050.1239 | 816621.3562 | 0 | 299892.7611 | 0 | 1334056.9182 | 3470942.4483 | 2368989.5417 | 10594647.6727 | 961560.8286 | 9501104.8411 | 9501104.8411 | 1478867.319 | 4682163.0063 | 0 | 21057313.3424 | 36719448.5088 | 7498.9421 | 0.91944 | 22902.2124 | 39936.5577 | 466.8926 | 814.1607
1 | 3000 | 707 | 0.035 | 15 | 15 | 7 | 1e-11 | 5spot_SharedNeighbor | Water | Porous | Wet | R600a | MinimizeLCOE_Brownfield | IgnoreSilica | 26.1381 | 5.5952 | 0.3034 | 4 | 19141.9215 | 32047.6445 | 390.234 | 653.3346 | 116.4987 | 0 | 126.1197 | 1311731.9756 | 90493.2244 | 1356710.1478 | 1027992.3578 | 0 | 335304.686 | 0 | 1607670.6327 | 4182829.2078 | 2854866.8829 | 12767599.115 | 961560.8286 | 9501104.8411 | 9501104.8411 | 1478867.319 | 4682163.0063 | 0 | 23230264.7847 | 38892399.9511 | 10000 | 1.2136 | 19141.9215 | 32047.6445 | 390.234 | 653.3346
1 | 3000 | 707 | 0.035 | 15 | 15 | 7 | 1.3335e-11 | 5spot_SharedNeighbor | Water | Porous | Wet | R600a | MinimizeLCOE_Brownfield | IgnoreSilica | 32.7734 | 7.044 | 0.39608 | 4 | 16261.1465 | 26146.8762 | 331.5055 | 533.0394 | 116.7559 | 0 | 141.4493 | 1544904.4641 | 106641.0374 | 1630845.4075 | 1285631.9908 | 0 | 371887.123 | 0 | 1926564.9089 | 5012526.7001 | 3421152.4699 | 15300154.1017 | 961560.8286 | 9501104.8411 | 9501104.8411 | 1478867.319 | 4682163.0063 | 0 | 25762819.7714 | 41424954.9378 | 13335.2143 | 1.5843 | 16261.1465 | 26146.8762 | 331.5055 | 533.0394
1 | 3000 | 707 | 0.035 | 15 | 15 | 7 | 1.7783e-11 | 5spot_SharedNeighbor | Water | Porous | Wet | R600a | MinimizeLCOE_Brownfield | IgnoreSilica | 40.7271 | 8.7809 | 0.51098 | 4 | 14028.2404 | 21691.0353 | 285.9847 | 442.2011 | 116.955 | 0 | 132.7612 | 1806630.6654 | 124720.2724 | 1945042.9592 | 1594489.171 | 0 | 408495.8357 | 0 | 2292957.7724 | 5965805.7736 | 4071785.0255 | 18209927.4752 | 961560.8286 | 9501104.8411 | 9501104.8411 | 1478867.319 | 4682163.0063 | 0 | 28672593.1449 | 44334728.3113 | 17782.7941 | 2.0439 | 14028.2404 | 21691.0353 | 285.9847 | 442.2011
1 | 3000 | 707 | 0.035 | 15 | 15 | 7 | 2.3714e-11 | 5spot_SharedNeighbor | Water | Porous | Wet | R600a | MinimizeLCOE_Brownfield | IgnoreSilica | 49.987 | 10.8021 | 0.64967 | 4 | 12284.6486 | 18311.5893 | 250.4392 | 373.3065 | 117.1021 | 0 | 162.0061 | 2092748.4761 | 144430.4641 | 2295399.1605 | 1953865.8007 | 0 | 442693.8511 | 0 | 2702363.7235 | 7030996.0775 | 4798799.2954 | 21461296.8489 | 961560.8286 | 9501104.8411 | 9501104.8411 | 1478867.319 | 4682163.0063 | 0 | 31923962.5186 | 47586097.685 | 23713.7371 | 2.5987 | 12284.6486 | 18311.5893 | 250.4392 | 373.3065
1 | 3000 | 707 | 0.035 | 15 | 15 | 7 | 3.1623e-11 | 5spot_SharedNeighbor | Water | Porous | Wet | R600a | MinimizeLCOE_Brownfield | IgnoreSilica | 60.2667 | 13.0417 | 0.81018 | 4 | 10920.3749 | 15753.2825 | 222.6266 | 321.152 | 117.1925 | 0 | 131.2596 | 2391848.5336 | 164966.3633 | 2668658.2946 | 2352402.631 | 0 | 470315.7731 | 0 | 3138794.7223 | 8166500.012 | 5573804.063 | 24927290.3929 | 961560.8286 | 9501104.8411 | 9501104.8411 | 1478867.319 | 4682163.0063 | 0 | 35389956.0626 | 51052091.229 | 31622.7766 | 3.2407 | 10920.3749 | 15753.2825 | 222.6266 | 321.152
1 | 3000 | 707 | 0.035 | 15 | 15 | 7 | 4.217e-11 | 5spot_SharedNeighbor | Water | Porous | Wet | R600a | MinimizeLCOE_Brownfield | IgnoreSilica | 71.0554 | 15.3827 | 0.98627 | 4 | 9856.154 | 13826.1766 | 200.931 | 281.8653 | 117.2188 | 0 | 188.2772 | 2688288.4612 | 185232.0007 | 3045385.7404 | 2769788.8975 | 0 | 487448.8662 | 0 | 3578696.1467 | 9311033.2823 | 6354971.5378 | 28420844.9329 | 961560.8286 | 9501104.8411 | 9501104.8411 | 1478867.319 | 4682163.0063 | 0 | 38883510.6026 | 54545645.769 | 42169.6503 | 3.9451 | 9856.154 | 13826.1766 | 200.931 | 281.8653
1 | 3000 | 707 | 0.035 | 15 | 15 | 7 | 5.6234e-11 | 5spot_SharedNeighbor | Water | Porous | Wet | R600a | MinimizeLCOE_Brownfield | IgnoreSilica | 81.7398 | 17.6858 | 1.1685 | 4 | 9030.6719 | 12381.6955 | 184.1025 | 252.4176 | 117.1826 | 0 | 181.6448 | 2966483.827 | 204149.5279 | 3405084.5306 | 3181739.6124 | 0 | 492014.7695 | 0 | 3997294.1843 | 10400139.5097 | 7098308.9169 | 31745214.8783 | 961560.8286 | 9501104.8411 | 9501104.8411 | 1478867.319 | 4682163.0063 | 0 | 42207880.548 | 57870015.7144 | 56234.1325 | 4.6738 | 9030.6719 | 12381.6955 | 184.1025 | 252.4176
1 | 3000 | 707 | 0.035 | 15 | 15 | 7 | 7.4989e-11 | 5spot_SharedNeighbor | Water | Porous | Wet | R600a | MinimizeLCOE_Brownfield | IgnoreSilica | 91.8324 | 19.8431 | 1.3471 | 4 | 8394.1888 | 11300.8104 | 171.1269 | 230.3823 | 117.0968 | 0 | 179.902 | 3216616.9882 | 221056.9969 | 3733726.1472 | 3569191.9679 | 0 | 485113.6831 | 0 | 4378025.2554 | 11390723.6582 | 7774402.9527 | 34768857.6495 | 961560.8286 | 9501104.8411 | 9501104.8411 | 1478867.319 | 4682163.0063 | 0 | 45231523.3192 | 60893658.4856 | 74989.4209 | 5.3884 | 8394.1888 | 11300.8104 | 171.1269 | 230.3823
1 | 3000 | 707 | 0.035 | 15 | 15 | 7 | 1e-10 | 5spot_SharedNeighbor | Water | Porous | Wet | R600a | MinimizeLCOE_Brownfield | IgnoreSilica | 100.8728 | 21.7575 | 1.5129 | 4 | 7906.0194 | 10494.1263 | 161.1749 | 213.937 | 116.9813 | 0 | 176.0886 | 3431043.3612 | 235461.0947 | 4019547.2939 | 3914551.4837 | 0 | 468553.6418 | 0 | 4706971.1813 | 12246573.4813 | 8358538.0429 | 37381239.5807 | 961560.8286 | 9501104.8411 | 9501104.8411 | 1478867.319 | 4682163.0063 | 0 | 47843905.2504 | 63506040.4168 | 100000 | 6.0516 | 7906.0194 | 10494.1263 | 161.1749 | 213.937
1 | 3000 | 707 | 0.035 | 15 | 15 | 7 | 1.3335e-10 | 5spot_SharedNeighbor | Water | Porous | Wet | R600a | MinimizeLCOE_Brownfield | IgnoreSilica | 108.6996 | 23.3989 | 1.6604 | 4 | 7533.2317 | 9891.4253 | 153.5751 | 201.6501 | 116.8543 | 0 | 192.0895 | 3609732.5489 | 247392.9481 | 4260742.9635 | 4211826.6646 | 0 | 446109.9715 | 0 | 4982563.9877 | 12963609.4315 | 8847929.8125 | 39569908.3283 | 961560.8286 | 9501104.8411 | 9501104.8411 | 1478867.319 | 4682163.0063 | 0 | 50032573.998 | 65694709.1644 | 133352.1432 | 6.6416 | 7533.2317 | 9891.4253 | 153.5751 | 201.6501
1 | 3000 | 707 | 0.035 | 15 | 15 | 7 | 1.7783e-10 | 5spot_SharedNeighbor | Water | Porous | Wet | R600a | MinimizeLCOE_Brownfield | IgnoreSilica | 115.2307 | 24.7566 | 1.7865 | 4 | 7249.5393 | 9441.2391 | 147.7917 | 192.4724 | 116.7305 | 0 | 202.1673 | 3754161.0249 | 256984.4476 | 4457783.2898 | 4458709.3653 | 0 | 420756.1392 | 0 | 5205873.764 | 13544615.6625 | 9244478.5037 | 41343362.197 | 961560.8286 | 9501104.8411 | 9501104.8411 | 1478867.319 | 4682163.0063 | 0 | 51806027.8667 | 67468163.0331 | 177827.941 | 7.1461 | 7249.5393 | 9441.2391 | 147.7917 | 192.4724
1 | 3000 | 707 | 0.035 | 15 | 15 | 7 | 2.3714e-10 | 5spot_SharedNeighbor | Water | Porous | Wet | R600a | MinimizeLCOE_Brownfield | IgnoreSilica | 120.5313 | 25.85 | 1.8911 | 4 | 7034.2404 | 9104.7963 | 143.4025 | 185.6136 | 116.6189 | 0 | 217.1911 | 3868363.8529 | 264532.6036 | 4614964.5993 | 4658249.0388 | 0 | 395104.0551 | 0 | 5382473.5184 | 14004091.9977 | 9558080.5437 | 42745860.2095 | 961560.8286 | 9501104.8411 | 9501104.8411 | 1478867.319 | 4682163.0063 | 0 | 53208525.8792 | 68870661.0456 | 237137.3706 | 7.5642 | 7034.2404 | 9104.7963 | 143.4025 | 185.6136
1 | 3000 | 707 | 0.035 | 15 | 15 | 7 | 3.1623e-10 | 5spot_SharedNeighbor | Water | Porous | Wet | R600a | MinimizeLCOE_Brownfield | IgnoreSilica | 122.246 | 26.2018 | 1.9493 | 4 | 6867.6009 | 8876.2569 | 140.0053 | 180.9545 | 116.5804 | 0 | 606.81 | 3904717.8298 | 266927.773 | 4665275.5507 | 4722616.9647 | 0 | 351566.9748 | 0 | 5425330.9863 | 14115598.3378 | 9634185.9121 | 43086220.3292 | 961560.8286 | 9501104.8411 | 9501104.8411 | 1478867.319 | 4682163.0063 | 0 | 53548885.9989 | 69211021.1653 | 316227.766 | 7.7973 | 6867.6009 | 8876.2569 | 140.0053 | 180.9545
1 | 3000 | 707 | 0.035 | 15 | 15 | 7 | 4.217e-10 | 5spot_SharedNeighbor | Water | Porous | Wet | R600a | MinimizeLCOE_Brownfield | IgnoreSilica | 128.3387 | 27.4458 | 2.0469 | 4 | 6744.1819 | 8657.098 | 137.4893 | 176.4867 | 116.4373 | 0 | 209.2525 | 4031815.5483 | 275276.1356 | 4842136.5758 | 4950728.9444 | 0 | 350198.9618 | 0 | 5635560.9047 | 14662573.4616 | 10007507.6733 | 44755798.2055 | 961560.8286 | 9501104.8411 | 9501104.8411 | 1478867.319 | 4682163.0063 | 0 | 55218463.8752 | 70880599.0416 | 421696.5034 | 8.1876 | 6744.1819 | 8657.098 | 137.4893 | 176.4867
1 | 3000 | 707 | 0.035 | 15 | 15 | 7 | 5.6234e-10 | 5spot_SharedNeighbor | Water | Porous | Wet | R600a | MinimizeLCOE_Brownfield | IgnoreSilica | 130.8527 | 27.9558 | 2.0988 | 4 | 6652.1084 | 8517.738 | 135.6122 | 173.6456 | 116.3745 | 0 | 191.7789 | 4083263.9161 | 278642.2264 | 4914202.6333 | 5044529.8697 | 0 | 331828.6435 | 0 | 5714462.2427 | 14867858.5582 | 10147618.9699 | 45382407.0598 | 961560.8286 | 9501104.8411 | 9501104.8411 | 1478867.319 | 4682163.0063 | 0 | 55845072.7295 | 71507207.8959 | 562341.3252 | 8.3951 | 6652.1084 | 8517.738 | 135.6122 | 173.6456
1 | 3000 | 707 | 0.035 | 15 | 15 | 7 | 7.4989e-10 | 5spot_SharedNeighbor | Water | Porous | Wet | R600a | MinimizeLCOE_Brownfield | IgnoreSilica | 133.8 | 28.5525 | 2.1503 | 4 | 6582.4977 | 8403.4223 | 134.1931 | 171.3151 | 116.3013 | 0 | 193.1526 | 4143066.2583 | 282550.2304 | 4998201.6663 | 5154386.2586 | 0 | 323613.0928 | 0 | 5811708.8275 | 15120874.2238 | 10320307.3606 | 46154707.9183 | 961560.8286 | 9501104.8411 | 9501104.8411 | 1478867.319 | 4682163.0063 | 0 | 56617373.588 | 72279508.7544 | 749894.2093 | 8.6012 | 6582.4977 | 8403.4223 | 134.1931 | 171.3151
1 | 3000 | 707 | 0.035 | 15 | 15 | 7 | 1e-09 | 5spot_SharedNeighbor | Water | Porous | Wet | R600a | MinimizeLCOE_Brownfield | IgnoreSilica | 136.0607 | 29.0117 | 2.1904 | 4 | 6529.3773 | 8316.9602 | 133.1102 | 169.5525 | 116.2504 | 0 | 196.1028 | 4188927.9209 | 285552.8209 | 5062582.6998 | 5238792.4054 | 0 | 316645.202 | 0 | 5886075.4091 | 15314360.8145 | 10452365.9346 | 46745303.2073 | 961560.8286 | 9501104.8411 | 9501104.8411 | 1478867.319 | 4682163.0063 | 0 | 57207968.877 | 72870104.0434 | 1000000 | 8.7616 | 6529.3773 | 8316.9602 | 133.1102 | 169.5525
1 | 3000 | 707 | 0.035 | 15 | 15 | 7 | 1.3335e-09 | 5spot_SharedNeighbor | Water | Porous | Wet | R600a | MinimizeLCOE_Brownfield | IgnoreSilica | 137.2445 | 29.2516 | 2.2151 | 4 | 6489.4504 | 8257.1363 | 132.2962 | 168.3329 | 116.2233 | 0 | 200.586 | 4212780.3296 | 287112.4169 | 5096143.7191 | 5282937.8467 | 0 | 307213.4298 | 0 | 5922613.2194 | 15409424.7019 | 10517248.9911 | 47035474.6545 | 961560.8286 | 9501104.8411 | 9501104.8411 | 1478867.319 | 4682163.0063 | 0 | 57498140.3242 | 73160275.4906 | 1333521.4322 | 8.8602 | 6489.4504 | 8257.1363 | 132.2962 | 168.3329
1 | 3000 | 707 | 0.035 | 15 | 15 | 7 | 1.7783e-09 | 5spot_SharedNeighbor | Water | Porous | Wet | R600a | MinimizeLCOE_Brownfield | IgnoreSilica | 138.1413 | 29.4331 | 2.2338 | 4 | 6459.4234 | 8212.2685 | 131.6841 | 167.4182 | 116.2025 | 0 | 189.3121 | 4230779.9043 | 288288.4325 | 5121503.7196 | 5316361.2392 | 0 | 299806.4971 | 0 | 5950128.5191 | 15481013.8676 | 10566110.0677 | 47253992.2472 | 961560.8286 | 9501104.8411 | 9501104.8411 | 1478867.319 | 4682163.0063 | 0 | 57716657.9169 | 73378793.0833 | 1778279.41 | 8.9353 | 6459.4234 | 8212.2685 | 131.6841 | 167.4182
1 | 3000 | 707 | 0.035 | 15 | 15 | 7 | 2.3714e-09 | 5spot_SharedNeighbor | Water | Porous | Wet | R600a | MinimizeLCOE_Brownfield | IgnoreSilica | 138.8038 | 29.5671 | 2.2479 | 4 | 6436.8558 | 8178.7496 | 131.224 | 166.7349 | 116.1871 | 0 | 213.6844 | 4244037.3753 | 289154.1212 | 5140201.392 | 5341040.104 | 0 | 293948.7199 | 0 | 5970268.8678 | 15533414.9236 | 10601874.8651 | 47413940.369 | 961560.8286 | 9501104.8411 | 9501104.8411 | 1478867.319 | 4682163.0063 | 0 | 57876606.0387 | 73538741.2051 | 2371373.7057 | 8.9914 | 6436.8558 | 8178.7496 | 131.224 | 166.7349
1 | 3000 | 707 | 0.035 | 15 | 15 | 7 | 3.1623e-09 | 5spot_SharedNeighbor | Water | Porous | Wet | R600a | MinimizeLCOE_Brownfield | IgnoreSilica | 139.3056 | 29.6685 | 2.2585 | 4 | 6419.903 | 8153.5908 | 130.8784 | 166.222 | 116.1754 | 0 | 184.0099 | 4254056.1044 | 289808.0471 | 5154341.9246 | 5359724.3609 | 0 | 289452.9388 | 0 | 5985479.5165 | 15572989.9114 | 10628885.6075 | 47534738.4111 | 961560.8286 | 9501104.8411 | 9501104.8411 | 1478867.319 | 4682163.0063 | 0 | 57997404.0808 | 73659539.2472 | 3162277.6602 | 9.034 | 6419.903 | 8153.5908 | 130.8784 | 166.222
1 | 3000 | 707 | 0.035 | 15 | 15 | 7 | 4.217e-09 | 5spot_SharedNeighbor | Water | Porous | Wet | R600a | MinimizeLCOE_Brownfield | IgnoreSilica | 139.6929 | 29.7467 | 2.2666 | 4 | 6407.1732 | 8134.6402 | 130.6189 | 165.8356 | 116.1663 | 0 | 202.1308 | 4261775.9794 | 290311.7632 | 5165244.0449 | 5374141.5305 | 0 | 286077.6165 | 0 | 5997244.8645 | 15603600.9333 | 10649778.2589 | 47628174.9911 | 961560.8286 | 9501104.8411 | 9501104.8411 | 1478867.319 | 4682163.0063 | 0 | 58090840.6608 | 73752975.8272 | 4216965.0343 | 9.0665 | 6407.1732 | 8134.6402 | 130.6189 | 165.8356
1 | 3000 | 707 | 0.035 | 15 | 15 | 7 | 5.6234e-09 | 5spot_SharedNeighbor | Water | Porous | Wet | R600a | MinimizeLCOE_Brownfield | IgnoreSilica | 139.9707 | 29.8028 | 2.2726 | 4 | 6397.6173 | 8120.5437 | 130.4241 | 165.5483 | 116.1598 | 0 | 193.0746 | 4267306.8578 | 290672.5556 | 5173058.3016 | 5384481.7491 | 0 | 283414.1359 | 0 | 6005584.104 | 15625297.9239 | 10664586.9008 | 47694402.5287 | 961560.8286 | 9501104.8411 | 9501104.8411 | 1478867.319 | 4682163.0063 | 0 | 58157068.1984 | 73819203.3648 | 5623413.2519 | 9.0904 | 6397.6173 | 8120.5437 | 130.4241 | 165.5483
1 | 3000 | 707 | 0.035 | 15 | 15 | 7 | 7.4989e-09 | 5spot_SharedNeighbor | Water | Porous | Wet | R600a | MinimizeLCOE_Brownfield | IgnoreSilica | 137.1614 | 29.2346 | 2.2438 | 4 | 6387.063 | 8132.1141 | 130.2089 | 165.7841 | 116.2248 | 0 | 207.7752 | 4211081.7248 | 287000.6965 | 5093768.018 | 5279823.1438 | 0 | 258610.9776 | 0 | 5900810.9787 | 15352699.7438 | 10478533.0416 | 46862328.3247 | 961560.8286 | 9501104.8411 | 9501104.8411 | 1478867.319 | 4682163.0063 | 0 | 57324993.9944 | 72987129.1608 | 7498942.0933 | 8.9752 | 6387.063 | 8132.1141 | 130.2089 | 165.7841
1 | 3000 | 707 | 0.035 | 15 | 15 | 7 | 1e-08 | 5spot_SharedNeighbor | Water | Porous | Wet | R600a | MinimizeLCOE_Brownfield | IgnoreSilica | 140.3331 | 29.8759 | 2.2804 | 4 | 6385.0646 | 8102.0709 | 130.1682 | 165.1717 | 116.1512 | 0 | 211.1976 | 4274511.9953 | 291142.4498 | 5183242.2984 | 5397965.8091 | 0 | 279842.9502 | 0 | 6016415.1461 | 15653478.0736 | 10683820.432 | 47780419.1544 | 961560.8286 | 9501104.8411 | 9501104.8411 | 1478867.319 | 4682163.0063 | 0 | 58243084.8241 | 73905219.9905 | 10000000 | 9.1218 | 6385.0646 | 8102.0709 | 130.1682 | 165.1717
1 | 3100 | 707 | 0.035 | 15 | 15 | 7 | 1e-13 | 5spot_SharedNeighbor | Water | Porous | Wet | R600a | MinimizeLCOE_Brownfield | IgnoreSilica | 0 | 0 | 0 | 4 | [6 empty] | 21.3218 | [19 empty] | 100 | 0
1 | 3100 | 707 | 0.035 | 15 | 15 | 7 | 1.3335e-13 | 5spot_SharedNeighbor | Water | Porous | Wet | R600a | MinimizeLCOE_Brownfield | IgnoreSilica | 0 | 0 | 0 | 4 | [6 empty] | 21.1698 | [19 empty] | 133.3521 | 0
1 | 3100 | 707 | 0.035 | 15 | 15 | 7 | 1.7783e-13 | 5spot_SharedNeighbor | Water | Porous | Wet | R600a | MinimizeLCOE_Brownfield | IgnoreSilica | 0 | 0 | 0 | 4 | [6 empty] | 22.3394 | [19 empty] | 177.8279 | 0
1 | 3100 | 707 | 0.035 | 15 | 15 | 7 | 2.3714e-13 | 5spot_SharedNeighbor | Water | Porous | Wet | R600a | MinimizeLCOE_Brownfield | IgnoreSilica | 0 | 0 | 0 | 4 | [6 empty] | 21.9118 | [19 empty] | 237.1374 | 0
1 | 3100 | 707 | 0.035 | 15 | 15 | 7 | 3.1623e-13 | 5spot_SharedNeighbor | Water | Porous | Wet | R600a | MinimizeLCOE_Brownfield | IgnoreSilica | 0.99609 | 0.13959 | 0.0010963 | 4 | 2665679.4097 | 6359242.9662 | 54343.4804 | 129641.7694 | 92.1947 | 0 | 67.0343 | 85126.3014 | 5053.4996 | 72080.7437 | 55376.3279 | 0 | 55125.2195 | 0 | 106377.2159 | 276771.6948 | 188902.3688 | 844813.3715 | 961560.8286 | 9883032.0773 | 9883032.0773 | 1478867.319 | 4834933.9008 | 0 | 11689406.2774 | 27886239.5744 | 316.2278 | 0.0043852 | 2665679.4097 | 6359242.9662 | 54343.4804 | 129641.7694
1 | 3100 | 707 | 0.035 | 15 | 15 | 7 | 4.217e-13 | 5spot_SharedNeighbor | Water | Porous | Wet | R600a | MinimizeLCOE_Brownfield | IgnoreSilica | 1.4764 | 0.24085 | 0.0042406 | 4 | 711821.2754 | 1666688.6935 | 14511.4395 | 33977.7034 | 100.2706 | 0 | 238.9065 | 131807.1069 | 8230.9738 | 110840.4077 | 73797.443 | 0 | 72319.9726 | 0 | 154828.4025 | 402831.7438 | 274940.9425 | 1229596.9927 | 961560.8286 | 9883032.0773 | 9883032.0773 | 1478867.319 | 4834933.9008 | 0 | 12074189.8986 | 28271023.1956 | 421.6965 | 0.016962 | 711821.2754 | 1666688.6935 | 14511.4395 | 33977.7034
1 | 3100 | 707 | 0.035 | 15 | 15 | 7 | 5.6234e-13 | 5spot_SharedNeighbor | Water | Porous | Wet | R600a | MinimizeLCOE_Brownfield | IgnoreSilica | 2.0793 | 0.37309 | 0.0092138 | 4 | 339733.0138 | 779203.0187 | 6925.917 | 15885.1075 | 105.6996 | 0 | 365.1416 | 185155.5956 | 11960.5047 | 156686.4217 | 97261.2947 | 0 | 90188.5539 | 0 | 211088.4246 | 549208.7805 | 374846.2778 | 1676395.8536 | 961560.8286 | 9883032.0773 | 9883032.0773 | 1478867.319 | 4834933.9008 | 0 | 12520988.7595 | 28717822.0565 | 562.3413 | 0.036855 | 339733.0138 | 779203.0187 | 6925.917 | 15885.1075
1 | 3100 | 707 | 0.035 | 15 | 15 | 7 | 7.4989e-13 | 5spot_SharedNeighbor | Water | Porous | Wet | R600a | MinimizeLCOE_Brownfield | IgnoreSilica | 2.8377 | 0.54284 | 0.016432 | 4 | 198414.2982 | 444829.8086 | 4044.9438 | 9068.4573 | 109.511 | 0 | 516.8005 | 246123.8294 | 16282.1765 | 210925.0807 | 127051.8587 | 0 | 108997.7945 | 0 | 276658.4885 | 719808.6366 | 491284.1851 | 2197132.05 | 961560.8286 | 9883032.0773 | 9883032.0773 | 1478867.319 | 4834933.9008 | 0 | 13041724.9559 | 29238558.2529 | 749.8942 | 0.06573 | 198414.2982 | 444829.8086 | 4044.9438 | 9068.4573
1 | 3100 | 707 | 0.035 | 15 | 15 | 7 | 1e-12 | 5spot_SharedNeighbor | Water | Porous | Wet | R600a | MinimizeLCOE_Brownfield | IgnoreSilica | 3.7681 | 0.75358 | 0.026463 | 4 | 128817.8779 | 281830.9716 | 2626.1267 | 5745.5056 | 112.2144 | 0 | 81.6204 | 314397.667 | 21155.0086 | 273686.0542 | 163966.1112 | 0 | 127952.8749 | 0 | 351451.5092 | 914404.7343 | 624100.0203 | 2791113.9795 | 961560.8286 | 9883032.0773 | 9883032.0773 | 1478867.319 | 4834933.9008 | 0 | 13635706.8854 | 29832540.1824 | 1000 | 0.10585 | 128817.8779 | 281830.9716 | 2626.1267 | 5745.5056
1 | 3100 | 707 | 0.035 | 15 | 15 | 7 | 1.3335e-12 | 5spot_SharedNeighbor | Water | Porous | Wet | R600a | MinimizeLCOE_Brownfield | IgnoreSilica | 4.9791 | 1.0293 | 0.040101 | 4 | 89525.7241 | 190501.7056 | 1825.103 | 3883.6349 | 114.2848 | 0 | 93.3093 | 395566.2283 | 26962.4697 | 350717.4927 | 211998.2506 | 0 | 149821.3725 | 0 | 442675.6674 | 1151751.2813 | 786093.9156 | 3515586.6782 | 961560.8286 | 9883032.0773 | 9883032.0773 | 1478867.319 | 4834933.9008 | 0 | 14360179.584 | 30557012.8811 | 1333.5214 | 0.1604 | 89525.7241 | 190501.7056 | 1825.103 | 3883.6349
1 | 3100 | 707 | 0.035 | 15 | 15 | 7 | 1.7783e-12 | 5spot_SharedNeighbor | Water | Porous | Wet | R600a | MinimizeLCOE_Brownfield | IgnoreSilica | 6.4749 | 1.3706 | 0.058181 | 4 | 65298.5957 | 134895.0186 | 1331.2002 | 2750.0174 | 115.7871 | 0 | 74.7575 | 487341.1817 | 33526.7993 | 440542.5715 | 271318.3891 | 0 | 172395.9727 | 0 | 547998.7166 | 1425780.2506 | 973124.3179 | 4352028.1993 | 961560.8286 | 9883032.0773 | 9883032.0773 | 1478867.319 | 4834933.9008 | 0 | 15196621.1052 | 31393454.4022 | 1778.2794 | 0.23273 | 65298.5957 | 134895.0186 | 1331.2002 | 2750.0174
1 | 3100 | 707 | 0.035 | 15 | 15 | 7 | 2.3714e-12 | 5spot_SharedNeighbor | Water | Porous | Wet | R600a | MinimizeLCOE_Brownfield | IgnoreSilica | 8.446 | 1.818 | 0.081812 | 4 | 49606.1738 | 99100.4145 | 1011.289 | 2020.296 | 116.8514 | 0 | 49.2908 | 597418.4269 | 41367.1007 | 551834.5372 | 349458.5877 | 0 | 199807.9851 | 0 | 678555.7887 | 1765462.9713 | 1204964.7545 | 5388870.1522 | 961560.8286 | 9883032.0773 | 9883032.0773 | 1478867.319 | 4834933.9008 | 0 | 16233463.0581 | 32430296.3551 | 2371.3737 | 0.32725 | 49606.1738 | 99100.4145 | 1011.289 | 2020.296
1 | 3100 | 707 | 0.035 | 15 | 15 | 7 | 3.1623e-12 | 5spot_SharedNeighbor | Water | Porous | Wet | R600a | MinimizeLCOE_Brownfield | IgnoreSilica | 10.9371 | 2.3942 | 0.11451 | 4 | 38183.4814 | 73543.1527 | 778.4219 | 1499.2766 | 117.9372 | 0 | 92.0687 | 728955.6282 | 50795.6621 | 687270.9136 | 449151.8575 | 0 | 229505.3765 | 0 | 836814.9808 | 2177220.9256 | 1485998.0192 | 6645713.3635 | 961560.8286 | 9883032.0773 | 9883032.0773 | 1478867.319 | 4834933.9008 | 0 | 17490306.2693 | 33687139.5664 | 3162.2777 | 0.45806 | 38183.4814 | 73543.1527 | 778.4219 | 1499.2766
1 | 3100 | 707 | 0.035 | 15 | 15 | 7 | 4.217e-12 | 5spot_SharedNeighbor | Water | Porous | Wet | R600a | MinimizeLCOE_Brownfield | IgnoreSilica | 14.0117 | 3.0999 | 0.15601 | 4 | 30358.2055 | 56313.4284 | 618.8931 | 1148.0254 | 118.6259 | 0 | 94.7956 | 877089.5941 | 61346.7553 | 844631.8661 | 571551.7597 | 0 | 260546.2148 | 0 | 1019914.8141 | 2653609.133 | 1811142.7595 | 8099832.8966 | 961560.8286 | 9883032.0773 | 9883032.0773 | 1478867.319 | 4834933.9008 | 0 | 18944425.8025 | 35141259.0996 | 4216.965 | 0.62403 | 30358.2055 | 56313.4284 | 618.8931 | 1148.0254
1 | 3100 | 707 | 0.035 | 15 | 15 | 7 | 5.6234e-12 | 5spot_SharedNeighbor | Water | Porous | Wet | R600a | MinimizeLCOE_Brownfield | IgnoreSilica | 17.8897 | 3.9906 | 0.20991 | 4 | 24640.4604 | 43930.8215 | 502.3291 | 895.5892 | 119.1616 | 0 | 103.8363 | 1050404.6899 | 73661.9253 | 1033369.4725 | 726067.9671 | 0 | 294912.8097 | 0 | 1239582.5771 | 3225139.5924 | 2201224.0418 | 9844363.0758 | 961560.8286 | 9883032.0773 | 9883032.0773 | 1478867.319 | 4834933.9008 | 0 | 20688955.9816 | 36885789.2787 | 5623.4133 | 0.83963 | 24640.4604 | 43930.8215 | 502.3291 | 895.5892
1 | 3100 | 707 | 0.035 | 15 | 15 | 7 | 7.4989e-12 | 5spot_SharedNeighbor | Water | Porous | Wet | R600a | MinimizeLCOE_Brownfield | IgnoreSilica | 22.6692 | 5.0889 | 0.279 | 4 | 20372.6766 | 34885.8876 | 415.3246 | 711.196 | 119.5728 | 0 | 88.5236 | 1249071.2384 | 87744.5057 | 1254880.6594 | 916752.5379 | 0 | 330901.0005 | 0 | 1497346.4773 | 3895788.386 | 2658955.6239 | 11891440.4291 | 961560.8286 | 9883032.0773 | 9883032.0773 | 1478867.319 | 4834933.9008 | 0 | 22736033.3349 | 38932866.632 | 7498.9421 | 1.116 | 20372.6766 | 34885.8876 | 415.3246 | 711.196
1 | 3100 | 707 | 0.035 | 15 | 15 | 7 | 1e-11 | 5spot_SharedNeighbor | Water | Porous | Wet | R600a | MinimizeLCOE_Brownfield | IgnoreSilica | 28.5546 | 6.4418 | 0.36688 | 4 | 17133.0515 | 28169.9761 | 349.2804 | 574.2831 | 119.8925 | 0 | 100.0996 | 1477138.6244 | 103869.1656 | 1514991.0752 | 1151601.3323 | 0 | 368872.6837 | 0 | 1800424.4237 | 4684335.0326 | 3197154.9132 | 14298387.2507 | 961560.8286 | 9883032.0773 | 9883032.0773 | 1478867.319 | 4834933.9008 | 0 | 25142980.1566 | 41339813.4536 | 10000 | 1.4675 | 17133.0515 | 28169.9761 | 349.2804 | 574.2831
1 | 3100 | 707 | 0.035 | 15 | 15 | 7 | 1.3335e-11 | 5spot_SharedNeighbor | Water | Porous | Wet | R600a | MinimizeLCOE_Brownfield | IgnoreSilica | 35.7165 | 8.0882 | 0.47724 | 4 | 14639.0505 | 23123.6261 | 298.4368 | 471.4064 | 120.1416 | 0 | 132.0462 | 1736504.9962 | 122159.4408 | 1817236.0449 | 1437327.1483 | 0 | 408106.6704 | 0 | 2153320.3772 | 5602497.9147 | 3823819.9466 | 17100972.5391 | 961560.8286 | 9883032.0773 | 9883032.0773 | 1478867.319 | 4834933.9008 | 0 | 27945565.445 | 44142398.742 | 13335.2143 | 1.909 | 14639.0505 | 23123.6261 | 298.4368 | 471.4064
1 | 3100 | 707 | 0.035 | 15 | 15 | 7 | 1.7783e-11 | 5spot_SharedNeighbor | Water | Porous | Wet | R600a | MinimizeLCOE_Brownfield | IgnoreSilica | 44.2452 | 10.0487 | 0.61316 | 4 | 12698.5533 | 19302.4082 | 258.8772 | 393.5057 | 120.3328 | 0 | 111.7149 | 2025950.8928 | 142516.5372 | 2161517.1756 | 1777512.9797 | 0 | 446792.714 | 0 | 2556173.2167 | 6650638.3667 | 4539197.3422 | 20300299.225 | 961560.8286 | 9883032.0773 | 9883032.0773 | 1478867.319 | 4834933.9008 | 0 | 31144892.1309 | 47341725.4279 | 17782.7941 | 2.4526 | 12698.5533 | 19302.4082 | 258.8772 | 393.5057
1 | 3100 | 707 | 0.035 | 15 | 15 | 7 | 2.3714e-11 | 5spot_SharedNeighbor | Water | Porous | Wet | R600a | MinimizeLCOE_Brownfield | IgnoreSilica | 54.0381 | 12.2979 | 0.77527 | 4 | 11179.9819 | 16402.923 | 227.9191 | 334.3958 | 120.4675 | 0 | 142.937 | 2338282.174 | 164416.2677 | 2540359.1501 | 2167954.2729 | 0 | 481476.0451 | 0 | 3000070.2848 | 7805567.4821 | 5327460.1949 | 23825585.8717 | 961560.8286 | 9883032.0773 | 9883032.0773 | 1478867.319 | 4834933.9008 | 0 | 34670178.7775 | 50867012.0746 | 23713.7371 | 3.1011 | 11179.9819 | 16402.923 | 227.9191 | 334.3958
1 | 3100 | 707 | 0.035 | 15 | 15 | 7 | 3.1623e-11 | 5spot_SharedNeighbor | Water | Porous | Wet | R600a | MinimizeLCOE_Brownfield | IgnoreSilica | 64.7024 | 14.7405 | 0.95965 | 4 | 9991.5726 | 14211.0324 | 203.6917 | 289.7111 | 120.5375 | 0 | 167.9836 | 2658733.9776 | 186797.976 | 2936426.7858 | 2592508.2828 | 0 | 507302.5707 | 0 | 3463890.1413 | 9012331.606 | 6151101.506 | 27509092.8463 | 961560.8286 | 9883032.0773 | 9883032.0773 | 1478867.319 | 4834933.9008 | 0 | 38353685.7522 | 54550519.0492 | 31622.7766 | 3.8386 | 9991.5726 | 14211.0324 | 203.6917 | 289.7111
1 | 3100 | 707 | 0.035 | 15 | 15 | 7 | 4.217e-11 | 5spot_SharedNeighbor | Water | Porous | Wet | R600a | MinimizeLCOE_Brownfield | IgnoreSilica | 75.6964 | 17.2451 | 1.1582 | 4 | 9065.4884 | 12561.6645 | 184.8122 | 256.0865 | 120.5372 | 0 | 182.6785 | 2970837.3002 | 208486.7133 | 3329216.8795 | 3028923.3016 | 0 | 520914.9361 | 0 | 3922767.861 | 10206237.304 | 6965966.6772 | 31153350.9729 | 961560.8286 | 9883032.0773 | 9883032.0773 | 1478867.319 | 4834933.9008 | 0 | 41997943.8788 | 58194777.1758 | 42169.6503 | 4.6327 | 9065.4884 | 12561.6645 | 184.8122 | 256.0865
1 | 3100 | 707 | 0.035 | 15 | 15 | 7 | 5.6234e-11 | 5spot_SharedNeighbor | Water | Porous | Wet | R600a | MinimizeLCOE_Brownfield | IgnoreSilica | 86.4339 | 19.6721 | 1.3601 | 4 | 8348.0495 | 11325.207 | 170.1863 | 230.8797 | 120.4729 | 0 | 205.5814 | 3259824.3148 | 228446.9947 | 3699211.3899 | 3453357.8325 | 0 | 521264.6984 | 0 | 4353221.0398 | 11326188.1771 | 7730356.1608 | 34571870.608 | 961560.8286 | 9883032.0773 | 9883032.0773 | 1478867.319 | 4834933.9008 | 0 | 45416463.5139 | 61613296.8109 | 56234.1325 | 5.4404 | 8348.0495 | 11325.207 | 170.1863 | 230.8797
1 | 3100 | 707 | 0.035 | 15 | 15 | 7 | 7.4989e-11 | 5spot_SharedNeighbor | Water | Porous | Wet | R600a | MinimizeLCOE_Brownfield | IgnoreSilica | 96.395 | 21.9023 | 1.5544 | 4 | 7795.418 | 10400.4762 | 158.9201 | 212.0278 | 120.3619 | 0 | 195.0713 | 3515191.1275 | 245967.2929 | 4031383.9061 | 3845113.9161 | 0 | 509580.078 | 0 | 4737422.1651 | 12325800.6946 | 8412612.244 | 37623071.4244 | 961560.8286 | 9883032.0773 | 9883032.0773 | 1478867.319 | 4834933.9008 | 0 | 48467664.3302 | 64664497.6273 | 74989.4209 | 6.2175 | 7795.418 | 10400.4762 | 158.9201 | 212.0278
1 | 3100 | 707 | 0.035 | 15 | 15 | 7 | 1e-10 | 5spot_SharedNeighbor | Water | Porous | Wet | R600a | MinimizeLCOE_Brownfield | IgnoreSilica | 105.2307 | 23.8607 | 1.7322 | 4 | 7371.8339 | 9709.4145 | 150.2848 | 197.9395 | 120.2261 | 0 | 198.0516 | 3732186.6296 | 260754.2541 | 4317670.6966 | 4190753.733 | 0 | 488857.7205 | 0 | 5066186.9832 | 13181179.3124 | 8996425.7268 | 40234015.0562 | 961560.8286 | 9883032.0773 | 9883032.0773 | 1478867.319 | 4834933.9008 | 0 | 51078607.9621 | 67275441.2591 | 100000 | 6.9289 | 7371.8339 | 9709.4145 | 150.2848 | 197.9395
1 | 3100 | 707 | 0.035 | 15 | 15 | 7 | 1.3335e-10 | 5spot_SharedNeighbor | Water | Porous | Wet | R600a | MinimizeLCOE_Brownfield | IgnoreSilica | 112.8017 | 25.5223 | 1.8885 | 4 | 7048.4818 | 9192.5966 | 143.6928 | 187.4035 | 120.084 | 0 | 201.1268 | 3911399.3632 | 272888.0456 | 4557033.8042 | 4485390.7864 | 0 | 462920.3961 | 0 | 5338956.6342 | 13890869.9917 | 9480804.1981 | 42400263.2195 | 961560.8286 | 9883032.0773 | 9883032.0773 | 1478867.319 | 4834933.9008 | 0 | 53244856.1253 | 69441689.4224 | 133352.1432 | 7.5541 | 7048.4818 | 9192.5966 | 143.6928 | 187.4035
1 | 3100 | 707 | 0.035 | 15 | 15 | 7 | 1.7783e-10 | 5spot_SharedNeighbor | Water | Porous | Wet | R600a | MinimizeLCOE_Brownfield | IgnoreSilica | 119.0498 | 26.881 | 2.0206 | 4 | 6802.439 | 8806.4035 | 138.6769 | 179.5304 | 119.9502 | 0 | 193.5643 | 4054795.3055 | 282541.1029 | 4750543.1484 | 4727280.1428 | 0 | 434693.3028 | 0 | 5557442.671 | 14459325.8416 | 9868786.9963 | 44135408.5113 | 961560.8286 | 9883032.0773 | 9883032.0773 | 1478867.319 | 4834933.9008 | 0 | 54980001.4172 | 71176834.7142 | 177827.941 | 8.0824 | 6802.439 | 8806.4035 | 138.6769 | 179.5304
1 | 3100 | 707 | 0.035 | 15 | 15 | 7 | 2.3714e-10 | 5spot_SharedNeighbor | Water | Porous | Wet | R600a | MinimizeLCOE_Brownfield | IgnoreSilica | 124.0922 | 27.9684 | 2.1292 | 4 | 6615.7006 | 8517.4725 | 134.87 | 173.6402 | 119.8318 | 0 | 222.3849 | 4167621.4625 | 290099.1335 | 4904083.5851 | 4921496.3162 | 0 | 406935.9144 | 0 | 5729192.2006 | 14906182.887 | 10173776.1118 | 45499387.6112 | 961560.8286 | 9883032.0773 | 9883032.0773 | 1478867.319 | 4834933.9008 | 0 | 56343980.517 | 72540813.8141 | 237137.3706 | 8.5167 | 6615.7006 | 8517.4725 | 134.87 | 173.6402
1 | 3100 | 707 | 0.035 | 15 | 15 | 7 | 3.1623e-10 | 5spot_SharedNeighbor | Water | Porous | Wet | R600a | MinimizeLCOE_Brownfield | IgnoreSilica | 128.083 | 28.8234 | 2.2165 | 4 | 6474.2751 | 8301.1632 | 131.9869 | 169.2304 | 119.7319 | 0 | 211.099 | 4255143.1012 | 295937.7536 | 5024003.4242 | 5074651.3554 | 0 | 381344.2814 | 0 | 5862121.1671 | 15252036.7905 | 10409828.5075 | 46555066.3808 | 961560.8286 | 9883032.0773 | 9883032.0773 | 1478867.319 | 4834933.9008 | 0 | 57399659.2867 | 73596492.5837 | 316227.766 | 8.8658 | 6474.2751 | 8301.1632 | 131.9869 | 169.2304
1 | 3100 | 707 | 0.035 | 15 | 15 | 7 | 4.217e-10 | 5spot_SharedNeighbor | Water | Porous | Wet | R600a | MinimizeLCOE_Brownfield | IgnoreSilica | 131.5124 | 29.5541 | 2.2903 | 4 | 6363.6567 | 8131.6404 | 129.7317 | 165.7745 | 119.6418 | 0 | 208.0815 | 4329134.6179 | 300856.5914 | 5125953.5952 | 5205869.5057 | 0 | 359523.37 | 0 | 5975321.6952 | 15546561.344 | 10610847.5672 | 47454068.2864 | 961560.8286 | 9883032.0773 | 9883032.0773 | 1478867.319 | 4834933.9008 | 0 | 58298661.1923 | 74495494.4893 | 421696.5034 | 9.1612 | 6363.6567 | 8131.6404 | 129.7317 | 165.7745
1 | 3100 | 707 | 0.035 | 15 | 15 | 7 | 5.6234e-10 | 5spot_SharedNeighbor | Water | Porous | Wet | R600a | MinimizeLCOE_Brownfield | IgnoreSilica | 135.7272 | 30.4518 | 2.3661 | 4 | 6283.0012 | 7994.3646 | 128.0875 | 162.9759 | 119.5366 | 0 | 199.8729 | 4419343.6729 | 306852.5175 | 5250531.1593 | 5367118.7648 | 0 | 353780.7932 | 0 | 6122074.494 | 15928382.0233 | 10871448.0264 | 48619531.4514 | 961560.8286 | 9883032.0773 | 9883032.0773 | 1478867.319 | 4834933.9008 | 0 | 59464124.3573 | 75660957.6543 | 562341.3252 | 9.4643 | 6283.0012 | 7994.3646 | 128.0875 | 162.9759
1 | 3100 | 707 | 0.035 | 15 | 15 | 7 | 7.4989e-10 | 5spot_SharedNeighbor | Water | Porous | Wet | R600a | MinimizeLCOE_Brownfield | IgnoreSilica | 137.664 | 30.8641 | 2.4092 | 4 | 6221.8578 | 7902.5592 | 126.841 | 161.1044 | 119.4899 | 0 | 203.8644 | 4460513.1147 | 309587.9353 | 5307499.8077 | 5441195.7026 | 0 | 338844.1389 | 0 | 6184479.8727 | 16090748.0175 | 10982266.1537 | 49115134.7431 | 961560.8286 | 9883032.0773 | 9883032.0773 | 1478867.319 | 4834933.9008 | 0 | 59959727.649 | 76156560.9461 | 749894.2093 | 9.6369 | 6221.8578 | 7902.5592 | 126.841 | 161.1044
1 | 3100 | 707 | 0.035 | 15 | 15 | 7 | 1e-09 | 5spot_SharedNeighbor | Water | Porous | Wet | R600a | MinimizeLCOE_Brownfield | IgnoreSilica | 139.1204 | 31.1735 | 2.4421 | 4 | 6175.7942 | 7833.8708 | 125.9019 | 159.7041 | 119.4543 | 0 | 195.781 | 4491268.0295 | 311628.6914 | 5350151.5168 | 5496833.4772 | 0 | 326636.1364 | 0 | 6230841.962 | 16211372.6637 | 11064594.9534 | 49483327.4303 | 961560.8286 | 9883032.0773 | 9883032.0773 | 1478867.319 | 4834933.9008 | 0 | 60327920.3362 | 76524753.6332 | 1000000 | 9.7684 | 6175.7942 | 7833.8708 | 125.9019 | 159.7041
1 | 3100 | 707 | 0.035 | 15 | 15 | 7 | 1.3335e-09 | 5spot_SharedNeighbor | Water | Porous | Wet | R600a | MinimizeLCOE_Brownfield | IgnoreSilica | 140.2265 | 31.4081 | 2.4672 | 4 | 6141.1244 | 7782.3419 | 125.1951 | 158.6536 | 119.4269 | 0 | 200.679 | 4514511.9779 | 313169.512 | 5382440.6527 | 5539054.5595 | 0 | 316954.657 | 0 | 6265791.23 | 16302303.49 | 11126657.1108 | 49760883.1899 | 961560.8286 | 9883032.0773 | 9883032.0773 | 1478867.319 | 4834933.9008 | 0 | 60605476.0957 | 76802309.3928 | 1333521.4322 | 9.8688 | 6141.1244 | 7782.3419 | 125.1951 | 158.6536
1 | 3100 | 707 | 0.035 | 15 | 15 | 7 | 1.7783e-09 | 5spot_SharedNeighbor | Water | Porous | Wet | R600a | MinimizeLCOE_Brownfield | IgnoreSilica | 141.0519 | 31.5829 | 2.4861 | 4 | 6115.0505 | 7743.7824 | 124.6636 | 157.8675 | 119.4064 | 0 | 202.9234 | 4531793.2588 | 314314.2 | 5406477.0975 | 5570541.0452 | 0 | 309290.8559 | 0 | 6291642.4184 | 16369562.9793 | 11172563.0942 | 49966184.9492 | 961560.8286 | 9883032.0773 | 9883032.0773 | 1478867.319 | 4834933.9008 | 0 | 60810777.8551 | 77007611.1521 | 1778279.41 | 9.9444 | 6115.0505 | 7743.7824 | 124.6636 | 157.8675
1 | 3100 | 707 | 0.035 | 15 | 15 | 7 | 2.3714e-09 | 5spot_SharedNeighbor | Water | Porous | Wet | R600a | MinimizeLCOE_Brownfield | IgnoreSilica | 141.6903 | 31.718 | 2.5006 | 4 | 6095.4537 | 7714.7366 | 124.2641 | 157.2753 | 119.3904 | 0 | 220.4284 | 4545122.4112 | 315196.5998 | 5425034.1226 | 5594882.6873 | 0 | 303461.7786 | 0 | 6311642.0638 | 16421597.9542 | 11208078.0338 | 50125015.6514 | 961560.8286 | 9883032.0773 | 9883032.0773 | 1478867.319 | 4834933.9008 | 0 | 60969608.5573 | 77166441.8543 | 2371373.7057 | 10.0025 | 6095.4537 | 7714.7366 | 124.2641 | 157.2753
1 | 3100 | 707 | 0.035 | 15 | 15 | 7 | 3.1623e-09 | 5spot_SharedNeighbor | Water | Porous | Wet | R600a | MinimizeLCOE_Brownfield | IgnoreSilica | 142.1554 | 31.8164 | 2.5114 | 4 | 6080.7324 | 7693.0776 | 123.964 | 156.8338 | 119.3786 | 0 | 229.8725 | 4554811.547 | 315837.7422 | 5438533.2827 | 5612607.9878 | 0 | 298863.5157 | 0 | 6326055.0894 | 16459097.6903 | 11233672.3743 | 50239479.2294 | 961560.8286 | 9883032.0773 | 9883032.0773 | 1478867.319 | 4834933.9008 | 0 | 61084072.1353 | 77280905.4323 | 3162277.6602 | 10.0455 | 6080.7324 | 7693.0776 | 123.964 | 156.8338
1 | 3100 | 707 | 0.035 | 15 | 15 | 7 | 4.217e-09 | 5spot_SharedNeighbor | Water | Porous | Wet | R600a | MinimizeLCOE_Brownfield | IgnoreSilica | 142.5038 | 31.89 | 2.5195 | 4 | 6069.6782 | 7676.845 | 123.7386 | 156.5029 | 119.3698 | 0 | 235.9093 | 4562058.3574 | 316317.1174 | 5448635.0961 | 5625882.315 | 0 | 295337.81 | 0 | 6336809.9714 | 16487079.6872 | 11252770.6621 | 50324891.0167 | 961560.8286 | 9883032.0773 | 9883032.0773 | 1478867.319 | 4834933.9008 | 0 | 61169483.9226 | 77366317.2197 | 4216965.0343 | 10.0779 | 6069.6782 | 7676.845 | 123.7386 | 156.5029
1 | 3100 | 707 | 0.035 | 15 | 15 | 7 | 5.6234e-09 | 5spot_SharedNeighbor | Water | Porous | Wet | R600a | MinimizeLCOE_Brownfield | IgnoreSilica | 142.7692 | 31.9461 | 2.5256 | 4 | 6061.3801 | 7664.6429 | 123.5694 | 156.2541 | 119.3631 | 0 | 204.7009 | 4567573.3061 | 316681.8425 | 5456325.7995 | 5635994.0081 | 0 | 292680.7357 | 0 | 6345009.7199 | 16508413.7507 | 11267331.5988 | 50390010.7613 | 961560.8286 | 9883032.0773 | 9883032.0773 | 1478867.319 | 4834933.9008 | 0 | 61234603.6672 | 77431436.9642 | 5623413.2519 | 10.1024 | 6061.3801 | 7664.6429 | 123.5694 | 156.2541
1 | 3100 | 707 | 0.035 | 15 | 15 | 7 | 7.4989e-09 | 5spot_SharedNeighbor | Water | Porous | Wet | R600a | MinimizeLCOE_Brownfield | IgnoreSilica | 142.9667 | 31.9878 | 2.5302 | 4 | 6055.1525 | 7655.5072 | 123.4425 | 156.0679 | 119.3581 | 0 | 209.2861 | 4571671.6907 | 316952.8338 | 5462042.82 | 5643513.9332 | 0 | 290651.9866 | 0 | 6351084.9731 | 16524220.3134 | 11278119.9027 | 50438258.4538 | 961560.8286 | 9883032.0773 | 9883032.0773 | 1478867.319 | 4834933.9008 | 0 | 61282851.3596 | 77479684.6567 | 7498942.0933 | 10.1208 | 6055.1525 | 7655.5072 | 123.4425 | 156.0679
1 | 3100 | 707 | 0.035 | 15 | 15 | 7 | 1e-08 | 5spot_SharedNeighbor | Water | Porous | Wet | R600a | MinimizeLCOE_Brownfield | IgnoreSilica | 143.1176 | 32.0197 | 2.5337 | 4 | 6050.4798 | 7648.6348 | 123.3472 | 155.9278 | 119.3543 | 0 | 210.6156 | 4574803.1625 | 317159.8637 | 5466412.0209 | 5649262.8176 | 0 | 289137.3032 | 0 | 6355742.3154 | 16536337.7627 | 11286390.3108 | 50475245.5568 | 961560.8286 | 9883032.0773 | 9883032.0773 | 1478867.319 | 4834933.9008 | 0 | 61319838.4626 | 77516671.7597 | 10000000 | 10.1347 | 6050.4798 | 7648.6348 | 123.3472 | 155.9278
1 | 3200 | 707 | 0.035 | 15 | 15 | 7 | 1e-13 | 5spot_SharedNeighbor | Water | Porous | Wet | R600a | MinimizeLCOE_Brownfield | IgnoreSilica | 0 | 0 | 0 | 4 | [6 empty] | 21.2797 | [19 empty] | 100 | 0
1 | 3200 | 707 | 0.035 | 15 | 15 | 7 | 1.3335e-13 | 5spot_SharedNeighbor | Water | Porous | Wet | R600a | MinimizeLCOE_Brownfield | IgnoreSilica | 0 | 0 | 0 | 4 | [6 empty] | 23.1146 | [19 empty] | 133.3521 | 0
1 | 3200 | 707 | 0.035 | 15 | 15 | 7 | 1.7783e-13 | 5spot_SharedNeighbor | Water | Porous | Wet | R600a | MinimizeLCOE_Brownfield | IgnoreSilica | 0 | 0 | 0 | 4 | [6 empty] | 23.1414 | [19 empty] | 177.8279 | 0
1 | 3200 | 707 | 0.035 | 15 | 15 | 7 | 2.3714e-13 | 5spot_SharedNeighbor | Water | Porous | Wet | R600a | MinimizeLCOE_Brownfield | IgnoreSilica | 0 | 0 | 0 | 4 | [6 empty] | 22.9215 | [19 empty] | 237.1374 | 0
1 | 3200 | 707 | 0.035 | 15 | 15 | 7 | 3.1623e-13 | 5spot_SharedNeighbor | Water | Porous | Wet | R600a | MinimizeLCOE_Brownfield | IgnoreSilica | 1.1398 | 0.17527 | 0.0020499 | 4 | 1490744.1069 | 3532225.4386 | 30390.835 | 72009.1933 | 97.0426 | 0 | 59.8085 | 103397.152 | 6322.3699 | 86162.3292 | 61452.311 | 0 | 62762.666 | 0 | 124837.763 | 324802.2515 | 221684.2107 | 991421.0534 | 961560.8286 | 10270819.4043 | 10270819.4043 | 1478867.319 | 4990048.8316 | 0 | 12223801.2863 | 28963536.8412 | 316.2278 | 0.0081998 | 1490744.1069 | 3532225.4386 | 30390.835 | 72009.1933
1 | 3200 | 707 | 0.035 | 15 | 15 | 7 | 4.217e-13 | 5spot_SharedNeighbor | Water | Porous | Wet | R600a | MinimizeLCOE_Brownfield | IgnoreSilica | 1.6709 | 0.29435 | 0.0060864 | 4 | 519878.0521 | 1207471.0659 | 10598.4173 | 24615.9309 | 104.6324 | 0 | 287.1966 | 156017.1633 | 9999.8018 | 129722.2658 | 82366.3607 | 0 | 81742.2543 | 0 | 179340.6599 | 466607.6092 | 318469.2811 | 1424265.3961 | 961560.8286 | 10270819.4043 | 10270819.4043 | 1478867.319 | 4990048.8316 | 0 | 12656645.629 | 29396381.1839 | 421.6965 | 0.024345 | 519878.0521 | 1207471.0659 | 10598.4173 | 24615.9309
1 | 3200 | 707 | 0.035 | 15 | 15 | 7 | 5.6234e-13 | 5spot_SharedNeighbor | Water | Porous | Wet | R600a | MinimizeLCOE_Brownfield | IgnoreSilica | 2.3321 | 0.44776 | 0.012287 | 4 | 267661.4594 | 608256.4747 | 5456.6409 | 12400.131 | 109.7314 | 0 | 426.6564 | 215629.8255 | 14266.7013 | 180782.3983 | 108867.8582 | 0 | 101254.8638 | 0 | 242112.6424 | 629927.4313 | 429938.4156 | 1922780.1364 | 961560.8286 | 10270819.4043 | 10270819.4043 | 1478867.319 | 4990048.8316 | 0 | 13155160.3693 | 29894895.9242 | 562.3413 | 0.049149 | 267661.4594 | 608256.4747 | 5456.6409 | 12400.131
1 | 3200 | 707 | 0.035 | 15 | 15 | 7 | 7.4989e-13 | 5spot_SharedNeighbor | Water | Porous | Wet | R600a | MinimizeLCOE_Brownfield | IgnoreSilica | 3.1489 | 0.64069 | 0.021148 | 4 | 162259.7174 | 360148.728 | 3307.8838 | 7342.119 | 113.2895 | 0 | 596.3043 | 282657.7241 | 19121.9837 | 240181.3774 | 141942.5142 | 0 | 121138.2117 | 0 | 313966.3063 | 816875.9257 | 557534.6044 | 2493418.6476 | 961560.8286 | 10270819.4043 | 10270819.4043 | 1478867.319 | 4990048.8316 | 0 | 13725798.8805 | 30465534.4354 | 749.8942 | 0.084592 | 162259.7174 | 360148.728 | 3307.8838 | 7342.119
1 | 3200 | 707 | 0.035 | 15 | 15 | 7 | 1e-12 | 5spot_SharedNeighbor | Water | Porous | Wet | R600a | MinimizeLCOE_Brownfield | IgnoreSilica | 4.1897 | 0.88875 | 0.033372 | 4 | 107903.5661 | 233306.9528 | 2199.7601 | 4756.2778 | 115.9223 | 0 | 75.1561 | 360540.1901 | 24795.3579 | 311486.4282 | 184217.0849 | 0 | 142885.7665 | 0 | 399330.6827 | 1038976.5225 | 709122.8254 | 3171354.8581 | 961560.8286 | 10270819.4043 | 10270819.4043 | 1478867.319 | 4990048.8316 | 0 | 14403735.091 | 31143470.6459 | 1000 | 0.13349 | 107903.5661 | 233306.9528 | 2199.7601 | 4756.2778
1 | 3200 | 707 | 0.035 | 15 | 15 | 7 | 1.3335e-12 | 5spot_SharedNeighbor | Water | Porous | Wet | R600a | MinimizeLCOE_Brownfield | IgnoreSilica | 5.5127 | 1.2058 | 0.049907 | 4 | 76196.8628 | 160051.287 | 1553.3761 | 3262.862 | 117.8871 | 0 | 90.3739 | 451139.4774 | 31409.6262 | 397048.3633 | 238243.516 | 0 | 166744.6823 | 0 | 500988.4094 | 1303469.0745 | 889644.4269 | 3978687.576 | 961560.8286 | 10270819.4043 | 10270819.4043 | 1478867.319 | 4990048.8316 | 0 | 15211067.8089 | 31950803.3638 | 1333.5214 | 0.19963 | 76196.8628 | 160051.287 | 1553.3761 | 3262.862
1 | 3200 | 707 | 0.035 | 15 | 15 | 7 | 1.7783e-12 | 5spot_SharedNeighbor | Water | Porous | Wet | R600a | MinimizeLCOE_Brownfield | IgnoreSilica | 7.1133 | 1.5895 | 0.071555 | 4 | 56327.1858 | 114812.9924 | 1148.3059 | 2340.6181 | 119.2733 | 0 | 100.7029 | 551461.9241 | 38721.9787 | 494762.7066 | 303470.6374 | 0 | 190245.0542 | 0 | 615678.2974 | 1601868.6369 | 1093308.2598 | 4889517.4951 | 961560.8286 | 10270819.4043 | 10270819.4043 | 1478867.319 | 4990048.8316 | 0 | 16121897.728 | 32861633.2829 | 1778.2794 | 0.28622 | 56327.1858 | 114812.9924 | 1148.3059 | 2340.6181
1 | 3200 | 707 | 0.035 | 15 | 15 | 7 | 2.3714e-12 | 5spot_SharedNeighbor | Water | Porous | Wet | R600a | MinimizeLCOE_Brownfield | IgnoreSilica | 9.4226 | 2.1474 | 0.10154 | 4 | 42803.4668 | 84019.5263 | 872.6066 | 1712.8517 | 120.5586 | 0 | 102.9755 | 685590.7071 | 48512.3227 | 628819.6829 | 398183.5062 | 0 | 225193.633 | 0 | 774656.9422 | 2015498.4596 | 1375619.1131 | 6152074.3667 | 961560.8286 | 10270819.4043 | 10270819.4043 | 1478867.319 | 4990048.8316 | 0 | 17384454.5996 | 34124190.1545 | 2371.3737 | 0.40615 | 42803.4668 | 84019.5263 | 872.6066 | 1712.8517
1 | 3200 | 707 | 0.035 | 15 | 15 | 7 | 3.1623e-12 | 5spot_SharedNeighbor | Water | Porous | Wet | R600a | MinimizeLCOE_Brownfield | IgnoreSilica | 12.0165 | 2.7734 | 0.13959 | 4 | 33497.7062 | 63478.0301 | 682.896 | 1294.0855 | 121.3933 | 0 | 104.0489 | 824027.8101 | 58587.91 | 771183.1434 | 504510.3568 | 0 | 253928.4189 | 0 | 940772.6793 | 2447697.5326 | 1670603.8612 | 7471311.7124 | 961560.8286 | 10270819.4043 | 10270819.4043 | 1478867.319 | 4990048.8316 | 0 | 18703691.9453 | 35443427.5002 | 3162.2777 | 0.55836 | 33497.7062 | 63478.0301 | 682.896 | 1294.0855
1 | 3200 | 707 | 0.035 | 15 | 15 | 7 | 4.217e-12 | 5spot_SharedNeighbor | Water | Porous | Wet | R600a | MinimizeLCOE_Brownfield | IgnoreSilica | 15.3345 | 3.5746 | 0.18924 | 4 | 26829.9906 | 48944.2791 | 546.9656 | 997.7953 | 122.0524 | 0 | 91.4049 | 988232.4844 | 70509.1374 | 944349.311 | 640539.6783 | 0 | 287022.3134 | 0 | 1142954.6406 | 2973733.5225 | 2029634.2332 | 9076975.3208 | 961560.8286 | 10270819.4043 | 10270819.4043 | 1478867.319 | 4990048.8316 | 0 | 20309355.5537 | 37049091.1086 | 4216.965 | 0.75696 | 26829.9906 | 48944.2791 | 546.9656 | 997.7953
1 | 3200 | 707 | 0.035 | 15 | 15 | 7 | 5.6234e-12 | 5spot_SharedNeighbor | Water | Porous | Wet | R600a | MinimizeLCOE_Brownfield | IgnoreSilica | 19.5144 | 4.5831 | 0.25332 | 4 | 21936.762 | 38457.094 | 447.2106 | 783.9999 | 122.5679 | 0 | 114.3889 | 1179894.4729 | 84373.2973 | 1151671.5823 | 810548.7939 | 0 | 323663.4882 | 0 | 1384559.1375 | 3602338.8636 | 2458670.2951 | 10995719.9307 | 961560.8286 | 10270819.4043 | 10270819.4043 | 1478867.319 | 4990048.8316 | 0 | 22228100.1636 | 38967835.7185 | 5623.4133 | 1.0133 | 21936.762 | 38457.094 | 447.2106 | 783.9999
1 | 3200 | 707 | 0.035 | 15 | 15 | 7 | 7.4989e-12 | 5spot_SharedNeighbor | Water | Porous | Wet | R600a | MinimizeLCOE_Brownfield | IgnoreSilica | 24.7102 | 5.8371 | 0.33549 | 4 | 18257.6983 | 30731.6102 | 372.2079 | 626.5054 | 122.9685 | 0 | 103.8948 | 1401617.8652 | 100369.3137 | 1397166.7896 | 1021927.7927 | 0 | 363061.737 | 0 | 1670815.9643 | 4347120.4076 | 2966999.0025 | 13269078.8725 | 961560.8286 | 10270819.4043 | 10270819.4043 | 1478867.319 | 4990048.8316 | 0 | 24501459.1054 | 41241194.6603 | 7498.9421 | 1.342 | 18257.6983 | 30731.6102 | 372.2079 | 626.5054
1 | 3200 | 707 | 0.035 | 15 | 15 | 7 | 1e-11 | 5spot_SharedNeighbor | Water | Porous | Wet | R600a | MinimizeLCOE_Brownfield | IgnoreSilica | 31.1003 | 7.3807 | 0.43998 | 4 | 15442.4183 | 24953.9971 | 314.8146 | 508.721 | 123.2803 | 0 | 127.5191 | 1656339.239 | 118713.0661 | 1685287.6523 | 1283246.4224 | 0 | 404597.6807 | 0 | 2007791.7836 | 5223862.3661 | 3565393.4045 | 15945231.6145 | 961560.8286 | 10270819.4043 | 10270819.4043 | 1478867.319 | 4990048.8316 | 0 | 27177611.8474 | 43917347.4023 | 10000 | 1.7599 | 15442.4183 | 24953.9971 | 314.8146 | 508.721
1 | 3200 | 707 | 0.035 | 15 | 15 | 7 | 1.3335e-11 | 5spot_SharedNeighbor | Water | Porous | Wet | R600a | MinimizeLCOE_Brownfield | IgnoreSilica | 38.7982 | 9.2408 | 0.57034 | 4 | 13265.0972 | 20602.659 | 270.4269 | 420.0131 | 123.5213 | 0 | 111.643 | 1943382.8404 | 139329.7146 | 2016914.5663 | 1598239.1139 | 0 | 446380.5302 | 0 | 2396256.2385 | 6234567.1929 | 4255220.2167 | 19030290.4136 | 961560.8286 | 10270819.4043 | 10270819.4043 | 1478867.319 | 4990048.8316 | 0 | 30262670.6465 | 47002406.2014 | 13335.2143 | 2.2814 | 13265.0972 | 20602.659 | 270.4269 | 420.0131
1 | 3200 | 707 | 0.035 | 15 | 15 | 7 | 1.7783e-11 | 5spot_SharedNeighbor | Water | Porous | Wet | R600a | MinimizeLCOE_Brownfield | IgnoreSilica | 47.8696 | 11.4322 | 0.72947 | 4 | 11565.8432 | 17302.7707 | 235.7854 | 352.7404 | 123.7027 | 0 | 166.3185 | 2260665.7964 | 162052.5271 | 2390951.3625 | 1969393.6679 | 0 | 486442.4077 | 0 | 2835107.247 | 7376367.4964 | 5034522.3855 | 22515502.8905 | 961560.8286 | 10270819.4043 | 10270819.4043 | 1478867.319 | 4990048.8316 | 0 | 33747883.1234 | 50487618.6783 | 17782.7941 | 2.9179 | 11565.8432 | 17302.7707 | 235.7854 | 352.7404
1 | 3200 | 707 | 0.035 | 15 | 15 | 7 | 2.3714e-11 | 5spot_SharedNeighbor | Water | Porous | Wet | R600a | MinimizeLCOE_Brownfield | IgnoreSilica | 58.1519 | 13.9125 | 0.91693 | 4 | 10234.5234 | 14798.5862 | 208.6446 | 301.6892 | 123.8215 | 0 | 159.1407 | 2598822.4226 | 186185.9139 | 2797394.1264 | 2389719.5289 | 0 | 520904.1518 | 0 | 3312280.196 | 8617873.6279 | 5881875.8306 | 26305055.798 | 961560.8286 | 10270819.4043 | 10270819.4043 | 1478867.319 | 4990048.8316 | 0 | 37537436.031 | 54277171.5858 | 23713.7371 | 3.6677 | 10234.5234 | 14798.5862 | 208.6446 | 301.6892
1 | 3200 | 707 | 0.035 | 15 | 15 | 7 | 3.1623e-11 | 5spot_SharedNeighbor | Water | Porous | Wet | R600a | MinimizeLCOE_Brownfield | IgnoreSilica | 69.1413 | 16.553 | 1.1264 | 4 | 9193.1934 | 12908.6299 | 187.4157 | 263.1599 | 123.8673 | 0 | 146.5161 | 2939418.351 | 210381.3692 | 3214521.1612 | 2837911.4108 | 0 | 544191.9235 | 0 | 3801105.4441 | 9889696.6517 | 6749921.1777 | 30187147.4891 | 961560.8286 | 10270819.4043 | 10270819.4043 | 1478867.319 | 4990048.8316 | 0 | 41419527.7221 | 58159263.2769 | 31622.7766 | 4.5055 | 9193.1934 | 12908.6299 | 187.4157 | 263.1599
1 | 3200 | 707 | 0.035 | 15 | 15 | 7 | 4.217e-11 | 5spot_SharedNeighbor | Water | Porous | Wet | R600a | MinimizeLCOE_Brownfield | IgnoreSilica | 80.2855 | 19.2126 | 1.3478 | 4 | 8382.7454 | 11487.6835 | 170.8936 | 234.192 | 123.8379 | 0 | 188.3639 | 3265793.7651 | 233429.308 | 3621532.8372 | 3290597.1891 | 0 | 553760.7154 | 0 | 4276394.3878 | 11126300.9879 | 7593929.0469 | 33961738.2375 | 961560.8286 | 10270819.4043 | 10270819.4043 | 1478867.319 | 4990048.8316 | 0 | 45194118.4704 | 61933854.0253 | 42169.6503 | 5.3913 | 8382.7454 | 11487.6835 | 170.8936 | 234.192
1 | 3200 | 707 | 0.035 | 15 | 15 | 7 | 5.6234e-11 | 5spot_SharedNeighbor | Water | Porous | Wet | R600a | MinimizeLCOE_Brownfield | IgnoreSilica | 90.9971 | 21.7456 | 1.569 | 4 | 7755.651 | 10422.8406 | 158.1094 | 212.4837 | 123.7447 | 0 | 186.7456 | 3563322.5675 | 254293.7158 | 3998985.8915 | 3723370.2881 | 0 | 549255.6244 | 0 | 4714798.954 | 12266939.7401 | 8372438.433 | 37443405.2143 | 961560.8286 | 10270819.4043 | 10270819.4043 | 1478867.319 | 4990048.8316 | 0 | 48675785.4472 | 65415521.0021 | 56234.1325 | 6.2762 | 7755.651 | 10422.8406 | 158.1094 | 212.4837
1 | 3200 | 707 | 0.035 | 15 | 15 | 7 | 7.4989e-11 | 5spot_SharedNeighbor | Water | Porous | Wet | R600a | MinimizeLCOE_Brownfield | IgnoreSilica | 100.7996 | 24.0394 | 1.7785 | 4 | 7273.032 | 9626.1461 | 148.2706 | 196.242 | 123.609 | 0 | 188.1936 | 3822842.8615 | 272356.5949 | 4333445.8586 | 4116982.8232 | 0 | 532728.2217 | 0 | 5100558.9803 | 13270608.1983 | 9057462.7791 | 40506986.3176 | 961560.8286 | 10270819.4043 | 10270819.4043 | 1478867.319 | 4990048.8316 | 0 | 51739366.5505 | 68479102.1054 | 74989.4209 | 7.1139 | 7273.032 | 9626.1461 | 148.2706 | 196.242
1 | 3200 | 707 | 0.035 | 15 | 15 | 7 | 1e-10 | 5spot_SharedNeighbor | Water | Porous | Wet | R600a | MinimizeLCOE_Brownfield | IgnoreSilica | 109.4176 | 26.0343 | 1.9678 | 4 | 6903.3059 | 9030.0143 | 140.7332 | 184.0891 | 123.4537 | 0 | 208.0389 | 4041580.4072 | 287467.5951 | 4619326.0847 | 4460854.9257 | 0 | 507901.4837 | 0 | 5427680.8936 | 14121712.3148 | 9638358.827 | 43104882.5319 | 961560.8286 | 10270819.4043 | 10270819.4043 | 1478867.319 | 4990048.8316 | 0 | 54337262.7648 | 71076998.3197 | 100000 | 7.8712 | 6903.3059 | 9030.0143 | 140.7332 | 184.0891
1 | 3200 | 707 | 0.035 | 15 | 15 | 7 | 1.3335e-10 | 5spot_SharedNeighbor | Water | Porous | Wet | R600a | MinimizeLCOE_Brownfield | IgnoreSilica | 116.7038 | 27.7036 | 2.1319 | 4 | 6621.1392 | 8584.1522 | 134.9809 | 174.9996 | 123.2983 | 0 | 245.9759 | 4219980.8377 | 299706.0775 | 4855326.4181 | 4749856.6737 | 0 | 478346.9153 | 0 | 5695254.5997 | 14817884.2111 | 10113510.4512 | 45229866.1843 | 961560.8286 | 10270819.4043 | 10270819.4043 | 1478867.319 | 4990048.8316 | 0 | 56462246.4172 | 73201981.9721 | 133352.1432 | 8.5276 | 6621.1392 | 8584.1522 | 134.9809 | 174.9996
1 | 3200 | 707 | 0.035 | 15 | 15 | 7 | 1.7783e-10 | 5spot_SharedNeighbor | Water | Porous | Wet | R600a | MinimizeLCOE_Brownfield | IgnoreSilica | 122.6897 | 29.0624 | 2.2695 | 4 | 6406.4587 | 8250.4564 | 130.6043 | 168.1967 | 123.155 | 0 | 210.0165 | 4362235.2834 | 309404.3312 | 5045430.2804 | 4986025.421 | 0 | 447484.2197 | 0 | 5908726.0189 | 15373293.0549 | 10492588.3996 | 46925187.0091 | 961560.8286 | 10270819.4043 | 10270819.4043 | 1478867.319 | 4990048.8316 | 0 | 58157567.242 | 74897302.7969 | 177827.941 | 9.078 | 6406.4587 | 8250.4564 | 130.6043 | 168.1967
1 | 3200 | 707 | 0.035 | 15 | 15 | 7 | 2.3714e-10 | 5spot_SharedNeighbor | Water | Porous | Wet | R600a | MinimizeLCOE_Brownfield | IgnoreSilica | 127.4808 | 30.1413 | 2.3816 | 4 | 6243.5296 | 8000.6897 | 127.2828 | 163.1049 | 123.0307 | 0 | 231.4135 | 4473371.0306 | 316940.6955 | 5195189.5486 | 5174199.7933 | 0 | 417692.6376 | 0 | 6075183.5452 | 15806381.3931 | 10788180.0894 | 48247138.7333 | 961560.8286 | 10270819.4043 | 10270819.4043 | 1478867.319 | 4990048.8316 | 0 | 59479518.9662 | 76219254.5211 | 237137.3706 | 9.5266 | 6243.5296 | 8000.6897 | 127.2828 | 163.1049
1 | 3200 | 707 | 0.035 | 15 | 15 | 7 | 3.1623e-10 | 5spot_SharedNeighbor | Water | Porous | Wet | R600a | MinimizeLCOE_Brownfield | IgnoreSilica | 131.2734 | 30.9908 | 2.4718 | 4 | 6120.0912 | 7813.1935 | 124.7663 | 159.2825 | 122.9264 | 0 | 246.0505 | 4559927.239 | 322796.9631 | 5312367.1507 | 5324057.354 | 0 | 390779.8654 | 0 | 6204872.1431 | 16143804.5221 | 11018478.3084 | 49277083.5458 | 961560.8286 | 10270819.4043 | 10270819.4043 | 1478867.319 | 4990048.8316 | 0 | 60509463.7787 | 77249199.3336 | 316227.766 | 9.887 | 6120.0912 | 7813.1935 | 124.7663 | 159.2825
1 | 3200 | 707 | 0.035 | 15 | 15 | 7 | 4.217e-10 | 5spot_SharedNeighbor | Water | Porous | Wet | R600a | MinimizeLCOE_Brownfield | IgnoreSilica | 136.0996 | 32.0712 | 2.5678 | 4 | 6025.8403 | 7655.5955 | 122.8449 | 156.0697 | 122.7995 | 0 | 225.6179 | 4669087.3311 | 330184.0698 | 5460466.5311 | 5515449.7427 | 0 | 381543.6073 | 0 | 6379125.1999 | 16597175.2317 | 11327913.1335 | 50660944.847 | 961560.8286 | 10270819.4043 | 10270819.4043 | 1478867.319 | 4990048.8316 | 0 | 61893325.0799 | 78633060.6348 | 421696.5034 | 10.2713 | 6025.8403 | 7655.5955 | 122.8449 | 156.0697
1 | 3200 | 707 | 0.035 | 15 | 15 | 7 | 5.6234e-10 | 5spot_SharedNeighbor | Water | Porous | Wet | R600a | MinimizeLCOE_Brownfield | IgnoreSilica | 138.8575 | 32.6878 | 2.6314 | 4 | 5951.2588 | 7541.6178 | 121.3245 | 153.7461 | 122.7293 | 0 | 221.0026 | 4730888.0716 | 334362.8906 | 5544547.1251 | 5624778.1143 | 0 | 363721.9468 | 0 | 6473336.2779 | 16842293.1312 | 11495211.1365 | 51409138.694 | 961560.8286 | 10270819.4043 | 10270819.4043 | 1478867.319 | 4990048.8316 | 0 | 62641518.9269 | 79381254.4818 | 562341.3252 | 10.5258 | 5951.2588 | 7541.6178 | 121.3245 | 153.7461
1 | 3200 | 707 | 0.035 | 15 | 15 | 7 | 7.4989e-10 | 5spot_SharedNeighbor | Water | Porous | Wet | R600a | MinimizeLCOE_Brownfield | IgnoreSilica | 140.6692 | 33.0917 | 2.6755 | 4 | 5897.8626 | 7462.0317 | 120.2359 | 152.1236 | 122.6821 | 0 | 222.4075 | 4771129.8874 | 337078.9295 | 5599458.8376 | 5696532.0785 | 0 | 348234.4166 | 0 | 6533449.3183 | 16998694.9315 | 11601958.579 | 51886536.9782 | 961560.8286 | 10270819.4043 | 10270819.4043 | 1478867.319 | 4990048.8316 | 0 | 63118917.2111 | 79858652.766 | 749894.2093 | 10.702 | 5897.8626 | 7462.0317 | 120.2359 | 152.1236
1 | 3200 | 707 | 0.035 | 15 | 15 | 7 | 1e-09 | 5spot_SharedNeighbor | Water | Porous | Wet | R600a | MinimizeLCOE_Brownfield | IgnoreSilica | 142.0434 | 33.3974 | 2.7092 | 4 | 5857.6381 | 7402.364 | 119.4159 | 150.9072 | 122.6459 | 0 | 242.2912 | 4801467.8562 | 339123.9552 | 5640940.1111 | 5750919.9034 | 0 | 335751.554 | 0 | 6578599.3181 | 17116165.9695 | 11682134.9763 | 52245103.6438 | 961560.8286 | 10270819.4043 | 10270819.4043 | 1478867.319 | 4990048.8316 | 0 | 63477483.8767 | 80217219.4316 | 1000000 | 10.8367 | 5857.6381 | 7402.364 | 119.4159 | 150.9072
1 | 3200 | 707 | 0.035 | 15 | 15 | 7 | 1.3335e-09 | 5spot_SharedNeighbor | Water | Porous | Wet | R600a | MinimizeLCOE_Brownfield | IgnoreSilica | 143.0787 | 33.6274 | 2.7347 | 4 | 5827.3645 | 7357.649 | 118.7987 | 149.9956 | 122.6183 | 0 | 209.6096 | 4824223.2801 | 340656.3851 | 5672101.3823 | 5791881.0279 | 0 | 325831.7147 | 0 | 6612330.5781 | 17203927.7887 | 11742034.2212 | 52512986.378 | 961560.8286 | 10270819.4043 | 10270819.4043 | 1478867.319 | 4990048.8316 | 0 | 63745366.6109 | 80485102.1658 | 1333521.4322 | 10.939 | 5827.3645 | 7357.649 | 118.7987 | 149.9956
1 | 3200 | 707 | 0.035 | 15 | 15 | 7 | 1.7783e-09 | 5spot_SharedNeighbor | Water | Porous | Wet | R600a | MinimizeLCOE_Brownfield | IgnoreSilica | 143.8487 | 33.7983 | 2.754 | 4 | 5804.5976 | 7324.1983 | 118.3346 | 149.3137 | 122.5977 | 0 | 216.3445 | 4841087.1327 | 341791.2314 | 5695221.3124 | 5822329.9469 | 0 | 317989.23 | 0 | 6637183.3528 | 17268589.6106 | 11786167.2432 | 52710359.0601 | 961560.8286 | 10270819.4043 | 10270819.4043 | 1478867.319 | 4990048.8316 | 0 | 63942739.293 | 80682474.8479 | 1778279.41 | 11.0159 | 5804.5976 | 7324.1983 | 118.3346 | 149.3137
1 | 3200 | 707 | 0.035 | 15 | 15 | 7 | 2.3714e-09 | 5spot_SharedNeighbor | Water | Porous | Wet | R600a | MinimizeLCOE_Brownfield | IgnoreSilica | 144.4406 | 33.9295 | 2.7687 | 4 | 5787.4867 | 7299.0226 | 117.9857 | 148.8004 | 122.5818 | 0 | 224.1239 | 4854019.4477 | 342661.0352 | 5712966.4466 | 5845733.6704 | 0 | 312006.9293 | 0 | 6656281.1363 | 17318278.1258 | 11820080.6759 | 52862027.4671 | 961560.8286 | 10270819.4043 | 10270819.4043 | 1478867.319 | 4990048.8316 | 0 | 64094407.7 | 80834143.2549 | 2371373.7057 | 11.0747 | 5787.4867 | 7299.0226 | 117.9857 | 148.8004
1 | 3200 | 707 | 0.035 | 15 | 15 | 7 | 3.1623e-09 | 5spot_SharedNeighbor | Water | Porous | Wet | R600a | MinimizeLCOE_Brownfield | IgnoreSilica | 144.8692 | 34.0245 | 2.7795 | 4 | 5774.6331 | 7280.2637 | 117.7237 | 148.418 | 122.5702 | 0 | 203.5932 | 4863364.9495 | 343289.3311 | 5725798.3681 | 5862675.7916 | 0 | 307284.9058 | 0 | 6669941.2049 | 17353818.8222 | 11844337.9315 | 52970511.3047 | 961560.8286 | 10270819.4043 | 10270819.4043 | 1478867.319 | 4990048.8316 | 0 | 64202891.5376 | 80942627.0925 | 3162277.6602 | 11.1181 | 5774.6331 | 7280.2637 | 117.7237 | 148.418
1 | 3200 | 707 | 0.035 | 15 | 15 | 7 | 4.217e-09 | 5spot_SharedNeighbor | Water | Porous | Wet | R600a | MinimizeLCOE_Brownfield | IgnoreSilica | 145.1936 | 34.0963 | 2.7877 | 4 | 5764.9815 | 7266.179 | 117.5269 | 148.1309 | 122.5614 | 0 | 207.6498 | 4870426.2974 | 343763.9203 | 5735498.635 | 5875493.2643 | 0 | 303694.5749 | 0 | 6680261.9099 | 17380671.1794 | 11862665.217 | 53052474.9984 | 961560.8286 | 10270819.4043 | 10270819.4043 | 1478867.319 | 4990048.8316 | 0 | 64284855.2313 | 81024590.7861 | 4216965.0343 | 11.1509 | 5764.9815 | 7266.179 | 117.5269 | 148.1309
1 | 3200 | 707 | 0.035 | 15 | 15 | 7 | 5.6234e-09 | 5spot_SharedNeighbor | Water | Porous | Wet | R600a | MinimizeLCOE_Brownfield | IgnoreSilica | 145.4345 | 34.1497 | 2.7939 | 4 | 5757.7364 | 7255.6351 | 117.3792 | 147.9159 | 122.5548 | 0 | 213.3703 | 4875667.2263 | 344116.0784 | 5742700.7773 | 5885015.5098 | 0 | 300944.8386 | 0 | 6687893.3278 | 17400526.5634 | 11876216.9246 | 53113081.2462 | 961560.8286 | 10270819.4043 | 10270819.4043 | 1478867.319 | 4990048.8316 | 0 | 64345461.4791 | 81085197.034 | 5623413.2519 | 11.1755 | 5757.7364 | 7255.6351 | 117.3792 | 147.9159
1 | 3200 | 707 | 0.035 | 15 | 15 | 7 | 7.4989e-09 | 5spot_SharedNeighbor | Water | Porous | Wet | R600a | MinimizeLCOE_Brownfield | IgnoreSilica | 145.6197 | 34.1907 | 2.7985 | 4 | 5752.2991 | 7247.6966 | 117.2684 | 147.7541 | 122.5498 | 0 | 206.2249 | 4879692.5883 | 344386.513 | 5748233.9369 | 5892334.3487 | 0 | 298893.0953 | 0 | 6693780.7881 | 17415844.5273 | 11886671.7497 | 53159837.5472 | 961560.8286 | 10270819.4043 | 10270819.4043 | 1478867.319 | 4990048.8316 | 0 | 64392217.7801 | 81131953.335 | 7498942.0933 | 11.1942 | 5752.2991 | 7247.6966 | 117.2684 | 147.7541
1 | 3200 | 707 | 0.035 | 15 | 15 | 7 | 1e-08 | 5spot_SharedNeighbor | Water | Porous | Wet | R600a | MinimizeLCOE_Brownfield | IgnoreSilica | 145.7707 | 34.2241 | 2.8022 | 4 | 5748.2193 | 7241.6577 | 117.1852 | 147.631 | 122.5456 | 0 | 212.9579 | 4882971.3598 | 344606.7645 | 5752741.7174 | 5898298.8671 | 0 | 297430.784 | 0 | 6698659.3022 | 17428537.4203 | 11895334.91 | 53198581.1251 | 961560.8286 | 10270819.4043 | 10270819.4043 | 1478867.319 | 4990048.8316 | 0 | 64430961.358 | 81170696.9129 | 10000000 | 11.2089 | 5748.2193 | 7241.6577 | 117.1852 | 147.631
1 | 3300 | 707 | 0.035 | 15 | 15 | 7 | 1e-13 | 5spot_SharedNeighbor | Water | Porous | Wet | R600a | MinimizeLCOE_Brownfield | IgnoreSilica | 0 | 0 | 0 | 4 | [6 empty] | 22.1568 | [19 empty] | 100 | 0
1 | 3300 | 707 | 0.035 | 15 | 15 | 7 | 1.3335e-13 | 5spot_SharedNeighbor | Water | Porous | Wet | R600a | MinimizeLCOE_Brownfield | IgnoreSilica | 0 | 0 | 0 | 4 | [6 empty] | 23.2632 | [19 empty] | 133.3521 | 0
1 | 3300 | 707 | 0.035 | 15 | 15 | 7 | 1.7783e-13 | 5spot_SharedNeighbor | Water | Porous | Wet | R600a | MinimizeLCOE_Brownfield | IgnoreSilica | 0 | 0 | 0 | 4 | [6 empty] | 23.5473 | [19 empty] | 177.8279 | 0
1 | 3300 | 707 | 0.035 | 15 | 15 | 7 | 2.3714e-13 | 5spot_SharedNeighbor | Water | Porous | Wet | R600a | MinimizeLCOE_Brownfield | IgnoreSilica | 0 | 0 | 0 | 4 | [6 empty] | 22.6386 | [19 empty] | 237.1374 | 0
1 | 3300 | 707 | 0.035 | 15 | 15 | 7 | 3.1623e-13 | 5spot_SharedNeighbor | Water | Porous | Wet | R600a | MinimizeLCOE_Brownfield | IgnoreSilica | 1.323 | 0.22339 | 0.0033111 | 4 | 966960.591 | 2272470.9901 | 19712.7996 | 46327.3949 | 102.211 | 0 | 68.0056 | 126826.7699 | 8000.0269 | 104218.2513 | 69305.9306 | 0 | 72918.7054 | 0 | 148695.1768 | 386874.3485 | 264049.6923 | 1180888.9016 | 961560.8286 | 10664466.8222 | 10664466.8222 | 1478867.319 | 5147507.7987 | 0 | 12806916.5525 | 30097758.4924 | 316.2278 | 0.013245 | 966960.591 | 2272470.9901 | 19712.7996 | 46327.3949
1 | 3300 | 707 | 0.035 | 15 | 15 | 7 | 4.217e-13 | 5spot_SharedNeighbor | Water | Porous | Wet | R600a | MinimizeLCOE_Brownfield | IgnoreSilica | 1.8653 | 0.35245 | 0.0083908 | 4 | 394872.6332 | 910043.6798 | 8050.0127 | 18552.4713 | 108.7692 | 0 | 328.2549 | 181553.4292 | 11927.3561 | 149381.6942 | 91350.3607 | 0 | 91156.5354 | 0 | 204894.0565 | 533092.3054 | 363846.4524 | 1627202.1897 | 961560.8286 | 10664466.8222 | 10664466.8222 | 1478867.319 | 5147507.7987 | 0 | 13253229.8405 | 30544071.7805 | 421.6965 | 0.033563 | 394872.6332 | 910043.6798 | 8050.0127 | 18552.4713
1 | 3300 | 707 | 0.035 | 15 | 15 | 7 | 5.6234e-13 | 5spot_SharedNeighbor | Water | Porous | Wet | R600a | MinimizeLCOE_Brownfield | IgnoreSilica | 2.4682 | 0.49988 | 0.015848 | 4 | 216271.4894 | 489033.1149 | 4408.9868 | 9969.6015 | 113.002 | 0 | 457.1378 | 237474.9344 | 16018.0367 | 196971.2203 | 116242.9854 | 0 | 106083.9166 | 0 | 262388.5264 | 682681.1225 | 465943.8938 | 2083804.6361 | 961560.8286 | 10664466.8222 | 10664466.8222 | 1478867.319 | 5147507.7987 | 0 | 13709832.2869 | 31000674.2269 | 562.3413 | 0.063392 | 216271.4894 | 489033.1149 | 4408.9868 | 9969.6015
1 | 3300 | 707 | 0.035 | 15 | 15 | 7 | 7.4989e-13 | 5spot_SharedNeighbor | Water | Porous | Wet | R600a | MinimizeLCOE_Brownfield | IgnoreSilica | 3.2656 | 0.69765 | 0.026338 | 4 | 135528.5069 | 299655.0162 | 2762.9319 | 6108.8728 | 116.3725 | 0 | 610.3002 | 305422.7321 | 21040.3896 | 256559.1228 | 149367.036 | 0 | 123851.5042 | 0 | 333933.906 | 868827.5242 | 592992.6379 | 2651994.8528 | 961560.8286 | 10664466.8222 | 10664466.8222 | 1478867.319 | 5147507.7987 | 0 | 14278022.5036 | 31568864.4435 | 749.8942 | 0.10535 | 135528.5069 | 299655.0162 | 2762.9319 | 6108.8728
1 | 3300 | 707 | 0.035 | 15 | 15 | 7 | 1e-12 | 5spot_SharedNeighbor | Water | Porous | Wet | R600a | MinimizeLCOE_Brownfield | IgnoreSilica | 4.3406 | 0.96676 | 0.040842 | 4 | 91815.5826 | 197656.0919 | 1871.7848 | 4029.4868 | 119.0618 | 0 | 82.6222 | 389282.9037 | 27273.3533 | 332438.759 | 194258.7228 | 0 | 145970.8233 | 0 | 424797.5792 | 1105236.1632 | 754346.3917 | 3373604.6963 | 961560.8286 | 10664466.8222 | 10664466.8222 | 1478867.319 | 5147507.7987 | 0 | 14999632.3471 | 32290474.287 | 1000 | 0.16337 | 91815.5826 | 197656.0919 | 1871.7848 | 4029.4868
1 | 3300 | 707 | 0.035 | 15 | 15 | 7 | 1.3335e-12 | 5spot_SharedNeighbor | Water | Porous | Wet | R600a | MinimizeLCOE_Brownfield | IgnoreSilica | 5.7562 | 1.3231 | 0.060512 | 4 | 65659.1299 | 137094.9686 | 1338.5502 | 2794.8664 | 121.1236 | 0 | 93.8066 | 490210.768 | 34790.5226 | 426684.3472 | 253686.3822 | 0 | 172163.9808 | 0 | 537239.0403 | 1397785.78 | 954017.5165 | 4266578.3377 | 961560.8286 | 10664466.8222 | 10664466.8222 | 1478867.319 | 5147507.7987 | 0 | 15892605.9885 | 33183447.9284 | 1333.5214 | 0.24205 | 65659.1299 | 137094.9686 | 1338.5502 | 2794.8664
1 | 3300 | 707 | 0.035 | 15 | 15 | 7 | 1.7783e-12 | 5spot_SharedNeighbor | Water | Porous | Wet | R600a | MinimizeLCOE_Brownfield | IgnoreSilica | 7.6588 | 1.8009 | 0.086658 | 4 | 49087.8691 | 98970.2175 | 1000.7226 | 2017.6418 | 122.6502 | 0 | 97.0089 | 613114.3082 | 43915.2791 | 545461.6638 | 332868.2716 | 0 | 204705.2667 | 0 | 678625.2678 | 1765643.7417 | 1205088.1341 | 5389421.933 | 961560.8286 | 10664466.8222 | 10664466.8222 | 1478867.319 | 5147507.7987 | 0 | 17015449.5838 | 34306291.5237 | 1778.2794 | 0.34663 | 49087.8691 | 98970.2175 | 1000.7226 | 2017.6418
1 | 3300 | 707 | 0.035 | 15 | 15 | 7 | 2.3714e-12 | 5spot_SharedNeighbor | Water | Porous | Wet | R600a | MinimizeLCOE_Brownfield | IgnoreSilica | 10.199 | 2.4461 | 0.12278 | 4 | 37549.8992 | 72756.1893 | 765.5055 | 1483.2333 | 123.9877 | 0 | 105.4259 | 765268.7384 | 55250.096 | 696240.1601 | 439585.2865 | 0 | 244259.9993 | 0 | 858235.6693 | 2232953.1632 | 1524036.4165 | 6815829.5294 | 961560.8286 | 10664466.8222 | 10664466.8222 | 1478867.319 | 5147507.7987 | 0 | 18441857.1802 | 35732699.1201 | 2371.3737 | 0.49113 | 37549.8992 | 72756.1893 | 765.5055 | 1483.2333
1 | 3300 | 707 | 0.035 | 15 | 15 | 7 | 3.1623e-12 | 5spot_SharedNeighbor | Water | Porous | Wet | R600a | MinimizeLCOE_Brownfield | IgnoreSilica | 13.1421 | 3.1919 | 0.16861 | 4 | 29626.4525 | 55264.1408 | 603.9753 | 1126.6343 | 124.8348 | 0 | 115.1395 | 926507.2703 | 67211.0702 | 860920.5453 | 563310.0512 | 0 | 279588.9548 | 0 | 1052039.7778 | 2737191.6989 | 1868189.5782 | 8354958.9468 | 961560.8286 | 10664466.8222 | 10664466.8222 | 1478867.319 | 5147507.7987 | 0 | 19980986.5976 | 37271828.5376 | 3162.2777 | 0.67443 | 29626.4525 | 55264.1408 | 603.9753 | 1126.6343
1 | 3300 | 707 | 0.035 | 15 | 15 | 7 | 4.217e-12 | 5spot_SharedNeighbor | Water | Porous | Wet | R600a | MinimizeLCOE_Brownfield | IgnoreSilica | 16.789 | 4.1171 | 0.22804 | 4 | 23888.1294 | 42843.8173 | 486.9918 | 873.4292 | 125.4784 | 0 | 111.042 | 1111779.2428 | 80928.4495 | 1054872.6851 | 717257.7225 | 0 | 316794.3273 | 0 | 1279836.6466 | 3329872.4238 | 2272706.3513 | 10164047.8488 | 961560.8286 | 10664466.8222 | 10664466.8222 | 1478867.319 | 5147507.7987 | 0 | 21790075.4996 | 39080917.4396 | 4216.965 | 0.91217 | 23888.1294 | 42843.8173 | 486.9918 | 873.4292
1 | 3300 | 707 | 0.035 | 15 | 15 | 7 | 5.6234e-12 | 5spot_SharedNeighbor | Water | Porous | Wet | R600a | MinimizeLCOE_Brownfield | IgnoreSilica | 21.3346 | 5.2711 | 0.30469 | 4 | 19639.6508 | 33827.0749 | 400.3808 | 689.6107 | 125.9766 | 0 | 97.3579 | 1326375.7557 | 96776.1617 | 1284959.3864 | 909409.9238 | 0 | 356865.7743 | 0 | 1550010.9307 | 4032810.4908 | 2752476.0259 | 12309684.4492 | 961560.8286 | 10664466.8222 | 10664466.8222 | 1478867.319 | 5147507.7987 | 0 | 23935712.1 | 41226554.04 | 5623.4133 | 1.2187 | 19639.6508 | 33827.0749 | 400.3808 | 689.6107
1 | 3300 | 707 | 0.035 | 15 | 15 | 7 | 7.4989e-12 | 5spot_SharedNeighbor | Water | Porous | Wet | R600a | MinimizeLCOE_Brownfield | IgnoreSilica | 26.9151 | 6.6875 | 0.40221 | 4 | 16436.1242 | 27183.6054 | 335.0726 | 554.1746 | 126.361 | 0 | 108.4879 | 1571608.5683 | 114831.2944 | 1554056.3413 | 1144809.096 | 0 | 398564.8659 | 0 | 1865709.3647 | 4854193.0573 | 3313086.5053 | 14816859.0931 | 961560.8286 | 10664466.8222 | 10664466.8222 | 1478867.319 | 5147507.7987 | 0 | 26442886.7439 | 43733728.6838 | 7498.9421 | 1.6088 | 16436.1242 | 27183.6054 | 335.0726 | 554.1746
1 | 3300 | 707 | 0.035 | 15 | 15 | 7 | 1e-11 | 5spot_SharedNeighbor | Water | Porous | Wet | R600a | MinimizeLCOE_Brownfield | IgnoreSilica | 33.7675 | 8.4273 | 0.52552 | 4 | 13979.4323 | 22204.9436 | 284.9896 | 452.6778 | 126.6618 | 0 | 138.794 | 1852816.5031 | 135476.594 | 1869450.1579 | 1433885.9418 | 0 | 442524.3964 | 0 | 2236319.9014 | 5818445.6511 | 3971208.714 | 17760127.8598 | 961560.8286 | 10664466.8222 | 10664466.8222 | 1478867.319 | 5147507.7987 | 0 | 29386155.5106 | 46676997.4506 | 10000 | 2.1021 | 13979.4323 | 22204.9436 | 284.9896 | 452.6778
1 | 3300 | 707 | 0.035 | 15 | 15 | 7 | 1.3335e-11 | 5spot_SharedNeighbor | Water | Porous | Wet | R600a | MinimizeLCOE_Brownfield | IgnoreSilica | 41.9964 | 10.5169 | 0.67864 | 4 | 12072.0713 | 18441.776 | 246.1055 | 375.9605 | 126.8941 | 0 | 154.8956 | 2168984.418 | 158622.3161 | 2231521.5513 | 1781070.1556 | 0 | 486539.224 | 0 | 2662427.6893 | 6927090.7086 | 4727881.7461 | 21144137.809 | 961560.8286 | 10664466.8222 | 10664466.8222 | 1478867.319 | 5147507.7987 | 0 | 32770165.4598 | 50061007.3998 | 13335.2143 | 2.7145 | 12072.0713 | 18441.776 | 246.1055 | 375.9605
1 | 3300 | 707 | 0.035 | 15 | 15 | 7 | 1.7783e-11 | 5spot_SharedNeighbor | Water | Porous | Wet | R600a | MinimizeLCOE_Brownfield | IgnoreSilica | 51.6091 | 12.9561 | 0.8639 | 4 | 10579.7223 | 15583.4465 | 215.6819 | 317.6896 | 127.0637 | 0 | 148.1661 | 2515608.7903 | 183917.0744 | 2636459.9291 | 2186343.0327 | 0 | 527771.6785 | 0 | 3139539.1969 | 8168436.9824 | 5575126.0851 | 24933202.7693 | 961560.8286 | 10664466.8222 | 10664466.8222 | 1478867.319 | 5147507.7987 | 0 | 36559230.4201 | 53850072.36 | 17782.7941 | 3.4556 | 10579.7223 | 15583.4465 | 215.6819 | 317.6896
1 | 3300 | 707 | 0.035 | 15 | 15 | 7 | 2.3714e-11 | 5spot_SharedNeighbor | Water | Porous | Wet | R600a | MinimizeLCOE_Brownfield | IgnoreSilica | 62.3077 | 15.6642 | 1.0787 | 4 | 9409.6826 | 13417.0917 | 191.8291 | 273.5256 | 127.1625 | 0 | 158.4131 | 2878445.5186 | 210287.6889 | 3068577.9489 | 2636585.6123 | 0 | 560875.9075 | 0 | 3648361.3437 | 9492287.8345 | 6478681.494 | 28974103.3483 | 961560.8286 | 10664466.8222 | 10664466.8222 | 1478867.319 | 5147507.7987 | 0 | 40600130.9991 | 57890972.9391 | 23713.7371 | 4.3147 | 9409.6826 | 13417.0917 | 191.8291 | 273.5256
1 | 3300 | 707 | 0.035 | 15 | 15 | 7 | 3.1623e-11 | 5spot_SharedNeighbor | Water | Porous | Wet | R600a | MinimizeLCOE_Brownfield | IgnoreSilica | 73.577 | 18.5021 | 1.3148 | 4 | 8495.0317 | 11782.6877 | 173.1827 | 240.206 | 127.1804 | 0 | 186.17 | 3238727.8491 | 236331.4194 | 3505756.3318 | 3109528.4436 | 0 | 581071.5204 | 0 | 4161852.0701 | 10828285.3731 | 7390527.2662 | 33052080.2737 | 961560.8286 | 10664466.8222 | 10664466.8222 | 1478867.319 | 5147507.7987 | 0 | 44678107.9245 | 61968949.8644 | 31622.7766 | 5.2593 | 8495.0317 | 11782.6877 | 173.1827 | 240.206
1 | 3300 | 707 | 0.035 | 15 | 15 | 7 | 4.217e-11 | 5spot_SharedNeighbor | Water | Porous | Wet | R600a | MinimizeLCOE_Brownfield | IgnoreSilica | 84.8 | 21.3057 | 1.5599 | 4 | 7783.9252 | 10555.0253 | 158.6858 | 215.1785 | 127.1197 | 0 | 181.8412 | 3577909.24 | 260683.3061 | 3924820.4259 | 3578487.3079 | 0 | 585878.3656 | 0 | 4651833.6717 | 12103116.9916 | 8260626.0409 | 36943355.3497 | 961560.8286 | 10664466.8222 | 10664466.8222 | 1478867.319 | 5147507.7987 | 0 | 48569383.0005 | 65860224.9405 | 42169.6503 | 6.2397 | 7783.9252 | 10555.0253 | 158.6858 | 215.1785
1 | 3300 | 707 | 0.035 | 15 | 15 | 7 | 5.6234e-11 | 5spot_SharedNeighbor | Water | Porous | Wet | R600a | MinimizeLCOE_Brownfield | IgnoreSilica | 95.4398 | 23.9366 | 1.8008 | 4 | 7234.2101 | 9634.6575 | 147.4792 | 196.4155 | 126.9972 | 0 | 200.8527 | 3883098.9519 | 282424.3716 | 4308343.9451 | 4020634.5305 | 0 | 576191.3021 | 0 | 5097570.3095 | 13262832.2898 | 9052155.5618 | 40483251.2623 | 961560.8286 | 10664466.8222 | 10664466.8222 | 1478867.319 | 5147507.7987 | 0 | 52109278.9131 | 69400120.8531 | 56234.1325 | 7.2032 | 7234.2101 | 9634.6575 | 147.4792 | 196.4155
1 | 3300 | 707 | 0.035 | 15 | 15 | 7 | 7.4989e-11 | 5spot_SharedNeighbor | Water | Porous | Wet | R600a | MinimizeLCOE_Brownfield | IgnoreSilica | 105.0649 | 26.2887 | 2.0255 | 4 | 6811.4486 | 8945.6276 | 138.8606 | 182.3687 | 126.8372 | 0 | 215.4779 | 4146326.4777 | 301021.0557 | 4644337.5018 | 4417424.2039 | 0 | 554784.8678 | 0 | 5484918.7017 | 14270633.3502 | 9740000.4937 | 43559446.6524 | 961560.8286 | 10664466.8222 | 10664466.8222 | 1478867.319 | 5147507.7987 | 0 | 55185474.3033 | 72476316.2432 | 74989.4209 | 8.1019 | 6811.4486 | 8945.6276 | 138.8606 | 182.3687
1 | 3300 | 707 | 0.035 | 15 | 15 | 7 | 1e-10 | 5spot_SharedNeighbor | Water | Porous | Wet | R600a | MinimizeLCOE_Brownfield | IgnoreSilica | 113.4324 | 28.31 | 2.2259 | 4 | 6487.6924 | 8429.6864 | 132.2604 | 171.8506 | 126.6636 | 0 | 206.7404 | 4365894.384 | 316408.6603 | 4928484.77 | 4760012.469 | 0 | 525667.6492 | 0 | 5809622.4937 | 15115446.0112 | 10316602.494 | 46138138.9314 | 961560.8286 | 10664466.8222 | 10664466.8222 | 1478867.319 | 5147507.7987 | 0 | 57764166.5822 | 75055008.5222 | 100000 | 8.9037 | 6487.6924 | 8429.6864 | 132.2604 | 171.8506
1 | 3300 | 707 | 0.035 | 15 | 15 | 7 | 1.3335e-10 | 5spot_SharedNeighbor | Water | Porous | Wet | R600a | MinimizeLCOE_Brownfield | IgnoreSilica | 120.4628 | 29.9902 | 2.398 | 4 | 6240.6445 | 8043.2615 | 127.224 | 163.9728 | 126.4949 | 0 | 235.0378 | 4544014.5998 | 328798.8558 | 5161734.7327 | 5046032.2103 | 0 | 492802.5915 | 0 | 6073619.3662 | 15802311.7201 | 10785402.454 | 48234716.5304 | 961560.8286 | 10664466.8222 | 10664466.8222 | 1478867.319 | 5147507.7987 | 0 | 59860744.1812 | 77151586.1212 | 133352.1432 | 9.5921 | 6240.6445 | 8043.2615 | 127.224 | 163.9728
1 | 3300 | 707 | 0.035 | 15 | 15 | 7 | 1.7783e-10 | 5spot_SharedNeighbor | Water | Porous | Wet | R600a | MinimizeLCOE_Brownfield | IgnoreSilica | 126.1728 | 31.3419 | 2.5407 | 4 | 6052.6832 | 7754.0424 | 123.3921 | 158.0766 | 126.3434 | 0 | 219.8141 | 4684552.5813 | 338510.8408 | 5347594.4723 | 5277043.0079 | 0 | 459193.9662 | 0 | 6281688.9987 | 16343666.223 | 11154888.026 | 49887138.1161 | 961560.8286 | 10664466.8222 | 10664466.8222 | 1478867.319 | 5147507.7987 | 0 | 61513165.7669 | 78804007.7069 | 177827.941 | 10.163 | 6052.6832 | 7754.0424 | 123.3921 | 158.0766
1 | 3300 | 707 | 0.035 | 15 | 15 | 7 | 2.3714e-10 | 5spot_SharedNeighbor | Water | Porous | Wet | R600a | MinimizeLCOE_Brownfield | IgnoreSilica | 130.7398 | 32.4143 | 2.6566 | 4 | 5910.0189 | 7537.1917 | 120.4837 | 153.6558 | 126.2134 | 0 | 245.5592 | 4794362.985 | 346057.2721 | 5493988.6483 | 5460947.4126 | 0 | 427560.8541 | 0 | 6443937.6971 | 16765804.0545 | 11443005.77 | 51175664.6936 | 961560.8286 | 10664466.8222 | 10664466.8222 | 1478867.319 | 5147507.7987 | 0 | 62801692.3444 | 80092534.2844 | 237137.3706 | 10.6263 | 5910.0189 | 7537.1917 | 120.4837 | 153.6558
1 | 3300 | 707 | 0.035 | 15 | 15 | 7 | 3.1623e-10 | 5spot_SharedNeighbor | Water | Porous | Wet | R600a | MinimizeLCOE_Brownfield | IgnoreSilica | 136.2823 | 33.7122 | 2.7767 | 4 | 5801.0193 | 7357.7798 | 118.2616 | 149.9983 | 126.0596 | 0 | 251.5628 | 4925708.9496 | 355066.5054 | 5669890.0046 | 5683773.287 | 0 | 414707.2163 | 0 | 6649166.9255 | 17299768.4085 | 11807447.4135 | 52805528.7105 | 961560.8286 | 10664466.8222 | 10664466.8222 | 1478867.319 | 5147507.7987 | 0 | 64431556.3613 | 81722398.3012 | 316227.766 | 11.1069 | 5801.0193 | 7357.7798 | 118.2616 | 149.9983
1 | 3300 | 707 | 0.035 | 15 | 15 | 7 | 4.217e-10 | 5spot_SharedNeighbor | Water | Porous | Wet | R600a | MinimizeLCOE_Brownfield | IgnoreSilica | 139.2667 | 34.4098 | 2.853 | 4 | 5717.9103 | 7233.0409 | 116.5673 | 147.4553 | 125.9796 | 0 | 207.7853 | 4995655.0768 | 359858.545 | 5763879.6835 | 5803485.6183 | 0 | 391625.3886 | 0 | 6752656.6818 | 17569027.5256 | 11991222.2937 | 53627410.8133 | 961560.8286 | 10664466.8222 | 10664466.8222 | 1478867.319 | 5147507.7987 | 0 | 65253438.4641 | 82544280.404 | 421696.5034 | 11.4121 | 5717.9103 | 7233.0409 | 116.5673 | 147.4553
1 | 3300 | 707 | 0.035 | 15 | 15 | 7 | 5.6234e-10 | 5spot_SharedNeighbor | Water | Porous | Wet | R600a | MinimizeLCOE_Brownfield | IgnoreSilica | 141.9191 | 35.0269 | 2.9185 | 4 | 5652.1565 | 7133.2877 | 115.2269 | 145.4217 | 125.9069 | 0 | 233.1247 | 5057056.6476 | 364052.553 | 5846735.1999 | 5909192.507 | 0 | 373250.5345 | 0 | 6844612.1024 | 17808276.6675 | 12154514.7491 | 54357690.9612 | 961560.8286 | 10664466.8222 | 10664466.8222 | 1478867.319 | 5147507.7987 | 0 | 65983718.612 | 83274560.552 | 562341.3252 | 11.6741 | 5652.1565 | 7133.2877 | 115.2269 | 145.4217
1 | 3300 | 707 | 0.035 | 15 | 15 | 7 | 7.4989e-10 | 5spot_SharedNeighbor | Water | Porous | Wet | R600a | MinimizeLCOE_Brownfield | IgnoreSilica | 143.6272 | 35.4231 | 2.9632 | 4 | 5605.3325 | 7064.1326 | 114.2723 | 144.0119 | 125.8592 | 0 | 211.9235 | 5096249.5811 | 366723.923 | 5899783.6731 | 5977126.7819 | 0 | 357332.0509 | 0 | 6901914.2439 | 17957365.0853 | 12256270.6577 | 54812765.9969 | 961560.8286 | 10664466.8222 | 10664466.8222 | 1478867.319 | 5147507.7987 | 0 | 66438793.6477 | 83729635.5876 | 749894.2093 | 11.8528 | 5605.3325 | 7064.1326 | 114.2723 | 144.0119
1 | 3300 | 707 | 0.035 | 15 | 15 | 7 | 1e-09 | 5spot_SharedNeighbor | Water | Porous | Wet | R600a | MinimizeLCOE_Brownfield | IgnoreSilica | 144.9204 | 35.7225 | 2.9973 | 4 | 5570.0537 | 7012.2703 | 113.5531 | 142.9546 | 125.8227 | 0 | 217.0365 | 5125746.8699 | 368731.5989 | 5939790.508 | 6028490.2999 | 0 | 344552.8586 | 0 | 6944851.7328 | 18069079.6237 | 12332518.1256 | 55153761.6174 | 961560.8286 | 10664466.8222 | 10664466.8222 | 1478867.319 | 5147507.7987 | 0 | 66779789.2682 | 84070631.2082 | 1000000 | 11.9891 | 5570.0537 | 7012.2703 | 113.5531 | 142.9546
1 | 3300 | 707 | 0.035 | 15 | 15 | 7 | 1.3335e-09 | 5spot_SharedNeighbor | Water | Porous | Wet | R600a | MinimizeLCOE_Brownfield | IgnoreSilica | 145.9 | 35.9489 | 3.0232 | 4 | 5543.4993 | 6973.3511 | 113.0117 | 142.1612 | 125.7948 | 0 | 220.7718 | 5147992.015 | 370244.0384 | 5970008.0673 | 6067360.0053 | 0 | 334479.8006 | 0 | 6977132.7314 | 18153068.1603 | 12389842.0277 | 55410126.846 | 961560.8286 | 10664466.8222 | 10664466.8222 | 1478867.319 | 5147507.7987 | 0 | 67036154.4968 | 84326996.4368 | 1333521.4322 | 12.0928 | 5543.4993 | 6973.3511 | 113.0117 | 142.1612
1 | 3300 | 707 | 0.035 | 15 | 15 | 7 | 1.7783e-09 | 5spot_SharedNeighbor | Water | Porous | Wet | R600a | MinimizeLCOE_Brownfield | IgnoreSilica | 146.6332 | 36.1182 | 3.0427 | 4 | 5523.5275 | 6944.194 | 112.6046 | 141.5668 | 125.7738 | 0 | 215.5014 | 5164585.8773 | 371371.3224 | 5992575.3857 | 6096430.7495 | 0 | 326577.9074 | 0 | 7001101.0845 | 18215428.8986 | 12432404.513 | 55600475.7385 | 961560.8286 | 10664466.8222 | 10664466.8222 | 1478867.319 | 5147507.7987 | 0 | 67226503.3893 | 84517345.3293 | 1778279.41 | 12.1709 | 5523.5275 | 6944.194 | 112.6046 | 141.5668
1 | 3300 | 707 | 0.035 | 15 | 15 | 7 | 2.3714e-09 | 5spot_SharedNeighbor | Water | Porous | Wet | R600a | MinimizeLCOE_Brownfield | IgnoreSilica | 147.1861 | 36.2457 | 3.0575 | 4 | 5508.5164 | 6922.3178 | 112.2986 | 141.1208 | 125.7578 | 0 | 201.5284 | 5177066.2364 | 372218.6374 | 6009563.3193 | 6118337.7831 | 0 | 320476.8752 | 0 | 7019088.512 | 18262228.4953 | 12464346.1993 | 55743326.0579 | 961560.8286 | 10664466.8222 | 10664466.8222 | 1478867.319 | 5147507.7987 | 0 | 67369353.7087 | 84660195.6486 | 2371373.7057 | 12.23 | 5508.5164 | 6922.3178 | 112.2986 | 141.1208
1 | 3300 | 707 | 0.035 | 15 | 15 | 7 | 3.1623e-09 | 5spot_SharedNeighbor | Water | Porous | Wet | R600a | MinimizeLCOE_Brownfield | IgnoreSilica | 147.5929 | 36.3394 | 3.0685 | 4 | 5497.2396 | 6905.969 | 112.0687 | 140.7875 | 125.7461 | 0 | 217.1011 | 5186229.9743 | 372840.4878 | 6022045.0286 | 6134446.6884 | 0 | 315725.0869 | 0 | 7032202.0337 | 18296347.1888 | 12487632.9087 | 55847469.3973 | 961560.8286 | 10664466.8222 | 10664466.8222 | 1478867.319 | 5147507.7987 | 0 | 67473497.0481 | 84764338.988 | 3162277.6602 | 12.2741 | 5497.2396 | 6905.969 | 112.0687 | 140.7875
1 | 3300 | 707 | 0.035 | 15 | 15 | 7 | 4.217e-09 | 5spot_SharedNeighbor | Water | Porous | Wet | R600a | MinimizeLCOE_Brownfield | IgnoreSilica | 147.8977 | 36.4096 | 3.0768 | 4 | 5488.7716 | 6893.7116 | 111.896 | 140.5376 | 125.7372 | 0 | 214.8688 | 5193088.8912 | 373305.7727 | 6031391.9491 | 6146516.9856 | 0 | 312093.5347 | 0 | 7041994.882 | 18321826.1712 | 12505022.8377 | 55925241.0241 | 961560.8286 | 10664466.8222 | 10664466.8222 | 1478867.319 | 5147507.7987 | 0 | 67551268.6749 | 84842110.6149 | 4216965.0343 | 12.3072 | 5488.7716 | 6893.7116 | 111.896 | 140.5376
1 | 3300 | 707 | 0.035 | 15 | 15 | 7 | 5.6234e-09 | 5spot_SharedNeighbor | Water | Porous | Wet | R600a | MinimizeLCOE_Brownfield | IgnoreSilica | 148.1212 | 36.4611 | 3.0829 | 4 | 5482.4149 | 6884.5543 | 111.7664 | 140.351 | 125.7307 | 0 | 244.1734 | 5198111.0296 | 373646.3665 | 6038238.3501 | 6155362.1133 | 0 | 309291.8897 | 0 | 7049113.4021 | 18340347.1004 | 12517663.7525 | 55981774.0041 | 961560.8286 | 10664466.8222 | 10664466.8222 | 1478867.319 | 5147507.7987 | 0 | 67607801.6549 | 84898643.5949 | 5623413.2519 | 12.3318 | 5482.4149 | 6884.5543 | 111.7664 | 140.351
1 | 3300 | 707 | 0.035 | 15 | 15 | 7 | 7.4989e-09 | 5spot_SharedNeighbor | Water | Porous | Wet | R600a | MinimizeLCOE_Brownfield | IgnoreSilica | 148.3038 | 36.5031 | 3.0878 | 4 | 5477.6442 | 6877.5892 | 111.6692 | 140.209 | 125.7254 | 0 | 262.6638 | 5202212.2651 | 373924.4603 | 6043830.7238 | 6162589.4625 | 0 | 307285.0117 | 0 | 7055038.3501 | 18355762.5996 | 12528185.1474 | 56028828.0205 | 961560.8286 | 10664466.8222 | 10664466.8222 | 1478867.319 | 5147507.7987 | 0 | 67654855.6713 | 84945697.6113 | 7498942.0933 | 12.3511 | 5477.6442 | 6877.5892 | 111.6692 | 140.209
1 | 3300 | 707 | 0.035 | 15 | 15 | 7 | 1e-08 | 5spot_SharedNeighbor | Water | Porous | Wet | R600a | MinimizeLCOE_Brownfield | IgnoreSilica | 148.4307 | 36.5323 | 3.0913 | 4 | 5474.0645 | 6872.4321 | 111.5962 | 140.1038 | 125.7217 | 0 | 240.3738 | 5205059.7107 | 374117.5033 | 6047714.3772 | 6167609.8794 | 0 | 305689.7808 | 0 | 7059074.588 | 18366264.0628 | 12535352.6118 | 56060882.5141 | 961560.8286 | 10664466.8222 | 10664466.8222 | 1478867.319 | 5147507.7987 | 0 | 67686910.1649 | 84977752.1048 | 10000000 | 12.365 | 5474.0645 | 6872.4321 | 111.5962 | 140.1038
1 | 3400 | 707 | 0.035 | 15 | 15 | 7 | 1e-13 | 5spot_SharedNeighbor | Water | Porous | Wet | R600a | MinimizeLCOE_Brownfield | IgnoreSilica | 0 | 0 | 0 | 4 | [6 empty] | 21.151 | [19 empty] | 100 | 0
1 | 3400 | 707 | 0.035 | 15 | 15 | 7 | 1.3335e-13 | 5spot_SharedNeighbor | Water | Porous | Wet | R600a | MinimizeLCOE_Brownfield | IgnoreSilica | 0 | 0 | 0 | 4 | [6 empty] | 22.2873 | [19 empty] | 133.3521 | 0
1 | 3400 | 707 | 0.035 | 15 | 15 | 7 | 1.7783e-13 | 5spot_SharedNeighbor | Water | Porous | Wet | R600a | MinimizeLCOE_Brownfield | IgnoreSilica | 0 | 0 | 0 | 4 | [6 empty] | 22.635 | [19 empty] | 177.8279 | 0
1 | 3400 | 707 | 0.035 | 15 | 15 | 7 | 2.3714e-13 | 5spot_SharedNeighbor | Water | Porous | Wet | R600a | MinimizeLCOE_Brownfield | IgnoreSilica | 0.95256 | 0.14358 | 0.0010425 | 4 | 3093208.5509 | 7373968.9954 | 63059.2402 | 150328.332 | 95.9702 | 0 | 41.669 | 89398.5458 | 5422.2019 | 73511.3197 | 55040.303 | 0 | 58392.5797 | 0 | 109888.3305 | 285906.8949 | 195137.3306 | 872697.5061 | 961560.8286 | 11063974.3309 | 11063974.3309 | 1478867.319 | 5307310.8022 | 0 | 12898232.6657 | 30748385.1179 | 237.1374 | 0.0041699 | 3093208.5509 | 7373968.9954 | 63059.2402 | 150328.332
1 | 3400 | 707 | 0.035 | 15 | 15 | 7 | 3.1623e-13 | 5spot_SharedNeighbor | Water | Porous | Wet | R600a | MinimizeLCOE_Brownfield | IgnoreSilica | 1.4371 | 0.25905 | 0.0049028 | 4 | 680125.6259 | 1590324.8287 | 13865.2808 | 32420.9227 | 105.9678 | 0 | 64.7209 | 144095.8414 | 9295.8036 | 117005.2446 | 74777.6576 | 0 | 78615.3387 | 0 | 165278.0555 | 430019.5972 | 293497.2111 | 1312584.7497 | 961560.8286 | 11063974.3309 | 11063974.3309 | 1478867.319 | 5307310.8022 | 0 | 13338119.9092 | 31188272.3615 | 316.2278 | 0.019611 | 680125.6259 | 1590324.8287 | 13865.2808 | 32420.9227
1 | 3400 | 707 | 0.035 | 15 | 15 | 7 | 4.217e-13 | 5spot_SharedNeighbor | Water | Porous | Wet | R600a | MinimizeLCOE_Brownfield | IgnoreSilica | 1.9042 | 0.37589 | 0.010922 | 4 | 314151.3478 | 722736.1631 | 6404.4001 | 14733.9543 | 111.4117 | 0 | 331.1631 | 193006.3528 | 12878.7121 | 156979.1807 | 94321.9216 | 0 | 91374.4344 | 0 | 213938.6346 | 556624.4424 | 379907.6195 | 1699031.2981 | 961560.8286 | 11063974.3309 | 11063974.3309 | 1478867.319 | 5307310.8022 | 0 | 13724566.4577 | 31574718.9099 | 421.6965 | 0.043688 | 314151.3478 | 722736.1631 | 6404.4001 | 14733.9543
1 | 3400 | 707 | 0.035 | 15 | 15 | 7 | 5.6234e-13 | 5spot_SharedNeighbor | Water | Porous | Wet | R600a | MinimizeLCOE_Brownfield | IgnoreSilica | 2.5266 | 0.53524 | 0.019666 | 4 | 180650.1872 | 407565.7767 | 3682.7984 | 8308.7796 | 115.8367 | 0 | 455.9213 | 253241.7513 | 17369.3632 | 207625.8535 | 120588.3704 | 0 | 106697.2983 | 0 | 275153.8283 | 715893.8194 | 488612.2419 | 2185182.5264 | 961560.8286 | 11063974.3309 | 11063974.3309 | 1478867.319 | 5307310.8022 | 0 | 14210717.6859 | 32060870.1381 | 562.3413 | 0.078664 | 180650.1872 | 407565.7767 | 3682.7984 | 8308.7796
1 | 3400 | 707 | 0.035 | 15 | 15 | 7 | 7.4989e-13 | 5spot_SharedNeighbor | Water | Porous | Wet | R600a | MinimizeLCOE_Brownfield | IgnoreSilica | 3.3434 | 0.74768 | 0.031927 | 4 | 115980.2616 | 255754.2703 | 2364.4145 | 5213.8967 | 119.3251 | 0 | 616.77 | 325969.0243 | 22852.9192 | 270614.4076 | 155455.3068 | 0 | 124609.6279 | 0 | 350805.5015 | 912723.9547 | 622952.8537 | 2785983.5957 | 961560.8286 | 11063974.3309 | 11063974.3309 | 1478867.319 | 5307310.8022 | 0 | 14811518.7553 | 32661671.2075 | 749.8942 | 0.12771 | 115980.2616 | 255754.2703 | 2364.4145 | 5213.8967
1 | 3400 | 707 | 0.035 | 15 | 15 | 7 | 1e-12 | 5spot_SharedNeighbor | Water | Porous | Wet | R600a | MinimizeLCOE_Brownfield | IgnoreSilica | 4.4332 | 1.0339 | 0.048826 | 4 | 79705.4527 | 171102.9626 | 1624.9035 | 3488.1653 | 122.0859 | 0 | 77.6775 | 414907.2207 | 29599.5917 | 350052.3558 | 202326.756 | 0 | 146427.1516 | 0 | 445892.0996 | 1160119.7781 | 791805.5866 | 3541130.5402 | 961560.8286 | 11063974.3309 | 11063974.3309 | 1478867.319 | 5307310.8022 | 0 | 15566665.6998 | 33416818.152 | 1000 | 0.1953 | 79705.4527 | 171102.9626 | 1624.9035 | 3488.1653
1 | 3400 | 707 | 0.035 | 15 | 15 | 7 | 1.3335e-12 | 5spot_SharedNeighbor | Water | Porous | Wet | R600a | MinimizeLCOE_Brownfield | IgnoreSilica | 5.8754 | 1.414 | 0.0716 | 4 | 57619.6268 | 119945.8801 | 1174.654 | 2445.259 | 124.2173 | 0 | 75.0722 | 522155.7724 | 37744.0076 | 449011.5284 | 263901.1979 | 0 | 172547.3409 | 0 | 563690.3404 | 1466606.6371 | 1000989.1655 | 4476645.9904 | 961560.8286 | 11063974.3309 | 11063974.3309 | 1478867.319 | 5307310.8022 | 0 | 16502181.1499 | 34352333.6021 | 1333.5214 | 0.2864 | 57619.6268 | 119945.8801 | 1174.654 | 2445.259
1 | 3400 | 707 | 0.035 | 15 | 15 | 7 | 1.7783e-12 | 5spot_SharedNeighbor | Water | Porous | Wet | R600a | MinimizeLCOE_Brownfield | IgnoreSilica | 7.822 | 1.9272 | 0.10218 | 4 | 43288.2603 | 86961.4694 | 882.4897 | 1772.8272 | 125.7905 | 0 | 106.3166 | 653995.2734 | 47745.1653 | 574596.5638 | 348054.9726 | 0 | 205384.1405 | 0 | 713612.6851 | 1856673.8245 | 1267218.036 | 5667280.6612 | 961560.8286 | 11063974.3309 | 11063974.3309 | 1478867.319 | 5307310.8022 | 0 | 17692815.8208 | 35542968.273 | 1778.2794 | 0.40872 | 43288.2603 | 86961.4694 | 882.4897 | 1772.8272
1 | 3400 | 707 | 0.035 | 15 | 15 | 7 | 2.3714e-12 | 5spot_SharedNeighbor | Water | Porous | Wet | R600a | MinimizeLCOE_Brownfield | IgnoreSilica | 10.399 | 2.6152 | 0.14432 | 4 | 33244.9339 | 64166.1329 | 677.7429 | 1308.1134 | 127.1869 | 0 | 80.8528 | 816042.086 | 60083.7483 | 732845.5788 | 460182.0479 | 0 | 244528.6435 | 0 | 902336.0208 | 2347693.2315 | 1602348.8708 | 7166060.2276 | 961560.8286 | 11063974.3309 | 11063974.3309 | 1478867.319 | 5307310.8022 | 0 | 19191595.3872 | 37041747.8394 | 2371.3737 | 0.57728 | 33244.9339 | 64166.1329 | 677.7429 | 1308.1134
1 | 3400 | 707 | 0.035 | 15 | 15 | 7 | 3.1623e-12 | 5spot_SharedNeighbor | Water | Porous | Wet | R600a | MinimizeLCOE_Brownfield | IgnoreSilica | 13.8459 | 3.5316 | 0.19992 | 4 | 26351.7859 | 48673.8069 | 537.2168 | 992.2814 | 128.1657 | 0 | 93.9325 | 1012686.7403 | 74974.9004 | 931290.1871 | 609260.2967 | 0 | 292789.1357 | 0 | 1139190.4915 | 2963939.9787 | 2022949.9384 | 9047081.6688 | 961560.8286 | 11063974.3309 | 11063974.3309 | 1478867.319 | 5307310.8022 | 0 | 21072616.8284 | 38922769.2806 | 3162.2777 | 0.79967 | 26351.7859 | 48673.8069 | 537.2168 | 992.2814
1 | 3400 | 707 | 0.035 | 15 | 15 | 7 | 4.217e-12 | 5spot_SharedNeighbor | Water | Porous | Wet | R600a | MinimizeLCOE_Brownfield | IgnoreSilica | 18.2654 | 4.7078 | 0.27301 | 4 | 21380.7892 | 37726.506 | 435.8763 | 769.1059 | 128.888 | 0 | 76.4053 | 1244071.3531 | 92444.4358 | 1171513.7181 | 800723.5448 | 0 | 347102.0631 | 0 | 1425783.4948 | 3709596.1849 | 2531875.6208 | 11323110.4153 | 961560.8286 | 11063974.3309 | 11063974.3309 | 1478867.319 | 5307310.8022 | 0 | 23348645.5748 | 41198798.027 | 4216.965 | 1.092 | 21380.7892 | 37726.506 | 435.8763 | 769.1059
1 | 3400 | 707 | 0.035 | 15 | 15 | 7 | 5.6234e-12 | 5spot_SharedNeighbor | Water | Porous | Wet | R600a | MinimizeLCOE_Brownfield | IgnoreSilica | 23.1567 | 6.0099 | 0.36331 | 4 | 17690.4265 | 29973.2889 | 360.6433 | 611.046 | 129.3699 | 0 | 103.1263 | 1481060.9116 | 110286.8776 | 1423785.9592 | 1012717.5048 | 0 | 389997.0087 | 0 | 1722960.8222 | 4482790.6314 | 3059596.7181 | 13683196.4336 | 961560.8286 | 11063974.3309 | 11063974.3309 | 1478867.319 | 5307310.8022 | 0 | 25708731.5932 | 43558884.0454 | 5623.4133 | 1.4533 | 17690.4265 | 29973.2889 | 360.6433 | 611.046
1 | 3400 | 707 | 0.035 | 15 | 15 | 7 | 7.4989e-12 | 5spot_SharedNeighbor | Water | Porous | Wet | R600a | MinimizeLCOE_Brownfield | IgnoreSilica | 29.1855 | 7.6153 | 0.47827 | 4 | 14888.6996 | 24219.2511 | 303.5263 | 493.7422 | 129.7445 | 0 | 112.8224 | 1753357.3406 | 130728.9953 | 1720241.9731 | 1274084.5497 | 0 | 435273.976 | 0 | 2072337.8655 | 5391798.0311 | 3680012.9466 | 16457835.6779 | 961560.8286 | 11063974.3309 | 11063974.3309 | 1478867.319 | 5307310.8022 | 0 | 28483370.8374 | 46333523.2896 | 7498.9421 | 1.9131 | 14888.6996 | 24219.2511 | 303.5263 | 493.7422
1 | 3400 | 707 | 0.035 | 15 | 15 | 7 | 1e-11 | 5spot_SharedNeighbor | Water | Porous | Wet | R600a | MinimizeLCOE_Brownfield | IgnoreSilica | 36.5324 | 9.5723 | 0.62286 | 4 | 12729.8542 | 19894.4054 | 259.5153 | 405.5744 | 130.0363 | 0 | 116.8542 | 2063464.3525 | 153942.07 | 2065206.5379 | 1592653.4617 | 0 | 482080.5682 | 0 | 2479365.3262 | 6450799.9911 | 4402803.5446 | 19690315.8523 | 961560.8286 | 11063974.3309 | 11063974.3309 | 1478867.319 | 5307310.8022 | 0 | 31715851.0119 | 49566003.4641 | 10000 | 2.4915 | 12729.8542 | 19894.4054 | 259.5153 | 405.5744
1 | 3400 | 707 | 0.035 | 15 | 15 | 7 | 1.3335e-11 | 5spot_SharedNeighbor | Water | Porous | Wet | R600a | MinimizeLCOE_Brownfield | IgnoreSilica | 45.3 | 11.9073 | 0.80128 | 4 | 11047.669 | 16616.9139 | 225.2217 | 338.7583 | 130.2594 | 0 | 134.0186 | 2410169.0456 | 179818.41 | 2458849.6235 | 1972730.9474 | 0 | 528242.359 | 0 | 2944426.0503 | 7660792.5982 | 5228648.3618 | 23383677.3958 | 961560.8286 | 11063974.3309 | 11063974.3309 | 1478867.319 | 5307310.8022 | 0 | 35409212.5553 | 53259365.0075 | 13335.2143 | 3.2051 | 11047.669 | 16616.9139 | 225.2217 | 338.7583
1 | 3400 | 707 | 0.035 | 15 | 15 | 7 | 1.7783e-11 | 5spot_SharedNeighbor | Water | Porous | Wet | R600a | MinimizeLCOE_Brownfield | IgnoreSilica | 55.4166 | 14.5985 | 1.0148 | 4 | 9728.8767 | 14126.1326 | 198.3363 | 287.9803 | 130.4142 | 0 | 156.6681 | 2785854.3781 | 207758.1731 | 2893891.7818 | 2411008.6266 | 0 | 569897.5081 | 0 | 3458680.0824 | 8998776.1016 | 6141849.5957 | 27467716.2476 | 961560.8286 | 11063974.3309 | 11063974.3309 | 1478867.319 | 5307310.8022 | 0 | 39493251.4071 | 57343403.8593 | 17782.7941 | 4.0594 | 9728.8767 | 14126.1326 | 198.3363 | 287.9803
1 | 3400 | 707 | 0.035 | 15 | 15 | 7 | 2.3714e-11 | 5spot_SharedNeighbor | Water | Porous | Wet | R600a | MinimizeLCOE_Brownfield | IgnoreSilica | 66.4929 | 17.535 | 1.2587 | 4 | 8694.803 | 12240.2766 | 177.2553 | 249.5346 | 130.4889 | 0 | 168.4475 | 3172838.8568 | 236401.366 | 3350710.4108 | 2889892.388 | 0 | 601042.9463 | 0 | 3997845.5275 | 10401573.9917 | 7099287.9803 | 31749593.4675 | 961560.8286 | 11063974.3309 | 11063974.3309 | 1478867.319 | 5307310.8022 | 0 | 43775128.627 | 61625281.0792 | 23713.7371 | 5.0346 | 8694.803 | 12240.2766 | 177.2553 | 249.5346
1 | 3400 | 707 | 0.035 | 15 | 15 | 7 | 3.1623e-11 | 5spot_SharedNeighbor | Water | Porous | Wet | R600a | MinimizeLCOE_Brownfield | IgnoreSilica | 77.9614 | 20.5555 | 1.522 | 4 | 7887.2866 | 10819.2995 | 160.793 | 220.5661 | 130.4758 | 0 | 188.6803 | 3550557.216 | 264180.3942 | 3805042.7996 | 3383808.8388 | 0 | 617164.5288 | 0 | 4532093.9732 | 11791578.858 | 8047994.8633 | 35992421.4719 | 961560.8286 | 11063974.3309 | 11063974.3309 | 1478867.319 | 5307310.8022 | 0 | 48017956.6315 | 65868109.0837 | 31622.7766 | 6.088 | 7887.2866 | 10819.2995 | 160.793 | 220.5661
1 | 3400 | 707 | 0.035 | 15 | 15 | 7 | 4.217e-11 | 5spot_SharedNeighbor | Water | Porous | Wet | R600a | MinimizeLCOE_Brownfield | IgnoreSilica | 89.2138 | 23.4912 | 1.7907 | 4 | 7260.2073 | 9752.292 | 148.0091 | 198.8137 | 130.3826 | 0 | 183.3851 | 3900939.1191 | 289746.6588 | 4234187.4377 | 3865723.4535 | 0 | 616785.4337 | 0 | 5033879.0201 | 13097120.6197 | 8939053.9419 | 39977435.6845 | 961560.8286 | 11063974.3309 | 11063974.3309 | 1478867.319 | 5307310.8022 | 0 | 52002970.8441 | 69853123.2963 | 42169.6503 | 7.1627 | 7260.2073 | 9752.292 | 148.0091 | 198.8137
1 | 3400 | 707 | 0.035 | 15 | 15 | 7 | 5.6234e-11 | 5spot_SharedNeighbor | Water | Porous | Wet | R600a | MinimizeLCOE_Brownfield | IgnoreSilica | 99.7519 | 26.2095 | 2.0507 | 4 | 6775.8892 | 8951.9696 | 138.1357 | 182.498 | 130.2308 | 0 | 188.5278 | 4212484.5827 | 312279.5412 | 4622298.4402 | 4314041.8332 | 0 | 601789.8033 | 0 | 5484528.7383 | 14269618.7455 | 9739308.0051 | 43556349.6896 | 961560.8286 | 11063974.3309 | 11063974.3309 | 1478867.319 | 5307310.8022 | 0 | 55581884.8492 | 73432037.3014 | 56234.1325 | 8.2029 | 6775.8892 | 8951.9696 | 138.1357 | 182.498
1 | 3400 | 707 | 0.035 | 15 | 15 | 7 | 7.4989e-11 | 5spot_SharedNeighbor | Water | Porous | Wet | R600a | MinimizeLCOE_Brownfield | IgnoreSilica | 109.1741 | 28.6106 | 2.29 | 4 | 6403.6157 | 8352.3071 | 130.5464 | 170.2731 | 130.0474 | 0 | 200.5186 | 4478385.3255 | 331337.1101 | 4958700.5945 | 4712071.3469 | 0 | 575439.261 | 0 | 5871814.1188 | 15277255.8624 | 10427041.0423 | 46632044.6614 | 961560.8286 | 11063974.3309 | 11063974.3309 | 1478867.319 | 5307310.8022 | 0 | 58657579.821 | 76507732.2732 | 74989.4209 | 9.1601 | 6403.6157 | 8352.3071 | 130.5464 | 170.2731
1 | 3400 | 707 | 0.035 | 15 | 15 | 7 | 1e-10 | 5spot_SharedNeighbor | Water | Porous | Wet | R600a | MinimizeLCOE_Brownfield | IgnoreSilica | 117.2982 | 30.6557 | 2.5012 | 4 | 6118.6065 | 7902.7925 | 124.7361 | 161.1091 | 129.8564 | 0 | 205.5031 | 4698532.076 | 346980.5345 | 5240986.9459 | 5052740.9161 | 0 | 542238.2386 | 0 | 6193776.6973 | 16114936.4481 | 10998775.2547 | 49188967.1112 | 961560.8286 | 11063974.3309 | 11063974.3309 | 1478867.319 | 5307310.8022 | 0 | 61214502.2707 | 79064654.723 | 100000 | 10.0046 | 6118.6065 | 7902.7925 | 124.7361 | 161.1091
1 | 3400 | 707 | 0.035 | 15 | 15 | 7 | 1.3335e-10 | 5spot_SharedNeighbor | Water | Porous | Wet | R600a | MinimizeLCOE_Brownfield | IgnoreSilica | 124.0534 | 32.3374 | 2.6804 | 4 | 5901.156 | 7566.0041 | 120.303 | 154.2432 | 129.676 | 0 | 216.1955 | 4875424.1787 | 359451.566 | 5470438.7008 | 5334148.399 | 0 | 505977.1117 | 0 | 6452721.5829 | 16788657.9234 | 11458604.0052 | 51245423.4676 | 961560.8286 | 11063974.3309 | 11063974.3309 | 1478867.319 | 5307310.8022 | 0 | 63270958.6272 | 81121111.0794 | 133352.1432 | 10.7218 | 5901.156 | 7566.0041 | 120.303 | 154.2432
1 | 3400 | 707 | 0.035 | 15 | 15 | 7 | 1.7783e-10 | 5spot_SharedNeighbor | Water | Porous | Wet | R600a | MinimizeLCOE_Brownfield | IgnoreSilica | 129.5102 | 33.6829 | 2.828 | 4 | 5735.7188 | 7313.6809 | 116.9304 | 149.0993 | 129.5168 | 0 | 201.8683 | 5014370.0666 | 369179.7664 | 5652408.7741 | 5560217.7925 | 0 | 469848.7386 | 0 | 6655749.8039 | 17316895.7078 | 11819137.1472 | 52857807.7971 | 961560.8286 | 11063974.3309 | 11063974.3309 | 1478867.319 | 5307310.8022 | 0 | 64883342.9566 | 82733495.4088 | 177827.941 | 11.3122 | 5735.7188 | 7313.6809 | 116.9304 | 149.0993
1 | 3400 | 707 | 0.035 | 15 | 15 | 7 | 2.3714e-10 | 5spot_SharedNeighbor | Water | Porous | Wet | R600a | MinimizeLCOE_Brownfield | IgnoreSilica | 135.8218 | 35.2302 | 2.9772 | 4 | 5609.4869 | 7108.4005 | 114.357 | 144.9144 | 129.3305 | 0 | 238.0024 | 5171759.0813 | 380153.9469 | 5859954.4279 | 5820840.7979 | 0 | 452737.2782 | 0 | 6897323.7576 | 17945421.5816 | 12248118.971 | 54776309.8423 | 961560.8286 | 11063974.3309 | 11063974.3309 | 1478867.319 | 5307310.8022 | 0 | 66801845.0019 | 84651997.4541 | 237137.3706 | 11.9087 | 5609.4869 | 7108.4005 | 114.357 | 144.9144
1 | 3400 | 707 | 0.035 | 15 | 15 | 7 | 3.1623e-10 | 5spot_SharedNeighbor | Water | Porous | Wet | R600a | MinimizeLCOE_Brownfield | IgnoreSilica | 139.4714 | 36.1237 | 3.0769 | 4 | 5512.6928 | 6963.0216 | 112.3837 | 141.9506 | 129.228 | 0 | 196.5191 | 5261715.883 | 386421.0866 | 5978985.9788 | 5971439.9035 | 0 | 424763.2315 | 0 | 7029097.1725 | 18288268.9767 | 12482119.3629 | 55822811.5954 | 961560.8286 | 11063974.3309 | 11063974.3309 | 1478867.319 | 5307310.8022 | 0 | 67848346.755 | 85698499.2072 | 316227.766 | 12.3077 | 5512.6928 | 6963.0216 | 112.3837 | 141.9506
1 | 3400 | 707 | 0.035 | 15 | 15 | 7 | 4.217e-10 | 5spot_SharedNeighbor | Water | Porous | Wet | R600a | MinimizeLCOE_Brownfield | IgnoreSilica | 142.2823 | 36.809 | 3.1547 | 4 | 5439.444 | 6853.9937 | 110.8904 | 139.7279 | 129.1469 | 0 | 236.7467 | 5330121.8929 | 391172.0515 | 6069898.0865 | 6087151.6897 | 0 | 400629.2096 | 0 | 7128799.4427 | 18547673.8322 | 12659168.507 | 56614614.712 | 961560.8286 | 11063974.3309 | 11063974.3309 | 1478867.319 | 5307310.8022 | 0 | 68640149.8716 | 86490302.3238 | 421696.5034 | 12.619 | 5439.444 | 6853.9937 | 110.8904 | 139.7279
1 | 3400 | 707 | 0.035 | 15 | 15 | 7 | 5.6234e-10 | 5spot_SharedNeighbor | Water | Porous | Wet | R600a | MinimizeLCOE_Brownfield | IgnoreSilica | 140 | 36.2524 | 3.1466 | 4 | 5383.4395 | 6801.6346 | 109.7487 | 138.6605 | 129.212 | 0 | 228.2733 | 5274564.5641 | 387312.011 | 5996075.597 | 5993174.4781 | 0 | 343290.6105 | 0 | 7017822.7317 | 18258935.1945 | 12462098.4538 | 55733273.6407 | 961560.8286 | 11063974.3309 | 11063974.3309 | 1478867.319 | 5307310.8022 | 0 | 67758808.8002 | 85608961.2524 | 562341.3252 | 12.5865 | 5383.4395 | 6801.6346 | 109.7487 | 138.6605
1 | 3400 | 707 | 0.035 | 15 | 15 | 7 | 7.4989e-10 | 5spot_SharedNeighbor | Water | Porous | Wet | R600a | MinimizeLCOE_Brownfield | IgnoreSilica | 146.4091 | 37.8105 | 3.2675 | 4 | 5339.9558 | 6705.7031 | 108.8622 | 136.7048 | 129.0248 | 0 | 219.3615 | 5429194.9862 | 398029.8713 | 6202182.8214 | 6256587.0756 | 0 | 365059.3333 | 0 | 7273911.0942 | 18925224.5829 | 12916854.6523 | 57767044.4171 | 961560.8286 | 11063974.3309 | 11063974.3309 | 1478867.319 | 5307310.8022 | 0 | 69792579.5767 | 87642732.0289 | 749894.2093 | 13.0699 | 5339.9558 | 6705.7031 | 108.8622 | 136.7048
1 | 3400 | 707 | 0.035 | 15 | 15 | 7 | 1e-09 | 5spot_SharedNeighbor | Water | Porous | Wet | R600a | MinimizeLCOE_Brownfield | IgnoreSilica | 147.666 | 38.1143 | 3.3027 | 4 | 5308.8787 | 6660.044 | 108.2287 | 135.774 | 128.9868 | 0 | 208.6133 | 5459044.2809 | 400090.931 | 6242177.3199 | 6308079.018 | 0 | 352294.2801 | 0 | 7317057.4737 | 19037482.6116 | 12993473.0636 | 58109698.9789 | 961560.8286 | 11063974.3309 | 11063974.3309 | 1478867.319 | 5307310.8022 | 0 | 70135234.1384 | 87985386.5906 | 1000000 | 13.2109 | 5308.8787 | 6660.044 | 108.2287 | 135.774
1 | 3400 | 707 | 0.035 | 15 | 15 | 7 | 1.3335e-09 | 5spot_SharedNeighbor | Water | Porous | Wet | R600a | MinimizeLCOE_Brownfield | IgnoreSilica | 148.5887 | 38.3368 | 3.3291 | 4 | 5285.4827 | 6625.9536 | 107.7517 | 135.079 | 128.9586 | 0 | 231.799 | 5480858.95 | 401596.3625 | 6271436.3555 | 6345842.8378 | 0 | 342021.1186 | 0 | 7348284.6935 | 19118729.432 | 13048925.6879 | 58357695.4377 | 961560.8286 | 11063974.3309 | 11063974.3309 | 1478867.319 | 5307310.8022 | 0 | 70383230.5973 | 88233383.0495 | 1333521.4322 | 13.3163 | 5285.4827 | 6625.9536 | 107.7517 | 135.079
1 | 3400 | 707 | 0.035 | 15 | 15 | 7 | 1.7783e-09 | 5spot_SharedNeighbor | Water | Porous | Wet | R600a | MinimizeLCOE_Brownfield | IgnoreSilica | 149.264 | 38.4995 | 3.3487 | 4 | 5267.8864 | 6600.5024 | 107.393 | 134.5602 | 128.9379 | 0 | 238.4588 | 5496774.4173 | 402693.7954 | 6292806.4002 | 6373464.5558 | 0 | 333862.3398 | 0 | 7370844.5883 | 19177425.6507 | 13088987.0633 | 58536858.8108 | 961560.8286 | 11063974.3309 | 11063974.3309 | 1478867.319 | 5307310.8022 | 0 | 70562393.9704 | 88412546.4226 | 1778279.41 | 13.3948 | 5267.8864 | 6600.5024 | 107.393 | 134.5602
1 | 3400 | 707 | 0.035 | 15 | 15 | 7 | 2.3714e-09 | 5spot_SharedNeighbor | Water | Porous | Wet | R600a | MinimizeLCOE_Brownfield | IgnoreSilica | 149.7756 | 38.6226 | 3.3636 | 4 | 5254.6608 | 6581.3881 | 107.1234 | 134.1705 | 128.9222 | 0 | 233.8556 | 5508802.6417 | 403522.694 | 6308969.9197 | 6394378.9319 | 0 | 327595.6113 | 0 | 7387875.2214 | 19221735.8646 | 13119229.6948 | 58672110.5794 | 961560.8286 | 11063974.3309 | 11063974.3309 | 1478867.319 | 5307310.8022 | 0 | 70697645.739 | 88547798.1912 | 2371373.7057 | 13.4543 | 5254.6608 | 6581.3881 | 107.1234 | 134.1705
1 | 3400 | 707 | 0.035 | 15 | 15 | 7 | 3.1623e-09 | 5spot_SharedNeighbor | Water | Porous | Wet | R600a | MinimizeLCOE_Brownfield | IgnoreSilica | 150.1675 | 38.7169 | 3.3749 | 4 | 5244.7253 | 6567.0049 | 106.9208 | 133.8773 | 128.9101 | 0 | 247.5286 | 5518001.4446 | 404156.3249 | 6321338.7559 | 6410396.2165 | 0 | 322851.985 | 0 | 7400930.4435 | 19255702.8744 | 13142412.8769 | 58775790.9218 | 961560.8286 | 11063974.3309 | 11063974.3309 | 1478867.319 | 5307310.8022 | 0 | 70801326.0814 | 88651478.5336 | 3162277.6602 | 13.4995 | 5244.7253 | 6567.0049 | 106.9208 | 133.8773
1 | 3400 | 707 | 0.035 | 15 | 15 | 7 | 4.217e-09 | 5spot_SharedNeighbor | Water | Porous | Wet | R600a | MinimizeLCOE_Brownfield | IgnoreSilica | 150.4381 | 38.7819 | 3.383 | 4 | 5237.2646 | 6556.3614 | 106.7687 | 133.6603 | 128.9017 | 0 | 239.3151 | 5524343.9017 | 404593.0417 | 6329871.028 | 6421452.0546 | 0 | 319044.4325 | 0 | 7409728.7388 | 19278594.234 | 13158036.7002 | 58845664.1315 | 961560.8286 | 11063974.3309 | 11063974.3309 | 1478867.319 | 5307310.8022 | 0 | 70871199.2911 | 88721351.7433 | 4216965.0343 | 13.5321 | 5237.2646 | 6556.3614 | 106.7687 | 133.6603
1 | 3400 | 707 | 0.035 | 15 | 15 | 7 | 5.6234e-09 | 5spot_SharedNeighbor | Water | Porous | Wet | R600a | MinimizeLCOE_Brownfield | IgnoreSilica | 150.6692 | 38.8375 | 3.3896 | 4 | 5231.6639 | 6548.2081 | 106.6545 | 133.4941 | 128.8945 | 0 | 217.6555 | 5529757.6248 | 404965.736 | 6337156.0307 | 6430895.6985 | 0 | 316378.4077 | 0 | 7417469.8641 | 19298735.0542 | 13171783.2238 | 58907141.64 | 961560.8286 | 11063974.3309 | 11063974.3309 | 1478867.319 | 5307310.8022 | 0 | 70932676.7996 | 88782829.2518 | 5623413.2519 | 13.5583 | 5231.6639 | 6548.2081 | 106.6545 | 133.4941
1 | 3400 | 707 | 0.035 | 15 | 15 | 7 | 7.4989e-09 | 5spot_SharedNeighbor | Water | Porous | Wet | R600a | MinimizeLCOE_Brownfield | IgnoreSilica | 150.8324 | 38.8767 | 3.3944 | 4 | 5227.4607 | 6542.1559 | 106.5689 | 133.3707 | 128.8894 | 0 | 232.822 | 5533575.6071 | 405228.5158 | 6342295.2109 | 6437560.1308 | 0 | 314276.6597 | 0 | 7422845.0884 | 19312720.2852 | 13181328.4314 | 58949829.9292 | 961560.8286 | 11063974.3309 | 11063974.3309 | 1478867.319 | 5307310.8022 | 0 | 70975365.0888 | 88825517.541 | 7498942.0933 | 13.5774 | 5227.4607 | 6542.1559 | 106.5689 | 133.3707
1 | 3400 | 707 | 0.035 | 15 | 15 | 7 | 1e-08 | 5spot_SharedNeighbor | Water | Porous | Wet | R600a | MinimizeLCOE_Brownfield | IgnoreSilica | 150.9445 | 38.9036 | 3.3978 | 4 | 5224.3068 | 6537.6795 | 106.5046 | 133.2794 | 128.8859 | 0 | 232.953 | 5536195.9747 | 405408.8346 | 6345823.1321 | 6442136.3256 | 0 | 312606.1174 | 0 | 7426446.4499 | 19322090.2891 | 13187723.6516 | 58978430.775 | 961560.8286 | 11063974.3309 | 11063974.3309 | 1478867.319 | 5307310.8022 | 0 | 71003965.9346 | 88854118.3868 | 10000000 | 13.5911 | 5224.3068 | 6537.6795 | 106.5046 | 133.2794
1 | 3500 | 707 | 0.035 | 15 | 15 | 7 | 1e-13 | 5spot_SharedNeighbor | Water | Porous | Wet | R600a | MinimizeLCOE_Brownfield | IgnoreSilica | 0 | 0 | 0 | 4 | [6 empty] | 21.4165 | [19 empty] | 100 | 0
1 | 3500 | 707 | 0.035 | 15 | 15 | 7 | 1.3335e-13 | 5spot_SharedNeighbor | Water | Porous | Wet | R600a | MinimizeLCOE_Brownfield | IgnoreSilica | 0 | 0 | 0 | 4 | [6 empty] | 22.226 | [19 empty] | 133.3521 | 0
1 | 3500 | 707 | 0.035 | 15 | 15 | 7 | 1.7783e-13 | 5spot_SharedNeighbor | Water | Porous | Wet | R600a | MinimizeLCOE_Brownfield | IgnoreSilica | 0 | 0 | 0 | 4 | [6 empty] | 22.2766 | [19 empty] | 177.8279 | 0
1 | 3500 | 707 | 0.035 | 15 | 15 | 7 | 2.3714e-13 | 5spot_SharedNeighbor | Water | Porous | Wet | R600a | MinimizeLCOE_Brownfield | IgnoreSilica | 1.1276 | 0.19004 | 0.0020442 | 4 | 1650566.3285 | 3902965.6556 | 33649.0272 | 79567.234 | 102.1035 | 0 | 64.036 | 113343.5005 | 7134.0814 | 91578.1325 | 62589.8749 | 0 | 69410.8136 | 0 | 134181.9971 | 349114.032 | 238277.5004 | 1065629.9324 | 961560.8286 | 11469341.9306 | 11469341.9306 | 1478867.319 | 5469457.8421 | 0 | 13496532.6915 | 31914199.7832 | 237.1374 | 0.0081769 | 1650566.3285 | 3902965.6556 | 33649.0272 | 79567.234
1 | 3500 | 707 | 0.035 | 15 | 15 | 7 | 3.1623e-13 | 5spot_SharedNeighbor | Water | Porous | Wet | R600a | MinimizeLCOE_Brownfield | IgnoreSilica | 1.4908 | 0.28172 | 0.0066934 | 4 | 516203.7956 | 1204104.3762 | 10523.5126 | 24547.2964 | 108.7786 | 0 | 52.8719 | 155483.7599 | 10197.7062 | 124875.5031 | 77846.1959 | 0 | 80317.0499 | 0 | 175000.8839 | 455316.4022 | 310762.8003 | 1389800.3014 | 961560.8286 | 11469341.9306 | 11469341.9306 | 1478867.319 | 5469457.8421 | 0 | 13820703.0606 | 32238370.1523 | 316.2278 | 0.026774 | 516203.7956 | 1204104.3762 | 10523.5126 | 24547.2964
1 | 3500 | 707 | 0.035 | 15 | 15 | 7 | 4.217e-13 | 5spot_SharedNeighbor | Water | Porous | Wet | R600a | MinimizeLCOE_Brownfield | IgnoreSilica | 1.9431 | 0.40021 | 0.013629 | 4 | 260533.7455 | 598372.6652 | 5311.3328 | 12198.6361 | 114.0503 | 0 | 335.4273 | 204806.3425 | 13879.4997 | 164747.3097 | 97273.8761 | 0 | 91537.4207 | 0 | 223175.335 | 580656.4421 | 396309.953 | 1772386.1787 | 961560.8286 | 11469341.9306 | 11469341.9306 | 1478867.319 | 5469457.8421 | 0 | 14203288.9379 | 32620956.0296 | 421.6965 | 0.054516 | 260533.7455 | 598372.6652 | 5311.3328 | 12198.6361
1 | 3500 | 707 | 0.035 | 15 | 15 | 7 | 5.6234e-13 | 5spot_SharedNeighbor | Water | Porous | Wet | R600a | MinimizeLCOE_Brownfield | IgnoreSilica | 2.5849 | 0.57225 | 0.023801 | 4 | 154624.3408 | 348076.9004 | 3152.2263 | 7096.0184 | 118.6683 | 0 | 459.0018 | 269644.9409 | 18809.15 | 218597.7572 | 125109.9042 | 0 | 107241.8688 | 0 | 288367.4122 | 750272.8542 | 512076.6396 | 2290120.5269 | 961560.8286 | 11469341.9306 | 11469341.9306 | 1478867.319 | 5469457.8421 | 0 | 14721023.2861 | 33138690.3778 | 562.3413 | 0.095205 | 154624.3408 | 348076.9004 | 3152.2263 | 7096.0184
1 | 3500 | 707 | 0.035 | 15 | 15 | 7 | 7.4989e-13 | 5spot_SharedNeighbor | Water | Porous | Wet | R600a | MinimizeLCOE_Brownfield | IgnoreSilica | 3.4212 | 0.80008 | 0.037974 | 4 | 101093.7201 | 222346.8217 | 2060.9322 | 4532.8407 | 122.2744 | 0 | 625.1894 | 347348.3282 | 24786.6127 | 285096.9131 | 161760.3584 | 0 | 125285.3877 | 0 | 368268.264 | 958158.4807 | 653962.8513 | 2924667.196 | 961560.8286 | 11469341.9306 | 11469341.9306 | 1478867.319 | 5469457.8421 | 0 | 15355569.9552 | 33773237.0469 | 749.8942 | 0.15189 | 101093.7201 | 222346.8217 | 2060.9322 | 4532.8407
1 | 3500 | 707 | 0.035 | 15 | 15 | 7 | 1e-12 | 5spot_SharedNeighbor | Water | Porous | Wet | R600a | MinimizeLCOE_Brownfield | IgnoreSilica | 4.5259 | 1.1037 | 0.057352 | 4 | 70366.7232 | 150649.4876 | 1434.5208 | 3071.1936 | 125.1057 | 0 | 77.897 | 441325.9385 | 32059.5251 | 368056.014 | 210235.77 | 0 | 146779.8539 | 0 | 467398.2696 | 1216074.4209 | 829995.7801 | 3711925.572 | 961560.8286 | 11469341.9306 | 11469341.9306 | 1478867.319 | 5469457.8421 | 0 | 16142828.3312 | 34560495.4229 | 1000 | 0.22941 | 70366.7232 | 150649.4876 | 1434.5208 | 3071.1936
1 | 3500 | 707 | 0.035 | 15 | 15 | 7 | 1.3335e-12 | 5spot_SharedNeighbor | Water | Porous | Wet | R600a | MinimizeLCOE_Brownfield | IgnoreSilica | 6.0191 | 1.5169 | 0.08391 | 4 | 51094.4336 | 105967.6813 | 1041.6291 | 2160.2945 | 127.3337 | 0 | 79.6785 | 557773.0589 | 41105.8454 | 473950.9579 | 276789.6484 | 0 | 173808.3595 | 0 | 594136.8694 | 1545822.2599 | 1055055.4558 | 4718442.4552 | 961560.8286 | 11469341.9306 | 11469341.9306 | 1478867.319 | 5469457.8421 | 0 | 17149345.2144 | 35567012.3061 | 1333.5214 | 0.33564 | 51094.4336 | 105967.6813 | 1041.6291 | 2160.2945
1 | 3500 | 707 | 0.035 | 15 | 15 | 7 | 1.7783e-12 | 5spot_SharedNeighbor | Water | Porous | Wet | R600a | MinimizeLCOE_Brownfield | IgnoreSilica | 7.9754 | 2.0565 | 0.1188 | 4 | 38677.0081 | 77435.4656 | 788.4831 | 1578.6267 | 128.9182 | 0 | 73.0202 | 695835.5627 | 51790.1889 | 603930.9329 | 363276.4132 | 0 | 205597.4058 | 0 | 748967.8964 | 1948660.8319 | 1330001.0588 | 5948060.2906 | 961560.8286 | 11469341.9306 | 11469341.9306 | 1478867.319 | 5469457.8421 | 0 | 18378963.0498 | 36796630.1415 | 1778.2794 | 0.47519 | 38677.0081 | 77435.4656 | 788.4831 | 1578.6267
1 | 3500 | 707 | 0.035 | 15 | 15 | 7 | 2.3714e-12 | 5spot_SharedNeighbor | Water | Porous | Wet | R600a | MinimizeLCOE_Brownfield | IgnoreSilica | 10.6205 | 2.7968 | 0.16747 | 4 | 29808.856 | 57303.4525 | 607.6938 | 1168.2084 | 130.3896 | 0 | 102.5973 | 869808.5305 | 65325.6531 | 771567.575 | 481436.0568 | 0 | 245310.2367 | 0 | 949044.7403 | 2469219.7384 | 1685293.2088 | 7537005.7395 | 961560.8286 | 11469341.9306 | 11469341.9306 | 1478867.319 | 5469457.8421 | 0 | 19967908.4987 | 38385575.5904 | 2371.3737 | 0.66986 | 29808.856 | 57303.4525 | 607.6938 | 1168.2084
1 | 3500 | 707 | 0.035 | 15 | 15 | 7 | 3.1623e-12 | 5spot_SharedNeighbor | Water | Porous | Wet | R600a | MinimizeLCOE_Brownfield | IgnoreSilica | 14.1238 | 3.7731 | 0.23143 | 4 | 23702.8338 | 43598.6328 | 483.2143 | 888.8171 | 131.3993 | 0 | 87.8166 | 1078846.2965 | 81497.114 | 979705.4998 | 637459.7222 | 0 | 293263.6676 | 0 | 1197601.1971 | 3115912.653 | 2126674.4113 | 9510960.5615 | 961560.8286 | 11469341.9306 | 11469341.9306 | 1478867.319 | 5469457.8421 | 0 | 21941863.3207 | 40359530.4123 | 3162.2777 | 0.92571 | 23702.8338 | 43598.6328 | 483.2143 | 888.8171
1 | 3500 | 707 | 0.035 | 15 | 15 | 7 | 4.217e-12 | 5spot_SharedNeighbor | Water | Porous | Wet | R600a | MinimizeLCOE_Brownfield | IgnoreSilica | 18.7842 | 5.0726 | 0.31661 | 4 | 19285.0256 | 33827.8669 | 393.1513 | 689.6268 | 132.1671 | 0 | 92.5978 | 1333567.8045 | 101134.5789 | 1240789.5562 | 844797.9949 | 0 | 351677.9605 | 0 | 1510067.479 | 3928885.823 | 2681545.3047 | 11992466.5017 | 961560.8286 | 11469341.9306 | 11469341.9306 | 1478867.319 | 5469457.8421 | 0 | 24423369.2609 | 42841036.3526 | 4216.965 | 1.2664 | 19285.0256 | 33827.8669 | 393.1513 | 689.6268
1 | 3500 | 707 | 0.035 | 15 | 15 | 7 | 5.6234e-12 | 5spot_SharedNeighbor | Water | Porous | Wet | R600a | MinimizeLCOE_Brownfield | IgnoreSilica | 24.9669 | 6.796 | 0.42955 | 4 | 16026.1701 | 26745.3604 | 326.7152 | 545.2403 | 132.749 | 0 | 91.204 | 1643248.4081 | 124917.4265 | 1567292.3132 | 1118880.714 | 0 | 422625.0792 | 0 | 1902015.937 | 4948655.3111 | 3377558.9345 | 15105194.1238 | 961560.8286 | 11469341.9306 | 11469341.9306 | 1478867.319 | 5469457.8421 | 0 | 27536096.883 | 45953763.9746 | 5623.4133 | 1.7182 | 16026.1701 | 26745.3604 | 326.7152 | 545.2403
1 | 3500 | 707 | 0.035 | 15 | 15 | 7 | 7.4989e-12 | 5spot_SharedNeighbor | Water | Porous | Wet | R600a | MinimizeLCOE_Brownfield | IgnoreSilica | 31.5561 | 8.634 | 0.56495 | 4 | 13560.4514 | 21710.5508 | 276.4481 | 442.5989 | 133.1213 | 0 | 99.5577 | 1948990.4701 | 148326.2487 | 1897607.2665 | 1411572.4569 | 0 | 473915.1158 | 0 | 2293360.5076 | 5966853.6079 | 4072500.194 | 18213125.8675 | 961560.8286 | 11469341.9306 | 11469341.9306 | 1478867.319 | 5469457.8421 | 0 | 30644028.6267 | 49061695.7184 | 7498.9421 | 2.2598 | 13560.4514 | 21710.5508 | 276.4481 | 442.5989
1 | 3500 | 707 | 0.035 | 15 | 15 | 7 | 1e-11 | 5spot_SharedNeighbor | Water | Porous | Wet | R600a | MinimizeLCOE_Brownfield | IgnoreSilica | 39.4024 | 10.8241 | 0.73342 | 4 | 11650.6689 | 17928.7114 | 237.5146 | 365.501 | 133.404 | 0 | 121.7139 | 2289552.325 | 174333.9136 | 2273334.5712 | 1761144.2409 | 0 | 523418.62 | 0 | 2738495.6316 | 7125003.8907 | 4862961.5596 | 21748244.7527 | 961560.8286 | 11469341.9306 | 11469341.9306 | 1478867.319 | 5469457.8421 | 0 | 34179147.5119 | 52596814.6035 | 10000 | 2.9337 | 11650.6689 | 17928.7114 | 237.5146 | 365.501
1 | 3500 | 707 | 0.035 | 15 | 15 | 7 | 1.3335e-11 | 5spot_SharedNeighbor | Water | Porous | Wet | R600a | MinimizeLCOE_Brownfield | IgnoreSilica | 48.7056 | 13.4201 | 0.93995 | 4 | 10158.4001 | 15056.9932 | 207.0927 | 306.9572 | 133.6164 | 0 | 111.6936 | 2668121.3051 | 203149.8592 | 2699546.859 | 2175563.4897 | 0 | 571477.4802 | 0 | 3243965.0073 | 8440131.5203 | 5760563.19 | 25762518.7107 | 961560.8286 | 11469341.9306 | 11469341.9306 | 1478867.319 | 5469457.8421 | 0 | 38193421.4699 | 56611088.5616 | 13335.2143 | 3.7598 | 10158.4001 | 15056.9932 | 207.0927 | 306.9572
1 | 3500 | 707 | 0.035 | 15 | 15 | 7 | 1.7783e-11 | 5spot_SharedNeighbor | Water | Porous | Wet | R600a | MinimizeLCOE_Brownfield | IgnoreSilica | 59.2728 | 16.3634 | 1.1839 | 4 | 8987.3044 | 12876.6003 | 183.2184 | 262.5069 | 133.7525 | 0 | 135.4258 | 3072045.8803 | 233770.0571 | 3163316.1596 | 2645712.4115 | 0 | 612567.5387 | 0 | 3793690.6984 | 9870405.0043 | 6736754.232 | 30128261.9819 | 961560.8286 | 11469341.9306 | 11469341.9306 | 1478867.319 | 5469457.8421 | 0 | 42559164.7411 | 60976831.8327 | 17782.7941 | 4.7355 | 8987.3044 | 12876.6003 | 183.2184 | 262.5069
1 | 3500 | 707 | 0.035 | 15 | 15 | 7 | 2.3714e-11 | 5spot_SharedNeighbor | Water | Porous | Wet | R600a | MinimizeLCOE_Brownfield | IgnoreSilica | 70.6681 | 19.5222 | 1.458 | 4 | 8069.5302 | 11227.4905 | 164.5083 | 228.8876 | 133.7993 | 0 | 163.7765 | 3481821.9033 | 264658.2357 | 3642953.2801 | 3151106.683 | 0 | 640891.4337 | 0 | 4360758.2989 | 11345798.5792 | 7743740.6632 | 34631729.077 | 961560.8286 | 11469341.9306 | 11469341.9306 | 1478867.319 | 5469457.8421 | 0 | 47062631.8362 | 65480298.9279 | 23713.7371 | 5.8321 | 8069.5302 | 11227.4905 | 164.5083 | 228.8876
1 | 3500 | 707 | 0.035 | 15 | 15 | 7 | 3.1623e-11 | 5spot_SharedNeighbor | Water | Porous | Wet | R600a | MinimizeLCOE_Brownfield | IgnoreSilica | 82.2734 | 22.7132 | 1.749 | 4 | 7353.6644 | 9986.2848 | 149.9144 | 203.5839 | 133.7527 | 0 | 172.97 | 3875158.1624 | 294085.0405 | 4112126.4451 | 3663033.8418 | 0 | 652216.3844 | 0 | 4912681.7509 | 12781790.1863 | 8723834.4416 | 39014926.2529 | 961560.8286 | 11469341.9306 | 11469341.9306 | 1478867.319 | 5469457.8421 | 0 | 51445829.0121 | 69863496.1038 | 31622.7766 | 6.9959 | 7353.6644 | 9986.2848 | 149.9144 | 203.5839
1 | 3500 | 707 | 0.035 | 15 | 15 | 7 | 4.217e-11 | 5spot_SharedNeighbor | Water | Porous | Wet | R600a | MinimizeLCOE_Brownfield | IgnoreSilica | 93.525 | 25.7731 | 2.0413 | 4 | 6798.3464 | 9053.9749 | 138.5935 | 184.5775 | 133.6262 | 0 | 188.4618 | 4235680.4192 | 320813.9793 | 4550044.9531 | 4155768.8158 | 0 | 646460.7099 | 0 | 5424419.8621 | 14113227.7797 | 9632567.9575 | 43078984.4764 | 961560.8286 | 11469341.9306 | 11469341.9306 | 1478867.319 | 5469457.8421 | 0 | 55509887.2356 | 73927554.3273 | 42169.6503 | 8.1652 | 6798.3464 | 9053.9749 | 138.5935 | 184.5775
1 | 3500 | 707 | 0.035 | 15 | 15 | 7 | 5.6234e-11 | 5spot_SharedNeighbor | Water | Porous | Wet | R600a | MinimizeLCOE_Brownfield | IgnoreSilica | 103.9271 | 28.5664 | 2.3199 | 4 | 6369.7665 | 8354.5116 | 129.8563 | 170.318 | 133.4456 | 0 | 187.0619 | 4552175.4061 | 344047.3346 | 4941074.7702 | 4607531.0778 | 0 | 625963.7993 | 0 | 5877609.0313 | 15292333.0361 | 10437331.5232 | 46678065.9786 | 961560.8286 | 11469341.9306 | 11469341.9306 | 1478867.319 | 5469457.8421 | 0 | 59108968.7378 | 77526635.8295 | 56234.1325 | 9.2796 | 6369.7665 | 8354.5116 | 129.8563 | 170.318
1 | 3500 | 707 | 0.035 | 15 | 15 | 7 | 7.4989e-11 | 5spot_SharedNeighbor | Water | Porous | Wet | R600a | MinimizeLCOE_Brownfield | IgnoreSilica | 113.1307 | 31.0056 | 2.5729 | 4 | 6040.478 | 7830.0344 | 123.1433 | 159.6258 | 133.24 | 0 | 199.7814 | 4819580.6699 | 363480.9895 | 5276576.3272 | 5003846.4594 | 0 | 594672.6885 | 0 | 6262681.2824 | 16294212.0443 | 11121134.5328 | 49736184.9939 | 961560.8286 | 11469341.9306 | 11469341.9306 | 1478867.319 | 5469457.8421 | 0 | 62167087.7531 | 80584754.8448 | 74989.4209 | 10.2917 | 6040.478 | 7830.0344 | 123.1433 | 159.6258
1 | 3500 | 707 | 0.035 | 15 | 15 | 7 | 1e-10 | 5spot_SharedNeighbor | Water | Porous | Wet | R600a | MinimizeLCOE_Brownfield | IgnoreSilica | 120.977 | 33.0592 | 2.7935 | 4 | 5788.459 | 7436.7459 | 118.0056 | 151.6081 | 133.0334 | 0 | 219.3154 | 5038644.8689 | 379250.0091 | 5555159.9707 | 5338993.3698 | 0 | 557192.9235 | 0 | 6579004.0453 | 17117218.9867 | 11682853.6821 | 52248317.856 | 961560.8286 | 11469341.9306 | 11469341.9306 | 1478867.319 | 5469457.8421 | 0 | 64679220.6152 | 83096887.7069 | 100000 | 11.1738 | 5788.459 | 7436.7459 | 118.0056 | 151.6081
1 | 3500 | 707 | 0.035 | 15 | 15 | 7 | 1.3335e-10 | 5spot_SharedNeighbor | Water | Porous | Wet | R600a | MinimizeLCOE_Brownfield | IgnoreSilica | 127.4808 | 34.7447 | 2.9799 | 4 | 5596.1613 | 7141.3042 | 114.0853 | 145.5851 | 132.8418 | 0 | 222.5363 | 5214758.3876 | 391842.8508 | 5781347.5989 | 5617405.1503 | 0 | 517834.5858 | 0 | 6834043.5436 | 17780779.4455 | 12135747.33 | 54273758.8926 | 961560.8286 | 11469341.9306 | 11469341.9306 | 1478867.319 | 5469457.8421 | 0 | 66704661.6518 | 85122328.7435 | 133352.1432 | 11.9197 | 5596.1613 | 7141.3042 | 114.0853 | 145.5851
1 | 3500 | 707 | 0.035 | 15 | 15 | 7 | 1.7783e-10 | 5spot_SharedNeighbor | Water | Porous | Wet | R600a | MinimizeLCOE_Brownfield | IgnoreSilica | 132.6961 | 36.0839 | 3.1323 | 4 | 5449.8805 | 6919.8374 | 111.1032 | 141.0702 | 132.6755 | 0 | 215.5769 | 5352325.3317 | 401614.2326 | 5959598.7482 | 5840156.705 | 0 | 479310.57 | 0 | 7032872.1791 | 18298090.7696 | 12488822.9384 | 55852791.4747 | 961560.8286 | 11469341.9306 | 11469341.9306 | 1478867.319 | 5469457.8421 | 0 | 68283694.2339 | 86701361.3256 | 177827.941 | 12.5294 | 5449.8805 | 6919.8374 | 111.1032 | 141.0702
1 | 3500 | 707 | 0.035 | 15 | 15 | 7 | 2.3714e-10 | 5spot_SharedNeighbor | Water | Porous | Wet | R600a | MinimizeLCOE_Brownfield | IgnoreSilica | 139.0692 | 37.7198 | 3.293 | 4 | 5336.8137 | 6735.0536 | 108.7982 | 137.3032 | 132.4875 | 0 | 194.1423 | 5518446.9766 | 413412.1861 | 6175565.3292 | 6112351.0001 | 0 | 463162.9475 | 0 | 7286345.9914 | 18957577.6346 | 12938936.2749 | 57865798.3403 | 961560.8286 | 11469341.9306 | 11469341.9306 | 1478867.319 | 5469457.8421 | 0 | 70296701.0995 | 88714368.1912 | 237137.3706 | 13.172 | 5336.8137 | 6735.0536 | 108.7982 | 137.3032
1 | 3500 | 707 | 0.035 | 15 | 15 | 7 | 3.1623e-10 | 5spot_SharedNeighbor | Water | Porous | Wet | R600a | MinimizeLCOE_Brownfield | IgnoreSilica | 142.5186 | 38.6004 | 3.3951 | 4 | 5251.139 | 6607.3533 | 107.0516 | 134.6998 | 132.3834 | 0 | 233.3458 | 5606767.0524 | 419659.0984 | 6291072.8747 | 6259328.7283 | 0 | 433768.4936 | 0 | 7414132.5365 | 19290052.0123 | 13165856.8694 | 58880637.6657 | 961560.8286 | 11469341.9306 | 11469341.9306 | 1478867.319 | 5469457.8421 | 0 | 71311540.4249 | 89729207.5166 | 316227.766 | 13.5802 | 5251.139 | 6607.3533 | 107.0516 | 134.6998
1 | 3500 | 707 | 0.035 | 15 | 15 | 7 | 4.217e-10 | 5spot_SharedNeighbor | Water | Porous | Wet | R600a | MinimizeLCOE_Brownfield | IgnoreSilica | 145.1787 | 39.2767 | 3.4746 | 4 | 5186.3109 | 6511.4786 | 105.73 | 132.7453 | 132.3011 | 0 | 208.1682 | 5674063.0653 | 424404.2615 | 6379447.1775 | 6372477.2809 | 0 | 408718.1197 | 0 | 7511052.8629 | 19542218.8205 | 13337965.8974 | 59650347.4856 | 961560.8286 | 11469341.9306 | 11469341.9306 | 1478867.319 | 5469457.8421 | 0 | 72081250.2448 | 90498917.3365 | 421696.5034 | 13.8984 | 5186.3109 | 6511.4786 | 105.73 | 132.7453
1 | 3500 | 707 | 0.035 | 15 | 15 | 7 | 5.6234e-10 | 5spot_SharedNeighbor | Water | Porous | Wet | R600a | MinimizeLCOE_Brownfield | IgnoreSilica | 147.2003 | 39.7891 | 3.5357 | 4 | 5137.3384 | 6439.5849 | 104.7316 | 131.2796 | 132.2375 | 0 | 239.4066 | 5724738.8863 | 427969.0147 | 6446204.3213 | 6458349.3197 | 0 | 387852.8891 | 0 | 7583594.6281 | 19730957.6133 | 13466784.0017 | 60226450.6743 | 961560.8286 | 11469341.9306 | 11469341.9306 | 1478867.319 | 5469457.8421 | 0 | 72657353.4334 | 91075020.5251 | 562341.3252 | 14.143 | 5137.3384 | 6439.5849 | 104.7316 | 131.2796
1 | 3500 | 707 | 0.035 | 15 | 15 | 7 | 7.4989e-10 | 5spot_SharedNeighbor | Water | Porous | Wet | R600a | MinimizeLCOE_Brownfield | IgnoreSilica | 148.713 | 40.1715 | 3.5822 | 4 | 5100.3956 | 6385.7649 | 103.9785 | 130.1825 | 132.1893 | 0 | 237.5565 | 5762398.0532 | 430613.3224 | 6495931.6047 | 6522540.0503 | 0 | 370743.2948 | 0 | 7637068.2669 | 19870085.0525 | 13561741.3377 | 60651120.9826 | 961560.8286 | 11469341.9306 | 11469341.9306 | 1478867.319 | 5469457.8421 | 0 | 73082023.7418 | 91499690.8335 | 749894.2093 | 14.3287 | 5100.3956 | 6385.7649 | 103.9785 | 130.1825
1 | 3500 | 707 | 0.035 | 15 | 15 | 7 | 1e-09 | 5spot_SharedNeighbor | Water | Porous | Wet | R600a | MinimizeLCOE_Brownfield | IgnoreSilica | 150.2212 | 40.5521 | 3.6248 | 4 | 5070.5279 | 6340.7802 | 103.3696 | 129.2654 | 132.1408 | 0 | 231.5168 | 5799738.1683 | 433231.5502 | 6545331.0397 | 6586491.651 | 0 | 358421.3703 | 0 | 7692053.374 | 20013145.0221 | 13659382.7066 | 61087794.8822 | 961560.8286 | 11469341.9306 | 11469341.9306 | 1478867.319 | 5469457.8421 | 0 | 73518697.6413 | 91936364.733 | 1000000 | 14.4992 | 5070.5279 | 6340.7802 | 103.3696 | 129.2654
1 | 3500 | 707 | 0.035 | 15 | 15 | 7 | 1.3335e-09 | 5spot_SharedNeighbor | Water | Porous | Wet | R600a | MinimizeLCOE_Brownfield | IgnoreSilica | 151.0714 | 40.7662 | 3.6512 | 4 | 5049.8398 | 6310.8955 | 102.9478 | 128.6561 | 132.1132 | 0 | 211.0478 | 5820680.5095 | 434697.8581 | 6573085.8239 | 6622511.2139 | 0 | 347790.6257 | 0 | 7721518.7522 | 20089807.8919 | 13711706.6905 | 61321799.3657 | 961560.8286 | 11469341.9306 | 11469341.9306 | 1478867.319 | 5469457.8421 | 0 | 73752702.1249 | 92170369.2166 | 1333521.4322 | 14.605 | 5049.8398 | 6310.8955 | 102.9478 | 128.6561
1 | 3500 | 707 | 0.035 | 15 | 15 | 7 | 1.7783e-09 | 5spot_SharedNeighbor | Water | Porous | Wet | R600a | MinimizeLCOE_Brownfield | IgnoreSilica | 151.7144 | 40.928 | 3.6713 | 4 | 5034.2805 | 6288.4564 | 102.6306 | 128.1987 | 132.0922 | 0 | 233.6034 | 5836475.1239 | 435802.8625 | 6594039.5373 | 6649744.6131 | 0 | 339555.4109 | 0 | 7743690.8436 | 20147495.1256 | 13751079.4128 | 61497882.9296 | 961560.8286 | 11469341.9306 | 11469341.9306 | 1478867.319 | 5469457.8421 | 0 | 73928785.6888 | 92346452.7805 | 1778279.41 | 14.6851 | 5034.2805 | 6288.4564 | 102.6306 | 128.1987
1 | 3500 | 707 | 0.035 | 15 | 15 | 7 | 2.3714e-09 | 5spot_SharedNeighbor | Water | Porous | Wet | R600a | MinimizeLCOE_Brownfield | IgnoreSilica | 152.1897 | 41.0475 | 3.6862 | 4 | 5022.5859 | 6271.6698 | 102.3922 | 127.8565 | 132.0766 | 0 | 221.6536 | 5848122.5294 | 436617.2292 | 6609503.2701 | 6669865.0321 | 0 | 333140.3258 | 0 | 7759926.8708 | 20189737.9381 | 13779911.0004 | 61626824.1961 | 961560.8286 | 11469341.9306 | 11469341.9306 | 1478867.319 | 5469457.8421 | 0 | 74057726.9553 | 92475394.047 | 2371373.7057 | 14.7449 | 5022.5859 | 6271.6698 | 102.3922 | 127.8565
1 | 3500 | 707 | 0.035 | 15 | 15 | 7 | 3.1623e-09 | 5spot_SharedNeighbor | Water | Porous | Wet | R600a | MinimizeLCOE_Brownfield | IgnoreSilica | 152.5381 | 41.135 | 3.6974 | 4 | 5013.8007 | 6259.1266 | 102.2131 | 127.6008 | 132.0651 | 0 | 226.357 | 5856646.5629 | 437212.9434 | 6620826.7054 | 6684610.4553 | 0 | 328157.3074 | 0 | 7771707.0499 | 20220387.5477 | 13800829.9887 | 61720378.5605 | 961560.8286 | 11469341.9306 | 11469341.9306 | 1478867.319 | 5469457.8421 | 0 | 74151281.3197 | 92568948.4114 | 3162277.6602 | 14.7894 | 5013.8007 | 6259.1266 | 102.2131 | 127.6008
1 | 3500 | 707 | 0.035 | 15 | 15 | 7 | 4.217e-09 | 5spot_SharedNeighbor | Water | Porous | Wet | R600a | MinimizeLCOE_Brownfield | IgnoreSilica | 152.8157 | 41.2047 | 3.706 | 4 | 5007.2037 | 6249.6266 | 102.0786 | 127.4071 | 132.056 | 0 | 220.031 | 5863432.0264 | 437687.0099 | 6629844.2154 | 6696360.1063 | 0 | 324494.9701 | 0 | 7781209.148 | 20245110.0576 | 13817703.6097 | 61795841.1434 | 961560.8286 | 11469341.9306 | 11469341.9306 | 1478867.319 | 5469457.8421 | 0 | 74226743.9026 | 92644410.9943 | 4216965.0343 | 14.824 | 5007.2037 | 6249.6266 | 102.0786 | 127.4071
1 | 3500 | 707 | 0.035 | 15 | 15 | 7 | 5.6234e-09 | 5spot_SharedNeighbor | Water | Porous | Wet | R600a | MinimizeLCOE_Brownfield | IgnoreSilica | 153.0056 | 41.2524 | 3.7122 | 4 | 5002.2514 | 6242.6062 | 101.9777 | 127.264 | 132.0497 | 0 | 211.9967 | 5868066.9545 | 438010.7313 | 6636005.9922 | 6704392.7419 | 0 | 321561.2594 | 0 | 7787534.6949 | 20261567.8332 | 13828936.3797 | 61846076.5871 | 961560.8286 | 11469341.9306 | 11469341.9306 | 1478867.319 | 5469457.8421 | 0 | 74276979.3463 | 92694646.438 | 5623413.2519 | 14.8487 | 5002.2514 | 6242.6062 | 101.9777 | 127.264
1 | 3500 | 707 | 0.035 | 15 | 15 | 7 | 7.4989e-09 | 5spot_SharedNeighbor | Water | Porous | Wet | R600a | MinimizeLCOE_Brownfield | IgnoreSilica | 153.1714 | 41.294 | 3.7172 | 4 | 4998.5348 | 6237.2091 | 101.9019 | 127.1539 | 132.0442 | 0 | 205.4998 | 5872111.8524 | 438293.2107 | 6641384.3271 | 6711406.1662 | 0 | 319535.0353 | 0 | 7793264.9308 | 20276476.7314 | 13839112.0091 | 61891584.263 | 961560.8286 | 11469341.9306 | 11469341.9306 | 1478867.319 | 5469457.8421 | 0 | 74322487.0222 | 92740154.1139 | 7498942.0933 | 14.8689 | 4998.5348 | 6237.2091 | 101.9019 | 127.1539
1 | 3500 | 707 | 0.035 | 15 | 15 | 7 | 1e-08 | 5spot_SharedNeighbor | Water | Porous | Wet | R600a | MinimizeLCOE_Brownfield | IgnoreSilica | 153.2808 | 41.3215 | 3.7207 | 4 | 4995.7461 | 6233.2455 | 101.845 | 127.0731 | 132.0406 | 0 | 231.0736 | 5874780.8323 | 438479.5615 | 6644934.0161 | 6716036.459 | 0 | 317880.9988 | 0 | 7796923.6284 | 20285995.9122 | 13845609.0456 | 61920640.4538 | 961560.8286 | 11469341.9306 | 11469341.9306 | 1478867.319 | 5469457.8421 | 0 | 74351543.213 | 92769210.3047 | 10000000 | 14.883 | 4995.7461 | 6233.2455 | 101.845 | 127.0731
1 | 3600 | 707 | 0.035 | 15 | 15 | 7 | 1e-13 | 5spot_SharedNeighbor | Water | Porous | Wet | R600a | MinimizeLCOE_Brownfield | IgnoreSilica | 0 | 0 | 0 | 4 | [6 empty] | 21.3652 | [19 empty] | 100 | 0
1 | 3600 | 707 | 0.035 | 15 | 15 | 7 | 1.3335e-13 | 5spot_SharedNeighbor | Water | Porous | Wet | R600a | MinimizeLCOE_Brownfield | IgnoreSilica | 0 | 0 | 0 | 4 | [6 empty] | 22.5449 | [19 empty] | 133.3521 | 0
1 | 3600 | 707 | 0.035 | 15 | 15 | 7 | 1.7783e-13 | 5spot_SharedNeighbor | Water | Porous | Wet | R600a | MinimizeLCOE_Brownfield | IgnoreSilica | 0 | 0 | 0 | 4 | [6 empty] | 22.4169 | [19 empty] | 177.8279 | 0
1 | 3600 | 707 | 0.035 | 15 | 15 | 7 | 2.3714e-13 | 5spot_SharedNeighbor | Water | Porous | Wet | R600a | MinimizeLCOE_Brownfield | IgnoreSilica | 1.1619 | 0.20461 | 0.0032341 | 4 | 1079157.3459 | 2547389.7403 | 22000.0822 | 51931.9855 | 104.6127 | 0 | 49.35 | 121325.9424 | 7750.5704 | 96978.0742 | 64603.4518 | 0 | 70336.8463 | 0 | 140788.0052 | 366301.5099 | 250008.3073 | 1118092.7075 | 961560.8286 | 11880569.6211 | 11880569.6211 | 1478867.319 | 5633948.9183 | 0 | 13960223.1572 | 32953609.0155 | 237.1374 | 0.012936 | 1079157.3459 | 2547389.7403 | 22000.0822 | 51931.9855
1 | 3600 | 707 | 0.035 | 15 | 15 | 7 | 3.1623e-13 | 5spot_SharedNeighbor | Water | Porous | Wet | R600a | MinimizeLCOE_Brownfield | IgnoreSilica | 1.5102 | 0.29651 | 0.0085597 | 4 | 417009.779 | 971740.8429 | 8501.3084 | 19810.2515 | 111.0823 | 0 | 57.3785 | 163434.895 | 10866.1503 | 129877.3529 | 79639.5205 | 0 | 79763.4322 | 0 | 180796.7268 | 470395.9967 | 321054.9334 | 1435829.0078 | 961560.8286 | 11880569.6211 | 11880569.6211 | 1478867.319 | 5633948.9183 | 0 | 14277959.4575 | 33271345.3159 | 316.2278 | 0.034239 | 417009.779 | 971740.8429 | 8501.3084 | 19810.2515
1 | 3600 | 707 | 0.035 | 15 | 15 | 7 | 4.217e-13 | 5spot_SharedNeighbor | Water | Porous | Wet | R600a | MinimizeLCOE_Brownfield | IgnoreSilica | 2.0015 | 0.43093 | 0.016663 | 4 | 220683.0313 | 505651.2392 | 4498.9221 | 10308.3845 | 116.8664 | 0 | 364.7362 | 219167.2056 | 15104.0248 | 174440.036 | 101193.8398 | 0 | 92754.9099 | 0 | 235037.4063 | 611519.1183 | 417374.3637 | 1866590.9044 | 961560.8286 | 11880569.6211 | 11880569.6211 | 1478867.319 | 5633948.9183 | 0 | 14708721.3541 | 33702107.2125 | 421.6965 | 0.066651 | 220683.0313 | 505651.2392 | 4498.9221 | 10308.3845
1 | 3600 | 707 | 0.035 | 15 | 15 | 7 | 5.6234e-13 | 5spot_SharedNeighbor | Water | Porous | Wet | R600a | MinimizeLCOE_Brownfield | IgnoreSilica | 2.6433 | 0.61102 | 0.028274 | 4 | 134763.1406 | 302704.1404 | 2747.3289 | 6171.0333 | 121.4969 | 0 | 497.8785 | 286725.553 | 20345.0604 | 229911.9513 | 129851.743 | 0 | 107718.334 | 0 | 302075.5303 | 785938.5655 | 536419.2204 | 2398985.9578 | 961560.8286 | 11880569.6211 | 11880569.6211 | 1478867.319 | 5633948.9183 | 0 | 15241116.4075 | 34234502.2659 | 562.3413 | 0.1131 | 134763.1406 | 302704.1404 | 2747.3289 | 6171.0333
1 | 3600 | 707 | 0.035 | 15 | 15 | 7 | 7.4989e-13 | 5spot_SharedNeighbor | Water | Porous | Wet | R600a | MinimizeLCOE_Brownfield | IgnoreSilica | 3.499 | 0.85473 | 0.044481 | 4 | 89418.4858 | 196169.6644 | 1822.9168 | 3999.1839 | 125.2204 | 0 | 628.7584 | 369514.0409 | 26843.498 | 299963.5104 | 168164.9425 | 0 | 125871.2777 | 0 | 386239.3351 | 1004915.5214 | 685875.4923 | 3067387.6183 | 961560.8286 | 11880569.6211 | 11880569.6211 | 1478867.319 | 5633948.9183 | 0 | 15909518.068 | 34902903.9263 | 749.8942 | 0.17792 | 89418.4858 | 196169.6644 | 1822.9168 | 3999.1839
1 | 3600 | 707 | 0.035 | 15 | 15 | 7 | 1e-12 | 5spot_SharedNeighbor | Water | Porous | Wet | R600a | MinimizeLCOE_Brownfield | IgnoreSilica | 4.6185 | 1.1772 | 0.066644 | 4 | 62777.5499 | 134026.584 | 1279.8053 | 2732.3132 | 128.1215 | 0 | 74.1061 | 469171.7633 | 34731.6256 | 386737.9045 | 219199.983 | 0 | 147062.1814 | 0 | 490192.3485 | 1275379.9386 | 870473.0146 | 3892948.7595 | 961560.8286 | 11880569.6211 | 11880569.6211 | 1478867.319 | 5633948.9183 | 0 | 16735079.2092 | 35728465.0676 | 1000 | 0.26658 | 62777.5499 | 134026.584 | 1279.8053 | 2732.3132
1 | 3600 | 707 | 0.035 | 15 | 15 | 7 | 1.3335e-12 | 5spot_SharedNeighbor | Water | Porous | Wet | R600a | MinimizeLCOE_Brownfield | IgnoreSilica | 6.1311 | 1.615 | 0.096818 | 4 | 45923.1171 | 94967.2619 | 936.2049 | 1936.0361 | 130.4099 | 0 | 80.2337 | 592167.8095 | 44488.673 | 497260.5375 | 288151.4543 | 0 | 173723.0847 | 0 | 622358.708 | 1619249.6949 | 1105171.189 | 4942571.1509 | 961560.8286 | 11880569.6211 | 11880569.6211 | 1478867.319 | 5633948.9183 | 0 | 17784701.6006 | 36778087.4589 | 1333.5214 | 0.38727 | 45923.1171 | 94967.2619 | 936.2049 | 1936.0361
1 | 3600 | 707 | 0.035 | 15 | 15 | 7 | 1.7783e-12 | 5spot_SharedNeighbor | Water | Porous | Wet | R600a | MinimizeLCOE_Brownfield | IgnoreSilica | 8.158 | 2.1997 | 0.13687 | 4 | 34886.6209 | 69578.1273 | 711.211 | 1418.4442 | 132.0546 | 0 | 85.8252 | 741317.0573 | 56278.3922 | 635958.8564 | 380270.1888 | 0 | 206700.8404 | 0 | 788004.8807 | 2050227.0575 | 1399322.0947 | 6258079.368 | 961560.8286 | 11880569.6211 | 11880569.6211 | 1478867.319 | 5633948.9183 | 0 | 19100209.8176 | 38093595.676 | 1778.2794 | 0.54749 | 34886.6209 | 69578.1273 | 711.211 | 1418.4442
1 | 3600 | 707 | 0.035 | 15 | 15 | 7 | 2.3714e-12 | 5spot_SharedNeighbor | Water | Porous | Wet | R600a | MinimizeLCOE_Brownfield | IgnoreSilica | 10.84 | 2.9856 | 0.19225 | 4 | 26995.1734 | 51693.9806 | 550.3331 | 1053.8517 | 133.5873 | 0 | 81.9588 | 925448.9218 | 70918.4595 | 811180.2569 | 502785.6392 | 0 | 245854.35 | 0 | 996913.1747 | 2593763.5856 | 1770296.9437 | 7917161.3314 | 961560.8286 | 11880569.6211 | 11880569.6211 | 1478867.319 | 5633948.9183 | 0 | 20759291.7811 | 39752677.6394 | 2371.3737 | 0.769 | 26995.1734 | 51693.9806 | 550.3331 | 1053.8517
1 | 3600 | 707 | 0.035 | 15 | 15 | 7 | 3.1623e-12 | 5spot_SharedNeighbor | Water | Porous | Wet | R600a | MinimizeLCOE_Brownfield | IgnoreSilica | 14.4138 | 4.0283 | 0.26527 | 4 | 21523.0123 | 39423.14 | 438.7757 | 803.694 | 134.6311 | 0 | 78.6349 | 1148196.3051 | 88531.5011 | 1030100.4707 | 666465.7063 | 0 | 293890.6235 | 0 | 1258601.9966 | 3274624.2204 | 2234998.3172 | 9995409.1409 | 961560.8286 | 11880569.6211 | 11880569.6211 | 1478867.319 | 5633948.9183 | 0 | 22837539.5906 | 41830925.4489 | 3162.2777 | 1.0611 | 21523.0123 | 39423.14 | 438.7757 | 803.694
1 | 3600 | 707 | 0.035 | 15 | 15 | 7 | 4.217e-12 | 5spot_SharedNeighbor | Water | Porous | Wet | R600a | MinimizeLCOE_Brownfield | IgnoreSilica | 19.1669 | 5.416 | 0.36255 | 4 | 17549.5677 | 30646.6644 | 357.7717 | 624.7737 | 135.4249 | 0 | 81.3809 | 1419655.3174 | 109928.3955 | 1304622.3232 | 884176.9054 | 0 | 352391.5124 | 0 | 1587602.037 | 4130614.8384 | 2819229.5028 | 12608220.8322 | 961560.8286 | 11880569.6211 | 11880569.6211 | 1478867.319 | 5633948.9183 | 0 | 25450351.2818 | 44443737.1402 | 4216.965 | 1.4502 | 17549.5677 | 30646.6644 | 357.7717 | 624.7737
1 | 3600 | 707 | 0.035 | 15 | 15 | 7 | 5.6234e-12 | 5spot_SharedNeighbor | Water | Porous | Wet | R600a | MinimizeLCOE_Brownfield | IgnoreSilica | 25.4662 | 7.2563 | 0.49168 | 4 | 14608.4802 | 24265.8368 | 297.8136 | 494.6919 | 136.0262 | 0 | 105.8602 | 1749826.8503 | 135862.5116 | 1647908.4044 | 1172989.3662 | 0 | 423365.6246 | 0 | 2000681.5753 | 5205363.0626 | 3552767.2498 | 15888764.6448 | 961560.8286 | 11880569.6211 | 11880569.6211 | 1478867.319 | 5633948.9183 | 0 | 28730895.0944 | 47724280.9528 | 5623.4133 | 1.9667 | 14608.4802 | 24265.8368 | 297.8136 | 494.6919
1 | 3600 | 707 | 0.035 | 15 | 15 | 7 | 7.4989e-12 | 5spot_SharedNeighbor | Water | Porous | Wet | R600a | MinimizeLCOE_Brownfield | IgnoreSilica | 33.7754 | 9.6841 | 0.66212 | 4 | 12397.9059 | 19569.2849 | 252.7481 | 398.9463 | 136.481 | 0 | 88.6669 | 2149928.2006 | 167175.0481 | 2075241.3649 | 1553836.8886 | 0 | 509119.2738 | 0 | 2517567.3026 | 6550193.6973 | 4470641.7914 | 19993703.5673 | 961560.8286 | 11880569.6211 | 11880569.6211 | 1478867.319 | 5633948.9183 | 0 | 32835834.017 | 51829219.8753 | 7498.9421 | 2.6485 | 12397.9059 | 19569.2849 | 252.7481 | 398.9463
1 | 3600 | 707 | 0.035 | 15 | 15 | 7 | 1e-11 | 5spot_SharedNeighbor | Water | Porous | Wet | R600a | MinimizeLCOE_Brownfield | IgnoreSilica | 42.3797 | 12.1986 | 0.86007 | 4 | 10703.0104 | 16223.8645 | 218.1953 | 330.7454 | 136.7647 | 0 | 122.2467 | 2534327.881 | 197150.7966 | 2495647.8463 | 1948290.7102 | 0 | 566738.5391 | 0 | 3019440.7516 | 7855965.4631 | 5361857.8525 | 23979419.8404 | 961560.8286 | 11880569.6211 | 11880569.6211 | 1478867.319 | 5633948.9183 | 0 | 36821550.2901 | 55814936.1484 | 10000 | 3.4403 | 10703.0104 | 16223.8645 | 218.1953 | 330.7454
1 | 3600 | 707 | 0.035 | 15 | 15 | 7 | 1.3335e-11 | 5spot_SharedNeighbor | Water | Porous | Wet | R600a | MinimizeLCOE_Brownfield | IgnoreSilica | 52.2017 | 15.067 | 1.0976 | 4 | 9375.4737 | 13701.5376 | 191.1317 | 279.3244 | 136.964 | 0 | 118.0021 | 2945486.9341 | 229096.3468 | 2954587.6967 | 2398389.3163 | 0 | 616172.3708 | 0 | 3566055.7392 | 9278145.5349 | 6332524.9744 | 28320458.9133 | 961560.8286 | 11880569.6211 | 11880569.6211 | 1478867.319 | 5633948.9183 | 0 | 41162589.363 | 60155975.2213 | 13335.2143 | 4.3905 | 9375.4737 | 13701.5376 | 191.1317 | 279.3244
1 | 3600 | 707 | 0.035 | 15 | 15 | 7 | 1.7783e-11 | 5spot_SharedNeighbor | Water | Porous | Wet | R600a | MinimizeLCOE_Brownfield | IgnoreSilica | 63.1561 | 18.2552 | 1.3736 | 4 | 8333.3823 | 11790.3353 | 169.8873 | 240.3619 | 137.0773 | 0 | 141.4092 | 3375921.0649 | 262366.1568 | 3444697.9473 | 2897901.8406 | 0 | 655506.3633 | 0 | 4148193.4154 | 10792748.3554 | 7366272.5214 | 32943607.6651 | 961560.8286 | 11880569.6211 | 11880569.6211 | 1478867.319 | 5633948.9183 | 0 | 45785738.1147 | 64779123.9731 | 17782.7941 | 5.4943 | 8333.3823 | 11790.3353 | 169.8873 | 240.3619
1 | 3600 | 707 | 0.035 | 15 | 15 | 7 | 2.3714e-11 | 5spot_SharedNeighbor | Water | Porous | Wet | R600a | MinimizeLCOE_Brownfield | IgnoreSilica | 74.8487 | 21.6389 | 1.6799 | 4 | 7516.7766 | 10343.3908 | 153.2397 | 210.864 | 137.0923 | 0 | 162.9096 | 3808384.4546 | 295577.5632 | 3946630.6295 | 3430041.4031 | 0 | 680694.9411 | 0 | 4742918.3066 | 12340100.5275 | 8422372.1737 | 37666719.9993 | 961560.8286 | 11880569.6211 | 11880569.6211 | 1478867.319 | 5633948.9183 | 0 | 50508850.4489 | 69502236.3073 | 23713.7371 | 6.7195 | 7516.7766 | 10343.3908 | 153.2397 | 210.864
1 | 3600 | 707 | 0.035 | 15 | 15 | 7 | 3.1623e-11 | 5spot_SharedNeighbor | Water | Porous | Wet | R600a | MinimizeLCOE_Brownfield | IgnoreSilica | 86.5996 | 25.0106 | 2.0004 | 4 | 6880.1715 | 9253.8222 | 140.2616 | 188.6517 | 137.0094 | 0 | 195.7892 | 4218564.6983 | 326823.1674 | 4431601.7432 | 3964229.5704 | 0 | 687421.7995 | 0 | 5315169.9817 | 13828982.0011 | 9438564.3729 | 42211357.3345 | 961560.8286 | 11880569.6211 | 11880569.6211 | 1478867.319 | 5633948.9183 | 0 | 55053487.7841 | 74046873.6425 | 31622.7766 | 8.0018 | 6880.1715 | 9253.8222 | 140.2616 | 188.6517
1 | 3600 | 707 | 0.035 | 15 | 15 | 7 | 4.217e-11 | 5spot_SharedNeighbor | Water | Porous | Wet | R600a | MinimizeLCOE_Brownfield | IgnoreSilica | 97.7445 | 28.1678 | 2.3157 | 4 | 6387.0355 | 8437.5075 | 130.2084 | 172.01 | 136.8497 | 0 | 196.6065 | 4586084.1521 | 354520.8197 | 4874284.1261 | 4465375.657 | 0 | 675099.0925 | 0 | 5832591.9005 | 15175207.696 | 10357391.0718 | 46320554.5157 | 961560.8286 | 11880569.6211 | 11880569.6211 | 1478867.319 | 5633948.9183 | 0 | 59162684.9654 | 78156070.8238 | 42169.6503 | 9.2629 | 6387.0355 | 8437.5075 | 130.2084 | 172.01
1 | 3600 | 707 | 0.035 | 15 | 15 | 7 | 5.6234e-11 | 5spot_SharedNeighbor | Water | Porous | Wet | R600a | MinimizeLCOE_Brownfield | IgnoreSilica | 107.9808 | 31.0285 | 2.6129 | 4 | 6006.7269 | 7824.0258 | 122.4553 | 159.5033 | 136.6409 | 0 | 208.501 | 4906802.5386 | 378425.5338 | 5267208.0081 | 4921561.4176 | 0 | 648931.5418 | 0 | 6287942.3256 | 16359936.0968 | 11165992.5491 | 49936800.0113 | 961560.8286 | 11880569.6211 | 11880569.6211 | 1478867.319 | 5633948.9183 | 0 | 62778930.461 | 81772316.3194 | 56234.1325 | 10.4514 | 6006.7269 | 7824.0258 | 122.4553 | 159.5033
1 | 3600 | 707 | 0.035 | 15 | 15 | 7 | 7.4989e-11 | 5spot_SharedNeighbor | Water | Porous | Wet | R600a | MinimizeLCOE_Brownfield | IgnoreSilica | 116.9427 | 33.4992 | 2.8794 | 4 | 5714.6556 | 7363.7232 | 116.501 | 150.1195 | 136.4141 | 0 | 233.3735 | 5175157.028 | 398208.9377 | 5601038.7316 | 5317602.0383 | 0 | 612592.568 | 0 | 6670793.7284 | 17356036.9132 | 11845851.8242 | 52977281.7693 | 961560.8286 | 11880569.6211 | 11880569.6211 | 1478867.319 | 5633948.9183 | 0 | 65819412.219 | 84812798.0773 | 74989.4209 | 11.5177 | 5714.6556 | 7363.7232 | 116.501 | 150.1195
1 | 3600 | 707 | 0.035 | 15 | 15 | 7 | 1e-10 | 5spot_SharedNeighbor | Water | Porous | Wet | R600a | MinimizeLCOE_Brownfield | IgnoreSilica | 124.5138 | 35.56 | 3.1093 | 4 | 5491.1685 | 7018.3133 | 111.9449 | 143.0778 | 136.1929 | 0 | 232.8971 | 5393221.6757 | 414120.0661 | 5875945.5434 | 5649574.8664 | 0 | 570922.0801 | 0 | 6982475.8504 | 18166969.86 | 12399330.2233 | 55452560.1655 | 961560.8286 | 11880569.6211 | 11880569.6211 | 1478867.319 | 5633948.9183 | 0 | 68294690.6151 | 87288076.4735 | 100000 | 12.4372 | 5491.1685 | 7018.3133 | 111.9449 | 143.0778
1 | 3600 | 707 | 0.035 | 15 | 15 | 7 | 1.3335e-10 | 5spot_SharedNeighbor | Water | Porous | Wet | R600a | MinimizeLCOE_Brownfield | IgnoreSilica | 130.7741 | 37.2447 | 3.3021 | 4 | 5320.6799 | 6758.6777 | 108.4693 | 137.7848 | 135.9909 | 0 | 230.6105 | 5567759.5422 | 426738.4856 | 6098476.5628 | 5922170.1635 | 0 | 528561.1042 | 0 | 7232045.2847 | 18816298.3344 | 12842510.2495 | 57434559.727 | 961560.8286 | 11880569.6211 | 11880569.6211 | 1478867.319 | 5633948.9183 | 0 | 70276690.1767 | 89270076.035 | 133352.1432 | 13.2082 | 5320.6799 | 6758.6777 | 108.4693 | 137.7848
1 | 3600 | 707 | 0.035 | 15 | 15 | 7 | 1.7783e-10 | 5spot_SharedNeighbor | Water | Porous | Wet | R600a | MinimizeLCOE_Brownfield | IgnoreSilica | 137.995 | 39.1764 | 3.4984 | 4 | 5189.4556 | 6546.7607 | 105.7941 | 133.4646 | 135.762 | 0 | 232.014 | 5764727.45 | 440929.7942 | 6351237.1139 | 6235098.9054 | 0 | 507775.0652 | 0 | 7526909.6482 | 19583474.9232 | 13366124.0352 | 59776276.9353 | 961560.8286 | 11880569.6211 | 11880569.6211 | 1478867.319 | 5633948.9183 | 0 | 72618407.385 | 91611793.2433 | 177827.941 | 13.9935 | 5189.4556 | 6546.7607 | 105.7941 | 133.4646
1 | 3600 | 707 | 0.035 | 15 | 15 | 7 | 2.3714e-10 | 5spot_SharedNeighbor | Water | Porous | Wet | R600a | MinimizeLCOE_Brownfield | IgnoreSilica | 142.248 | 40.3091 | 3.631 | 4 | 5089.0582 | 6396.7681 | 103.7473 | 130.4068 | 135.6287 | 0 | 256.1989 | 5878690.4902 | 449112.5779 | 6498327.3453 | 6418917.7706 | 0 | 473116.9782 | 0 | 7690084.4132 | 20008022.1901 | 13655886.2685 | 61072158.0339 | 961560.8286 | 11880569.6211 | 11880569.6211 | 1478867.319 | 5633948.9183 | 0 | 73914288.4836 | 92907674.342 | 237137.3706 | 14.5242 | 5089.0582 | 6396.7681 | 103.7473 | 130.4068
1 | 3600 | 707 | 0.035 | 15 | 15 | 7 | 3.1623e-10 | 5spot_SharedNeighbor | Water | Porous | Wet | R600a | MinimizeLCOE_Brownfield | IgnoreSilica | 145.542 | 41.1817 | 3.7352 | 4 | 5012.9275 | 6284.1704 | 102.1953 | 128.1113 | 135.5222 | 0 | 234.8921 | 5965607.3722 | 455326.5284 | 6611106.7048 | 6560811.7032 | 0 | 442644.8915 | 0 | 7813843.908 | 20330019.0089 | 13875655.7137 | 62055015.8307 | 961560.8286 | 11880569.6211 | 11880569.6211 | 1478867.319 | 5633948.9183 | 0 | 74897146.2804 | 93890532.1388 | 316227.766 | 14.9408 | 5012.9275 | 6284.1704 | 102.1953 | 128.1113
1 | 3600 | 707 | 0.035 | 15 | 15 | 7 | 4.217e-10 | 5spot_SharedNeighbor | Water | Porous | Wet | R600a | MinimizeLCOE_Brownfield | IgnoreSilica | 148.0675 | 41.8478 | 3.816 | 4 | 4955.312 | 6199.6457 | 101.0207 | 126.3882 | 135.4388 | 0 | 279.5598 | 6031464.9362 | 460018.9136 | 6696912.4778 | 6669324.1224 | 0 | 416776.8369 | 0 | 7907053.9419 | 20572532.397 | 14041176.0842 | 62795259.7099 | 961560.8286 | 11880569.6211 | 11880569.6211 | 1478867.319 | 5633948.9183 | 0 | 75637390.1596 | 94630776.018 | 421696.5034 | 15.2639 | 4955.312 | 6199.6457 | 101.0207 | 126.3882
1 | 3600 | 707 | 0.035 | 15 | 15 | 7 | 5.6234e-10 | 5spot_SharedNeighbor | Water | Porous | Wet | R600a | MinimizeLCOE_Brownfield | IgnoreSilica | 149.9823 | 42.3512 | 3.8779 | 4 | 4911.7813 | 6136.242 | 100.1333 | 125.0956 | 135.3745 | 0 | 282.8697 | 6080947.5888 | 463535.2868 | 6761586.8459 | 6751431.1476 | 0 | 395337.5714 | 0 | 7976606.9918 | 20753495.1656 | 14164686.8922 | 63347627.4902 | 961560.8286 | 11880569.6211 | 11880569.6211 | 1478867.319 | 5633948.9183 | 0 | 76189757.9399 | 95183143.7982 | 562341.3252 | 15.5116 | 4911.7813 | 6136.242 | 100.1333 | 125.0956
1 | 3600 | 707 | 0.035 | 15 | 15 | 7 | 7.4989e-10 | 5spot_SharedNeighbor | Water | Porous | Wet | R600a | MinimizeLCOE_Brownfield | IgnoreSilica | 151.4197 | 42.7282 | 3.925 | 4 | 4878.9385 | 6088.7225 | 99.4638 | 124.1268 | 135.3257 | 0 | 237.9398 | 6117843.3071 | 466151.9031 | 6809925.3119 | 6812977.9171 | 0 | 377890.0041 | 0 | 8028067.4929 | 20887384.8334 | 14256069.3417 | 63756310.1113 | 961560.8286 | 11880569.6211 | 11880569.6211 | 1478867.319 | 5633948.9183 | 0 | 76598440.561 | 95591826.4193 | 749894.2093 | 15.6998 | 4878.9385 | 6088.7225 | 99.4638 | 124.1268
1 | 3600 | 707 | 0.035 | 15 | 15 | 7 | 1e-09 | 5spot_SharedNeighbor | Water | Porous | Wet | R600a | MinimizeLCOE_Brownfield | IgnoreSilica | 152.246 | 42.9445 | 3.9574 | 4 | 4852.1892 | 6052.0581 | 98.9184 | 123.3794 | 135.2974 | 0 | 238.3296 | 6138953.2164 | 467646.9379 | 6837627.0097 | 6848318.1102 | 0 | 359895.8703 | 0 | 8054452.0464 | 20956032.0294 | 14302922.4634 | 63965847.6838 | 961560.8286 | 11880569.6211 | 11880569.6211 | 1478867.319 | 5633948.9183 | 0 | 76807978.1334 | 95801363.9918 | 1000000 | 15.8296 | 4852.1892 | 6052.0581 | 98.9184 | 123.3794
1 | 3600 | 707 | 0.035 | 15 | 15 | 7 | 1.3335e-09 | 5spot_SharedNeighbor | Water | Porous | Wet | R600a | MinimizeLCOE_Brownfield | IgnoreSilica | 153.6829 | 43.3202 | 3.9954 | 4 | 4833.7697 | 6022.2209 | 98.5429 | 122.7711 | 135.248 | 0 | 238.5831 | 6175514.5189 | 470233.3803 | 6885672.7264 | 6909725.3914 | 0 | 354497.846 | 0 | 8110301.1066 | 21101339.8279 | 14402098.0217 | 64409382.8193 | 961560.8286 | 11880569.6211 | 11880569.6211 | 1478867.319 | 5633948.9183 | 0 | 77251513.269 | 96244899.1273 | 1333521.4322 | 15.9816 | 4833.7697 | 6022.2209 | 98.5429 | 122.7711
1 | 3600 | 707 | 0.035 | 15 | 15 | 7 | 1.7783e-09 | 5spot_SharedNeighbor | Water | Porous | Wet | R600a | MinimizeLCOE_Brownfield | IgnoreSilica | 154.2897 | 43.4785 | 4.0156 | 4 | 4819.9389 | 6002.4192 | 98.261 | 122.3674 | 135.2269 | 0 | 234.2549 | 6190881.5204 | 471318.8111 | 6905900.615 | 6935626.6849 | 0 | 346133.0155 | 0 | 8131445.6523 | 21156353.5984 | 14439646.0505 | 64577305.948 | 961560.8286 | 11880569.6211 | 11880569.6211 | 1478867.319 | 5633948.9183 | 0 | 77419436.3977 | 96412822.2561 | 1778279.41 | 16.0623 | 4819.9389 | 6002.4192 | 98.261 | 122.3674
1 | 3600 | 707 | 0.035 | 15 | 15 | 7 | 2.3714e-09 | 5spot_SharedNeighbor | Water | Porous | Wet | R600a | MinimizeLCOE_Brownfield | IgnoreSilica | 154.7307 | 43.5935 | 4.0305 | 4 | 4809.543 | 5987.6413 | 98.049 | 122.0662 | 135.2115 | 0 | 235.8472 | 6202025.9732 | 472105.4579 | 6920581.5738 | 6954442.2972 | 0 | 339565.7258 | 0 | 8146601.2009 | 21195785.227 | 14466558.9473 | 64697666.403 | 961560.8286 | 11880569.6211 | 11880569.6211 | 1478867.319 | 5633948.9183 | 0 | 77539796.8527 | 96533182.7111 | 2371373.7057 | 16.1221 | 4809.543 | 5987.6413 | 98.049 | 122.0662
1 | 3600 | 707 | 0.035 | 15 | 15 | 7 | 3.1623e-09 | 5spot_SharedNeighbor | Water | Porous | Wet | R600a | MinimizeLCOE_Brownfield | IgnoreSilica | 155.0667 | 43.681 | 4.0418 | 4 | 4801.733 | 5976.5293 | 97.8898 | 121.8396 | 135.1997 | 0 | 215.1897 | 6210503.7226 | 472703.5882 | 6931755.7548 | 6968772.9694 | 0 | 334584.4707 | 0 | 8158144.9972 | 21225819.8172 | 14487058.1722 | 64789343.4924 | 961560.8286 | 11880569.6211 | 11880569.6211 | 1478867.319 | 5633948.9183 | 0 | 77631473.942 | 96624859.8004 | 3162277.6602 | 16.1674 | 4801.733 | 5976.5293 | 97.8898 | 121.8396
1 | 3600 | 707 | 0.035 | 15 | 15 | 7 | 4.217e-09 | 5spot_SharedNeighbor | Water | Porous | Wet | R600a | MinimizeLCOE_Brownfield | IgnoreSilica | 155.3218 | 43.7475 | 4.0504 | 4 | 4795.8682 | 5968.1785 | 97.7703 | 121.6694 | 135.1908 | 0 | 279.7481 | 6216933.2172 | 473157.0443 | 6940233.7698 | 6979651.3199 | 0 | 330817.2697 | 0 | 8166909.1221 | 21248622.2724 | 14502621.3165 | 64858945.3319 | 961560.8286 | 11880569.6211 | 11880569.6211 | 1478867.319 | 5633948.9183 | 0 | 77701075.7816 | 96694461.64 | 4216965.0343 | 16.2017 | 4795.8682 | 5968.1785 | 97.7703 | 121.6694
1 | 3600 | 707 | 0.035 | 15 | 15 | 7 | 5.6234e-09 | 5spot_SharedNeighbor | Water | Porous | Wet | R600a | MinimizeLCOE_Brownfield | IgnoreSilica | 155.507 | 43.7957 | 4.0567 | 4 | 4791.4654 | 5961.9471 | 97.6805 | 121.5424 | 135.1843 | 0 | 270.9665 | 6221596.6473 | 473485.8463 | 6946385.0861 | 6987547.2578 | 0 | 327906.1785 | 0 | 8173199.1962 | 21264987.7549 | 14513791.0945 | 64908899.0617 | 961560.8286 | 11880569.6211 | 11880569.6211 | 1478867.319 | 5633948.9183 | 0 | 77751029.5114 | 96744415.3697 | 5623413.2519 | 16.227 | 4791.4654 | 5961.9471 | 97.6805 | 121.5424
1 | 3600 | 707 | 0.035 | 15 | 15 | 7 | 7.4989e-09 | 5spot_SharedNeighbor | Water | Porous | Wet | R600a | MinimizeLCOE_Brownfield | IgnoreSilica | 155.6534 | 43.8338 | 4.0616 | 4 | 4788.1612 | 5957.235 | 97.6131 | 121.4463 | 135.1791 | 0 | 256.6235 | 6225278.5095 | 473745.3967 | 6951242.6916 | 6993784.2493 | 0 | 325767.5365 | 0 | 8178229.1696 | 21278074.7138 | 14522723.2129 | 64948845.4797 | 961560.8286 | 11880569.6211 | 11880569.6211 | 1478867.319 | 5633948.9183 | 0 | 77790975.9294 | 96784361.7878 | 7498942.0933 | 16.2465 | 4788.1612 | 5957.235 | 97.6131 | 121.4463
1 | 3600 | 707 | 0.035 | 15 | 15 | 7 | 1e-08 | 5spot_SharedNeighbor | Water | Porous | Wet | R600a | MinimizeLCOE_Brownfield | IgnoreSilica | 155.7628 | 43.8623 | 4.0653 | 4 | 4785.6818 | 5953.7026 | 97.5626 | 121.3743 | 135.1753 | 0 | 280.9877 | 6228031.2503 | 473939.4178 | 6954875.1504 | 6998449.2165 | 0 | 324150.4613 | 0 | 8181983.7435 | 21287843.345 | 14529390.5044 | 64978663.0893 | 961560.8286 | 11880569.6211 | 11880569.6211 | 1478867.319 | 5633948.9183 | 0 | 77820793.5389 | 96814179.3973 | 10000000 | 16.2612 | 4785.6818 | 5953.7026 | 97.5626 | 121.3743
1 | 3700 | 707 | 0.035 | 15 | 15 | 7 | 1e-13 | 5spot_SharedNeighbor | Water | Porous | Wet | R600a | MinimizeLCOE_Brownfield | IgnoreSilica | 0 | 0 | 0 | 4 | [6 empty] | 22.1709 | [19 empty] | 100 | 0
1 | 3700 | 707 | 0.035 | 15 | 15 | 7 | 1.3335e-13 | 5spot_SharedNeighbor | Water | Porous | Wet | R600a | MinimizeLCOE_Brownfield | IgnoreSilica | 0 | 0 | 0 | 4 | [6 empty] | 23.6187 | [19 empty] | 133.3521 | 0
1 | 3700 | 707 | 0.035 | 15 | 15 | 7 | 1.7783e-13 | 5spot_SharedNeighbor | Water | Porous | Wet | R600a | MinimizeLCOE_Brownfield | IgnoreSilica | 0 | 0 | 0 | 4 | [6 empty] | 22.7871 | [19 empty] | 177.8279 | 0
1 | 3700 | 707 | 0.035 | 15 | 15 | 7 | 2.3714e-13 | 5spot_SharedNeighbor | Water | Porous | Wet | R600a | MinimizeLCOE_Brownfield | IgnoreSilica | 1.1813 | 0.21588 | 0.004492 | 4 | 802274.4055 | 1891850.2382 | 16355.4489 | 38567.926 | 106.7787 | 0 | 57.8909 | 127704.8621 | 8262.4228 | 101068.4219 | 66008.1449 | 0 | 70160.5016 | 0 | 145549.6978 | 378690.4573 | 258464.0184 | 1155908.5269 | 961560.8286 | 12297657.4024 | 12297657.4024 | 1478867.319 | 5800784.0308 | 0 | 14415126.7579 | 33992435.5101 | 237.1374 | 0.017968 | 802274.4055 | 1891850.2382 | 16355.4489 | 38567.926
1 | 3700 | 707 | 0.035 | 15 | 15 | 7 | 3.1623e-13 | 5spot_SharedNeighbor | Water | Porous | Wet | R600a | MinimizeLCOE_Brownfield | IgnoreSilica | 1.5686 | 0.32261 | 0.010758 | 4 | 343515.3936 | 798470.7169 | 7003.0259 | 16277.9056 | 113.9608 | 0 | 74.8871 | 176292.12 | 11923.0288 | 138661.3487 | 83121.2277 | 0 | 81627.4958 | 0 | 191733.8362 | 498852.1118 | 340476.8167 | 1522687.9856 | 961560.8286 | 12297657.4024 | 12297657.4024 | 1478867.319 | 5800784.0308 | 0 | 14781906.2167 | 34359214.9689 | 316.2278 | 0.043031 | 343515.3936 | 798470.7169 | 7003.0259 | 16277.9056
1 | 3700 | 707 | 0.035 | 15 | 15 | 7 | 4.217e-13 | 5spot_SharedNeighbor | Water | Porous | Wet | R600a | MinimizeLCOE_Brownfield | IgnoreSilica | 2.0404 | 0.45752 | 0.019817 | 4 | 191806.6422 | 438780.7547 | 3910.2378 | 8945.1392 | 119.5002 | 0 | 379.2967 | 231915.899 | 16237.0235 | 182664.2562 | 104373.4555 | 0 | 92797.5511 | 0 | 244915.3922 | 637219.6114 | 434915.4784 | 1945038.6671 | 961560.8286 | 12297657.4024 | 12297657.4024 | 1478867.319 | 5800784.0308 | 0 | 15204256.8981 | 34781565.6504 | 421.6965 | 0.079269 | 191806.6422 | 438780.7547 | 3910.2378 | 8945.1392
1 | 3700 | 707 | 0.035 | 15 | 15 | 7 | 5.6234e-13 | 5spot_SharedNeighbor | Water | Porous | Wet | R600a | MinimizeLCOE_Brownfield | IgnoreSilica | 2.7016 | 0.65118 | 0.033042 | 4 | 119310.3482 | 267436.5983 | 2432.3028 | 5452.0568 | 124.3226 | 0 | 509.1835 | 304284.8145 | 21961.3249 | 241456.9017 | 134450.2474 | 0 | 108112.0911 | 0 | 316003.4981 | 822176.2808 | 561152.2057 | 2509597.3643 | 961560.8286 | 12297657.4024 | 12297657.4024 | 1478867.319 | 5800784.0308 | 0 | 15768815.5953 | 35346124.3475 | 562.3413 | 0.13217 | 119310.3482 | 267436.5983 | 2432.3028 | 5452.0568
1 | 3700 | 707 | 0.035 | 15 | 15 | 7 | 7.4989e-13 | 5spot_SharedNeighbor | Water | Porous | Wet | R600a | MinimizeLCOE_Brownfield | IgnoreSilica | 3.5768 | 0.91226 | 0.051563 | 4 | 79886.7408 | 174806.0412 | 1628.5993 | 3563.6576 | 128.1632 | 0 | 669.2655 | 392799.2788 | 29067.6903 | 315361.4026 | 175242.3771 | 0 | 126382.8137 | 0 | 405152.8894 | 1054124.7099 | 719461.7746 | 3217592.9363 | 961560.8286 | 12297657.4024 | 12297657.4024 | 1478867.319 | 5800784.0308 | 0 | 16476811.1673 | 36054119.9196 | 749.8942 | 0.20625 | 79886.7408 | 174806.0412 | 1628.5993 | 3563.6576
1 | 3700 | 707 | 0.035 | 15 | 15 | 7 | 1e-12 | 5spot_SharedNeighbor | Water | Porous | Wet | R600a | MinimizeLCOE_Brownfield | IgnoreSilica | 4.7279 | 1.2589 | 0.07677 | 4 | 56505.6861 | 120259.1284 | 1151.9448 | 2451.645 | 131.1671 | 0 | 97.8211 | 499479.3037 | 37695.7578 | 407190.052 | 229013.0694 | 0 | 147941.0374 | 0 | 515314.4959 | 1340742.6129 | 915084.3828 | 4092460.7119 | 961560.8286 | 12297657.4024 | 12297657.4024 | 1478867.319 | 5800784.0308 | 0 | 17351678.9429 | 36928987.6952 | 1000 | 0.30708 | 56505.6861 | 120259.1284 | 1151.9448 | 2451.645
1 | 3700 | 707 | 0.035 | 15 | 15 | 7 | 1.3335e-12 | 5spot_SharedNeighbor | Water | Porous | Wet | R600a | MinimizeLCOE_Brownfield | IgnoreSilica | 6.2775 | 1.7273 | 0.11097 | 4 | 41582.2001 | 85687.2146 | 847.7094 | 1746.8498 | 133.5202 | 0 | 71.4062 | 630485.4153 | 48312.2395 | 523613.125 | 301123.1111 | 0 | 174812.708 | 0 | 654555.1736 | 1703018.2939 | 1162344.9791 | 5198265.0455 | 961560.8286 | 12297657.4024 | 12297657.4024 | 1478867.319 | 5800784.0308 | 0 | 18457483.2765 | 38034792.0288 | 1333.5214 | 0.44388 | 41582.2001 | 85687.2146 | 847.7094 | 1746.8498
1 | 3700 | 707 | 0.035 | 15 | 15 | 7 | 1.7783e-12 | 5spot_SharedNeighbor | Water | Porous | Wet | R600a | MinimizeLCOE_Brownfield | IgnoreSilica | 8.3238 | 2.3439 | 0.15608 | 4 | 31754.8225 | 63113.1538 | 647.365 | 1286.647 | 135.1747 | 0 | 81.6905 | 787304.1432 | 60984.1056 | 667684.5308 | 396776.3375 | 0 | 207072.0856 | 0 | 826730.2691 | 2150982.5744 | 1468089.8053 | 6565623.8516 | 961560.8286 | 12297657.4024 | 12297657.4024 | 1478867.319 | 5800784.0308 | 0 | 19824842.0827 | 39402150.8349 | 1778.2794 | 0.62431 | 31754.8225 | 63113.1538 | 647.365 | 1286.647
1 | 3700 | 707 | 0.035 | 15 | 15 | 7 | 2.3714e-12 | 5spot_SharedNeighbor | Water | Porous | Wet | R600a | MinimizeLCOE_Brownfield | IgnoreSilica | 11.0615 | 3.1847 | 0.21915 | 4 | 24616.134 | 46949.0394 | 501.8332 | 957.1197 | 136.7813 | 0 | 112.8225 | 984099.6305 | 77021.6269 | 852281.9511 | 526388.8981 | 0 | 246328.8145 | 0 | 1047587.1592 | 2725606.8985 | 1860282.7139 | 8319597.6925 | 961560.8286 | 12297657.4024 | 12297657.4024 | 1478867.319 | 5800784.0308 | 0 | 21578815.9236 | 41156124.6758 | 2371.3737 | 0.87661 | 24616.134 | 46949.0394 | 501.8332 | 957.1197
1 | 3700 | 707 | 0.035 | 15 | 15 | 7 | 3.1623e-12 | 5spot_SharedNeighbor | Water | Porous | Wet | R600a | MinimizeLCOE_Brownfield | IgnoreSilica | 14.7085 | 4.2926 | 0.30124 | 4 | 19707.2051 | 35954.5722 | 401.758 | 732.9826 | 137.8593 | 0 | 100.2976 | 1219767.3391 | 96035.2411 | 1081452.7685 | 694293.233 | 0 | 294364.5614 | 0 | 1320506.1258 | 3435686.0663 | 2344926.3365 | 10487031.6717 | 961560.8286 | 12297657.4024 | 12297657.4024 | 1478867.319 | 5800784.0308 | 0 | 23746249.9027 | 43323558.655 | 3162.2777 | 1.205 | 19707.2051 | 35954.5722 | 401.758 | 732.9826
1 | 3700 | 707 | 0.035 | 15 | 15 | 7 | 4.217e-12 | 5spot_SharedNeighbor | Water | Porous | Wet | R600a | MinimizeLCOE_Brownfield | IgnoreSilica | 19.5541 | 5.7677 | 0.4107 | 4 | 16115.2258 | 28032.2156 | 328.5307 | 571.4746 | 138.6786 | 0 | 102.4882 | 1507226.6219 | 119153.3655 | 1369001.4702 | 918485.5095 | 0 | 352809.7912 | 0 | 1664003.9357 | 4329396.9067 | 2954902.349 | 13214979.9497 | 961560.8286 | 12297657.4024 | 12297657.4024 | 1478867.319 | 5800784.0308 | 0 | 26474198.1807 | 46051506.933 | 4216.965 | 1.6428 | 16115.2258 | 28032.2156 | 328.5307 | 571.4746
1 | 3700 | 707 | 0.035 | 15 | 15 | 7 | 5.6234e-12 | 5spot_SharedNeighbor | Water | Porous | Wet | R600a | MinimizeLCOE_Brownfield | IgnoreSilica | 25.9756 | 7.7267 | 0.55646 | 4 | 13438.2496 | 22233.7492 | 273.9569 | 453.2651 | 139.2994 | 0 | 79.9092 | 1857795.6576 | 147286.2318 | 1729058.0404 | 1218456.6942 | 0 | 423803.4521 | 0 | 2096796.0297 | 5455433.1572 | 3723445.2278 | 16652074.4908 | 961560.8286 | 12297657.4024 | 12297657.4024 | 1478867.319 | 5800784.0308 | 0 | 29911292.7218 | 49488601.4741 | 5623.4133 | 2.2258 | 13438.2496 | 22233.7492 | 273.9569 | 453.2651
1 | 3700 | 707 | 0.035 | 15 | 15 | 7 | 7.4989e-12 | 5spot_SharedNeighbor | Water | Porous | Wet | R600a | MinimizeLCOE_Brownfield | IgnoreSilica | 34.4332 | 10.3106 | 0.74916 | 4 | 11418.9804 | 17952.0665 | 232.7914 | 365.9772 | 139.7686 | 0 | 95.892 | 2282926.9613 | 181310.3862 | 2177175.7914 | 1616220.5053 | 0 | 509444.7597 | 0 | 2639160.5775 | 6866554.4564 | 4686564.5101 | 20959357.948 | 961560.8286 | 12297657.4024 | 12297657.4024 | 1478867.319 | 5800784.0308 | 0 | 34218576.179 | 53795884.9313 | 7498.9421 | 2.9966 | 11418.9804 | 17952.0665 | 232.7914 | 365.9772
1 | 3700 | 707 | 0.035 | 15 | 15 | 7 | 1e-11 | 5spot_SharedNeighbor | Water | Porous | Wet | R600a | MinimizeLCOE_Brownfield | IgnoreSilica | 45.4273 | 13.6677 | 0.99996 | 4 | 9883.6567 | 14778.1866 | 201.4917 | 301.2733 | 140.1172 | 0 | 116.6948 | 2791130.0581 | 221800.7163 | 2727193.4164 | 2131866.9241 | 0 | 610934.1941 | 0 | 3308340.8705 | 8607624.3109 | 5874880.4612 | 26273770.9515 | 961560.8286 | 12297657.4024 | 12297657.4024 | 1478867.319 | 5800784.0308 | 0 | 39532989.1826 | 59110297.9348 | 10000 | 3.9998 | 9883.6567 | 14778.1866 | 201.4917 | 301.2733
1 | 3700 | 707 | 0.035 | 15 | 15 | 7 | 1.3335e-11 | 5spot_SharedNeighbor | Water | Porous | Wet | R600a | MinimizeLCOE_Brownfield | IgnoreSilica | 55.7413 | 16.8102 | 1.2703 | 4 | 8695.0556 | 12548.0757 | 177.2605 | 255.8095 | 140.3003 | 0 | 128.4663 | 3234170.9545 | 256923.2529 | 3217833.1226 | 2613234.296 | 0 | 661075.4456 | 0 | 3893462.4579 | 10129990.6566 | 6913926.7736 | 30920616.9599 | 961560.8286 | 12297657.4024 | 12297657.4024 | 1478867.319 | 5800784.0308 | 0 | 44179835.1909 | 63757143.9431 | 13335.2143 | 5.081 | 8695.0556 | 12548.0757 | 177.2605 | 255.8095
1 | 3700 | 707 | 0.035 | 15 | 15 | 7 | 1.7783e-11 | 5spot_SharedNeighbor | Water | Porous | Wet | R600a | MinimizeLCOE_Brownfield | IgnoreSilica | 67.1003 | 20.2584 | 1.5807 | 4 | 7761.2951 | 10857.6808 | 158.2245 | 221.3485 | 140.3872 | 0 | 118.3773 | 3692646.1134 | 293065.0528 | 3735618.5912 | 3142472.7053 | 0 | 698892.1325 | 0 | 4509450.8921 | 11732666.2057 | 8007785.7676 | 35812597.4605 | 961560.8286 | 12297657.4024 | 12297657.4024 | 1478867.319 | 5800784.0308 | 0 | 49071815.6915 | 68649124.4437 | 17782.7941 | 6.3226 | 7761.2951 | 10857.6808 | 158.2245 | 221.3485
1 | 3700 | 707 | 0.035 | 15 | 15 | 7 | 2.3714e-11 | 5spot_SharedNeighbor | Water | Porous | Wet | R600a | MinimizeLCOE_Brownfield | IgnoreSilica | 78.9755 | 23.8375 | 1.9187 | 4 | 7030.5585 | 9581.448 | 143.3274 | 195.3308 | 140.3672 | 0 | 163.5387 | 4143639.0787 | 328339.32 | 4254945.0069 | 3693919.5421 | 0 | 719250.4538 | 0 | 5124636.4266 | 13333252.7746 | 9100218.9896 | 40698201.5923 | 961560.8286 | 12297657.4024 | 12297657.4024 | 1478867.319 | 5800784.0308 | 0 | 53957419.8233 | 73534728.5756 | 23713.7371 | 7.6747 | 7030.5585 | 9581.448 | 143.3274 | 195.3308
1 | 3700 | 707 | 0.035 | 15 | 15 | 7 | 3.1623e-11 | 5spot_SharedNeighbor | Water | Porous | Wet | R600a | MinimizeLCOE_Brownfield | IgnoreSilica | 90.7413 | 27.347 | 2.2664 | 4 | 6461.7997 | 8621.2735 | 131.7325 | 175.7563 | 140.2479 | 0 | 176.1952 | 4565028.9635 | 360972.1596 | 4749504.2203 | 4237656.1669 | 0 | 719808.4834 | 0 | 5706858.2976 | 14848074.6527 | 10134116.0479 | 45322018.992 | 961560.8286 | 12297657.4024 | 12297657.4024 | 1478867.319 | 5800784.0308 | 0 | 58581237.223 | 78158545.9752 | 31622.7766 | 9.0658 | 6461.7997 | 8621.2735 | 131.7325 | 175.7563
1 | 3700 | 707 | 0.035 | 15 | 15 | 7 | 4.217e-11 | 5spot_SharedNeighbor | Water | Porous | Wet | R600a | MinimizeLCOE_Brownfield | IgnoreSilica | 101.9003 | 30.6337 | 2.6064 | 4 | 6021.4283 | 7899.2122 | 122.755 | 161.0361 | 140.0532 | 0 | 195.3529 | 4943303.6923 | 389934.1715 | 5201607.2719 | 4750385.9966 | 0 | 702707.5878 | 0 | 6235296.1008 | 16222961.4193 | 11072504.5172 | 49518700.7575 | 961560.8286 | 12297657.4024 | 12297657.4024 | 1478867.319 | 5800784.0308 | 0 | 62777918.9885 | 82355227.7408 | 42169.6503 | 10.4258 | 6021.4283 | 7899.2122 | 122.755 | 161.0361
1 | 3700 | 707 | 0.035 | 15 | 15 | 7 | 5.6234e-11 | 5spot_SharedNeighbor | Water | Porous | Wet | R600a | MinimizeLCOE_Brownfield | IgnoreSilica | 111.8855 | 33.5266 | 2.9192 | 4 | 5682.1091 | 7358.7088 | 115.8375 | 150.0172 | 139.8191 | 0 | 219.4511 | 5264077.0503 | 414163.0025 | 5591937.0843 | 5200628.1317 | 0 | 670057.0057 | 0 | 6684936.2871 | 17392832.9499 | 11870965.8753 | 53089597.3868 | 961560.8286 | 12297657.4024 | 12297657.4024 | 1478867.319 | 5800784.0308 | 0 | 66348815.6179 | 85926124.3701 | 56234.1325 | 11.6768 | 5682.1091 | 7358.7088 | 115.8375 | 150.0172
1 | 3700 | 707 | 0.035 | 15 | 15 | 7 | 7.4989e-11 | 5spot_SharedNeighbor | Water | Porous | Wet | R600a | MinimizeLCOE_Brownfield | IgnoreSilica | 120.624 | 36.019 | 3.1974 | 4 | 5421.6007 | 6952.3098 | 110.5267 | 141.7322 | 139.5721 | 0 | 224.647 | 5531987.6783 | 434137.1725 | 5923177.6274 | 5588473.8459 | 0 | 629047.6131 | 0 | 7061661.3355 | 18372994.2491 | 12539946.1023 | 56081425.6242 | 961560.8286 | 12297657.4024 | 12297657.4024 | 1478867.319 | 5800784.0308 | 0 | 69340643.8552 | 88917952.6075 | 74989.4209 | 12.7897 | 5421.6007 | 6952.3098 | 110.5267 | 141.7322
1 | 3700 | 707 | 0.035 | 15 | 15 | 7 | 1e-10 | 5spot_SharedNeighbor | Water | Porous | Wet | R600a | MinimizeLCOE_Brownfield | IgnoreSilica | 127.9561 | 38.0817 | 3.4351 | 4 | 5222.2373 | 6647.0562 | 106.4624 | 135.5092 | 139.3369 | 0 | 225.4533 | 5748141.0473 | 450064.2783 | 6194097.2424 | 5910226.1764 | 0 | 583692.2258 | 0 | 7365626.1784 | 19163848.4185 | 13079720.3234 | 58495415.8906 | 961560.8286 | 12297657.4024 | 12297657.4024 | 1478867.319 | 5800784.0308 | 0 | 71754634.1216 | 91331942.8739 | 100000 | 13.7402 | 5222.2373 | 6647.0562 | 106.4624 | 135.5092
1 | 3700 | 707 | 0.035 | 15 | 15 | 7 | 1.3335e-10 | 5spot_SharedNeighbor | Water | Porous | Wet | R600a | MinimizeLCOE_Brownfield | IgnoreSilica | 136.0607 | 40.3376 | 3.6711 | 4 | 5069.5702 | 6402.7587 | 103.35 | 130.5289 | 139.0625 | 0 | 225.4702 | 5979426.2395 | 466951.2368 | 6487248.2276 | 6262792.9083 | 0 | 558268.7432 | 0 | 7704328.0686 | 20045081.2595 | 13681179.8449 | 61185276.5284 | 961560.8286 | 12297657.4024 | 12297657.4024 | 1478867.319 | 5800784.0308 | 0 | 74444494.7594 | 94021803.5116 | 133352.1432 | 14.6846 | 5069.5702 | 6402.7587 | 103.35 | 130.5289
1 | 3700 | 707 | 0.035 | 15 | 15 | 7 | 1.7783e-10 | 5spot_SharedNeighbor | Water | Porous | Wet | R600a | MinimizeLCOE_Brownfield | IgnoreSilica | 141.2493 | 41.7812 | 3.8419 | 4 | 4951.5493 | 6225.475 | 100.944 | 126.9147 | 138.8948 | 0 | 242.2753 | 6125758.587 | 477660.8673 | 6673089.8254 | 6492279.5775 | 0 | 518444.2871 | 0 | 7912020.9262 | 20585455.4714 | 14049996.3481 | 62834705.8899 | 961560.8286 | 12297657.4024 | 12297657.4024 | 1478867.319 | 5800784.0308 | 0 | 76093924.1209 | 95671232.8732 | 177827.941 | 15.3677 | 4951.5493 | 6225.475 | 100.944 | 126.9147
1 | 3700 | 707 | 0.035 | 15 | 15 | 7 | 2.3714e-10 | 5spot_SharedNeighbor | Water | Porous | Wet | R600a | MinimizeLCOE_Brownfield | IgnoreSilica | 145.2862 | 42.899 | 3.9776 | 4 | 4861.8669 | 6092.3365 | 99.1157 | 124.2005 | 138.7592 | 0 | 218.4693 | 6237905.6343 | 485848.7972 | 6816118.207 | 6672325.0489 | 0 | 482010.8551 | 0 | 8070741.3316 | 20998413.4081 | 14331848.6253 | 64095211.9075 | 961560.8286 | 12297657.4024 | 12297657.4024 | 1478867.319 | 5800784.0308 | 0 | 77354430.1385 | 96931738.8907 | 237137.3706 | 15.9104 | 4861.8669 | 6092.3365 | 99.1157 | 124.2005
1 | 3700 | 707 | 0.035 | 15 | 15 | 7 | 3.1623e-10 | 5spot_SharedNeighbor | Water | Porous | Wet | R600a | MinimizeLCOE_Brownfield | IgnoreSilica | 148.3964 | 43.7557 | 4.0836 | 4 | 4793.8803 | 5992.4012 | 97.7297 | 122.1632 | 138.6519 | 0 | 279.0523 | 6323083.657 | 492042.0015 | 6925282.5594 | 6810784.86 | 0 | 450217.8485 | 0 | 8190550.2613 | 21310131.667 | 14544602.7421 | 65046695.5967 | 961560.8286 | 12297657.4024 | 12297657.4024 | 1478867.319 | 5800784.0308 | 0 | 78305913.8277 | 97883222.58 | 316227.766 | 16.3346 | 4793.8803 | 5992.4012 | 97.7297 | 122.1632
1 | 3700 | 707 | 0.035 | 15 | 15 | 7 | 4.217e-10 | 5spot_SharedNeighbor | Water | Porous | Wet | R600a | MinimizeLCOE_Brownfield | IgnoreSilica | 150.7741 | 44.408 | 4.1656 | 4 | 4742.4381 | 5917.372 | 96.681 | 120.6336 | 138.5682 | 0 | 239.5684 | 6387487.921 | 496709.5981 | 7008134.2826 | 6916478.8264 | 0 | 423403.0327 | 0 | 8280563.3277 | 21544327.2015 | 14704446.0067 | 65761550.1965 | 961560.8286 | 12297657.4024 | 12297657.4024 | 1478867.319 | 5800784.0308 | 0 | 79020768.4276 | 98598077.1798 | 421696.5034 | 16.6625 | 4742.4381 | 5917.372 | 96.681 | 120.6336
1 | 3700 | 707 | 0.035 | 15 | 15 | 7 | 5.6234e-10 | 5spot_SharedNeighbor | Water | Porous | Wet | R600a | MinimizeLCOE_Brownfield | IgnoreSilica | 152.5723 | 44.8999 | 4.2283 | 4 | 4703.5765 | 5861.0857 | 95.8888 | 119.4862 | 138.504 | 0 | 271.2008 | 6435792.814 | 500201.6369 | 7070454.1847 | 6996328.9082 | 0 | 401286.7017 | 0 | 8347585.0558 | 21718703.99 | 14823461.7479 | 66293815.0392 | 961560.8286 | 12297657.4024 | 12297657.4024 | 1478867.319 | 5800784.0308 | 0 | 79553033.2702 | 99130342.0225 | 562341.3252 | 16.9133 | 4703.5765 | 5861.0857 | 95.8888 | 119.4862
1 | 3700 | 707 | 0.035 | 15 | 15 | 7 | 7.4989e-10 | 5spot_SharedNeighbor | Water | Porous | Wet | R600a | MinimizeLCOE_Brownfield | IgnoreSilica | 153.9265 | 45.2694 | 4.276 | 4 | 4674.2588 | 5818.8626 | 95.2911 | 118.6254 | 138.455 | 0 | 258.0195 | 6471938.7674 | 502809.6729 | 7117189.0898 | 7056407.6304 | 0 | 383415.8558 | 0 | 8397386.7964 | 21848277.9032 | 14911898.6062 | 66689324.3221 | 961560.8286 | 12297657.4024 | 12297657.4024 | 1478867.319 | 5800784.0308 | 0 | 79948542.5531 | 99525851.3054 | 749894.2093 | 17.104 | 4674.2588 | 5818.8626 | 95.2911 | 118.6254
1 | 3700 | 707 | 0.035 | 15 | 15 | 7 | 1e-09 | 5spot_SharedNeighbor | Water | Porous | Wet | R600a | MinimizeLCOE_Brownfield | IgnoreSilica | 150 | 44.195 | 4.2159 | 4 | 4652.1526 | 5813.0663 | 94.8404 | 118.5072 | 138.5941 | 0 | 274.4874 | 6366449.9298 | 495180.8994 | 6981111.3662 | 6882027.4954 | 0 | 323982.1311 | 0 | 8209013.2106 | 21358168.4737 | 14577388.8498 | 65193322.3561 | 961560.8286 | 12297657.4024 | 12297657.4024 | 1478867.319 | 5800784.0308 | 0 | 78452540.5871 | 98029849.3394 | 1000000 | 16.8637 | 4652.1526 | 5813.0663 | 94.8404 | 118.5072
1 | 3700 | 707 | 0.035 | 15 | 15 | 7 | 1.3335e-09 | 5spot_SharedNeighbor | Water | Porous | Wet | R600a | MinimizeLCOE_Brownfield | IgnoreSilica | 155.7849 | 45.7753 | 4.3422 | 4 | 4633.7529 | 5760.9046 | 94.4653 | 117.4438 | 138.3873 | 0 | 262.1817 | 6521236.381 | 506360.0003 | 7181065.3757 | 7138791.6554 | 0 | 356825.1755 | 0 | 8464668.6493 | 22023331.4831 | 15031376.2714 | 67223654.9916 | 961560.8286 | 12297657.4024 | 12297657.4024 | 1478867.319 | 5800784.0308 | 0 | 80482873.2226 | 100060181.9748 | 1333521.4322 | 17.3688 | 4633.7529 | 5760.9046 | 94.4653 | 117.4438
1 | 3700 | 707 | 0.035 | 15 | 15 | 7 | 1.7783e-09 | 5spot_SharedNeighbor | Water | Porous | Wet | R600a | MinimizeLCOE_Brownfield | IgnoreSilica | 156.6324 | 46.0056 | 4.368 | 4 | 4621.4074 | 5741.913 | 94.2136 | 117.0567 | 138.3561 | 0 | 262.8387 | 6543602.0704 | 507968.183 | 7210097.7798 | 7176339.361 | 0 | 350758.8624 | 0 | 8497618.8401 | 22109061.1205 | 15089888.5105 | 67485334.7277 | 961560.8286 | 12297657.4024 | 12297657.4024 | 1478867.319 | 5800784.0308 | 0 | 80744552.9587 | 100321861.711 | 1778279.41 | 17.4719 | 4621.4074 | 5741.913 | 94.2136 | 117.0567
1 | 3700 | 707 | 0.035 | 15 | 15 | 7 | 2.3714e-09 | 5spot_SharedNeighbor | Water | Porous | Wet | R600a | MinimizeLCOE_Brownfield | IgnoreSilica | 157.054 | 46.12 | 4.3832 | 4 | 4612.1317 | 5728.7454 | 94.0245 | 116.7882 | 138.3405 | 0 | 261.9877 | 6554691.1191 | 508764.6263 | 7224508.5015 | 7195005.4306 | 0 | 344152.1002 | 0 | 8512577.4933 | 22147980.4678 | 15116451.7648 | 67604131.5037 | 961560.8286 | 12297657.4024 | 12297657.4024 | 1478867.319 | 5800784.0308 | 0 | 80863349.7347 | 100440658.4869 | 2371373.7057 | 17.5327 | 4612.1317 | 5728.7454 | 94.0245 | 116.7882
1 | 3700 | 707 | 0.035 | 15 | 15 | 7 | 3.1623e-09 | 5spot_SharedNeighbor | Water | Porous | Wet | R600a | MinimizeLCOE_Brownfield | IgnoreSilica | 157.3707 | 46.2059 | 4.3946 | 4 | 4605.1631 | 5718.8652 | 93.8825 | 116.5868 | 138.3287 | 0 | 259.5579 | 6563009.6238 | 509361.7747 | 7235324.7414 | 7209026.8082 | 0 | 339103.9582 | 0 | 8523772.4934 | 22177107.5618 | 15136331.6049 | 67693038.5663 | 961560.8286 | 12297657.4024 | 12297657.4024 | 1478867.319 | 5800784.0308 | 0 | 80952256.7973 | 100529565.5496 | 3162277.6602 | 17.5786 | 4605.1631 | 5718.8652 | 93.8825 | 116.5868
1 | 3700 | 707 | 0.035 | 15 | 15 | 7 | 4.217e-09 | 5spot_SharedNeighbor | Water | Porous | Wet | R600a | MinimizeLCOE_Brownfield | IgnoreSilica | 157.605 | 46.2694 | 4.4032 | 4 | 4599.93 | 5711.4699 | 93.7758 | 116.436 | 138.32 | 0 | 265.0069 | 6569156.4364 | 509802.868 | 7243320.3616 | 7219397.7634 | 0 | 335233.1419 | 0 | 8531995.1228 | 22198501.1566 | 15150933.173 | 67758340.0236 | 961560.8286 | 12297657.4024 | 12297657.4024 | 1478867.319 | 5800784.0308 | 0 | 81017558.2547 | 100594867.0069 | 4216965.0343 | 17.6128 | 4599.93 | 5711.4699 | 93.7758 | 116.436
1 | 3700 | 707 | 0.035 | 15 | 15 | 7 | 5.6234e-09 | 5spot_SharedNeighbor | Water | Porous | Wet | R600a | MinimizeLCOE_Brownfield | IgnoreSilica | 157.7728 | 46.3149 | 4.4095 | 4 | 4596.0016 | 5705.9617 | 93.6957 | 116.3237 | 138.3137 | 0 | 254.465 | 6573554.74 | 510118.3967 | 7249043.3298 | 7226824.1886 | 0 | 332227.8125 | 0 | 8537789.7024 | 22213577.4641 | 15161223.0626 | 67804358.6966 | 961560.8286 | 12297657.4024 | 12297657.4024 | 1478867.319 | 5800784.0308 | 0 | 81063576.9276 | 100640885.6799 | 5623413.2519 | 17.6378 | 4596.0016 | 5705.9617 | 93.6957 | 116.3237
1 | 3700 | 707 | 0.035 | 15 | 15 | 7 | 7.4989e-09 | 5spot_SharedNeighbor | Water | Porous | Wet | R600a | MinimizeLCOE_Brownfield | IgnoreSilica | 157.9165 | 46.3538 | 4.4145 | 4 | 4593.0532 | 5701.743 | 93.6356 | 116.2377 | 138.3084 | 0 | 261.7266 | 6577320.2171 | 510388.5006 | 7253943.5974 | 7233184.696 | 0 | 330113.7202 | 0 | 8542930.7852 | 22226953.5071 | 15170352.4868 | 67845187.5104 | 961560.8286 | 12297657.4024 | 12297657.4024 | 1478867.319 | 5800784.0308 | 0 | 81104405.7414 | 100681714.4937 | 7498942.0933 | 17.6581 | 4593.0532 | 5701.743 | 93.6356 | 116.2377
1 | 3700 | 707 | 0.035 | 15 | 15 | 7 | 1e-08 | 5spot_SharedNeighbor | Water | Porous | Wet | R600a | MinimizeLCOE_Brownfield | IgnoreSilica | 158.0091 | 46.3789 | 4.418 | 4 | 4590.8409 | 5698.653 | 93.5905 | 116.1747 | 138.3049 | 0 | 257.8862 | 6579744.9212 | 510562.3824 | 7257099.8146 | 7237282.7482 | 0 | 328383.4914 | 0 | 8546098.6096 | 22235195.5362 | 15175977.841 | 67870345.3446 | 961560.8286 | 12297657.4024 | 12297657.4024 | 1478867.319 | 5800784.0308 | 0 | 81129563.5756 | 100706872.3279 | 10000000 | 17.672 | 4590.8409 | 5698.653 | 93.5905 | 116.1747
1 | 3800 | 707 | 0.035 | 15 | 15 | 7 | 1e-13 | 5spot_SharedNeighbor | Water | Porous | Wet | R600a | MinimizeLCOE_Brownfield | IgnoreSilica | 0 | 0 | 0 | 4 | [6 empty] | 23.5511 | [19 empty] | 100 | 0
1 | 3800 | 707 | 0.035 | 15 | 15 | 7 | 1.3335e-13 | 5spot_SharedNeighbor | Water | Porous | Wet | R600a | MinimizeLCOE_Brownfield | IgnoreSilica | 0 | 0 | 0 | 4 | [6 empty] | 24.0951 | [19 empty] | 133.3521 | 0
1 | 3800 | 707 | 0.035 | 15 | 15 | 7 | 1.7783e-13 | 5spot_SharedNeighbor | Water | Porous | Wet | R600a | MinimizeLCOE_Brownfield | IgnoreSilica | 0.94237 | 0.15731 | 0.0014585 | 4 | 2506285.6009 | 5963430.756 | 51094.022 | 121572.6021 | 101.5638 | 0 | 65.0289 | 99125.6766 | 6208.4181 | 78759.3789 | 56129.6636 | 0 | 63216.9826 | 0 | 118341.6467 | 307900.6896 | 210148.5474 | 939831.0036 | 961560.8286 | 12720605.2746 | 12720605.2746 | 1478867.319 | 5969963.1797 | 0 | 14621997.1068 | 34791432.8801 | 177.8279 | 0.0058341 | 2506285.6009 | 5963430.756 | 51094.022 | 121572.6021
1 | 3800 | 707 | 0.035 | 15 | 15 | 7 | 2.3714e-13 | 5spot_SharedNeighbor | Water | Porous | Wet | R600a | MinimizeLCOE_Brownfield | IgnoreSilica | 1.2202 | 0.23296 | 0.0059305 | 4 | 628045.8811 | 1478291.4398 | 12803.5648 | 30136.9705 | 109.3946 | 0 | 65.3494 | 136865.3621 | 8993.5859 | 107215.0011 | 68309.7533 | 0 | 71310.0937 | 0 | 153150.5805 | 398466.3948 | 271961.5021 | 1216272.2734 | 961560.8286 | 12720605.2746 | 12720605.2746 | 1478867.319 | 5969963.1797 | 0 | 14898438.3767 | 35067874.15 | 237.1374 | 0.023722 | 628045.8811 | 1478291.4398 | 12803.5648 | 30136.9705
1 | 3800 | 707 | 0.035 | 15 | 15 | 7 | 3.1623e-13 | 5spot_SharedNeighbor | Water | Porous | Wet | R600a | MinimizeLCOE_Brownfield | IgnoreSilica | 1.6 | 0.34218 | 0.012985 | 4 | 293921.0804 | 682244.8414 | 5991.9788 | 13908.4839 | 116.4393 | 0 | 276.3974 | 186317.6197 | 12788.5671 | 145096.5768 | 85498.712 | 0 | 81725.4339 | 0 | 199456.4947 | 518944.885 | 354190.5473 | 1584018.8364 | 961560.8286 | 12720605.2746 | 12720605.2746 | 1478867.319 | 5969963.1797 | 0 | 15266184.9396 | 35435620.713 | 316.2278 | 0.05194 | 293921.0804 | 682244.8414 | 5991.9788 | 13908.4839
1 | 3800 | 707 | 0.035 | 15 | 15 | 7 | 4.217e-13 | 5spot_SharedNeighbor | Water | Porous | Wet | R600a | MinimizeLCOE_Brownfield | IgnoreSilica | 2.0987 | 0.49108 | 0.023393 | 4 | 168079.6231 | 383629.3953 | 3426.5305 | 7820.8041 | 122.3132 | 0 | 380.8901 | 247413.1317 | 17620.2975 | 192929.3696 | 108554.4305 | 0 | 93871.0992 | 0 | 257551.4481 | 670096.0368 | 457354.3142 | 2045390.1276 | 961560.8286 | 12720605.2746 | 12720605.2746 | 1478867.319 | 5969963.1797 | 0 | 15727556.2308 | 35896992.0041 | 421.6965 | 0.093572 | 168079.6231 | 383629.3953 | 3426.5305 | 7820.8041
1 | 3800 | 707 | 0.035 | 15 | 15 | 7 | 5.6234e-13 | 5spot_SharedNeighbor | Water | Porous | Wet | R600a | MinimizeLCOE_Brownfield | IgnoreSilica | 2.76 | 0.69368 | 0.03826 | 4 | 106571.1248 | 238364.0461 | 2172.5965 | 4859.3735 | 127.1454 | 0 | 514.708 | 322851.3163 | 23719.5775 | 253480.9078 | 139784.2394 | 0 | 108449.4226 | 0 | 330831.3308 | 860755.2598 | 587483.1516 | 2627355.2057 | 961560.8286 | 12720605.2746 | 12720605.2746 | 1478867.319 | 5969963.1797 | 0 | 16309521.3089 | 36478957.0822 | 562.3413 | 0.15304 | 106571.1248 | 238364.0461 | 2172.5965 | 4859.3735
1 | 3800 | 707 | 0.035 | 15 | 15 | 7 | 7.4989e-13 | 5spot_SharedNeighbor | Water | Porous | Wet | R600a | MinimizeLCOE_Brownfield | IgnoreSilica | 3.6546 | 0.9722 | 0.059149 | 4 | 72080.8826 | 157328.7079 | 1469.4663 | 3207.3585 | 131.1027 | 0 | 683.0088 | 416912.8502 | 31434.826 | 331155.3574 | 182403.4743 | 0 | 126800.5552 | 0 | 424595.7546 | 1104711.0569 | 753987.9958 | 3372001.8703 | 961560.8286 | 12720605.2746 | 12720605.2746 | 1478867.319 | 5969963.1797 | 0 | 17054167.9735 | 37223603.7469 | 749.8942 | 0.2366 | 72080.8826 | 157328.7079 | 1469.4663 | 3207.3585
1 | 3800 | 707 | 0.035 | 15 | 15 | 7 | 1e-12 | 5spot_SharedNeighbor | Water | Porous | Wet | R600a | MinimizeLCOE_Brownfield | IgnoreSilica | 4.84 | 1.3449 | 0.087667 | 4 | 51278.858 | 108795.7448 | 1045.3889 | 2217.9484 | 134.2145 | 0 | 100.6772 | 531137.5075 | 40877.9422 | 428398.6023 | 239033.1666 | 0 | 148808.9138 | 0 | 541419.8916 | 1408663.4976 | 961441.7822 | 4299781.3038 | 961560.8286 | 12720605.2746 | 12720605.2746 | 1478867.319 | 5969963.1797 | 0 | 17981947.407 | 38151383.1804 | 1000 | 0.35067 | 51278.858 | 108795.7448 | 1045.3889 | 2217.9484
1 | 3800 | 707 | 0.035 | 15 | 15 | 7 | 1.3335e-12 | 5spot_SharedNeighbor | Water | Porous | Wet | R600a | MinimizeLCOE_Brownfield | IgnoreSilica | 6.4166 | 1.8432 | 0.12627 | 4 | 37904.0773 | 77837.9393 | 772.7259 | 1586.8317 | 136.6175 | 0 | 74.5784 | 670186.6497 | 52424.1733 | 550351.5995 | 315041.6541 | 0 | 175520.9467 | 0 | 687774.7591 | 1789448.8411 | 1221335.6035 | 5462084.227 | 961560.8286 | 12720605.2746 | 12720605.2746 | 1478867.319 | 5969963.1797 | 0 | 19144250.3302 | 39313686.1035 | 1333.5214 | 0.50507 | 37904.0773 | 77837.9393 | 772.7259 | 1586.8317
1 | 3800 | 707 | 0.035 | 15 | 15 | 7 | 1.7783e-12 | 5spot_SharedNeighbor | Water | Porous | Wet | R600a | MinimizeLCOE_Brownfield | IgnoreSilica | 8.5064 | 2.4966 | 0.17648 | 4 | 29133.5876 | 57706.1647 | 593.9276 | 1176.4182 | 138.2997 | 0 | 94.3439 | 835376.2172 | 66030.8175 | 700794.3645 | 412387.2198 | 0 | 207795.7919 | 0 | 866729.9203 | 2255053.4618 | 1539120.3244 | 6883288.1174 | 961560.8286 | 12720605.2746 | 12720605.2746 | 1478867.319 | 5969963.1797 | 0 | 20565454.2207 | 40734889.994 | 1778.2794 | 0.7059 | 29133.5876 | 57706.1647 | 593.9276 | 1176.4182
1 | 3800 | 707 | 0.035 | 15 | 15 | 7 | 2.3714e-12 | 5spot_SharedNeighbor | Water | Porous | Wet | R600a | MinimizeLCOE_Brownfield | IgnoreSilica | 11.3005 | 3.3938 | 0.24757 | 4 | 22630.6092 | 42997.8458 | 461.3556 | 876.5692 | 139.9778 | 0 | 94.9683 | 1044856.9649 | 83511.0712 | 894853.3549 | 547908.4459 | 0 | 247063.9861 | 0 | 1099095.591 | 2859621.2722 | 1951750.2776 | 8728660.9639 | 961560.8286 | 12720605.2746 | 12720605.2746 | 1478867.319 | 5969963.1797 | 0 | 22410827.0671 | 42580262.8404 | 2371.3737 | 0.99029 | 22630.6092 | 42997.8458 | 461.3556 | 876.5692
1 | 3800 | 707 | 0.035 | 15 | 15 | 7 | 3.1623e-12 | 5spot_SharedNeighbor | Water | Porous | Wet | R600a | MinimizeLCOE_Brownfield | IgnoreSilica | 15.0252 | 4.5776 | 0.34042 | 4 | 18140.0469 | 32952.3708 | 369.8094 | 671.7786 | 141.0881 | 0 | 99.3137 | 1296331.2414 | 104314.9285 | 1136014.0545 | 725555.3456 | 0 | 295296.3692 | 0 | 1387429.6563 | 3609807.3647 | 2463767.7005 | 11018516.6608 | 961560.8286 | 12720605.2746 | 12720605.2746 | 1478867.319 | 5969963.1797 | 0 | 24700682.764 | 44870118.5374 | 3162.2777 | 1.3617 | 18140.0469 | 32952.3708 | 369.8094 | 671.7786
1 | 3800 | 707 | 0.035 | 15 | 15 | 7 | 4.217e-12 | 5spot_SharedNeighbor | Water | Porous | Wet | R600a | MinimizeLCOE_Brownfield | IgnoreSilica | 19.9562 | 6.1503 | 0.46427 | 4 | 14851.3475 | 25712.2268 | 302.7648 | 524.1785 | 141.9296 | 0 | 91.7805 | 1602576.9938 | 129590.4959 | 1437900.0613 | 963503.2715 | 0 | 353584.1541 | 0 | 1749990.4408 | 4553116.1546 | 3107595.3327 | 13897856.9047 | 961560.8286 | 12720605.2746 | 12720605.2746 | 1478867.319 | 5969963.1797 | 0 | 27580023.0079 | 47749458.7813 | 4216.965 | 1.8571 | 14851.3475 | 25712.2268 | 302.7648 | 524.1785
1 | 3800 | 707 | 0.035 | 15 | 15 | 7 | 5.6234e-12 | 5spot_SharedNeighbor | Water | Porous | Wet | R600a | MinimizeLCOE_Brownfield | IgnoreSilica | 26.4795 | 8.2311 | 0.62847 | 4 | 12406.3542 | 20429.5437 | 252.9203 | 416.4839 | 142.5676 | 0 | 97.2923 | 1974549.8739 | 160200.7056 | 1814582.6495 | 1278681.6832 | 0 | 424113.2539 | 0 | 2204329.9848 | 5735214.4501 | 3914401.7091 | 17506074.3101 | 961560.8286 | 12720605.2746 | 12720605.2746 | 1478867.319 | 5969963.1797 | 0 | 31188240.4133 | 51357676.1867 | 5623.4133 | 2.5139 | 12406.3542 | 20429.5437 | 252.9203 | 416.4839
1 | 3800 | 707 | 0.035 | 15 | 15 | 7 | 7.4989e-12 | 5spot_SharedNeighbor | Water | Porous | Wet | R600a | MinimizeLCOE_Brownfield | IgnoreSilica | 35.0984 | 10.9815 | 0.84533 | 4 | 10561.6963 | 16526.6211 | 215.3145 | 336.9175 | 143.0518 | 0 | 101.0245 | 2426260.5616 | 197219.901 | 2284485.7631 | 1695106.2688 | 0 | 509846.6135 | 0 | 2774038.4521 | 7217479.0188 | 4926077.7347 | 22030514.3134 | 961560.8286 | 12720605.2746 | 12720605.2746 | 1478867.319 | 5969963.1797 | 0 | 35712680.4167 | 55882116.19 | 7498.9421 | 3.3813 | 10561.6963 | 16526.6211 | 215.3145 | 336.9175
1 | 3800 | 707 | 0.035 | 15 | 15 | 7 | 1e-11 | 5spot_SharedNeighbor | Water | Porous | Wet | R600a | MinimizeLCOE_Brownfield | IgnoreSilica | 46.3675 | 14.5751 | 1.1282 | 4 | 9157.4581 | 13626.8568 | 186.6872 | 277.8019 | 143.4121 | 0 | 102.383 | 2969079.3624 | 241480.8687 | 2864450.5417 | 2237276.1475 | 0 | 612869.7836 | 0 | 3480811.1145 | 9056356.5074 | 6181149.4058 | 27643473.7317 | 961560.8286 | 12720605.2746 | 12720605.2746 | 1478867.319 | 5969963.1797 | 0 | 41325639.8349 | 61495075.6082 | 10000 | 4.5128 | 9157.4581 | 13626.8568 | 186.6872 | 277.8019
1 | 3800 | 707 | 0.035 | 15 | 15 | 7 | 1.3335e-11 | 5spot_SharedNeighbor | Water | Porous | Wet | R600a | MinimizeLCOE_Brownfield | IgnoreSilica | 59.3707 | 18.7142 | 1.4676 | 4 | 8083.4568 | 11519.1698 | 164.7922 | 234.8339 | 143.6249 | 0 | 110.9972 | 3547482.5987 | 288385.9649 | 3498038.2581 | 2862284.3288 | 0 | 707649.8931 | 0 | 4252498.007 | 11064127.5071 | 7551494.3687 | 33771960.9265 | 961560.8286 | 12720605.2746 | 12720605.2746 | 1478867.319 | 5969963.1797 | 0 | 47454127.0297 | 67623562.8031 | 13335.2143 | 5.8705 | 8083.4568 | 11519.1698 | 164.7922 | 234.8339
1 | 3800 | 707 | 0.035 | 15 | 15 | 7 | 1.7783e-11 | 5spot_SharedNeighbor | Water | Porous | Wet | R600a | MinimizeLCOE_Brownfield | IgnoreSilica | 71.0567 | 22.4139 | 1.8146 | 4 | 7246.8994 | 10025.6604 | 147.7378 | 204.3866 | 143.6805 | 0 | 127.6428 | 4032372.8473 | 327419.6918 | 4040971.8011 | 3422302.8248 | 0 | 742557.9536 | 0 | 4900593.7962 | 12750339.8078 | 8702368.9121 | 38918927.6348 | 961560.8286 | 12720605.2746 | 12720605.2746 | 1478867.319 | 5969963.1797 | 0 | 52601093.738 | 72770529.5113 | 17782.7941 | 7.2584 | 7246.8994 | 10025.6604 | 147.7378 | 204.3866
1 | 3800 | 707 | 0.035 | 15 | 15 | 7 | 2.3714e-11 | 5spot_SharedNeighbor | Water | Porous | Wet | R600a | MinimizeLCOE_Brownfield | IgnoreSilica | 83.0776 | 26.186 | 2.1861 | 4 | 6592.967 | 8899.5554 | 134.4066 | 181.4295 | 143.6226 | 0 | 158.2761 | 4501454.0319 | 364831.2151 | 4576617.6167 | 3995526.0313 | 0 | 757544.472 | 0 | 5536429.6131 | 14404654.1754 | 9831472.4607 | 43968529.6161 | 961560.8286 | 12720605.2746 | 12720605.2746 | 1478867.319 | 5969963.1797 | 0 | 57650695.7194 | 77820131.4927 | 23713.7371 | 8.7443 | 6592.967 | 8899.5554 | 134.4066 | 181.4295
1 | 3800 | 707 | 0.035 | 15 | 15 | 7 | 3.1623e-11 | 5spot_SharedNeighbor | Water | Porous | Wet | R600a | MinimizeLCOE_Brownfield | IgnoreSilica | 94.8675 | 29.841 | 2.5629 | 4 | 6084.5071 | 8051.941 | 124.0409 | 164.1497 | 143.4649 | 0 | 203.6353 | 4935125.9454 | 399022.4816 | 5081440.4255 | 4553979.932 | 0 | 752116.7645 | 0 | 6131457.3641 | 15952794.3266 | 10888109.925 | 48694047.1647 | 961560.8286 | 12720605.2746 | 12720605.2746 | 1478867.319 | 5969963.1797 | 0 | 62376213.2679 | 82545649.0413 | 31622.7766 | 10.2516 | 6084.5071 | 8051.941 | 124.0409 | 164.1497
1 | 3800 | 707 | 0.035 | 15 | 15 | 7 | 4.217e-11 | 5spot_SharedNeighbor | Water | Porous | Wet | R600a | MinimizeLCOE_Brownfield | IgnoreSilica | 105.8567 | 33.2 | 2.9249 | 4 | 5691.1204 | 7415.0782 | 116.0212 | 151.1664 | 143.238 | 0 | 194.1534 | 5317659.643 | 428794.7204 | 5534953.877 | 5070535.7096 | 0 | 728047.9761 | 0 | 6661196.8512 | 17331067.8075 | 11828809.8964 | 52901066.4812 | 961560.8286 | 12720605.2746 | 12720605.2746 | 1478867.319 | 5969963.1797 | 0 | 66583232.5844 | 86752668.3578 | 42169.6503 | 11.6995 | 5691.1204 | 7415.0782 | 116.0212 | 151.1664
1 | 3800 | 707 | 0.035 | 15 | 15 | 7 | 5.6234e-11 | 5spot_SharedNeighbor | Water | Porous | Wet | R600a | MinimizeLCOE_Brownfield | IgnoreSilica | 115.6586 | 36.1518 | 3.256 | 4 | 5388.0734 | 6936.7065 | 109.8432 | 141.4141 | 142.9773 | 0 | 218.9532 | 5642233.2559 | 453717.0778 | 5926321.065 | 5527270.6877 | 0 | 689917.8744 | 0 | 7113389.3847 | 18507580.0221 | 12631803.6578 | 56492233.0254 | 961560.8286 | 12720605.2746 | 12720605.2746 | 1478867.319 | 5969963.1797 | 0 | 70174399.1286 | 90343834.9019 | 56234.1325 | 13.024 | 5388.0734 | 6936.7065 | 109.8432 | 141.4141
1 | 3800 | 707 | 0.035 | 15 | 15 | 7 | 7.4989e-11 | 5spot_SharedNeighbor | Water | Porous | Wet | R600a | MinimizeLCOE_Brownfield | IgnoreSilica | 124.1387 | 38.6632 | 3.5467 | 4 | 5155.5678 | 6577.2818 | 105.1032 | 134.0868 | 142.7116 | 0 | 238.7434 | 5910013.7888 | 473963.0574 | 6254661.2174 | 5914517.533 | 0 | 643964.6102 | 0 | 7486876.8807 | 19479317.8739 | 13295034.7089 | 59458349.6704 | 961560.8286 | 12720605.2746 | 12720605.2746 | 1478867.319 | 5969963.1797 | 0 | 73140515.7736 | 93309951.547 | 74989.4209 | 14.1867 | 5155.5678 | 6577.2818 | 105.1032 | 134.0868
1 | 3800 | 707 | 0.035 | 15 | 15 | 7 | 1e-10 | 5spot_SharedNeighbor | Water | Porous | Wet | R600a | MinimizeLCOE_Brownfield | IgnoreSilica | 131.2003 | 40.7262 | 3.7928 | 4 | 4977.6833 | 6307.1416 | 101.4768 | 128.5796 | 142.4638 | 0 | 245.4979 | 6124673.0433 | 489988.5066 | 6521440.2382 | 6233757.1284 | 0 | 594635.8316 | 0 | 7786152.9517 | 20257972.8209 | 13826482.71 | 61835103.2306 | 961560.8286 | 12720605.2746 | 12720605.2746 | 1478867.319 | 5969963.1797 | 0 | 75517269.3339 | 95686705.1072 | 100000 | 15.1712 | 4977.6833 | 6307.1416 | 101.4768 | 128.5796
1 | 3800 | 707 | 0.035 | 15 | 15 | 7 | 1.3335e-10 | 5spot_SharedNeighbor | Water | Porous | Wet | R600a | MinimizeLCOE_Brownfield | IgnoreSilica | 139.3781 | 43.1016 | 4.0459 | 4 | 4840.0628 | 6086.3585 | 98.6712 | 124.0787 | 142.1828 | 0 | 239.6484 | 6367313.4487 | 508009.5695 | 6825404.9466 | 6601951.5399 | 0 | 569692.8124 | 0 | 8140225.2036 | 21179196.1901 | 14455236.5887 | 64647030.2995 | 961560.8286 | 12720605.2746 | 12720605.2746 | 1478867.319 | 5969963.1797 | 0 | 78329196.4027 | 98498632.1761 | 133352.1432 | 16.1835 | 4840.0628 | 6086.3585 | 98.6712 | 124.0787
1 | 3800 | 707 | 0.035 | 15 | 15 | 7 | 1.7783e-10 | 5spot_SharedNeighbor | Water | Porous | Wet | R600a | MinimizeLCOE_Brownfield | IgnoreSilica | 144.346 | 44.5352 | 4.2206 | 4 | 4734.618 | 5929.3278 | 96.5216 | 120.8774 | 142.011 | 0 | 238.1621 | 6511399.1894 | 518646.8553 | 7007311.6149 | 6824586.017 | 0 | 527659.1366 | 0 | 8341945.0971 | 21704029.9745 | 14813446.4308 | 66249024.3156 | 961560.8286 | 12720605.2746 | 12720605.2746 | 1478867.319 | 5969963.1797 | 0 | 79931190.4189 | 100100626.1922 | 177827.941 | 16.8823 | 4734.618 | 5929.3278 | 96.5216 | 120.8774
1 | 3800 | 707 | 0.035 | 15 | 15 | 7 | 2.3714e-10 | 5spot_SharedNeighbor | Water | Porous | Wet | R600a | MinimizeLCOE_Brownfield | IgnoreSilica | 148.3038 | 45.6677 | 4.3604 | 4 | 4654.422 | 5810.8183 | 94.8867 | 118.4614 | 141.8694 | 0 | 269.9488 | 6624044.8601 | 526933.6322 | 7150209.9513 | 7001194.9347 | 0 | 490645.2967 | 0 | 8499281.1832 | 22113386.1965 | 15092840.4638 | 67498536.5184 | 961560.8286 | 12720605.2746 | 12720605.2746 | 1478867.319 | 5969963.1797 | 0 | 81180702.6217 | 101350138.395 | 237137.3706 | 17.4416 | 4654.422 | 5810.8183 | 94.8867 | 118.4614
1 | 3800 | 707 | 0.035 | 15 | 15 | 7 | 3.1623e-10 | 5spot_SharedNeighbor | Water | Porous | Wet | R600a | MinimizeLCOE_Brownfield | IgnoreSilica | 151.2929 | 46.5181 | 4.4682 | 4 | 4593.6047 | 5722.099 | 93.6468 | 116.6527 | 141.7597 | 0 | 257.9401 | 6707881.4331 | 533072.3913 | 7257093.3151 | 7134078.5731 | 0 | 458009.426 | 0 | 8615152.704 | 22414860.1251 | 15298602.6147 | 68418750.5823 | 961560.8286 | 12720605.2746 | 12720605.2746 | 1478867.319 | 5969963.1797 | 0 | 82100916.6855 | 102270352.4589 | 316227.766 | 17.8729 | 4593.6047 | 5722.099 | 93.6468 | 116.6527
1 | 3800 | 707 | 0.035 | 15 | 15 | 7 | 4.217e-10 | 5spot_SharedNeighbor | Water | Porous | Wet | R600a | MinimizeLCOE_Brownfield | IgnoreSilica | 153.5586 | 47.16 | 4.551 | 4 | 4547.5748 | 5655.5323 | 92.7085 | 115.2957 | 141.675 | 0 | 239.8452 | 6770731.8845 | 537657.1314 | 7337535.5266 | 7234517.5971 | 0 | 430490.0839 | 0 | 8701263.5672 | 22638902.9272 | 15451516.4307 | 69102615.1485 | 961560.8286 | 12720605.2746 | 12720605.2746 | 1478867.319 | 5969963.1797 | 0 | 82784781.2518 | 102954217.0251 | 421696.5034 | 18.2042 | 4547.5748 | 5655.5323 | 92.7085 | 115.2957
1 | 3800 | 707 | 0.035 | 15 | 15 | 7 | 5.6234e-10 | 5spot_SharedNeighbor | Water | Porous | Wet | R600a | MinimizeLCOE_Brownfield | IgnoreSilica | 155.2707 | 47.6435 | 4.6143 | 4 | 4512.7942 | 5605.5682 | 91.9994 | 114.2771 | 141.6102 | 0 | 271.4088 | 6817826.2969 | 541082.5458 | 7397991.3516 | 7310244.6477 | 0 | 407900.9961 | 0 | 8765267.8769 | 22805429.012 | 15565173.9054 | 69610916.6326 | 961560.8286 | 12720605.2746 | 12720605.2746 | 1478867.319 | 5969963.1797 | 0 | 83293082.7358 | 103462518.5091 | 562341.3252 | 18.4571 | 4512.7942 | 5605.5682 | 91.9994 | 114.2771
1 | 3800 | 707 | 0.035 | 15 | 15 | 7 | 7.4989e-10 | 5spot_SharedNeighbor | Water | Porous | Wet | R600a | MinimizeLCOE_Brownfield | IgnoreSilica | 156.5593 | 48.0065 | 4.6623 | 4 | 4486.5507 | 5568.0712 | 91.4644 | 113.5127 | 141.5608 | 0 | 276.496 | 6853047.6097 | 543638.6829 | 7443307.6654 | 7367144.7878 | 0 | 389714.8103 | 0 | 8812772.8869 | 22929027.3034 | 15649532.279 | 69988186.0254 | 961560.8286 | 12720605.2746 | 12720605.2746 | 1478867.319 | 5969963.1797 | 0 | 83670352.1286 | 103839787.902 | 749894.2093 | 18.6491 | 4486.5507 | 5568.0712 | 91.4644 | 113.5127
1 | 3800 | 707 | 0.035 | 15 | 15 | 7 | 1e-09 | 5spot_SharedNeighbor | Water | Porous | Wet | R600a | MinimizeLCOE_Brownfield | IgnoreSilica | 157.5144 | 48.275 | 4.6984 | 4 | 4466.7724 | 5539.9913 | 91.0612 | 112.9402 | 141.524 | 0 | 270.2956 | 6879031.9336 | 545521.2742 | 7476796.4684 | 7409269.6394 | 0 | 375185.4148 | 0 | 8847463.8449 | 23019286.06 | 15711135.735 | 70263690.3705 | 961560.8286 | 12720605.2746 | 12720605.2746 | 1478867.319 | 5969963.1797 | 0 | 83945856.4737 | 104115292.2471 | 1000000 | 18.7934 | 4466.7724 | 5539.9913 | 91.0612 | 112.9402
1 | 3800 | 707 | 0.035 | 15 | 15 | 7 | 1.3335e-09 | 5spot_SharedNeighbor | Water | Porous | Wet | R600a | MinimizeLCOE_Brownfield | IgnoreSilica | 158.2332 | 48.4769 | 4.7256 | 4 | 4451.8817 | 5518.9101 | 90.7576 | 112.5104 | 141.4961 | 0 | 261.469 | 6898518.0278 | 546931.284 | 7501942.1337 | 7440942.0454 | 0 | 363836.4235 | 0 | 8873346.2666 | 23086626.8121 | 15757097.182 | 70469240.175 | 961560.8286 | 12720605.2746 | 12720605.2746 | 1478867.319 | 5969963.1797 | 0 | 84151406.2782 | 104320842.0516 | 1333521.4322 | 18.9024 | 4451.8817 | 5518.9101 | 90.7576 | 112.5104
1 | 3800 | 707 | 0.035 | 15 | 15 | 7 | 1.7783e-09 | 5spot_SharedNeighbor | Water | Porous | Wet | R600a | MinimizeLCOE_Brownfield | IgnoreSilica | 158.046 | 48.4242 | 4.7326 | 4 | 4439.1344 | 5504.5851 | 90.4978 | 112.2184 | 141.5032 | 0 | 293.2302 | 6893427.2412 | 546562.147 | 7495381.1397 | 7432679.422 | 0 | 346441.8119 | 0 | 8858651.7871 | 23048394.7908 | 15731003.0418 | 70352541.3816 | 961560.8286 | 12720605.2746 | 12720605.2746 | 1478867.319 | 5969963.1797 | 0 | 84034707.4848 | 104204143.2582 | 1778279.41 | 18.9304 | 4439.1344 | 5504.5851 | 90.4978 | 112.2184
1 | 3800 | 707 | 0.035 | 15 | 15 | 7 | 2.3714e-09 | 5spot_SharedNeighbor | Water | Porous | Wet | R600a | MinimizeLCOE_Brownfield | IgnoreSilica | 159.5561 | 48.8478 | 4.7706 | 4 | 4430.7543 | 5487.7101 | 90.3269 | 111.8744 | 141.4448 | 0 | 246.6159 | 6934246.8949 | 549513.6922 | 7548106.6985 | 7499177.6495 | 0 | 349879.3405 | 0 | 8923560.4675 | 23217273.8624 | 15846266.4784 | 70868025.0839 | 961560.8286 | 12720605.2746 | 12720605.2746 | 1478867.319 | 5969963.1797 | 0 | 84550191.1871 | 104719626.9605 | 2371373.7057 | 19.0826 | 4430.7543 | 5487.7101 | 90.3269 | 111.8744
1 | 3800 | 707 | 0.035 | 15 | 15 | 7 | 3.1623e-09 | 5spot_SharedNeighbor | Water | Porous | Wet | R600a | MinimizeLCOE_Brownfield | IgnoreSilica | 159.8534 | 48.931 | 4.7821 | 4 | 4424.5166 | 5478.9466 | 90.1998 | 111.6957 | 141.4331 | 0 | 237.9335 | 6942242.6511 | 550090.6222 | 7558453.8855 | 7512248.617 | 0 | 344755.0027 | 0 | 8934038.4036 | 23244535.3029 | 15864872.9717 | 70951237.4566 | 961560.8286 | 12720605.2746 | 12720605.2746 | 1478867.319 | 5969963.1797 | 0 | 84633403.5598 | 104802839.3332 | 3162277.6602 | 19.1283 | 4424.5166 | 5478.9466 | 90.1998 | 111.6957
1 | 3800 | 707 | 0.035 | 15 | 15 | 7 | 4.217e-09 | 5spot_SharedNeighbor | Water | Porous | Wet | R600a | MinimizeLCOE_Brownfield | IgnoreSilica | 160.0749 | 48.993 | 4.7906 | 4 | 4419.8323 | 5472.379 | 90.1043 | 111.5618 | 141.4244 | 0 | 259.0928 | 6948194.0086 | 550519.8655 | 7566158.5332 | 7521985.4393 | 0 | 340844.653 | 0 | 8941803.9749 | 23264739.7265 | 15878662.9059 | 71012909.107 | 961560.8286 | 12720605.2746 | 12720605.2746 | 1478867.319 | 5969963.1797 | 0 | 84695075.2102 | 104864510.9836 | 4216965.0343 | 19.1625 | 4419.8323 | 5472.379 | 90.1043 | 111.5618
1 | 3800 | 707 | 0.035 | 15 | 15 | 7 | 5.6234e-09 | 5spot_SharedNeighbor | Water | Porous | Wet | R600a | MinimizeLCOE_Brownfield | IgnoreSilica | 160.2212 | 49.0339 | 4.7966 | 4 | 4416.3158 | 5467.5414 | 90.0326 | 111.4632 | 141.4186 | 0 | 245.8982 | 6952121.291 | 550803.0018 | 7571244.716 | 7528415.233 | 0 | 337699.5945 | 0 | 8946710.6962 | 23277506.0088 | 15887376.1559 | 71051876.6973 | 961560.8286 | 12720605.2746 | 12720605.2746 | 1478867.319 | 5969963.1797 | 0 | 84734042.8005 | 104903478.5739 | 5623413.2519 | 19.1866 | 4416.3158 | 5467.5414 | 90.0326 | 111.4632
1 | 3800 | 707 | 0.035 | 15 | 15 | 7 | 7.4989e-09 | 5spot_SharedNeighbor | Water | Porous | Wet | R600a | MinimizeLCOE_Brownfield | IgnoreSilica | 160.3527 | 49.0707 | 4.8016 | 4 | 4413.6765 | 5463.815 | 89.9788 | 111.3873 | 141.4134 | 0 | 250.1376 | 6955649.903 | 551057.3912 | 7575814.9569 | 7534193.7953 | 0 | 335522.5802 | 0 | 8951373.0644 | 23289636.5345 | 15895655.4889 | 71088903.7144 | 961560.8286 | 12720605.2746 | 12720605.2746 | 1478867.319 | 5969963.1797 | 0 | 84771069.8177 | 104940505.591 | 7498942.0933 | 19.2065 | 4413.6765 | 5463.815 | 89.9788 | 111.3873
1 | 3800 | 707 | 0.035 | 15 | 15 | 7 | 1e-08 | 5spot_SharedNeighbor | Water | Porous | Wet | R600a | MinimizeLCOE_Brownfield | IgnoreSilica | 160.4381 | 49.0946 | 4.8051 | 4 | 4411.6961 | 5461.0795 | 89.9384 | 111.3315 | 141.4101 | 0 | 250.2938 | 6957939.1609 | 551222.3785 | 7578780.7894 | 7537944.5384 | 0 | 333758.4741 | 0 | 8954261.6831 | 23297152.1278 | 15900785.0358 | 71111844.1881 | 961560.8286 | 12720605.2746 | 12720605.2746 | 1478867.319 | 5969963.1797 | 0 | 84794010.2913 | 104963446.0646 | 10000000 | 19.2203 | 4411.6961 | 5461.0795 | 89.9384 | 111.3315
1 | 3900 | 707 | 0.035 | 15 | 15 | 7 | 1e-13 | 5spot_SharedNeighbor | Water | Porous | Wet | R600a | MinimizeLCOE_Brownfield | IgnoreSilica | 0 | 0 | 0 | 4 | [6 empty] | 22.7437 | [19 empty] | 100 | 0
1 | 3900 | 707 | 0.035 | 15 | 15 | 7 | 1.3335e-13 | 5spot_SharedNeighbor | Water | Porous | Wet | R600a | MinimizeLCOE_Brownfield | IgnoreSilica | 0 | 0 | 0 | 4 | [6 empty] | 22.6962 | [19 empty] | 133.3521 | 0
1 | 3900 | 707 | 0.035 | 15 | 15 | 7 | 1.7783e-13 | 5spot_SharedNeighbor | Water | Porous | Wet | R600a | MinimizeLCOE_Brownfield | IgnoreSilica | 0.95719 | 0.16528 | 0.0023419 | 4 | 1609699.4417 | 3826925.0646 | 32815.9004 | 78017.0437 | 103.4781 | 0 | 51.4098 | 103917.0195 | 6582.4059 | 81819.2499 | 57161.483 | 0 | 62995.7513 | 0 | 121865.6048 | 317069.3055 | 216406.3161 | 967817.1361 | 961560.8286 | 13149413.2377 | 13149413.2377 | 1478867.319 | 6141486.3649 | 0 | 15078791.2024 | 35848558.1241 | 177.8279 | 0.0093675 | 1609699.4417 | 3826925.0646 | 32815.9004 | 78017.0437
1 | 3900 | 707 | 0.035 | 15 | 15 | 7 | 2.3714e-13 | 5spot_SharedNeighbor | Water | Porous | Wet | R600a | MinimizeLCOE_Brownfield | IgnoreSilica | 1.2545 | 0.24962 | 0.0074949 | 4 | 513174.0759 | 1205972.1116 | 10461.7477 | 24585.3727 | 111.9021 | 0 | 51.6974 | 145807.331 | 9725.8592 | 113100.5605 | 70537.8066 | 0 | 72079.5707 | 0 | 160387.9399 | 417296.5196 | 284813.4492 | 1273749.0369 | 961560.8286 | 13149413.2377 | 13149413.2377 | 1478867.319 | 6141486.3649 | 0 | 15384723.1032 | 36154490.0248 | 237.1374 | 0.02998 | 513174.0759 | 1205972.1116 | 10461.7477 | 24585.3727
1 | 3900 | 707 | 0.035 | 15 | 15 | 7 | 3.1623e-13 | 5spot_SharedNeighbor | Water | Porous | Wet | R600a | MinimizeLCOE_Brownfield | IgnoreSilica | 1.632 | 0.3627 | 0.015374 | 4 | 256257.7784 | 594000.1861 | 5224.1614 | 12109.4972 | 118.9236 | 0 | 279.6857 | 196766.048 | 13709.1858 | 151754.0247 | 87989.2334 | 0 | 81808.9101 | 0 | 207490.6868 | 539848.2049 | 368457.4926 | 1647823.7864 | 961560.8286 | 13149413.2377 | 13149413.2377 | 1478867.319 | 6141486.3649 | 0 | 15758797.8527 | 36528564.7744 | 316.2278 | 0.061496 | 256257.7784 | 594000.1861 | 5224.1614 | 12109.4972
1 | 3900 | 707 | 0.035 | 15 | 15 | 7 | 4.217e-13 | 5spot_SharedNeighbor | Water | Porous | Wet | R600a | MinimizeLCOE_Brownfield | IgnoreSilica | 2.1571 | 0.52617 | 0.027268 | 4 | 149070.6776 | 339489.7527 | 3039.0074 | 6920.9578 | 125.1243 | 0 | 383.8674 | 263501.8661 | 19091.9931 | 203486.0703 | 112818.5923 | 0 | 94863.998 | 0 | 270567.3827 | 703960.8289 | 480467.7307 | 2148758.4622 | 961560.8286 | 13149413.2377 | 13149413.2377 | 1478867.319 | 6141486.3649 | 0 | 16259732.5285 | 37029499.4501 | 421.6965 | 0.10907 | 149070.6776 | 339489.7527 | 3039.0074 | 6920.9578
1 | 3900 | 707 | 0.035 | 15 | 15 | 7 | 5.6234e-13 | 5spot_SharedNeighbor | Water | Porous | Wet | R600a | MinimizeLCOE_Brownfield | IgnoreSilica | 2.8377 | 0.74398 | 0.044091 | 4 | 95695.995 | 213463.7815 | 1950.8923 | 4351.7479 | 130.0768 | 0 | 511.4375 | 344172.26 | 25759.8147 | 267539.1424 | 145961.3368 | 0 | 109670.5183 | 0 | 348310.1981 | 906231.6873 | 618521.7478 | 2766166.7054 | 961560.8286 | 13149413.2377 | 13149413.2377 | 1478867.319 | 6141486.3649 | 0 | 16877140.7717 | 37646907.6934 | 562.3413 | 0.17636 | 95695.995 | 213463.7815 | 1950.8923 | 4351.7479
1 | 3900 | 707 | 0.035 | 15 | 15 | 7 | 7.4989e-13 | 5spot_SharedNeighbor | Water | Porous | Wet | R600a | MinimizeLCOE_Brownfield | IgnoreSilica | 3.7365 | 1.0359 | 0.067316 | 4 | 65531.2929 | 142666.6007 | 1335.944 | 2908.4516 | 134.0533 | 0 | 68.3647 | 442286.9742 | 33988.2679 | 347707.7107 | 189801.2852 | 0 | 127306.8752 | 0 | 445025.5342 | 1157865.1526 | 790266.7584 | 3534248.5585 | 961560.8286 | 13149413.2377 | 13149413.2377 | 1478867.319 | 6141486.3649 | 0 | 17645222.6248 | 38414989.5465 | 749.8942 | 0.26926 | 65531.2929 | 142666.6007 | 1335.944 | 2908.4516
1 | 3900 | 707 | 0.035 | 15 | 15 | 7 | 1e-12 | 5spot_SharedNeighbor | Water | Porous | Wet | R600a | MinimizeLCOE_Brownfield | IgnoreSilica | 4.9474 | 1.4331 | 0.099341 | 4 | 46863.0767 | 99131.7748 | 955.3672 | 2020.9353 | 137.2491 | 0 | 78.3147 | 563689.6843 | 44270.4005 | 449788.5747 | 249266.4805 | 0 | 149367.5312 | 0 | 567989.2418 | 1477791.4965 | 1008623.0619 | 4510786.4714 | 961560.8286 | 13149413.2377 | 13149413.2377 | 1478867.319 | 6141486.3649 | 0 | 18621760.5377 | 39391527.4593 | 1000 | 0.39737 | 46863.0767 | 99131.7748 | 955.3672 | 2020.9353
1 | 3900 | 707 | 0.035 | 15 | 15 | 7 | 1.3335e-12 | 5spot_SharedNeighbor | Water | Porous | Wet | R600a | MinimizeLCOE_Brownfield | IgnoreSilica | 6.5527 | 1.9604 | 0.14218 | 4 | 34867.6637 | 71387.8811 | 710.8245 | 1455.3385 | 139.7066 | 0 | 83.2922 | 710048.487 | 56679.7427 | 576981.5212 | 326839.4469 | 0 | 175910.1947 | 0 | 720119.163 | 1873602.3455 | 1278772.0995 | 5718953.0004 | 961560.8286 | 13149413.2377 | 13149413.2377 | 1478867.319 | 6141486.3649 | 0 | 19829927.0667 | 40599693.9883 | 1333.5214 | 0.56872 | 34867.6637 | 71387.8811 | 710.8245 | 1455.3385
1 | 3900 | 707 | 0.035 | 15 | 15 | 7 | 1.7783e-12 | 5spot_SharedNeighbor | Water | Porous | Wet | R600a | MinimizeLCOE_Brownfield | IgnoreSilica | 8.6916 | 2.6604 | 0.19896 | 4 | 26815.0823 | 52913.3941 | 546.6617 | 1078.7111 | 141.4318 | 0 | 90.9365 | 886939.8881 | 71645.1061 | 735748.534 | 431220.9938 | 0 | 208519.422 | 0 | 910288.8382 | 2368384.831 | 1616471.3126 | 7229218.9259 | 961560.8286 | 13149413.2377 | 13149413.2377 | 1478867.319 | 6141486.3649 | 0 | 21340192.9922 | 42109959.9138 | 1778.2794 | 0.79583 | 26815.0823 | 52913.3941 | 546.6617 | 1078.7111
1 | 3900 | 707 | 0.035 | 15 | 15 | 7 | 2.3714e-12 | 5spot_SharedNeighbor | Water | Porous | Wet | R600a | MinimizeLCOE_Brownfield | IgnoreSilica | 11.5368 | 3.6151 | 0.27879 | 4 | 20877.4186 | 39502.4691 | 425.6144 | 805.3113 | 143.169 | 0 | 99.0153 | 1109590.234 | 90735.5654 | 939113.7105 | 573796.8727 | 0 | 247620.9975 | 0 | 1154734.3782 | 3004381.9836 | 2050552.4377 | 9170526.1796 | 961560.8286 | 13149413.2377 | 13149413.2377 | 1478867.319 | 6141486.3649 | 0 | 23281500.2459 | 44051267.1676 | 2371.3737 | 1.1152 | 20877.4186 | 39502.4691 | 425.6144 | 805.3113
1 | 3900 | 707 | 0.035 | 15 | 15 | 7 | 3.1623e-12 | 5spot_SharedNeighbor | Water | Porous | Wet | R600a | MinimizeLCOE_Brownfield | IgnoreSilica | 15.3347 | 4.8778 | 0.38322 | 4 | 16764.2491 | 30313.6378 | 341.7619 | 617.9845 | 144.3107 | 0 | 97.0041 | 1377397.4409 | 113476.8253 | 1192490.0451 | 761725.0277 | 0 | 295912.2745 | 0 | 1458990.6293 | 3795994.3372 | 2590844.135 | 11586830.715 | 961560.8286 | 13149413.2377 | 13149413.2377 | 1478867.319 | 6141486.3649 | 0 | 25697804.7813 | 46467571.7029 | 3162.2777 | 1.5329 | 16764.2491 | 30313.6378 | 341.7619 | 617.9845
1 | 3900 | 707 | 0.035 | 15 | 15 | 7 | 4.217e-12 | 5spot_SharedNeighbor | Water | Porous | Wet | R600a | MinimizeLCOE_Brownfield | IgnoreSilica | 20.3648 | 6.5535 | 0.52233 | 4 | 13751.5498 | 23692.5529 | 280.3439 | 483.0047 | 145.1768 | 0 | 99.6647 | 1703238.7078 | 141086.4555 | 1509323.2477 | 1012420.5721 | 0 | 354299.7749 | 0 | 1840943.8156 | 4789758.1788 | 3269108.3767 | 14620179.1291 | 961560.8286 | 13149413.2377 | 13149413.2377 | 1478867.319 | 6141486.3649 | 0 | 28731153.1954 | 49500920.117 | 4216.965 | 2.0893 | 13751.5498 | 23692.5529 | 280.3439 | 483.0047
1 | 3900 | 707 | 0.035 | 15 | 15 | 7 | 5.6234e-12 | 5spot_SharedNeighbor | Water | Porous | Wet | R600a | MinimizeLCOE_Brownfield | IgnoreSilica | 27.0131 | 8.7653 | 0.70577 | 4 | 11515.8217 | 18872.9786 | 234.7656 | 384.7512 | 145.8332 | 0 | 100.3376 | 2097364.8245 | 174286.825 | 1903815.8945 | 1340172.3429 | 0 | 424782.063 | 0 | 2316764.5605 | 6027746.1526 | 4114060.6069 | 18398993.2698 | 961560.8286 | 13149413.2377 | 13149413.2377 | 1478867.319 | 6141486.3649 | 0 | 32509967.3361 | 53279734.2578 | 5623.4133 | 2.8231 | 11515.8217 | 18872.9786 | 234.7656 | 384.7512
1 | 3900 | 707 | 0.035 | 15 | 15 | 7 | 7.4989e-12 | 5spot_SharedNeighbor | Water | Porous | Wet | R600a | MinimizeLCOE_Brownfield | IgnoreSilica | 35.8022 | 11.6931 | 0.94886 | 4 | 9819.0944 | 15291.4174 | 200.1755 | 311.7362 | 146.3317 | 0 | 93.4294 | 2577494.613 | 214655.4852 | 2396587.0398 | 1777058.3556 | 0 | 510705.0102 | 0 | 2915835.1965 | 7586405.0612 | 5177877.3393 | 23156618.1007 | 961560.8286 | 13149413.2377 | 13149413.2377 | 1478867.319 | 6141486.3649 | 0 | 37267592.167 | 58037359.0886 | 7498.9421 | 3.7954 | 9819.0944 | 15291.4174 | 200.1755 | 311.7362
1 | 3900 | 707 | 0.035 | 15 | 15 | 7 | 1e-11 | 5spot_SharedNeighbor | Water | Porous | Wet | R600a | MinimizeLCOE_Brownfield | IgnoreSilica | 47.2495 | 15.5078 | 1.2659 | 4 | 8524.7135 | 12626.5304 | 173.7878 | 257.4089 | 146.7004 | 0 | 111.6706 | 3153533.0982 | 262908.1677 | 3003072.0854 | 2347865.7391 | 0 | 613307.1453 | 0 | 3658467.6319 | 9518582.3232 | 6496628.0229 | 29054364.2136 | 961560.8286 | 13149413.2377 | 13149413.2377 | 1478867.319 | 6141486.3649 | 0 | 43165338.2799 | 63935105.2015 | 10000 | 5.0636 | 8524.7135 | 12626.5304 | 173.7878 | 257.4089
1 | 3900 | 707 | 0.035 | 15 | 15 | 7 | 1.3335e-11 | 5spot_SharedNeighbor | Water | Porous | Wet | R600a | MinimizeLCOE_Brownfield | IgnoreSilica | 61.9849 | 20.4062 | 1.6711 | 4 | 7537.5459 | 10644.8218 | 153.6631 | 217.0091 | 146.9272 | 0 | 102.4753 | 3834975.3984 | 319608.6811 | 3739873.8343 | 3081025.3166 | 0 | 735461.1527 | 0 | 4567268.3094 | 11883095.2656 | 8110456.692 | 36271764.6501 | 961560.8286 | 13149413.2377 | 13149413.2377 | 1478867.319 | 6141486.3649 | 0 | 50382738.7164 | 71152505.6381 | 13335.2143 | 6.6842 | 7537.5459 | 10644.8218 | 153.6631 | 217.0091
1 | 3900 | 707 | 0.035 | 15 | 15 | 7 | 1.7783e-11 | 5spot_SharedNeighbor | Water | Porous | Wet | R600a | MinimizeLCOE_Brownfield | IgnoreSilica | 75.0003 | 24.7005 | 2.0745 | 4 | 6785.9125 | 9288.8907 | 138.34 | 189.3666 | 146.9559 | 0 | 118.7839 | 4391816.2414 | 365470.5097 | 4357154.5653 | 3724216.5079 | 0 | 785888.439 | 0 | 5313573.0427 | 13824827.0933 | 9435728.563 | 42198674.9623 | 961560.8286 | 13149413.2377 | 13149413.2377 | 1478867.319 | 6141486.3649 | 0 | 56309649.0286 | 77079415.9502 | 17782.7941 | 8.298 | 6785.9125 | 9288.8907 | 138.34 | 189.3666
1 | 3900 | 707 | 0.035 | 15 | 15 | 7 | 2.3714e-11 | 5spot_SharedNeighbor | Water | Porous | Wet | R600a | MinimizeLCOE_Brownfield | IgnoreSilica | 87.0996 | 28.6477 | 2.4796 | 4 | 6200.0142 | 8294.1205 | 126.3957 | 169.0869 | 146.8582 | 0 | 158.5105 | 4876481.6714 | 404885.8048 | 4906172.8106 | 4315999.0069 | 0 | 794534.8425 | 0 | 5966248.9131 | 15522955.826 | 10594736.3161 | 47382015.1913 | 961560.8286 | 13149413.2377 | 13149413.2377 | 1478867.319 | 6141486.3649 | 0 | 61492989.2576 | 82262756.1792 | 23713.7371 | 9.9182 | 6200.0142 | 8294.1205 | 126.3957 | 169.0869
1 | 3900 | 707 | 0.035 | 15 | 15 | 7 | 3.1623e-11 | 5spot_SharedNeighbor | Water | Porous | Wet | R600a | MinimizeLCOE_Brownfield | IgnoreSilica | 98.8117 | 32.415 | 2.8836 | 4 | 5744.9411 | 7545.6346 | 117.1184 | 153.828 | 146.6632 | 0 | 186.826 | 5318048.9165 | 440266.9265 | 5416695.8282 | 4881563.9314 | 0 | 781887.2119 | 0 | 6567000.4976 | 17085988.2178 | 11661538.0406 | 52152989.5704 | 961560.8286 | 13149413.2377 | 13149413.2377 | 1478867.319 | 6141486.3649 | 0 | 66263963.6367 | 87033730.5583 | 31622.7766 | 11.5343 | 5744.9411 | 7545.6346 | 117.1184 | 153.828
1 | 3900 | 707 | 0.035 | 15 | 15 | 7 | 4.217e-11 | 5spot_SharedNeighbor | Water | Porous | Wet | R600a | MinimizeLCOE_Brownfield | IgnoreSilica | 109.6345 | 35.8417 | 3.2663 | 4 | 5393.0249 | 6982.7249 | 109.9441 | 142.3523 | 146.4049 | 0 | 209.3814 | 5703638.8336 | 470658.5878 | 5871326.3804 | 5396818.2871 | 0 | 751108.4219 | 0 | 7095484.6992 | 18460995.7033 | 12600008.903 | 56350039.8164 | 961560.8286 | 13149413.2377 | 13149413.2377 | 1478867.319 | 6141486.3649 | 0 | 70461013.8827 | 91230780.8043 | 42169.6503 | 13.0652 | 5393.0249 | 6982.7249 | 109.9441 | 142.3523
1 | 3900 | 707 | 0.035 | 15 | 15 | 7 | 5.6234e-11 | 5spot_SharedNeighbor | Water | Porous | Wet | R600a | MinimizeLCOE_Brownfield | IgnoreSilica | 119.2083 | 38.8247 | 3.6121 | 4 | 5121.9609 | 6559.4833 | 104.4181 | 133.7239 | 146.1203 | 0 | 211.1947 | 6027764.5774 | 495778.2585 | 6260491.1192 | 5846156.7769 | 0 | 707165.8458 | 0 | 7541569.0654 | 19621615.7195 | 13392155.9125 | 59892697.2752 | 961560.8286 | 13149413.2377 | 13149413.2377 | 1478867.319 | 6141486.3649 | 0 | 74003671.3415 | 94773438.2631 | 56234.1325 | 14.4483 | 5121.9609 | 6559.4833 | 104.4181 | 133.7239
1 | 3900 | 707 | 0.035 | 15 | 15 | 7 | 7.4989e-11 | 5spot_SharedNeighbor | Water | Porous | Wet | R600a | MinimizeLCOE_Brownfield | IgnoreSilica | 127.5493 | 41.3874 | 3.9171 | 4 | 4913.798 | 6239.3812 | 100.1744 | 127.1982 | 145.8329 | 0 | 221.8026 | 6298999.0545 | 516575.451 | 6590313.2244 | 6238338.8638 | 0 | 657753.1705 | 0 | 7917772.1081 | 20600418.8668 | 14060209.1729 | 62880379.9121 | 961560.8286 | 13149413.2377 | 13149413.2377 | 1478867.319 | 6141486.3649 | 0 | 76991353.9784 | 97761120.9001 | 74989.4209 | 15.6684 | 4913.798 | 6239.3812 | 100.1744 | 127.1982
1 | 3900 | 707 | 0.035 | 15 | 15 | 7 | 1e-10 | 5spot_SharedNeighbor | Water | Porous | Wet | R600a | MinimizeLCOE_Brownfield | IgnoreSilica | 136.5749 | 44.13 | 4.22 | 4 | 4753.8892 | 5984.3385 | 96.9145 | 121.9988 | 145.5002 | 0 | 216.8679 | 6582889.2454 | 538183.9083 | 6938974.8936 | 6664861.6717 | 0 | 627501.8248 | 0 | 8327440.5021 | 21666291.9935 | 14787689.4834 | 66133833.5229 | 961560.8286 | 13149413.2377 | 13149413.2377 | 1478867.319 | 6141486.3649 | 0 | 80244807.5892 | 101014574.5108 | 100000 | 16.8798 | 4753.8892 | 5984.3385 | 96.9145 | 121.9988
1 | 3900 | 707 | 0.035 | 15 | 15 | 7 | 1.3335e-10 | 5spot_SharedNeighbor | Water | Porous | Wet | R600a | MinimizeLCOE_Brownfield | IgnoreSilica | 142.5723 | 45.9445 | 4.4438 | 4 | 4629.8998 | 5798.3783 | 94.3868 | 118.2078 | 145.2874 | 0 | 248.725 | 6767575.6438 | 552187.1732 | 7167333.8004 | 6947840.9101 | 0 | 579964.8197 | 0 | 8585811.9154 | 22338521.4117 | 15246499.8742 | 68185735.5485 | 961560.8286 | 13149413.2377 | 13149413.2377 | 1478867.319 | 6141486.3649 | 0 | 82296709.6148 | 103066476.5365 | 133352.1432 | 17.7751 | 4629.8998 | 5798.3783 | 94.3868 | 118.2078
1 | 3900 | 707 | 0.035 | 15 | 15 | 7 | 1.7783e-10 | 5spot_SharedNeighbor | Water | Porous | Wet | R600a | MinimizeLCOE_Brownfield | IgnoreSilica | 147.2735 | 47.3561 | 4.6226 | 4 | 4535.4246 | 5658.7025 | 92.4608 | 115.3603 | 145.1138 | 0 | 227.621 | 6909228.3022 | 562849.2554 | 7343822.3002 | 7168968.5756 | 0 | 535237.6489 | 0 | 8782841.3721 | 22851151.6416 | 15596380.5396 | 69750479.6355 | 961560.8286 | 13149413.2377 | 13149413.2377 | 1478867.319 | 6141486.3649 | 0 | 83861453.7018 | 104631220.6235 | 177827.941 | 18.4903 | 4535.4246 | 5658.7025 | 92.4608 | 115.3603
1 | 3900 | 707 | 0.035 | 15 | 15 | 7 | 2.3714e-10 | 5spot_SharedNeighbor | Water | Porous | Wet | R600a | MinimizeLCOE_Brownfield | IgnoreSilica | 151.1567 | 48.5128 | 4.7681 | 4 | 4463.6311 | 5552.6241 | 90.9972 | 113.1978 | 144.966 | 0 | 245.0472 | 7023899.5433 | 571412.9845 | 7487741.5067 | 7349711.1618 | 0 | 497684.9493 | 0 | 8942875.5567 | 23267527.7626 | 15880565.7979 | 71021419.2627 | 961560.8286 | 13149413.2377 | 13149413.2377 | 1478867.319 | 6141486.3649 | 0 | 85132393.329 | 105902160.2507 | 237137.3706 | 19.0725 | 4463.6311 | 5552.6241 | 90.9972 | 113.1978
1 | 3900 | 707 | 0.035 | 15 | 15 | 7 | 3.1623e-10 | 5spot_SharedNeighbor | Water | Porous | Wet | R600a | MinimizeLCOE_Brownfield | IgnoreSilica | 153.9996 | 49.3503 | 4.8774 | 4 | 4409.1244 | 5473.7263 | 89.886 | 111.5893 | 144.8551 | 0 | 236.657 | 7105906.7978 | 577468.4997 | 7591589.7105 | 7477974.5418 | 0 | 463918.3825 | 0 | 9054574.5936 | 23558145.7438 | 16078918.5416 | 71908496.8111 | 961560.8286 | 13149413.2377 | 13149413.2377 | 1478867.319 | 6141486.3649 | 0 | 86019470.8774 | 106789237.7991 | 316227.766 | 19.5094 | 4409.1244 | 5473.7263 | 89.886 | 111.5893
1 | 3900 | 707 | 0.035 | 15 | 15 | 7 | 4.217e-10 | 5spot_SharedNeighbor | Water | Porous | Wet | R600a | MinimizeLCOE_Brownfield | IgnoreSilica | 156.1527 | 49.9818 | 4.9611 | 4 | 4367.8647 | 5414.493 | 89.0448 | 110.3818 | 144.7697 | 0 | 271.7624 | 7167345.0649 | 581986.1188 | 7669698.8168 | 7574789.6234 | 0 | 435622.2228 | 0 | 9137482.3202 | 23773854.6419 | 16226144.2969 | 72566923.1058 | 961560.8286 | 13149413.2377 | 13149413.2377 | 1478867.319 | 6141486.3649 | 0 | 86677897.1721 | 107447664.0937 | 421696.5034 | 19.8445 | 4367.8647 | 5414.493 | 89.0448 | 110.3818
1 | 3900 | 707 | 0.035 | 15 | 15 | 7 | 5.6234e-10 | 5spot_SharedNeighbor | Water | Porous | Wet | R600a | MinimizeLCOE_Brownfield | IgnoreSilica | 157.7682 | 50.4542 | 5.0247 | 4 | 4336.6843 | 5370.0581 | 88.4092 | 109.4759 | 144.7048 | 0 | 251.5089 | 7213066.943 | 585337.2355 | 7728001.9173 | 7647246.9176 | 0 | 412399.8704 | 0 | 9198560.6247 | 23932767.8612 | 16334605.8345 | 73051987.2041 | 961560.8286 | 13149413.2377 | 13149413.2377 | 1478867.319 | 6141486.3649 | 0 | 87162961.2704 | 107932728.1921 | 562341.3252 | 20.099 | 4336.6843 | 5370.0581 | 88.4092 | 109.4759
1 | 3900 | 707 | 0.035 | 15 | 15 | 7 | 7.4989e-10 | 5spot_SharedNeighbor | Water | Porous | Wet | R600a | MinimizeLCOE_Brownfield | IgnoreSilica | 158.9714 | 50.8051 | 5.0727 | 4 | 4313.1544 | 5336.7498 | 87.9295 | 108.7969 | 144.6561 | 0 | 234.2286 | 7246911.2309 | 587811.7092 | 7771256.921 | 7701108.6964 | 0 | 393654.886 | 0 | 9243289.943 | 24049144.3722 | 16414035.1945 | 73407212.9533 | 961560.8286 | 13149413.2377 | 13149413.2377 | 1478867.319 | 6141486.3649 | 0 | 87518187.0196 | 108287953.9412 | 749894.2093 | 20.291 | 4313.1544 | 5336.7498 | 87.9295 | 108.7969
1 | 3900 | 707 | 0.035 | 15 | 15 | 7 | 1e-09 | 5spot_SharedNeighbor | Water | Porous | Wet | R600a | MinimizeLCOE_Brownfield | IgnoreSilica | 159.8728 | 51.0676 | 5.109 | 4 | 4295.4194 | 5311.7537 | 87.5679 | 108.2873 | 144.6193 | 0 | 247.5798 | 7272151.9409 | 589653.7356 | 7803570.7632 | 7741405.1776 | 0 | 378822.3985 | 0 | 9276385.5661 | 24135252.3947 | 16472805.6893 | 73670047.6658 | 961560.8286 | 13149413.2377 | 13149413.2377 | 1478867.319 | 6141486.3649 | 0 | 87781021.7321 | 108550788.6538 | 1000000 | 20.436 | 4295.4194 | 5311.7537 | 87.5679 | 108.2873
1 | 3900 | 707 | 0.035 | 15 | 15 | 7 | 1.3335e-09 | 5spot_SharedNeighbor | Water | Porous | Wet | R600a | MinimizeLCOE_Brownfield | IgnoreSilica | 160.5501 | 51.2645 | 5.1363 | 4 | 4282.0659 | 5292.9871 | 87.2957 | 107.9047 | 144.5915 | 0 | 250.2272 | 7291052.2255 | 591031.1267 | 7827798.2453 | 7771650.6686 | 0 | 367248.3525 | 0 | 9301024.4413 | 24199357.6938 | 16516558.8731 | 73865721.627 | 961560.8286 | 13149413.2377 | 13149413.2377 | 1478867.319 | 6141486.3649 | 0 | 87976695.6933 | 108746462.6149 | 1333521.4322 | 20.5454 | 4282.0659 | 5292.9871 | 87.2957 | 107.9047
1 | 3900 | 707 | 0.035 | 15 | 15 | 7 | 1.7783e-09 | 5spot_SharedNeighbor | Water | Porous | Wet | R600a | MinimizeLCOE_Brownfield | IgnoreSilica | 161.0519 | 51.4103 | 5.1568 | 4 | 4272.0199 | 5278.9291 | 87.0909 | 107.6181 | 144.5709 | 0 | 220.0177 | 7305017.3732 | 592047.7787 | 7845716.8481 | 7794038.4025 | 0 | 358234.4033 | 0 | 9319071.3743 | 24246312.1114 | 16548606.2279 | 74009044.5194 | 961560.8286 | 13149413.2377 | 13149413.2377 | 1478867.319 | 6141486.3649 | 0 | 88120018.5857 | 108889785.5073 | 1778279.41 | 20.6272 | 4272.0199 | 5278.9291 | 87.0909 | 107.6181
1 | 3900 | 707 | 0.035 | 15 | 15 | 7 | 2.3714e-09 | 5spot_SharedNeighbor | Water | Porous | Wet | R600a | MinimizeLCOE_Brownfield | IgnoreSilica | 159.705 | 51.0183 | 5.1358 | 4 | 4263.2358 | 5274.2561 | 86.9118 | 107.5228 | 144.6255 | 0 | 465.2917 | 7267387.7096 | 589302.6137 | 7797508.0009 | 7733848.3763 | 0 | 333056.9476 | 0 | 9251230.4228 | 24069803.8718 | 16428135.7275 | 73470273.6704 | 961560.8286 | 13149413.2377 | 13149413.2377 | 1478867.319 | 6141486.3649 | 0 | 87581247.7367 | 108351014.6583 | 2371373.7057 | 20.5434 | 4263.2358 | 5274.2561 | 86.9118 | 107.5228
1 | 3900 | 707 | 0.035 | 15 | 15 | 7 | 3.1623e-09 | 5spot_SharedNeighbor | Water | Porous | Wet | R600a | MinimizeLCOE_Brownfield | IgnoreSilica | 161.9922 | 51.6832 | 5.1913 | 4 | 4257.3845 | 5257.6111 | 86.7925 | 107.1835 | 144.5322 | 0 | 238.0782 | 7331130.8002 | 593947.5873 | 7879248.6241 | 7835972.4525 | 0 | 346718.7096 | 0 | 9354937.0877 | 24339627.3408 | 16612295.7894 | 74293878.3917 | 961560.8286 | 13149413.2377 | 13149413.2377 | 1478867.319 | 6141486.3649 | 0 | 88404852.458 | 109174619.3796 | 3162277.6602 | 20.7651 | 4257.3845 | 5257.6111 | 86.7925 | 107.1835
1 | 3900 | 707 | 0.035 | 15 | 15 | 7 | 4.217e-09 | 5spot_SharedNeighbor | Water | Porous | Wet | R600a | MinimizeLCOE_Brownfield | IgnoreSilica | 162.3166 | 51.7772 | 5.2024 | 4 | 4253.1839 | 5251.2787 | 86.7069 | 107.0544 | 144.5188 | 0 | 242.4977 | 7340109.0905 | 594599.886 | 7890790.9957 | 7850419.9118 | 0 | 343840.8185 | 0 | 9367706.6739 | 24372851.1848 | 16634971.7456 | 74395290.3067 | 961560.8286 | 13149413.2377 | 13149413.2377 | 1478867.319 | 6141486.3649 | 0 | 88506264.373 | 109276031.2947 | 4216965.0343 | 20.8094 | 4253.1839 | 5251.2787 | 86.7069 | 107.0544
1 | 3900 | 707 | 0.035 | 15 | 15 | 7 | 5.6234e-09 | 5spot_SharedNeighbor | Water | Porous | Wet | R600a | MinimizeLCOE_Brownfield | IgnoreSilica | 162.4675 | 51.821 | 5.2087 | 4 | 4250.0309 | 5246.9148 | 86.6426 | 106.9655 | 144.5125 | 0 | 228.8827 | 7344280.6075 | 594902.6692 | 7896157.6787 | 7857139.8501 | 0 | 340781.2973 | 0 | 9372972.2201 | 24386551.0558 | 16644322.1891 | 74437107.5678 | 961560.8286 | 13149413.2377 | 13149413.2377 | 1478867.319 | 6141486.3649 | 0 | 88548081.6342 | 109317848.5558 | 5623413.2519 | 20.8347 | 4250.0309 | 5246.9148 | 86.6426 | 106.9655
1 | 3900 | 707 | 0.035 | 15 | 15 | 7 | 7.4989e-09 | 5spot_SharedNeighbor | Water | Porous | Wet | R600a | MinimizeLCOE_Brownfield | IgnoreSilica | 162.577 | 51.8527 | 5.2133 | 4 | 4247.6645 | 5243.6569 | 86.5944 | 106.899 | 144.5079 | 0 | 250.5545 | 7347303.4182 | 595122.0131 | 7900047.4871 | 7862011.3973 | 0 | 338433.9897 | 0 | 9376738.1391 | 24396349.2044 | 16651009.6268 | 74467015.2756 | 961560.8286 | 13149413.2377 | 13149413.2377 | 1478867.319 | 6141486.3649 | 0 | 88577989.3419 | 109347756.2635 | 7498942.0933 | 20.8533 | 4247.6645 | 5243.6569 | 86.5944 | 106.899
1 | 3900 | 707 | 0.035 | 15 | 15 | 7 | 1e-08 | 5spot_SharedNeighbor | Water | Porous | Wet | R600a | MinimizeLCOE_Brownfield | IgnoreSilica | 162.665 | 51.8781 | 5.217 | 4 | 4245.8888 | 5241.1888 | 86.5582 | 106.8487 | 144.5043 | 0 | 245.8633 | 7349732.4061 | 595298.253 | 7903173.4684 | 7865926.83 | 0 | 336719.5771 | 0 | 9379831.7085 | 24404398.0375 | 16656503.1209 | 74491583.4016 | 961560.8286 | 13149413.2377 | 13149413.2377 | 1478867.319 | 6141486.3649 | 0 | 88602557.4679 | 109372324.3895 | 10000000 | 20.8678 | 4245.8888 | 5241.1888 | 86.5582 | 106.8487
1 | 4000 | 707 | 0.035 | 15 | 15 | 7 | 1e-13 | 5spot_SharedNeighbor | Water | Porous | Wet | R600a | MinimizeLCOE_Brownfield | IgnoreSilica | 0 | 0 | 0 | 4 | [6 empty] | 23.2674 | [19 empty] | 100 | 0
1 | 4000 | 707 | 0.035 | 15 | 15 | 7 | 1.3335e-13 | 5spot_SharedNeighbor | Water | Porous | Wet | R600a | MinimizeLCOE_Brownfield | IgnoreSilica | 0 | 0 | 0 | 4 | [6 empty] | 22.4966 | [19 empty] | 133.3521 | 0
1 | 4000 | 707 | 0.035 | 15 | 15 | 7 | 1.7783e-13 | 5spot_SharedNeighbor | Water | Porous | Wet | R600a | MinimizeLCOE_Brownfield | IgnoreSilica | 0.97664 | 0.17479 | 0.0032949 | 4 | 1179653.0297 | 2801710.0365 | 24048.8226 | 57116.6487 | 105.5503 | 0 | 56.1277 | 109505.9548 | 7021.7379 | 85436.8122 | 58406.8529 | 0 | 63104.657 | 0 | 126155.6458 | 328231.1122 | 224024.4786 | 1001887.2514 | 961560.8286 | 13584081.2916 | 13584081.2916 | 1478867.319 | 6315353.5865 | 0 | 15547529.3716 | 36925831.5687 | 177.8279 | 0.01318 | 1179653.0297 | 2801710.0365 | 24048.8226 | 57116.6487
1 | 4000 | 707 | 0.035 | 15 | 15 | 7 | 2.3714e-13 | 5spot_SharedNeighbor | Water | Porous | Wet | R600a | MinimizeLCOE_Brownfield | IgnoreSilica | 1.2934 | 0.26836 | 0.0092329 | 4 | 430078.7873 | 1008938.035 | 8767.7378 | 20568.5665 | 114.5146 | 0 | 60.6125 | 155707.9819 | 10549.8042 | 119622.441 | 72984.0379 | 0 | 73109.6931 | 0 | 168469.8437 | 438323.9753 | 299165.1198 | 1337932.8968 | 961560.8286 | 13584081.2916 | 13584081.2916 | 1478867.319 | 6315353.5865 | 0 | 15883575.017 | 37261877.2142 | 237.1374 | 0.036932 | 430078.7873 | 1008938.035 | 8767.7378 | 20568.5665
1 | 4000 | 707 | 0.035 | 15 | 15 | 7 | 3.1623e-13 | 5spot_SharedNeighbor | Water | Porous | Wet | R600a | MinimizeLCOE_Brownfield | IgnoreSilica | 1.6903 | 0.39253 | 0.018265 | 4 | 222949.8474 | 515557.5053 | 4545.1342 | 10510.3371 | 121.799 | 0 | 291.101 | 211212.2769 | 14977.6712 | 161332.6876 | 91893.954 | 0 | 83458.9796 | 0 | 219521.472 | 571149.8401 | 389821.5018 | 1743368.3832 | 961560.8286 | 13584081.2916 | 13584081.2916 | 1478867.319 | 6315353.5865 | 0 | 16289010.5034 | 37667312.7006 | 316.2278 | 0.073061 | 222949.8474 | 515557.5053 | 4545.1342 | 10510.3371
1 | 4000 | 707 | 0.035 | 15 | 15 | 7 | 4.217e-13 | 5spot_SharedNeighbor | Water | Porous | Wet | R600a | MinimizeLCOE_Brownfield | IgnoreSilica | 2.2154 | 0.56317 | 0.031519 | 4 | 133278.3805 | 302846.1336 | 2717.0601 | 6173.9281 | 127.9337 | 0 | 396.0929 | 280425.7153 | 20684.2424 | 214434.5944 | 117531.1665 | 0 | 95785.2367 | 0 | 284255.7726 | 739575.2114 | 504775.2785 | 2257467.2177 | 961560.8286 | 13584081.2916 | 13584081.2916 | 1478867.319 | 6315353.5865 | 0 | 16803109.338 | 38181411.5351 | 421.6965 | 0.12608 | 133278.3805 | 302846.1336 | 2717.0601 | 6173.9281
1 | 4000 | 707 | 0.035 | 15 | 15 | 7 | 5.6234e-13 | 5spot_SharedNeighbor | Water | Porous | Wet | R600a | MinimizeLCOE_Brownfield | IgnoreSilica | 2.8961 | 0.7899 | 0.050044 | 4 | 87097.4314 | 193894.5102 | 1775.5989 | 3952.8019 | 132.895 | 0 | 520.3345 | 363957.8459 | 27736.1948 | 280130.8776 | 151188.1257 | 0 | 109828.4965 | 0 | 363808.2008 | 946554.3111 | 646042.7671 | 2889246.8194 | 961560.8286 | 13584081.2916 | 13584081.2916 | 1478867.319 | 6315353.5865 | 0 | 17434888.9397 | 38813191.1368 | 562.3413 | 0.20018 | 87097.4314 | 193894.5102 | 1775.5989 | 3952.8019
1 | 4000 | 707 | 0.035 | 15 | 15 | 7 | 7.4989e-13 | 5spot_SharedNeighbor | Water | Porous | Wet | R600a | MinimizeLCOE_Brownfield | IgnoreSilica | 3.8265 | 1.1054 | 0.076289 | 4 | 59828.7079 | 129885.7334 | 1219.6891 | 2647.8964 | 137.0288 | 0 | 82.1435 | 469725.023 | 36827.522 | 365480.7974 | 198181.4399 | 0 | 128082.4438 | 0 | 467335.9182 | 1215912.1953 | 829885.0578 | 3711430.3972 | 961560.8286 | 13584081.2916 | 13584081.2916 | 1478867.319 | 6315353.5865 | 0 | 18257072.5175 | 39635374.7146 | 749.8942 | 0.30516 | 59828.7079 | 129885.7334 | 1219.6891 | 2647.8964
1 | 4000 | 707 | 0.035 | 15 | 15 | 7 | 1e-12 | 5spot_SharedNeighbor | Water | Porous | Wet | R600a | MinimizeLCOE_Brownfield | IgnoreSilica | 5.0595 | 1.5256 | 0.11176 | 4 | 43112.8464 | 90934.9686 | 878.9137 | 1853.8323 | 140.2895 | 0 | 80.0298 | 597490.2379 | 47891.2514 | 471912.0368 | 259072.0194 | 0 | 149965.7798 | 0 | 595269.2169 | 1548768.3958 | 1057066.2542 | 4727435.1922 | 961560.8286 | 13584081.2916 | 13584081.2916 | 1478867.319 | 6315353.5865 | 0 | 19273077.3124 | 40651379.5096 | 1000 | 0.44704 | 43112.8464 | 90934.9686 | 878.9137 | 1853.8323
1 | 4000 | 707 | 0.035 | 15 | 15 | 7 | 1.3335e-12 | 5spot_SharedNeighbor | Water | Porous | Wet | R600a | MinimizeLCOE_Brownfield | IgnoreSilica | 6.699 | 2.089 | 0.15996 | 4 | 32124.3328 | 65536.8177 | 654.898 | 1336.0567 | 142.8023 | 0 | 71.1162 | 753801.9664 | 61530.0974 | 605736.7539 | 342246.6933 | 0 | 176616.6901 | 0 | 756573.5584 | 1968449.2044 | 1343507.0296 | 6008461.9936 | 961560.8286 | 13584081.2916 | 13584081.2916 | 1478867.319 | 6315353.5865 | 0 | 20554104.1138 | 41932406.311 | 1333.5214 | 0.63983 | 32124.3328 | 65536.8177 | 654.898 | 1336.0567
1 | 4000 | 707 | 0.035 | 15 | 15 | 7 | 1.7783e-12 | 5spot_SharedNeighbor | Water | Porous | Wet | R600a | MinimizeLCOE_Brownfield | IgnoreSilica | 8.8768 | 2.8347 | 0.22369 | 4 | 24750.6871 | 48643.9799 | 504.5762 | 991.6733 | 144.5981 | 0 | 86.8572 | 941970.4775 | 77898.2016 | 772299.6951 | 452472.3701 | 0 | 209083.3337 | 0 | 956952.3904 | 2489793.8219 | 1699335.4436 | 7599805.734 | 961560.8286 | 13584081.2916 | 13584081.2916 | 1478867.319 | 6315353.5865 | 0 | 22145447.8542 | 43523750.0514 | 1778.2794 | 0.89474 | 24750.6871 | 48643.9799 | 504.5762 | 991.6733
1 | 4000 | 707 | 0.035 | 15 | 15 | 7 | 2.3714e-12 | 5spot_SharedNeighbor | Water | Porous | Wet | R600a | MinimizeLCOE_Brownfield | IgnoreSilica | 11.7802 | 3.8488 | 0.31246 | 4 | 19347.113 | 36452.0516 | 394.4171 | 743.1244 | 146.3586 | 0 | 83.1619 | 1177757.7734 | 98646.7187 | 985149.4454 | 601055.573 | 0 | 248211.5425 | 0 | 1213220.2106 | 3156550.1224 | 2154410.3192 | 9635001.7051 | 961560.8286 | 13584081.2916 | 13584081.2916 | 1478867.319 | 6315353.5865 | 0 | 24180643.8254 | 45558946.0225 | 2371.3737 | 1.2498 | 19347.113 | 36452.0516 | 394.4171 | 743.1244
1 | 4000 | 707 | 0.035 | 15 | 15 | 7 | 3.1623e-12 | 5spot_SharedNeighbor | Water | Porous | Wet | R600a | MinimizeLCOE_Brownfield | IgnoreSilica | 15.6442 | 5.1908 | 0.42937 | 4 | 15560.9545 | 28008.3844 | 317.2311 | 570.9888 | 147.5287 | 0 | 97.2126 | 1462377.7786 | 123550.0451 | 1250389.9819 | 799929.1538 | 0 | 296301.2091 | 0 | 1533693.7857 | 3990356.6266 | 2723500.3913 | 12180098.972 | 961560.8286 | 13584081.2916 | 13584081.2916 | 1478867.319 | 6315353.5865 | 0 | 26725741.0923 | 48104043.2894 | 3162.2777 | 1.7175 | 15560.9545 | 28008.3844 | 317.2311 | 570.9888
1 | 4000 | 707 | 0.035 | 15 | 15 | 7 | 4.217e-12 | 5spot_SharedNeighbor | Water | Porous | Wet | R600a | MinimizeLCOE_Brownfield | IgnoreSilica | 20.7669 | 6.971 | 0.58464 | 4 | 12790.8422 | 21932.4574 | 260.7586 | 447.1228 | 148.4185 | 0 | 95.9685 | 1808144.4451 | 153682.5557 | 1581995.7927 | 1062984.2475 | 0 | 354566.0876 | 0 | 1934935.5202 | 5034305.3136 | 3436016.8212 | 15366630.7836 | 961560.8286 | 13584081.2916 | 13584081.2916 | 1478867.319 | 6315353.5865 | 0 | 29912272.9038 | 51290575.101 | 4216.965 | 2.3386 | 12790.8422 | 21932.4574 | 260.7586 | 447.1228
1 | 4000 | 707 | 0.035 | 15 | 15 | 7 | 5.6234e-12 | 5spot_SharedNeighbor | Water | Porous | Wet | R600a | MinimizeLCOE_Brownfield | IgnoreSilica | 27.5662 | 9.3356 | 0.79101 | 4 | 10721.4385 | 17478.1006 | 218.571 | 356.3147 | 149.0955 | 0 | 106.2697 | 2229792.7711 | 190315.7283 | 1997380.3031 | 1413108.2658 | 0 | 425701.5566 | 0 | 2439956.4637 | 6348266.2147 | 4332822.1354 | 19377343.4387 | 961560.8286 | 13584081.2916 | 13584081.2916 | 1478867.319 | 6315353.5865 | 0 | 33922985.559 | 55301287.7561 | 5623.4133 | 3.164 | 10721.4385 | 17478.1006 | 218.571 | 356.3147
1 | 4000 | 707 | 0.035 | 15 | 15 | 7 | 7.4989e-12 | 5spot_SharedNeighbor | Water | Porous | Wet | R600a | MinimizeLCOE_Brownfield | IgnoreSilica | 36.5138 | 12.4474 | 1.0626 | 4 | 9158.3441 | 14187.9746 | 186.7052 | 289.2411 | 149.6072 | 0 | 89.1144 | 2739626.1806 | 234415.573 | 2513288.9471 | 1873172.7765 | 0 | 511516.0826 | 0 | 3070087.6283 | 7987738.2474 | 5451795.4855 | 24381640.9211 | 961560.8286 | 13584081.2916 | 13584081.2916 | 1478867.319 | 6315353.5865 | 0 | 38927283.0413 | 60305585.2385 | 7498.9421 | 4.2505 | 9158.3441 | 14187.9746 | 186.7052 | 289.2411
1 | 4000 | 707 | 0.035 | 15 | 15 | 7 | 1e-11 | 5spot_SharedNeighbor | Water | Porous | Wet | R600a | MinimizeLCOE_Brownfield | IgnoreSilica | 48.1728 | 16.5026 | 1.4164 | 4 | 7965.2669 | 11738.6926 | 162.3827 | 239.3091 | 149.9845 | 0 | 86.6195 | 3351142.8418 | 287055.5452 | 3148461.1008 | 2472824.3966 | 0 | 614260.4423 | 0 | 3850760.2874 | 10018888.3683 | 6838097.1789 | 30581490.1612 | 961560.8286 | 13584081.2916 | 13584081.2916 | 1478867.319 | 6315353.5865 | 0 | 45127132.2814 | 66505434.4786 | 10000 | 5.6655 | 7965.2669 | 11738.6926 | 162.3827 | 239.3091
1 | 4000 | 707 | 0.035 | 15 | 15 | 7 | 1.3335e-11 | 5spot_SharedNeighbor | Water | Porous | Wet | R600a | MinimizeLCOE_Brownfield | IgnoreSilica | 63.1226 | 21.6828 | 1.8661 | 4 | 7055.8027 | 9919.8955 | 143.8421 | 202.2305 | 150.2093 | 0 | 118.4914 | 4070652.8291 | 348497.9836 | 3916346.227 | 3236565.6697 | 0 | 735817.762 | 0 | 4800073.3838 | 12488806.3142 | 8523866.9287 | 38120627.0979 | 961560.8286 | 13584081.2916 | 13584081.2916 | 1478867.319 | 6315353.5865 | 0 | 52666269.2181 | 74044571.4153 | 13335.2143 | 7.4642 | 7055.8027 | 9919.8955 | 143.8421 | 202.2305
1 | 4000 | 707 | 0.035 | 15 | 15 | 7 | 1.7783e-11 | 5spot_SharedNeighbor | Water | Porous | Wet | R600a | MinimizeLCOE_Brownfield | IgnoreSilica | 78.9567 | 27.1228 | 2.3612 | 4 | 6372.2749 | 8635.8113 | 129.9074 | 176.0527 | 150.2121 | 0 | 132.1777 | 4771322.4162 | 407632.7232 | 4684414.52 | 4042463.8261 | 0 | 829234.5321 | 0 | 5746676.5268 | 14951673.5174 | 10204824.4018 | 45638242.4636 | 961560.8286 | 13584081.2916 | 13584081.2916 | 1478867.319 | 6315353.5865 | 0 | 60183884.5839 | 81562186.781 | 17782.7941 | 9.4446 | 6372.2749 | 8635.8113 | 129.9074 | 176.0527
1 | 4000 | 707 | 0.035 | 15 | 15 | 7 | 2.3714e-11 | 5spot_SharedNeighbor | Water | Porous | Wet | R600a | MinimizeLCOE_Brownfield | IgnoreSilica | 91.1487 | 31.2582 | 2.8026 | 4 | 5845.8259 | 7752.8051 | 119.1751 | 158.0514 | 150.072 | 0 | 146.0363 | 5273667.2881 | 449408.7911 | 5248086.781 | 4659752.5795 | 0 | 831840.7719 | 0 | 6420474.9225 | 16704758.7279 | 11401341.0803 | 50989330.9424 | 961560.8286 | 13584081.2916 | 13584081.2916 | 1478867.319 | 6315353.5865 | 0 | 65534973.0626 | 86913275.2598 | 23713.7371 | 11.2106 | 5845.8259 | 7752.8051 | 119.1751 | 158.0514
1 | 4000 | 707 | 0.035 | 15 | 15 | 7 | 3.1623e-11 | 5spot_SharedNeighbor | Water | Porous | Wet | R600a | MinimizeLCOE_Brownfield | IgnoreSilica | 102.7681 | 35.1385 | 3.2359 | 4 | 5437.3212 | 7088.9629 | 110.8471 | 144.5181 | 149.8385 | 0 | 176.8303 | 5724176.7301 | 486248.7425 | 5764086.5343 | 5240370.1467 | 0 | 811810.2788 | 0 | 7030410.0486 | 18291684.8112 | 12484450.7402 | 55833238.0323 | 961560.8286 | 13584081.2916 | 13584081.2916 | 1478867.319 | 6315353.5865 | 0 | 70378880.1526 | 91757182.3497 | 31622.7766 | 12.9437 | 5437.3212 | 7088.9629 | 110.8471 | 144.5181
1 | 4000 | 707 | 0.035 | 15 | 15 | 7 | 4.217e-11 | 5spot_SharedNeighbor | Water | Porous | Wet | R600a | MinimizeLCOE_Brownfield | IgnoreSilica | 113.413 | 38.6327 | 3.6414 | 4 | 5121.7108 | 6589.449 | 104.413 | 134.3348 | 149.5485 | 0 | 204.501 | 6114106.0841 | 517547.9284 | 6219607.3155 | 5764099.3953 | 0 | 774237.0541 | 0 | 7561943.1332 | 19674624.8648 | 13428335.7433 | 60054501.5187 | 961560.8286 | 13584081.2916 | 13584081.2916 | 1478867.319 | 6315353.5865 | 0 | 74600143.6389 | 95978445.8361 | 42169.6503 | 14.5655 | 5121.7108 | 6589.449 | 104.413 | 134.3348
1 | 4000 | 707 | 0.035 | 15 | 15 | 7 | 5.6234e-11 | 5spot_SharedNeighbor | Water | Porous | Wet | R600a | MinimizeLCOE_Brownfield | IgnoreSilica | 122.7692 | 41.6538 | 4.0044 | 4 | 4878.7261 | 6213.4074 | 99.4594 | 126.6687 | 149.2395 | 0 | 220.7871 | 6440107.7668 | 543244.6464 | 6607302.8164 | 6218893.2389 | 0 | 724616.799 | 0 | 8008324.4544 | 20836017.497 | 14221010.0791 | 63599517.298 | 961560.8286 | 13584081.2916 | 13584081.2916 | 1478867.319 | 6315353.5865 | 0 | 78145159.4182 | 99523461.6154 | 56234.1325 | 16.0175 | 4878.7261 | 6213.4074 | 99.4594 | 126.6687
1 | 4000 | 707 | 0.035 | 15 | 15 | 7 | 7.4989e-11 | 5spot_SharedNeighbor | Water | Porous | Wet | R600a | MinimizeLCOE_Brownfield | IgnoreSilica | 130.7593 | 44.1935 | 4.3182 | 4 | 4692.253 | 5929.9395 | 95.6579 | 120.8898 | 148.939 | 0 | 246.4689 | 6706537.4232 | 563884.4364 | 6929239.7311 | 6602469.7199 | 0 | 669366.195 | 0 | 8373884.0271 | 21787128.5188 | 14870162.8948 | 66502672.9463 | 961560.8286 | 13584081.2916 | 13584081.2916 | 1478867.319 | 6315353.5865 | 0 | 81048315.0666 | 102426617.2637 | 74989.4209 | 17.2728 | 4692.253 | 5929.9395 | 95.6579 | 120.8898
1 | 4000 | 707 | 0.035 | 15 | 15 | 7 | 1e-10 | 5spot_SharedNeighbor | Water | Porous | Wet | R600a | MinimizeLCOE_Brownfield | IgnoreSilica | 139.8922 | 47.0675 | 4.6396 | 4 | 4547.6131 | 5699.554 | 92.7092 | 116.1931 | 148.5958 | 0 | 236.3658 | 7001459.4128 | 586527.6598 | 7289361.8675 | 7035791.1945 | 0 | 639503.9854 | 0 | 8795531.2068 | 22884167.9885 | 15618914.8748 | 69851258.1901 | 961560.8286 | 13584081.2916 | 13584081.2916 | 1478867.319 | 6315353.5865 | 0 | 84396900.3104 | 105775202.5075 | 100000 | 18.5585 | 4547.6131 | 5699.554 | 92.7092 | 116.1931
1 | 4000 | 707 | 0.035 | 15 | 15 | 7 | 1.3335e-10 | 5spot_SharedNeighbor | Water | Porous | Wet | R600a | MinimizeLCOE_Brownfield | IgnoreSilica | 145.6392 | 48.862 | 4.8674 | 4 | 4436.2731 | 5534.3109 | 90.4394 | 112.8244 | 148.3782 | 0 | 220.8017 | 7182190.5298 | 600286.0748 | 7512115.1889 | 7306867.7995 | 0 | 588958.5734 | 0 | 9044263.0849 | 23531317.3135 | 16060607.5867 | 71826606.1515 | 961560.8286 | 13584081.2916 | 13584081.2916 | 1478867.319 | 6315353.5865 | 0 | 86372248.2717 | 107750550.4689 | 133352.1432 | 19.4696 | 4436.2731 | 5534.3109 | 90.4394 | 112.8244
1 | 4000 | 707 | 0.035 | 15 | 15 | 7 | 1.7783e-10 | 5spot_SharedNeighbor | Water | Porous | Wet | R600a | MinimizeLCOE_Brownfield | IgnoreSilica | 150.2017 | 50.2753 | 5.05 | 4 | 4351.4145 | 5409.7394 | 88.7095 | 110.2849 | 148.1987 | 0 | 241.33 | 7322498.5419 | 610868.5102 | 7686495.0891 | 7520749.3588 | 0 | 542790.0408 | 0 | 9236526.6009 | 24031547.5434 | 16402024.9973 | 73353500.6824 | 961560.8286 | 13584081.2916 | 13584081.2916 | 1478867.319 | 6315353.5865 | 0 | 87899142.8026 | 109277444.9997 | 177827.941 | 20.2001 | 4351.4145 | 5409.7394 | 88.7095 | 110.2849
1 | 4000 | 707 | 0.035 | 15 | 15 | 7 | 2.3714e-10 | 5spot_SharedNeighbor | Water | Porous | Wet | R600a | MinimizeLCOE_Brownfield | IgnoreSilica | 153.7024 | 51.3526 | 5.1925 | 4 | 4286.9107 | 5316.1928 | 87.3945 | 108.3778 | 148.0569 | 0 | 244.1846 | 7428278.6502 | 618786.8631 | 7818835.4953 | 7684048.4442 | 0 | 501670.668 | 0 | 9380131.8472 | 24405178.9367 | 16657036.1006 | 74493967.0055 | 961560.8286 | 13584081.2916 | 13584081.2916 | 1478867.319 | 6315353.5865 | 0 | 89039609.1257 | 110417911.3228 | 237137.3706 | 20.7701 | 4286.9107 | 5316.1928 | 87.3945 | 108.3778
1 | 4000 | 707 | 0.035 | 15 | 15 | 7 | 3.1623e-10 | 5spot_SharedNeighbor | Water | Porous | Wet | R600a | MinimizeLCOE_Brownfield | IgnoreSilica | 156.4887 | 52.205 | 5.3054 | 4 | 4237.9725 | 5245.353 | 86.3968 | 106.9336 | 147.9417 | 0 | 248.9659 | 7511435.8041 | 624998.8525 | 7923174.5732 | 7814090.7161 | 0 | 467615.4379 | 0 | 9493112.9997 | 24699132.72 | 16857665.5978 | 75391226.7012 | 961560.8286 | 13584081.2916 | 13584081.2916 | 1478867.319 | 6315353.5865 | 0 | 89936868.8215 | 111315171.0186 | 316227.766 | 21.2217 | 4237.9725 | 5245.353 | 86.3968 | 106.9336
1 | 4000 | 707 | 0.035 | 15 | 15 | 7 | 4.217e-10 | 5spot_SharedNeighbor | Water | Porous | Wet | R600a | MinimizeLCOE_Brownfield | IgnoreSilica | 158.5038 | 52.8185 | 5.3898 | 4 | 4200.9158 | 5192.53 | 85.6414 | 105.8567 | 147.857 | 0 | 251.4379 | 7571021.3191 | 629447.2125 | 7998059.5926 | 7908283.8784 | 0 | 438252.7452 | 0 | 9572575.2517 | 24905877.1996 | 16998772.9533 | 76022290.1525 | 961560.8286 | 13584081.2916 | 13584081.2916 | 1478867.319 | 6315353.5865 | 0 | 90567932.2727 | 111946234.4699 | 421696.5034 | 21.5591 | 4200.9158 | 5192.53 | 85.6414 | 105.8567
1 | 4000 | 707 | 0.035 | 15 | 15 | 7 | 5.6234e-10 | 5spot_SharedNeighbor | Water | Porous | Wet | R600a | MinimizeLCOE_Brownfield | IgnoreSilica | 160.0313 | 53.2821 | 5.4542 | 4 | 4172.9112 | 5152.8185 | 85.0704 | 105.0472 | 147.7921 | 0 | 262.1862 | 7615842.4149 | 632782.4519 | 8054548.6095 | 7979547.4305 | 0 | 414428.4574 | 0 | 9631888.252 | 25060197.4597 | 17104099.7018 | 76493334.7776 | 961560.8286 | 13584081.2916 | 13584081.2916 | 1478867.319 | 6315353.5865 | 0 | 91038976.8978 | 112417279.095 | 562341.3252 | 21.8167 | 4172.9112 | 5152.8185 | 85.0704 | 105.0472
1 | 4000 | 707 | 0.035 | 15 | 15 | 7 | 7.4989e-10 | 5spot_SharedNeighbor | Water | Porous | Wet | R600a | MinimizeLCOE_Brownfield | IgnoreSilica | 161.1614 | 53.6243 | 5.5025 | 4 | 4151.777 | 5123.0715 | 84.6396 | 104.4407 | 147.7437 | 0 | 253.3769 | 7648808.7908 | 635229.4249 | 8096186.1884 | 8032191.3176 | 0 | 395188.0742 | 0 | 9674965.4804 | 25172275.5717 | 17180595.3162 | 76835440.1642 | 961560.8286 | 13584081.2916 | 13584081.2916 | 1478867.319 | 6315353.5865 | 0 | 91381082.2844 | 112759384.4815 | 749894.2093 | 22.0101 | 4151.777 | 5123.0715 | 84.6396 | 104.4407
1 | 4000 | 707 | 0.035 | 15 | 15 | 7 | 1e-09 | 5spot_SharedNeighbor | Water | Porous | Wet | R600a | MinimizeLCOE_Brownfield | IgnoreSilica | 161.9922 | 53.8755 | 5.5387 | 4 | 4135.8469 | 5100.8053 | 84.3148 | 103.9868 | 147.7078 | 0 | 246.4947 | 7672944.4309 | 637017.5639 | 8126719.0735 | 8070858.0755 | 0 | 379847.4586 | 0 | 9706080.7749 | 25253231.1854 | 17235849.1861 | 77082547.7488 | 961560.8286 | 13584081.2916 | 13584081.2916 | 1478867.319 | 6315353.5865 | 0 | 91628189.869 | 113006492.0662 | 1000000 | 22.1546 | 4135.8469 | 5100.8053 | 84.3148 | 103.9868
1 | 4000 | 707 | 0.035 | 15 | 15 | 7 | 1.3335e-09 | 5spot_SharedNeighbor | Water | Porous | Wet | R600a | MinimizeLCOE_Brownfield | IgnoreSilica | 162.6176 | 54.0643 | 5.5659 | 4 | 4123.8518 | 5084.0792 | 84.0703 | 103.6458 | 147.6807 | 0 | 270.9544 | 7691053.3988 | 638357.3564 | 8149654.866 | 8099938.841 | 0 | 367910.6606 | 0 | 9729296.898 | 25313634.7753 | 17277075.8773 | 77266922.6736 | 961560.8286 | 13584081.2916 | 13584081.2916 | 1478867.319 | 6315353.5865 | 0 | 91812564.7938 | 113190866.991 | 1333521.4322 | 22.2638 | 4123.8518 | 5084.0792 | 84.0703 | 103.6458
1 | 4000 | 707 | 0.035 | 15 | 15 | 7 | 1.7783e-09 | 5spot_SharedNeighbor | Water | Porous | Wet | R600a | MinimizeLCOE_Brownfield | IgnoreSilica | 163.0929 | 54.2077 | 5.5866 | 4 | 4114.8272 | 5071.4987 | 83.8863 | 103.3894 | 147.66 | 0 | 259.2047 | 7704782.7043 | 639372.0703 | 8167058.9958 | 8122025.8714 | 0 | 358748.7818 | 0 | 9746875.4852 | 25359370.6533 | 17308291.5538 | 77406526.1158 | 961560.8286 | 13584081.2916 | 13584081.2916 | 1478867.319 | 6315353.5865 | 0 | 91952168.236 | 113330470.4332 | 1778279.41 | 22.3465 | 4114.8272 | 5071.4987 | 83.8863 | 103.3894
1 | 4000 | 707 | 0.035 | 15 | 15 | 7 | 2.3714e-09 | 5spot_SharedNeighbor | Water | Porous | Wet | R600a | MinimizeLCOE_Brownfield | IgnoreSilica | 163.4218 | 54.3068 | 5.6016 | 4 | 4108.0424 | 5062.1661 | 83.748 | 103.1991 | 147.6457 | 0 | 259.4251 | 7714266.8724 | 640072.4075 | 8179090.4324 | 8137305.1102 | 0 | 351450.3998 | 0 | 9758652.2367 | 25390011.3451 | 17329204.4556 | 77500053.2597 | 961560.8286 | 13584081.2916 | 13584081.2916 | 1478867.319 | 6315353.5865 | 0 | 92045695.3799 | 113423997.5771 | 2371373.7057 | 22.4062 | 4108.0424 | 5062.1661 | 83.748 | 103.1991
1 | 4000 | 707 | 0.035 | 15 | 15 | 7 | 3.1623e-09 | 5spot_SharedNeighbor | Water | Porous | Wet | R600a | MinimizeLCOE_Brownfield | IgnoreSilica | 161.2754 | 53.658 | 5.5576 | 4 | 4101.9863 | 5063.6499 | 83.6245 | 103.2294 | 147.7376 | 0 | 274.7443 | 7652002.2291 | 635459.4975 | 8100290.1822 | 8037416.3346 | 0 | 320538.994 | 0 | 9650825.8226 | 25109469.1339 | 17137728.6319 | 76643730.826 | 961560.8286 | 13584081.2916 | 13584081.2916 | 1478867.319 | 6315353.5865 | 0 | 91189372.9462 | 112567675.1434 | 3162277.6602 | 22.2305 | 4101.9863 | 5063.6499 | 83.6245 | 103.2294
1 | 4000 | 707 | 0.035 | 15 | 15 | 7 | 4.217e-09 | 5spot_SharedNeighbor | Water | Porous | Wet | R600a | MinimizeLCOE_Brownfield | IgnoreSilica | 162.628 | 54.0671 | 5.5937 | 4 | 4097.9378 | 5053.395 | 83.542 | 103.0203 | 147.6797 | 0 | 421.3873 | 7691292.0893 | 638371.6972 | 8149990.3363 | 8100379.7724 | 0 | 327676.0102 | 0 | 9714006.8631 | 25273853.241 | 17249924.1627 | 77145494.1721 | 961560.8286 | 13584081.2916 | 13584081.2916 | 1478867.319 | 6315353.5865 | 0 | 91691136.2923 | 113069438.4895 | 4216965.0343 | 22.3749 | 4097.9378 | 5053.395 | 83.542 | 103.0203
1 | 4000 | 707 | 0.035 | 15 | 15 | 7 | 5.6234e-09 | 5spot_SharedNeighbor | Water | Porous | Wet | R600a | MinimizeLCOE_Brownfield | IgnoreSilica | 163.846 | 54.4346 | 5.6255 | 4 | 4094.9793 | 5045.05 | 83.4817 | 102.8502 | 147.6271 | 0 | 264.9944 | 7726478.1114 | 640973.5721 | 8194589.8277 | 8157000.1859 | 0 | 335015.514 | 0 | 9771082.3124 | 25422351.8522 | 17351277.5162 | 77598768.8919 | 961560.8286 | 13584081.2916 | 13584081.2916 | 1478867.319 | 6315353.5865 | 0 | 92144411.0121 | 113522713.2093 | 5623413.2519 | 22.5018 | 4094.9793 | 5045.05 | 83.4817 | 102.8502
1 | 4000 | 707 | 0.035 | 15 | 15 | 7 | 7.4989e-09 | 5spot_SharedNeighbor | Water | Porous | Wet | R600a | MinimizeLCOE_Brownfield | IgnoreSilica | 164.5254 | 54.6393 | 5.6436 | 4 | 4092.8364 | 5039.845 | 83.438 | 102.7441 | 147.5976 | 0 | 279.579 | 7746022.0792 | 642416.1068 | 8219401.1363 | 8188548.3095 | 0 | 338246.7768 | 0 | 9802507.4194 | 25504113.5345 | 17407081.5444 | 77848336.907 | 961560.8286 | 13584081.2916 | 13584081.2916 | 1478867.319 | 6315353.5865 | 0 | 92393979.0272 | 113772281.2244 | 7498942.0933 | 22.5746 | 4092.8364 | 5039.845 | 83.438 | 102.7441
1 | 4000 | 707 | 0.035 | 15 | 15 | 7 | 1e-08 | 5spot_SharedNeighbor | Water | Porous | Wet | R600a | MinimizeLCOE_Brownfield | IgnoreSilica | 164.6133 | 54.6657 | 5.6474 | 4 | 4091.2417 | 5037.6179 | 83.4055 | 102.6987 | 147.5938 | 0 | 283.089 | 7748544.6917 | 642601.9355 | 8222607.8999 | 8192629.4163 | 0 | 336554.7006 | 0 | 9805746.0712 | 25512539.8421 | 17412832.6725 | 77874057.2297 | 961560.8286 | 13584081.2916 | 13584081.2916 | 1478867.319 | 6315353.5865 | 0 | 92419699.35 | 113798001.5471 | 10000000 | 22.5896 | 4091.2417 | 5037.6179 | 83.4055 | 102.6987
1 | 4100 | 707 | 0.035 | 15 | 15 | 7 | 1e-13 | 5spot_SharedNeighbor | Water | Porous | Wet | R600a | MinimizeLCOE_Brownfield | IgnoreSilica | 0 | 0 | 0 | 4 | [6 empty] | 21.4361 | [19 empty] | 100 | 0
1 | 4100 | 707 | 0.035 | 15 | 15 | 7 | 1.3335e-13 | 5spot_SharedNeighbor | Water | Porous | Wet | R600a | MinimizeLCOE_Brownfield | IgnoreSilica | 0 | 0 | 0 | 4 | [6 empty] | 22.492 | [19 empty] | 133.3521 | 0
1 | 4100 | 707 | 0.035 | 15 | 15 | 7 | 1.7783e-13 | 5spot_SharedNeighbor | Water | Porous | Wet | R600a | MinimizeLCOE_Brownfield | IgnoreSilica | 1.0155 | 0.19039 | 0.0044481 | 4 | 901890.0663 | 2138081.3847 | 18386.2489 | 43587.681 | 108.2969 | 0 | 61.0577 | 118241.4346 | 7707.2828 | 91303.4787 | 60579.0382 | 0 | 64661.6171 | 0 | 133572.2121 | 347527.4964 | 237194.6573 | 1060787.2172 | 961560.8286 | 14024609.4364 | 14024609.4364 | 1478867.319 | 6491564.8444 | 0 | 16046957.4822 | 38041999.0821 | 177.8279 | 0.017793 | 901890.0663 | 2138081.3847 | 18386.2489 | 43587.681
1 | 4100 | 707 | 0.035 | 15 | 15 | 7 | 2.3714e-13 | 5spot_SharedNeighbor | Water | Porous | Wet | R600a | MinimizeLCOE_Brownfield | IgnoreSilica | 1.325 | 0.28571 | 0.011057 | 4 | 370403.1455 | 867726.5187 | 7551.1691 | 17689.7788 | 116.961 | 0 | 60.8113 | 164937.1905 | 11340.5821 | 125554.8296 | 75171.9585 | 0 | 73585.1626 | 0 | 175729.9921 | 457213.3923 | 312057.535 | 1395590.6427 | 961560.8286 | 14024609.4364 | 14024609.4364 | 1478867.319 | 6491564.8444 | 0 | 16381760.9078 | 38376802.5076 | 237.1374 | 0.044227 | 370403.1455 | 867726.5187 | 7551.1691 | 17689.7788
1 | 4100 | 707 | 0.035 | 15 | 15 | 7 | 3.1623e-13 | 5spot_SharedNeighbor | Water | Porous | Wet | R600a | MinimizeLCOE_Brownfield | IgnoreSilica | 1.7292 | 0.41719 | 0.021123 | 4 | 198891.2024 | 459211.0662 | 4054.6662 | 9361.6387 | 124.3849 | 0 | 294.0932 | 223389.7386 | 16091.8692 | 169091.4905 | 94759.9612 | 0 | 83838.2022 | 0 | 228996.792 | 595802.6792 | 406647.571 | 1818618.3039 | 961560.8286 | 14024609.4364 | 14024609.4364 | 1478867.319 | 6491564.8444 | 0 | 16804788.5689 | 38799830.1688 | 316.2278 | 0.084492 | 198891.2024 | 459211.0662 | 4054.6662 | 9361.6387
1 | 4100 | 707 | 0.035 | 15 | 15 | 7 | 4.217e-13 | 5spot_SharedNeighbor | Water | Porous | Wet | R600a | MinimizeLCOE_Brownfield | IgnoreSilica | 2.2543 | 0.59509 | 0.035755 | 4 | 121202.0122 | 274993.4562 | 2470.867 | 5606.1136 | 130.5607 | 0 | 391.0816 | 295371.9334 | 22155.7161 | 223696.6969 | 121295.3565 | 0 | 95563.3481 | 0 | 295652.3898 | 769226.8717 | 525013.146 | 2347975.4583 | 961560.8286 | 14024609.4364 | 14024609.4364 | 1478867.319 | 6491564.8444 | 0 | 17334145.7234 | 39329187.3232 | 421.6965 | 0.14302 | 121202.0122 | 274993.4562 | 2470.867 | 5606.1136
1 | 4100 | 707 | 0.035 | 15 | 15 | 7 | 5.6234e-13 | 5spot_SharedNeighbor | Water | Porous | Wet | R600a | MinimizeLCOE_Brownfield | IgnoreSilica | 2.9739 | 0.84498 | 0.05686 | 4 | 79251.9606 | 175959.3723 | 1615.6584 | 3587.1698 | 135.8221 | 0 | 515.8568 | 387125.3168 | 30085.0679 | 295051.9658 | 158000.5201 | 0 | 110870.9235 | 0 | 382642.1797 | 995556.4608 | 679487.7411 | 3038820.1757 | 961560.8286 | 14024609.4364 | 14024609.4364 | 1478867.319 | 6491564.8444 | 0 | 18024990.4407 | 40020032.0406 | 562.3413 | 0.22744 | 79251.9606 | 175959.3723 | 1615.6584 | 3587.1698
1 | 4100 | 707 | 0.035 | 15 | 15 | 7 | 7.4989e-13 | 5spot_SharedNeighbor | Water | Porous | Wet | R600a | MinimizeLCOE_Brownfield | IgnoreSilica | 3.9191 | 1.1775 | 0.085762 | 4 | 55025.4656 | 119141.7572 | 1121.7685 | 2428.8659 | 140.0104 | 0 | 79.011 | 497904.7062 | 39821.2859 | 383678.9922 | 205805.3091 | 0 | 128828.5786 | 0 | 489855.1601 | 1274502.6435 | 869874.2426 | 3890270.9184 | 961560.8286 | 14024609.4364 | 14024609.4364 | 1478867.319 | 6491564.8444 | 0 | 18876441.1834 | 40871482.7833 | 749.8942 | 0.34305 | 55025.4656 | 119141.7572 | 1121.7685 | 2428.8659
1 | 4100 | 707 | 0.035 | 15 | 15 | 7 | 1e-12 | 5spot_SharedNeighbor | Water | Porous | Wet | R600a | MinimizeLCOE_Brownfield | IgnoreSilica | 5.1689 | 1.6229 | 0.12534 | 4 | 39780.0352 | 83649.4914 | 810.9698 | 1705.308 | 143.3211 | 0 | 98.5827 | 633258.9708 | 51890.0916 | 494775.8165 | 270638.5073 | 0 | 150383.5203 | 0 | 624369.2935 | 1624480.826 | 1108741.5435 | 4958538.5696 | 961560.8286 | 14024609.4364 | 14024609.4364 | 1478867.319 | 6491564.8444 | 0 | 19944708.8346 | 41939750.4345 | 1000 | 0.50137 | 39780.0352 | 83649.4914 | 810.9698 | 1705.308
1 | 4100 | 707 | 0.035 | 15 | 15 | 7 | 1.3335e-12 | 5spot_SharedNeighbor | Water | Porous | Wet | R600a | MinimizeLCOE_Brownfield | IgnoreSilica | 6.8474 | 2.2236 | 0.17898 | 4 | 29742.9164 | 60464.9843 | 606.3496 | 1232.6605 | 145.895 | 0 | 96.4242 | 799382.8191 | 66770.4398 | 635387.1268 | 357809.6834 | 0 | 177248.1785 | 0 | 794273.3166 | 2066536.242 | 1410453.4482 | 6307861.2545 | 961560.8286 | 14024609.4364 | 14024609.4364 | 1478867.319 | 6491564.8444 | 0 | 21294031.5195 | 43289073.1194 | 1333.5214 | 0.71594 | 29742.9164 | 60464.9843 | 606.3496 | 1232.6605
1 | 4100 | 707 | 0.035 | 15 | 15 | 7 | 1.7783e-12 | 5spot_SharedNeighbor | Water | Porous | Wet | R600a | MinimizeLCOE_Brownfield | IgnoreSilica | 9.0548 | 3.0166 | 0.25068 | 4 | 22908.4734 | 44843.4859 | 467.0202 | 914.1951 | 147.8372 | 0 | 76.4129 | 999942.9056 | 84831.4352 | 809788.3888 | 474393.9598 | 0 | 209132.6186 | 0 | 1005454.8302 | 2615987.2209 | 1785465.0314 | 7984996.3906 | 961560.8286 | 14024609.4364 | 14024609.4364 | 1478867.319 | 6491564.8444 | 0 | 22971166.6557 | 44966208.2556 | 1778.2794 | 1.0027 | 22908.4734 | 44843.4859 | 467.0202 | 914.1951
1 | 4100 | 707 | 0.035 | 15 | 15 | 7 | 2.3714e-12 | 5spot_SharedNeighbor | Water | Porous | Wet | R600a | MinimizeLCOE_Brownfield | IgnoreSilica | 12.0238 | 4.0955 | 0.34936 | 4 | 17976.2173 | 33715.5453 | 366.4695 | 687.337 | 149.5439 | 0 | 89.0918 | 1250495.8707 | 107564.5233 | 1032869.9954 | 632591.9028 | 0 | 248676.3233 | 0 | 1276157.46 | 3320299.9351 | 2266172.9311 | 10134828.9417 | 961560.8286 | 14024609.4364 | 14024609.4364 | 1478867.319 | 6491564.8444 | 0 | 25120999.2067 | 47116040.8066 | 2371.3737 | 1.3975 | 17976.2173 | 33715.5453 | 366.4695 | 687.337
1 | 4100 | 707 | 0.035 | 15 | 15 | 7 | 3.1623e-12 | 5spot_SharedNeighbor | Water | Porous | Wet | R600a | MinimizeLCOE_Brownfield | IgnoreSilica | 15.9802 | 5.5252 | 0.47929 | 4 | 14498.1351 | 25970.9099 | 295.5641 | 529.4521 | 150.7483 | 0 | 75.6776 | 1552770.344 | 134745.2345 | 1311313.0424 | 839603.3704 | 0 | 297149.3219 | 0 | 1612876.7121 | 4196374.3585 | 2864111.7265 | 12808944.1103 | 961560.8286 | 14024609.4364 | 14024609.4364 | 1478867.319 | 6491564.8444 | 0 | 27795114.3754 | 49790155.9752 | 3162.2777 | 1.9172 | 14498.1351 | 25970.9099 | 295.5641 | 529.4521
1 | 4100 | 707 | 0.035 | 15 | 15 | 7 | 4.217e-12 | 5spot_SharedNeighbor | Water | Porous | Wet | R600a | MinimizeLCOE_Brownfield | IgnoreSilica | 21.2079 | 7.4189 | 0.65285 | 4 | 11932.4099 | 20355.0976 | 243.2583 | 414.9662 | 151.6606 | 0 | 99.9438 | 1921177.1208 | 167995.4439 | 1658694.734 | 1118730.1225 | 0 | 355504.7647 | 0 | 2036619.8524 | 5298867.0879 | 3616585.6683 | 16174174.7944 | 961560.8286 | 14024609.4364 | 14024609.4364 | 1478867.319 | 6491564.8444 | 0 | 31160345.0595 | 53155386.6593 | 4216.965 | 2.6114 | 11932.4099 | 20355.0976 | 243.2583 | 414.9662
1 | 4100 | 707 | 0.035 | 15 | 15 | 7 | 5.6234e-12 | 5spot_SharedNeighbor | Water | Porous | Wet | R600a | MinimizeLCOE_Brownfield | IgnoreSilica | 28.1191 | 9.9227 | 0.88215 | 4 | 10022.1168 | 16255.4527 | 204.3144 | 331.3894 | 152.3529 | 0 | 87.6648 | 2367643.9663 | 208047.9296 | 2091990.2789 | 1485559.1782 | 0 | 426142.3414 | 0 | 2565959.6408 | 6676100.6347 | 4556575.8633 | 20378019.8332 | 961560.8286 | 14024609.4364 | 14024609.4364 | 1478867.319 | 6491564.8444 | 0 | 35364190.0982 | 57359231.6981 | 5623.4133 | 3.5286 | 10022.1168 | 16255.4527 | 204.3144 | 331.3894
1 | 4100 | 707 | 0.035 | 15 | 15 | 7 | 7.4989e-12 | 5spot_SharedNeighbor | Water | Porous | Wet | R600a | MinimizeLCOE_Brownfield | IgnoreSilica | 37.23 | 13.2212 | 1.1833 | 4 | 8578.0891 | 13225.1075 | 174.8759 | 269.6117 | 152.8778 | 0 | 103.338 | 2907262.7789 | 256081.095 | 2630969.1793 | 1964198.1466 | 0 | 511791.2312 | 0 | 3225417.9481 | 8391875.8767 | 5727627.7216 | 25615223.9773 | 961560.8286 | 14024609.4364 | 14024609.4364 | 1478867.319 | 6491564.8444 | 0 | 40601394.2423 | 62596435.8422 | 7498.9421 | 4.7332 | 8578.0891 | 13225.1075 | 174.8759 | 269.6117
1 | 4100 | 707 | 0.035 | 15 | 15 | 7 | 1e-11 | 5spot_SharedNeighbor | Water | Porous | Wet | R600a | MinimizeLCOE_Brownfield | IgnoreSilica | 49.0937 | 17.5156 | 1.5755 | 4 | 7472.4582 | 10962.6659 | 152.3362 | 223.4888 | 153.2631 | 0 | 100.1557 | 3554624.3535 | 313506.3949 | 3293926.3706 | 2589132.4099 | 0 | 614358.9314 | 0 | 4042563.8995 | 10517922.0226 | 7178697.9021 | 32104732.2846 | 961560.8286 | 14024609.4364 | 14024609.4364 | 1478867.319 | 6491564.8444 | 0 | 47090902.5496 | 69085944.1495 | 10000 | 6.3019 | 7472.4582 | 10962.6659 | 152.3362 | 223.4888
1 | 4100 | 707 | 0.035 | 15 | 15 | 7 | 1.3335e-11 | 5spot_SharedNeighbor | Water | Porous | Wet | R600a | MinimizeLCOE_Brownfield | IgnoreSilica | 64.2869 | 22.9981 | 2.0741 | 4 | 6628.5315 | 9279.7343 | 135.1316 | 189.1799 | 153.4851 | 0 | 115.4344 | 4316434.201 | 380577.6 | 4094998.8072 | 3388694.4495 | 0 | 735829.8619 | 0 | 5037448.6186 | 13106407.9829 | 8945392.7581 | 40005784.2791 | 961560.8286 | 14024609.4364 | 14024609.4364 | 1478867.319 | 6491564.8444 | 0 | 54991954.5441 | 76986996.144 | 13335.2143 | 8.2963 | 6628.5315 | 9279.7343 | 135.1316 | 189.1799
1 | 4100 | 707 | 0.035 | 15 | 15 | 7 | 1.7783e-11 | 5spot_SharedNeighbor | Water | Porous | Wet | R600a | MinimizeLCOE_Brownfield | IgnoreSilica | 82.8791 | 29.6361 | 2.6728 | 4 | 5998.8668 | 8056.1321 | 122.295 | 164.2351 | 153.4487 | 0 | 125.2079 | 5166627.7708 | 454258.1986 | 5016139.0415 | 4360533.7358 | 0 | 871371.1686 | 0 | 6188882.667 | 16102203.1851 | 10990084.541 | 49150100.3085 | 961560.8286 | 14024609.4364 | 14024609.4364 | 1478867.319 | 6491564.8444 | 0 | 64136270.5735 | 86131312.1734 | 17782.7941 | 10.6914 | 5998.8668 | 8056.1321 | 122.295 | 164.2351
1 | 4100 | 707 | 0.035 | 15 | 15 | 7 | 2.3714e-11 | 5spot_SharedNeighbor | Water | Porous | Wet | R600a | MinimizeLCOE_Brownfield | IgnoreSilica | 95.0586 | 33.9163 | 3.1481 | 4 | 5525.1512 | 7271.8641 | 112.6377 | 148.2468 | 153.2664 | 0 | 139.9193 | 5680906.3976 | 497915.9896 | 5588554.8274 | 4990842.5828 | 0 | 866396.3535 | 0 | 6873600.2988 | 17883698.0083 | 12205991.3639 | 54587905.8219 | 961560.8286 | 14024609.4364 | 14024609.4364 | 1478867.319 | 6491564.8444 | 0 | 69574076.0869 | 91569117.6868 | 23713.7371 | 12.5922 | 5525.1512 | 7271.8641 | 112.6377 | 148.2468
1 | 4100 | 707 | 0.035 | 15 | 15 | 7 | 3.1623e-11 | 5spot_SharedNeighbor | Water | Porous | Wet | R600a | MinimizeLCOE_Brownfield | IgnoreSilica | 106.6682 | 37.9333 | 3.6116 | 4 | 5157.8558 | 6680.3896 | 105.1499 | 136.1888 | 152.9928 | 0 | 176.6938 | 6142657.1497 | 536353.1042 | 6113373.859 | 5586091.7793 | 0 | 840476.0843 | 0 | 7495391.2709 | 19501470.5706 | 13310154.3796 | 59525968.1976 | 961560.8286 | 14024609.4364 | 14024609.4364 | 1478867.319 | 6491564.8444 | 0 | 74512138.4627 | 96507180.0626 | 31622.7766 | 14.4463 | 5157.8558 | 6680.3896 | 105.1499 | 136.1888
1 | 4100 | 707 | 0.035 | 15 | 15 | 7 | 4.217e-11 | 5spot_SharedNeighbor | Water | Porous | Wet | R600a | MinimizeLCOE_Brownfield | IgnoreSilica | 117.0935 | 41.4794 | 4.0394 | 4 | 4873.953 | 6235.2197 | 99.3621 | 127.1134 | 152.6729 | 0 | 207.3435 | 6536018.7275 | 568609.9539 | 6567897.0003 | 6119617.0491 | 0 | 795796.684 | 0 | 8029296.3718 | 20890582.1242 | 14258251.5583 | 63766069.469 | 961560.8286 | 14024609.4364 | 14024609.4364 | 1478867.319 | 6491564.8444 | 0 | 78752239.7341 | 100747281.3339 | 42169.6503 | 16.1578 | 4873.953 | 6235.2197 | 99.3621 | 127.1134
1 | 4100 | 707 | 0.035 | 15 | 15 | 7 | 5.6234e-11 | 5spot_SharedNeighbor | Water | Porous | Wet | R600a | MinimizeLCOE_Brownfield | IgnoreSilica | 126.1534 | 44.512 | 4.4185 | 4 | 4655.6044 | 5900.0871 | 94.9108 | 120.2813 | 152.3433 | 0 | 210.4005 | 6861929.1562 | 594844.0964 | 6950898.8537 | 6580562.7713 | 0 | 739784.1584 | 0 | 8473927.4241 | 22047420.9159 | 15047817.8043 | 67297185.1803 | 961560.8286 | 14024609.4364 | 14024609.4364 | 1478867.319 | 6491564.8444 | 0 | 82283355.4453 | 104278397.0452 | 56234.1325 | 17.674 | 4655.6044 | 5900.0871 | 94.9108 | 120.2813
1 | 4100 | 707 | 0.035 | 15 | 15 | 7 | 7.4989e-11 | 5spot_SharedNeighbor | Water | Porous | Wet | R600a | MinimizeLCOE_Brownfield | IgnoreSilica | 135.9 | 47.7248 | 4.7933 | 4 | 4487.8544 | 5635.0401 | 91.491 | 114.8779 | 151.9522 | 0 | 167.6613 | 7197129.7418 | 621297.1485 | 7351506.8181 | 7070431.6212 | 0 | 702433.4494 | 0 | 8947691.5238 | 23280057.921 | 15889117.8885 | 71059666.1122 | 961560.8286 | 14024609.4364 | 14024609.4364 | 1478867.319 | 6491564.8444 | 0 | 86045836.3773 | 108040877.9772 | 74989.4209 | 19.173 | 4487.8544 | 5635.0401 | 91.491 | 114.8779
1 | 4100 | 707 | 0.035 | 15 | 15 | 7 | 1e-10 | 5spot_SharedNeighbor | Water | Porous | Wet | R600a | MinimizeLCOE_Brownfield | IgnoreSilica | 143.023 | 50.0445 | 5.0838 | 4 | 4356.9521 | 5438.5783 | 88.8224 | 110.8728 | 151.6793 | 0 | 230.6222 | 7432121.5056 | 639358.7042 | 7637867.3512 | 7408395.8884 | 0 | 649489.8039 | 0 | 9269220.9688 | 24116611.5821 | 16460082.9516 | 73613148.7557 | 961560.8286 | 14024609.4364 | 14024609.4364 | 1478867.319 | 6491564.8444 | 0 | 88599319.0207 | 110594360.6206 | 100000 | 20.3352 | 4356.9521 | 5438.5783 | 88.8224 | 110.8728
1 | 4100 | 707 | 0.035 | 15 | 15 | 7 | 1.3335e-10 | 5spot_SharedNeighbor | Water | Porous | Wet | R600a | MinimizeLCOE_Brownfield | IgnoreSilica | 148.5692 | 51.8325 | 5.3157 | 4 | 4256.8358 | 5291.2798 | 86.7814 | 107.8699 | 151.4558 | 0 | 226.5768 | 7609833.813 | 652815.3665 | 7856989.6116 | 7668538.9954 | 0 | 596498.1578 | 0 | 9510023.6183 | 24743130.6806 | 16887695.11 | 75525525.3531 | 961560.8286 | 14024609.4364 | 14024609.4364 | 1478867.319 | 6491564.8444 | 0 | 90511695.6182 | 112506737.218 | 133352.1432 | 21.2627 | 4256.8358 | 5291.2798 | 86.7814 | 107.8699
1 | 4100 | 707 | 0.035 | 15 | 15 | 7 | 1.7783e-10 | 5spot_SharedNeighbor | Water | Porous | Wet | R600a | MinimizeLCOE_Brownfield | IgnoreSilica | 152.8935 | 53.2153 | 5.4991 | 4 | 4180.5048 | 5180.437 | 85.2252 | 105.6102 | 151.275 | 0 | 225.8766 | 7745264.4143 | 662945.3932 | 8025555.0498 | 7869527.2772 | 0 | 547899.0146 | 0 | 9691964.5482 | 25216503.659 | 17210781.8946 | 76970441.251 | 961560.8286 | 14024609.4364 | 14024609.4364 | 1478867.319 | 6491564.8444 | 0 | 91956611.516 | 113951653.1159 | 177827.941 | 21.9965 | 4180.5048 | 5180.437 | 85.2252 | 105.6102
1 | 4100 | 707 | 0.035 | 15 | 15 | 7 | 2.3714e-10 | 5spot_SharedNeighbor | Water | Porous | Wet | R600a | MinimizeLCOE_Brownfield | IgnoreSilica | 156.2575 | 54.2842 | 5.643 | 4 | 4122.4588 | 5096.8941 | 84.0419 | 103.9071 | 151.1305 | 0 | 267.4261 | 7848749.3445 | 670608.7854 | 8155329.7065 | 8024758.8584 | 0 | 505573.377 | 0 | 9829957.828 | 25575533.8668 | 17455827.3888 | 78066339.1553 | 961560.8286 | 14024609.4364 | 14024609.4364 | 1478867.319 | 6491564.8444 | 0 | 93052509.4203 | 115047551.0202 | 237137.3706 | 22.5721 | 4122.4588 | 5096.8941 | 84.0419 | 103.9071
1 | 4100 | 707 | 0.035 | 15 | 15 | 7 | 3.1623e-10 | 5spot_SharedNeighbor | Water | Porous | Wet | R600a | MinimizeLCOE_Brownfield | IgnoreSilica | 158.823 | 55.0954 | 5.754 | 4 | 4078.4116 | 5034.0543 | 83.1439 | 102.626 | 151.018 | 0 | 250.7138 | 7926593.425 | 676328.3527 | 8253519.4887 | 8142491.6183 | 0 | 469572.9259 | 0 | 9932717.2661 | 25842892.846 | 17638305.3857 | 78882421.3083 | 961560.8286 | 14024609.4364 | 14024609.4364 | 1478867.319 | 6491564.8444 | 0 | 93868591.5734 | 115863633.1732 | 316227.766 | 23.016 | 4078.4116 | 5034.0543 | 83.1439 | 102.626
1 | 4100 | 707 | 0.035 | 15 | 15 | 7 | 4.217e-10 | 5spot_SharedNeighbor | Water | Porous | Wet | R600a | MinimizeLCOE_Brownfield | IgnoreSilica | 160.6085 | 55.66 | 5.8362 | 4 | 4045.0757 | 4987.2578 | 82.4643 | 101.672 | 150.9385 | 0 | 267.7107 | 7981195.3039 | 680439.8058 | 8321591.6515 | 8228831.6152 | 0 | 438169.0078 | 0 | 10003588.6799 | 26027285.7269 | 17764157.3158 | 79445259.1069 | 961560.8286 | 14024609.4364 | 14024609.4364 | 1478867.319 | 6491564.8444 | 0 | 94431429.372 | 116426470.9718 | 421696.5034 | 23.3448 | 4045.0757 | 4987.2578 | 82.4643 | 101.672
1 | 4100 | 707 | 0.035 | 15 | 15 | 7 | 5.6234e-10 | 5spot_SharedNeighbor | Water | Porous | Wet | R600a | MinimizeLCOE_Brownfield | IgnoreSilica | 162.0233 | 56.1066 | 5.9007 | 4 | 4019.8866 | 4951.7716 | 81.9508 | 100.9486 | 150.875 | 0 | 308.1496 | 8024395.6796 | 683710.6214 | 8375335.4536 | 8298277.5879 | 0 | 413446.7307 | 0 | 10060114.7685 | 26174355.0145 | 17864535.1266 | 79894170.9828 | 961560.8286 | 14024609.4364 | 14024609.4364 | 1478867.319 | 6491564.8444 | 0 | 94880341.2478 | 116875382.8477 | 562341.3252 | 23.6027 | 4019.8866 | 4951.7716 | 81.9508 | 100.9486
1 | 4100 | 707 | 0.035 | 15 | 15 | 7 | 7.4989e-10 | 5spot_SharedNeighbor | Water | Porous | Wet | R600a | MinimizeLCOE_Brownfield | IgnoreSilica | 163.0586 | 56.4328 | 5.9488 | 4 | 4000.8762 | 4925.2218 | 81.5633 | 100.4073 | 150.8281 | 0 | 274.2118 | 8055844.5658 | 686085.8187 | 8414537.2536 | 8349065.7877 | 0 | 393446.5722 | 0 | 10100602.1992 | 26279695.0039 | 17936431.8339 | 80215709.0348 | 961560.8286 | 14024609.4364 | 14024609.4364 | 1478867.319 | 6491564.8444 | 0 | 95201879.2999 | 117196920.8997 | 749894.2093 | 23.7953 | 4000.8762 | 4925.2218 | 81.5633 | 100.4073
1 | 4100 | 707 | 0.035 | 15 | 15 | 7 | 1e-09 | 5spot_SharedNeighbor | Water | Porous | Wet | R600a | MinimizeLCOE_Brownfield | IgnoreSilica | 163.846 | 56.6805 | 5.9854 | 4 | 3986.5459 | 4905.2395 | 81.2711 | 99.9999 | 150.7922 | 0 | 281.4063 | 8079667.676 | 687881.8283 | 8444276.4745 | 8387669.1138 | 0 | 377813.6049 | 0 | 10131150.392 | 26359175.1353 | 17990678.6567 | 80458312.8815 | 961560.8286 | 14024609.4364 | 14024609.4364 | 1478867.319 | 6491564.8444 | 0 | 95444483.1465 | 117439524.7464 | 1000000 | 23.9416 | 3986.5459 | 4905.2395 | 81.2711 | 99.9999
1 | 4100 | 707 | 0.035 | 15 | 15 | 7 | 1.3335e-09 | 5spot_SharedNeighbor | Water | Porous | Wet | R600a | MinimizeLCOE_Brownfield | IgnoreSilica | 164.4157 | 56.8595 | 6.0125 | 4 | 3975.7544 | 4890.314 | 81.0511 | 99.6957 | 150.7662 | 0 | 267.8452 | 8096854.6701 | 689175.6948 | 8465755.7526 | 8415591.4873 | 0 | 365432.9092 | 0 | 10152796.1004 | 26415492.8285 | 18029116.6396 | 80630216.0825 | 961560.8286 | 14024609.4364 | 14024609.4364 | 1478867.319 | 6491564.8444 | 0 | 95616386.3475 | 117611427.9474 | 1333521.4322 | 24.0499 | 3975.7544 | 4890.314 | 81.0511 | 99.6957
1 | 4100 | 707 | 0.035 | 15 | 15 | 7 | 1.7783e-09 | 5spot_SharedNeighbor | Water | Porous | Wet | R600a | MinimizeLCOE_Brownfield | IgnoreSilica | 164.8297 | 56.9895 | 6.0325 | 4 | 3967.6349 | 4879.1581 | 80.8856 | 99.4682 | 150.7471 | 0 | 261.2994 | 8109315.6578 | 690112.7937 | 8481341.5727 | 8435874.2157 | 0 | 355745.5269 | 0 | 10168232.009 | 26455653.8963 | 18056527.3936 | 80752803.0657 | 961560.8286 | 14024609.4364 | 14024609.4364 | 1478867.319 | 6491564.8444 | 0 | 95738973.3307 | 117734014.9306 | 1778279.41 | 24.13 | 3967.6349 | 4879.1581 | 80.8856 | 99.4682
1 | 4100 | 707 | 0.035 | 15 | 15 | 7 | 2.3714e-09 | 5spot_SharedNeighbor | Water | Porous | Wet | R600a | MinimizeLCOE_Brownfield | IgnoreSilica | 165.1392 | 57.0866 | 6.0475 | 4 | 3961.5301 | 4870.7869 | 80.7611 | 99.2976 | 150.7329 | 0 | 258.9426 | 8118617.328 | 690811.782 | 8492982.6836 | 8451035.199 | 0 | 348311.3079 | 0 | 10179685.7372 | 26485454.1476 | 18076866.6774 | 80843764.8627 | 961560.8286 | 14024609.4364 | 14024609.4364 | 1478867.319 | 6491564.8444 | 0 | 95829935.1277 | 117824976.7276 | 2371373.7057 | 24.1901 | 3961.5301 | 4870.7869 | 80.7611 | 99.2976
1 | 4100 | 707 | 0.035 | 15 | 15 | 7 | 3.1623e-09 | 5spot_SharedNeighbor | Water | Porous | Wet | R600a | MinimizeLCOE_Brownfield | IgnoreSilica | 165.3755 | 57.1607 | 6.0589 | 4 | 3956.9428 | 4864.4879 | 80.6676 | 99.1692 | 150.722 | 0 | 265.5581 | 8125712.1338 | 691344.6517 | 8501865.6616 | 8462610.6687 | 0 | 342685.2668 | 0 | 10188445.1693 | 26508244.393 | 18092421.4882 | 80913329.4332 | 961560.8286 | 14024609.4364 | 14024609.4364 | 1478867.319 | 6491564.8444 | 0 | 95899499.6983 | 117894541.2981 | 3162277.6602 | 24.2358 | 3956.9428 | 4864.4879 | 80.6676 | 99.1692
1 | 4100 | 707 | 0.035 | 15 | 15 | 7 | 4.217e-09 | 5spot_SharedNeighbor | Water | Porous | Wet | R600a | MinimizeLCOE_Brownfield | IgnoreSilica | 165.5413 | 57.2127 | 6.0672 | 4 | 3953.4973 | 4859.8042 | 80.5974 | 99.0737 | 150.7144 | 0 | 253.7227 | 8130683.6373 | 691717.847 | 8508092.6248 | 8470728.9415 | 0 | 338296.7323 | 0 | 10194412.7154 | 26523770.7238 | 18103018.528 | 80960721.75 | 961560.8286 | 14024609.4364 | 14024609.4364 | 1478867.319 | 6491564.8444 | 0 | 95946892.0151 | 117941933.6149 | 4216965.0343 | 24.2689 | 3953.4973 | 4859.8042 | 80.5974 | 99.0737
1 | 4100 | 707 | 0.035 | 15 | 15 | 7 | 5.6234e-09 | 5spot_SharedNeighbor | Water | Porous | Wet | R600a | MinimizeLCOE_Brownfield | IgnoreSilica | 163.405 | 56.541 | 6.0171 | 4 | 3950.0255 | 4863.8781 | 80.5266 | 99.1567 | 150.8111 | 0 | 588.5748 | 8066199.7234 | 686858.8072 | 8427531.4316 | 8365993.8868 | 0 | 310172.4698 | 0 | 10084134.9644 | 26236850.6368 | 17907189.673 | 80084931.5931 | 961560.8286 | 14024609.4364 | 14024609.4364 | 1478867.319 | 6491564.8444 | 0 | 95071101.8582 | 117066143.4581 | 5623413.2519 | 24.0685 | 3950.0255 | 4863.8781 | 80.5266 | 99.1567
1 | 4100 | 707 | 0.035 | 15 | 15 | 7 | 7.4989e-09 | 5spot_SharedNeighbor | Water | Porous | Wet | R600a | MinimizeLCOE_Brownfield | IgnoreSilica | 164.2185 | 56.797 | 6.0403 | 4 | 3947.9497 | 4858.3023 | 80.4843 | 99.0431 | 150.7743 | 0 | 259.0021 | 8090817.0909 | 688715.8731 | 8458257.3161 | 8405886.9642 | 0 | 314898.2264 | 0 | 10123844.4336 | 26340166.5301 | 17977704.8931 | 80400291.3275 | 961560.8286 | 14024609.4364 | 14024609.4364 | 1478867.319 | 6491564.8444 | 0 | 95386461.5926 | 117381503.1924 | 7498942.0933 | 24.161 | 3947.9497 | 4858.3023 | 80.4843 | 99.0431
1 | 4100 | 707 | 0.035 | 15 | 15 | 7 | 1e-08 | 5spot_SharedNeighbor | Water | Porous | Wet | R600a | MinimizeLCOE_Brownfield | IgnoreSilica | 164.728 | 56.9572 | 6.055 | 4 | 3946.4401 | 4854.5792 | 80.4535 | 98.9672 | 150.7512 | 0 | 387.4151 | 8106192.8299 | 689874.2142 | 8477468.9476 | 8430865.6894 | 0 | 317436.4386 | 0 | 10148516.8667 | 26404359.1401 | 18021517.6684 | 80596231.7949 | 961560.8286 | 14024609.4364 | 14024609.4364 | 1478867.319 | 6491564.8444 | 0 | 95582402.0599 | 117577443.6598 | 10000000 | 24.2199 | 3946.4401 | 4854.5792 | 80.4535 | 98.9672
1 | 4200 | 707 | 0.035 | 15 | 15 | 7 | 1e-13 | 5spot_SharedNeighbor | Water | Porous | Wet | R600a | MinimizeLCOE_Brownfield | IgnoreSilica | 0 | 0 | 0 | 4 | [6 empty] | 22.1917 | [19 empty] | 100 | 0
1 | 4200 | 707 | 0.035 | 15 | 15 | 7 | 1.3335e-13 | 5spot_SharedNeighbor | Water | Porous | Wet | R600a | MinimizeLCOE_Brownfield | IgnoreSilica | 0 | 0 | 0 | 4 | [6 empty] | 22.5772 | [19 empty] | 133.3521 | 0
1 | 4200 | 707 | 0.035 | 15 | 15 | 7 | 1.7783e-13 | 5spot_SharedNeighbor | Water | Porous | Wet | R600a | MinimizeLCOE_Brownfield | IgnoreSilica | 1.0498 | 0.20542 | 0.0057058 | 4 | 725075.4944 | 1716173.1816 | 14781.6447 | 34986.5116 | 110.8771 | 0 | 47.7793 | 126640.6793 | 8383.5652 | 96843.9132 | 62632.0663 | 0 | 65805.589 | 0 | 140519.2671 | 365602.3084 | 249531.0879 | 1115958.4763 | 961560.8286 | 14470997.6721 | 14470997.6721 | 1478867.319 | 6670120.1387 | 0 | 16548516.977 | 39168502.1068 | 177.8279 | 0.022823 | 725075.4944 | 1716173.1816 | 14781.6447 | 34986.5116
1 | 4200 | 707 | 0.035 | 15 | 15 | 7 | 2.3714e-13 | 5spot_SharedNeighbor | Water | Porous | Wet | R600a | MinimizeLCOE_Brownfield | IgnoreSilica | 1.3639 | 0.30617 | 0.013119 | 4 | 321984.8704 | 753041.708 | 6564.0971 | 15351.7738 | 119.5711 | 0 | 68.8252 | 175608.7354 | 12267.3387 | 132457.4124 | 77785.2256 | 0 | 74495.1264 | 0 | 184319.397 | 479561.262 | 327310.4153 | 1463804.913 | 961560.8286 | 14470997.6721 | 14470997.6721 | 1478867.319 | 6670120.1387 | 0 | 16896363.4137 | 39516348.5435 | 237.1374 | 0.052476 | 321984.8704 | 753041.708 | 6564.0971 | 15351.7738
1 | 4200 | 707 | 0.035 | 15 | 15 | 7 | 3.1623e-13 | 5spot_SharedNeighbor | Water | Porous | Wet | R600a | MinimizeLCOE_Brownfield | IgnoreSilica | 1.7681 | 0.44327 | 0.024253 | 4 | 178647.3569 | 411810.9159 | 3641.968 | 8395.3225 | 126.9697 | 0 | 296.0135 | 236263.3007 | 17301.622 | 177174.2357 | 98098.4765 | 0 | 84165.3006 | 0 | 239071.1449 | 622014.0787 | 424537.3898 | 1898625.5488 | 961560.8286 | 14470997.6721 | 14470997.6721 | 1478867.319 | 6670120.1387 | 0 | 17331184.0495 | 39951169.1793 | 316.2278 | 0.097013 | 178647.3569 | 411810.9159 | 3641.968 | 8395.3225
1 | 4200 | 707 | 0.035 | 15 | 15 | 7 | 4.217e-13 | 5spot_SharedNeighbor | Water | Porous | Wet | R600a | MinimizeLCOE_Brownfield | IgnoreSilica | 2.3126 | 0.63497 | 0.040605 | 4 | 110172.7893 | 249441.5741 | 2246.0213 | 5085.2039 | 133.3671 | 0 | 395.002 | 313376.3651 | 23935.7285 | 235159.6625 | 125995.8024 | 0 | 96322.2728 | 0 | 309968.0342 | 806473.2419 | 550434.559 | 2461665.6664 | 961560.8286 | 14470997.6721 | 14470997.6721 | 1478867.319 | 6670120.1387 | 0 | 17894224.1671 | 40514209.2969 | 421.6965 | 0.16242 | 110172.7893 | 249441.5741 | 2246.0213 | 5085.2039
1 | 4200 | 707 | 0.035 | 15 | 15 | 7 | 5.6234e-13 | 5spot_SharedNeighbor | Water | Porous | Wet | R600a | MinimizeLCOE_Brownfield | IgnoreSilica | 3.0322 | 0.89388 | 0.063541 | 4 | 73171.4641 | 162168.7646 | 1491.6993 | 3306.0296 | 138.6357 | 0 | 520.5504 | 407970.8646 | 32292.1452 | 308062.4233 | 162739.931 | 0 | 110825.5683 | 0 | 398537.4637 | 1036912.7292 | 707714.2441 | 3165055.3696 | 961560.8286 | 14470997.6721 | 14470997.6721 | 1478867.319 | 6670120.1387 | 0 | 18597613.8702 | 41217599 | 562.3413 | 0.25416 | 73171.4641 | 162168.7646 | 1491.6993 | 3306.0296
1 | 4200 | 707 | 0.035 | 15 | 15 | 7 | 7.4989e-13 | 5spot_SharedNeighbor | Water | Porous | Wet | R600a | MinimizeLCOE_Brownfield | IgnoreSilica | 4.0117 | 1.2542 | 0.096201 | 4 | 50715.7575 | 109498.7243 | 1033.9093 | 2232.2796 | 142.9892 | 0 | 77.2597 | 527992.0583 | 43152.3521 | 402677.6087 | 214982.6429 | 0 | 129499.8547 | 0 | 514138.7615 | 1337683.5931 | 912996.539 | 4083123.4103 | 961560.8286 | 14470997.6721 | 14470997.6721 | 1478867.319 | 6670120.1387 | 0 | 19515681.911 | 42135667.0408 | 749.8942 | 0.38481 | 50715.7575 | 109498.7243 | 1033.9093 | 2232.2796
1 | 4200 | 707 | 0.035 | 15 | 15 | 7 | 1e-12 | 5spot_SharedNeighbor | Water | Porous | Wet | R600a | MinimizeLCOE_Brownfield | IgnoreSilica | 5.2958 | 1.7308 | 0.14033 | 4 | 36782.0741 | 77079.1623 | 749.8523 | 1571.363 | 146.3845 | 0 | 82.429 | 672426.4213 | 56401.399 | 519800.3846 | 283539.2858 | 0 | 151369.8167 | 0 | 656579.5499 | 1708285.3058 | 1165939.8229 | 5214341.9859 | 961560.8286 | 14470997.6721 | 14470997.6721 | 1478867.319 | 6670120.1387 | 0 | 20646900.4866 | 43266885.6164 | 1000 | 0.56133 | 36782.0741 | 77079.1623 | 749.8523 | 1571.363
1 | 4200 | 707 | 0.035 | 15 | 15 | 7 | 1.3335e-12 | 5spot_SharedNeighbor | Water | Porous | Wet | R600a | MinimizeLCOE_Brownfield | IgnoreSilica | 6.9937 | 2.365 | 0.19986 | 4 | 27596.1162 | 55890.4998 | 562.5842 | 1139.4034 | 148.98 | 0 | 84.1442 | 847926.1822 | 72671.4325 | 665958.866 | 376082.233 | 0 | 177707.7057 | 0 | 834735.1035 | 2171809.5117 | 1482304.618 | 6629195.6526 | 961560.8286 | 14470997.6721 | 14470997.6721 | 1478867.319 | 6670120.1387 | 0 | 22061754.1533 | 44681739.2831 | 1333.5214 | 0.79945 | 27596.1162 | 55890.4998 | 562.5842 | 1139.4034
1 | 4200 | 707 | 0.035 | 15 | 15 | 7 | 1.7783e-12 | 5spot_SharedNeighbor | Water | Porous | Wet | R600a | MinimizeLCOE_Brownfield | IgnoreSilica | 9.2595 | 3.2152 | 0.28026 | 4 | 21262.912 | 41440.7083 | 433.4732 | 844.8249 | 151.0919 | 0 | 76.0271 | 1062787.4687 | 92673.9185 | 850118.4296 | 497906.172 | 0 | 209846.1453 | 0 | 1058199.5323 | 2753218.1165 | 1879127.9375 | 8403877.7205 | 961560.8286 | 14470997.6721 | 14470997.6721 | 1478867.319 | 6670120.1387 | 0 | 23836436.2212 | 46456421.351 | 1778.2794 | 1.121 | 21262.912 | 41440.7083 | 433.4732 | 844.8249
1 | 4200 | 707 | 0.035 | 15 | 15 | 7 | 2.3714e-12 | 5spot_SharedNeighbor | Water | Porous | Wet | R600a | MinimizeLCOE_Brownfield | IgnoreSilica | 12.2795 | 4.3529 | 0.38887 | 4 | 16768.4661 | 31310.563 | 341.8479 | 638.3082 | 152.7298 | 0 | 97.4662 | 1326711.1782 | 117435.2733 | 1081850.5944 | 663497.444 | 0 | 249199.0643 | 0 | 1341090.4861 | 3489242.3495 | 2381479.6003 | 10650505.9901 | 961560.8286 | 14470997.6721 | 14470997.6721 | 1478867.319 | 6670120.1387 | 0 | 26083064.4908 | 48703049.6206 | 2371.3737 | 1.5555 | 16768.4661 | 31310.563 | 341.8479 | 638.3082
1 | 4200 | 707 | 0.035 | 15 | 15 | 7 | 3.1623e-12 | 5spot_SharedNeighbor | Water | Porous | Wet | R600a | MinimizeLCOE_Brownfield | IgnoreSilica | 16.2969 | 5.8641 | 0.53277 | 4 | 13553.753 | 24168.1559 | 276.3116 | 492.7005 | 153.9588 | 0 | 81.4373 | 1646501.1174 | 147232.7882 | 1371849.2699 | 880247.6702 | 0 | 297169.4464 | 0 | 1693770.1139 | 4406842.3965 | 3007760.4871 | 13451373.2897 | 961560.8286 | 14470997.6721 | 14470997.6721 | 1478867.319 | 6670120.1387 | 0 | 28883931.7904 | 51503916.9202 | 3162.2777 | 2.1311 | 13553.753 | 24168.1559 | 276.3116 | 492.7005
1 | 4200 | 707 | 0.035 | 15 | 15 | 7 | 4.217e-12 | 5spot_SharedNeighbor | Water | Porous | Wet | R600a | MinimizeLCOE_Brownfield | IgnoreSilica | 21.6365 | 7.8723 | 0.72448 | 4 | 11181.6479 | 18987.2022 | 227.953 | 387.0798 | 154.8962 | 0 | 80.9314 | 2036552.3791 | 183556.7467 | 1735010.9504 | 1168638.3857 | 0 | 355652.4482 | 0 | 2136970.2549 | 5559958.2505 | 3794785.7517 | 16971125.1671 | 961560.8286 | 14470997.6721 | 14470997.6721 | 1478867.319 | 6670120.1387 | 0 | 32403683.6678 | 55023668.7976 | 4216.965 | 2.8979 | 11181.6479 | 18987.2022 | 227.953 | 387.0798
1 | 4200 | 707 | 0.035 | 15 | 15 | 7 | 5.6234e-12 | 5spot_SharedNeighbor | Water | Porous | Wet | R600a | MinimizeLCOE_Brownfield | IgnoreSilica | 28.7018 | 10.6228 | 0.97897 | 4 | 9423.9723 | 15200.458 | 192.1204 | 309.8819 | 155.6077 | 0 | 75.473 | 2514102.7182 | 225753.2397 | 2205337.6252 | 1558523.4676 | 0 | 428399.0604 | 0 | 2703525.2833 | 7034018.2179 | 4800861.9684 | 21470521.5807 | 961560.8286 | 14470997.6721 | 14470997.6721 | 1478867.319 | 6670120.1387 | 0 | 36903080.0814 | 59523065.2112 | 5623.4133 | 3.9159 | 9423.9723 | 15200.458 | 192.1204 | 309.8819
1 | 4200 | 707 | 0.035 | 15 | 15 | 7 | 7.4989e-12 | 5spot_SharedNeighbor | Water | Porous | Wet | R600a | MinimizeLCOE_Brownfield | IgnoreSilica | 37.9754 | 14.2306 | 1.3127 | 4 | 8092.6869 | 12400.4825 | 164.9804 | 252.8006 | 156.1447 | 0 | 85.8458 | 3089416.7455 | 276439.7456 | 2786824.0048 | 2068948.1523 | 0 | 515683.4888 | 0 | 3407551.7334 | 8865750.6254 | 6051056.9748 | 27061671.4705 | 961560.8286 | 14470997.6721 | 14470997.6721 | 1478867.319 | 6670120.1387 | 0 | 42494229.9712 | 65114215.101 | 7498.9421 | 5.2509 | 8092.6869 | 12400.4825 | 164.9804 | 252.8006
1 | 4200 | 707 | 0.035 | 15 | 15 | 7 | 1e-11 | 5spot_SharedNeighbor | Water | Porous | Wet | R600a | MinimizeLCOE_Brownfield | IgnoreSilica | 50.0358 | 18.8719 | 1.7456 | 4 | 7067.8878 | 10307.5433 | 144.0885 | 210.1332 | 156.5366 | 0 | 107.7882 | 3775702.5926 | 337507.2058 | 3492523.7893 | 2725776.3247 | 0 | 619154.7479 | 0 | 4270759.2176 | 11111639.431 | 7583922.233 | 33916985.5419 | 961560.8286 | 14470997.6721 | 14470997.6721 | 1478867.319 | 6670120.1387 | 0 | 49349544.0426 | 71969529.1724 | 10000 | 6.9822 | 7067.8878 | 10307.5433 | 144.0885 | 210.1332
1 | 4200 | 707 | 0.035 | 15 | 15 | 7 | 1.3335e-11 | 5spot_SharedNeighbor | Water | Porous | Wet | R600a | MinimizeLCOE_Brownfield | IgnoreSilica | 65.4662 | 24.7803 | 2.2947 | 4 | 6283.6918 | 8748.0555 | 128.1016 | 178.3409 | 156.7531 | 0 | 121.5693 | 4581916.0501 | 408850.4817 | 4342565.1076 | 3564414.8748 | 0 | 741564.6457 | 0 | 5319331.3523 | 13839809.0339 | 9445954.0453 | 42244405.5914 | 961560.8286 | 14470997.6721 | 14470997.6721 | 1478867.319 | 6670120.1387 | 0 | 57676964.0921 | 80296949.2219 | 13335.2143 | 9.1788 | 6283.6918 | 8748.0555 | 128.1016 | 178.3409
1 | 4200 | 707 | 0.035 | 15 | 15 | 7 | 1.7783e-11 | 5spot_SharedNeighbor | Water | Porous | Wet | R600a | MinimizeLCOE_Brownfield | IgnoreSilica | 84.6185 | 31.9942 | 2.9596 | 4 | 5696.3127 | 7607.0662 | 116.127 | 155.0803 | 156.6858 | 0 | 106.5233 | 5492668.6608 | 488755.4964 | 5327536.2341 | 4597939.5341 | 0 | 882760.9032 | 0 | 6547967.7231 | 17036468.8428 | 11627740.0496 | 52001837.4441 | 961560.8286 | 14470997.6721 | 14470997.6721 | 1478867.319 | 6670120.1387 | 0 | 67434395.9448 | 90054381.0746 | 17782.7941 | 11.8383 | 5696.3127 | 7607.0662 | 116.127 | 155.0803
1 | 4200 | 707 | 0.035 | 15 | 15 | 7 | 2.3714e-11 | 5spot_SharedNeighbor | Water | Porous | Wet | R600a | MinimizeLCOE_Brownfield | IgnoreSilica | 99.0151 | 37.2779 | 3.5234 | 4 | 5261.3058 | 6866.3042 | 107.2588 | 139.9789 | 156.4273 | 0 | 124.4865 | 6120146.9791 | 543233.2028 | 6020887.0956 | 5366298.2389 | 0 | 907345.9387 | 0 | 7393585.4675 | 19236592.7535 | 13129369.8267 | 58717459.5029 | 961560.8286 | 14470997.6721 | 14470997.6721 | 1478867.319 | 6670120.1387 | 0 | 74150018.0036 | 96770003.1334 | 23713.7371 | 14.0935 | 5261.3058 | 6866.3042 | 107.2588 | 139.9789
1 | 4200 | 707 | 0.035 | 15 | 15 | 7 | 3.1623e-11 | 5spot_SharedNeighbor | Water | Porous | Wet | R600a | MinimizeLCOE_Brownfield | IgnoreSilica | 111.4575 | 41.7238 | 4.0404 | 4 | 4924.1448 | 6323.7418 | 100.3854 | 128.918 | 156.0826 | 0 | 181.5365 | 6626653.6555 | 586780.6238 | 6589395.3453 | 6023192.5877 | 0 | 886007.7483 | 0 | 8077691.6846 | 21016496.801 | 14344190.9125 | 64150409.3586 | 961560.8286 | 14470997.6721 | 14470997.6721 | 1478867.319 | 6670120.1387 | 0 | 79582967.8593 | 102202952.9891 | 31622.7766 | 16.1618 | 4924.1448 | 6323.7418 | 100.3854 | 128.918
1 | 4200 | 707 | 0.035 | 15 | 15 | 7 | 4.217e-11 | 5spot_SharedNeighbor | Water | Porous | Wet | R600a | MinimizeLCOE_Brownfield | IgnoreSilica | 123.6519 | 45.8231 | 4.5364 | 4 | 4659.3133 | 5905.8929 | 94.9864 | 120.3996 | 155.6572 | 0 | 180.1917 | 7088604.7511 | 627868.2778 | 7101644.2679 | 6639918.274 | 0 | 856463.4189 | 0 | 8702654.606 | 22642522.1248 | 15453986.6075 | 69113662.328 | 961560.8286 | 14470997.6721 | 14470997.6721 | 1478867.319 | 6670120.1387 | 0 | 84546220.8287 | 107166205.9585 | 42169.6503 | 18.1456 | 4659.3133 | 5905.8929 | 94.9864 | 120.3996
1 | 4200 | 707 | 0.035 | 15 | 15 | 7 | 5.6234e-11 | 5spot_SharedNeighbor | Water | Porous | Wet | R600a | MinimizeLCOE_Brownfield | IgnoreSilica | 133.3493 | 48.9165 | 4.9487 | 4 | 4454.898 | 5597.6196 | 90.8191 | 114.115 | 155.264 | 0 | 230.9825 | 7433273.9258 | 659132.4763 | 7481552.1849 | 7114095.0684 | 0 | 800953.4878 | 0 | 9160712.7858 | 23834295.5482 | 16267396.4575 | 72751411.9347 | 961560.8286 | 14470997.6721 | 14470997.6721 | 1478867.319 | 6670120.1387 | 0 | 88183970.4354 | 110803955.5652 | 56234.1325 | 19.7948 | 4454.898 | 5597.6196 | 90.8191 | 114.115
1 | 4200 | 707 | 0.035 | 15 | 15 | 7 | 7.4989e-11 | 5spot_SharedNeighbor | Water | Porous | Wet | R600a | MinimizeLCOE_Brownfield | IgnoreSilica | 139.9434 | 50.9815 | 5.2632 | 4 | 4297.5459 | 5371.9806 | 87.6113 | 109.5151 | 155 | 0 | 257.9046 | 7660364.4163 | 679794.2053 | 7732403.121 | 7433018.6529 | 0 | 723410.0168 | 0 | 9449306.2608 | 24585156.5713 | 16779874.5344 | 75043327.7788 | 961560.8286 | 14470997.6721 | 14470997.6721 | 1478867.319 | 6670120.1387 | 0 | 90475886.2795 | 113095871.4093 | 74989.4209 | 21.0529 | 4297.5459 | 5371.9806 | 87.6113 | 109.5151
1 | 4200 | 707 | 0.035 | 15 | 15 | 7 | 1e-10 | 5spot_SharedNeighbor | Water | Porous | Wet | R600a | MinimizeLCOE_Brownfield | IgnoreSilica | 145.9487 | 53.0115 | 5.5427 | 4 | 4179.4862 | 5199.7553 | 85.2045 | 106.004 | 154.7531 | 0 | 222.6198 | 7866079.136 | 695992.2144 | 7979308.78 | 7736229.4302 | 0 | 657119.7632 | 0 | 9724544.4364 | 25301269.8451 | 17268636.5584 | 77229180.1638 | 961560.8286 | 14470997.6721 | 14470997.6721 | 1478867.319 | 6670120.1387 | 0 | 92661738.6645 | 115281723.7943 | 100000 | 22.1706 | 4179.4862 | 5199.7553 | 85.2045 | 106.004
1 | 4200 | 707 | 0.035 | 15 | 15 | 7 | 1.3335e-10 | 5spot_SharedNeighbor | Water | Porous | Wet | R600a | MinimizeLCOE_Brownfield | IgnoreSilica | 151.2003 | 54.772 | 5.7803 | 4 | 4089.3059 | 5067.6259 | 83.366 | 103.3104 | 154.5279 | 0 | 254.6269 | 8041625.5232 | 709636.8236 | 8192063.5564 | 8000248.7209 | 0 | 600773.5047 | 0 | 9962295.7703 | 25919850.0464 | 17690830.2563 | 79117324.2019 | 961560.8286 | 14470997.6721 | 14470997.6721 | 1478867.319 | 6670120.1387 | 0 | 94549882.7026 | 117169867.8324 | 133352.1432 | 23.1213 | 4089.3059 | 5067.6259 | 83.366 | 103.3104
1 | 4200 | 707 | 0.035 | 15 | 15 | 7 | 1.7783e-10 | 5spot_SharedNeighbor | Water | Porous | Wet | R600a | MinimizeLCOE_Brownfield | IgnoreSilica | 155.3218 | 56.1439 | 5.9689 | 4 | 4020.598 | 4968.013 | 81.9653 | 101.2797 | 154.3453 | 0 | 275.7534 | 8176612.5374 | 720010.8222 | 8357022.0734 | 8206735.7092 | 0 | 550126.1367 | 0 | 10144097.8388 | 26392861.7359 | 18013670.4539 | 80561137.3075 | 961560.8286 | 14470997.6721 | 14470997.6721 | 1478867.319 | 6670120.1387 | 0 | 95993695.8082 | 118613680.938 | 177827.941 | 23.8755 | 4020.598 | 4968.013 | 81.9653 | 101.2797
1 | 4200 | 707 | 0.035 | 15 | 15 | 7 | 2.3714e-10 | 5spot_SharedNeighbor | Water | Porous | Wet | R600a | MinimizeLCOE_Brownfield | IgnoreSilica | 158.4501 | 57.1796 | 6.1146 | 4 | 3968.3685 | 4893.1979 | 80.9006 | 99.7545 | 154.2035 | 0 | 257.9324 | 8277497.5545 | 727696.6762 | 8481091.6335 | 8363069.9039 | 0 | 505598.0981 | 0 | 10278432.0078 | 26742371.688 | 18252218.1778 | 81627975.7397 | 961560.8286 | 14470997.6721 | 14470997.6721 | 1478867.319 | 6670120.1387 | 0 | 97060534.2404 | 119680519.3702 | 237137.3706 | 24.4585 | 3968.3685 | 4893.1979 | 80.9006 | 99.7545
1 | 4200 | 707 | 0.035 | 15 | 15 | 7 | 3.1623e-10 | 5spot_SharedNeighbor | Water | Porous | Wet | R600a | MinimizeLCOE_Brownfield | IgnoreSilica | 160.8083 | 57.9571 | 6.2262 | 4 | 3928.7581 | 4837.0096 | 80.093 | 98.609 | 154.0948 | 0 | 243.4711 | 8352641.8182 | 733381.3034 | 8573967.426 | 8480689.4346 | 0 | 467756.4805 | 0 | 10377290.2205 | 26999580.4788 | 18427768.4627 | 82413075.6247 | 961560.8286 | 14470997.6721 | 14470997.6721 | 1478867.319 | 6670120.1387 | 0 | 97845634.1254 | 120465619.2552 | 316227.766 | 24.905 | 3928.7581 | 4837.0096 | 80.093 | 98.609
1 | 4200 | 707 | 0.035 | 15 | 15 | 7 | 4.217e-10 | 5spot_SharedNeighbor | Water | Porous | Wet | R600a | MinimizeLCOE_Brownfield | IgnoreSilica | 162.5787 | 58.5389 | 6.3111 | 4 | 3898.7705 | 4794.8048 | 79.4817 | 97.7486 | 154.012 | 0 | 261.8207 | 8408548.7407 | 737587.7898 | 8643329.515 | 8568864.2139 | 0 | 436428.8324 | 0 | 10449956.0458 | 27188642.0505 | 18556806.8702 | 82990164.0583 | 961560.8286 | 14470997.6721 | 14470997.6721 | 1478867.319 | 6670120.1387 | 0 | 98422722.559 | 121042707.6888 | 421696.5034 | 25.2446 | 3898.7705 | 4794.8048 | 79.4817 | 97.7486
1 | 4200 | 707 | 0.035 | 15 | 15 | 7 | 5.6234e-10 | 5spot_SharedNeighbor | Water | Porous | Wet | R600a | MinimizeLCOE_Brownfield | IgnoreSilica | 164.2307 | 59.0772 | 6.3839 | 4 | 3876.0594 | 4761.8863 | 79.0187 | 97.0775 | 153.9341 | 0 | 277.8467 | 8460171.0693 | 741479.791 | 8707375.8924 | 8650318.0112 | 0 | 414345.2679 | 0 | 10519739.1124 | 27370203.2752 | 18680726.1368 | 83544358.5561 | 961560.8286 | 14470997.6721 | 14470997.6721 | 1478867.319 | 6670120.1387 | 0 | 98976917.0568 | 121596902.1866 | 562341.3252 | 25.5354 | 3876.0594 | 4761.8863 | 79.0187 | 97.0775
1 | 4200 | 707 | 0.035 | 15 | 15 | 7 | 7.4989e-10 | 5spot_SharedNeighbor | Water | Porous | Wet | R600a | MinimizeLCOE_Brownfield | IgnoreSilica | 165.2272 | 59.4008 | 6.4324 | 4 | 3858.913 | 4738.0573 | 78.6692 | 96.5917 | 153.8867 | 0 | 256.9547 | 8491094.0163 | 743804.8653 | 8745820.0167 | 8699306.6289 | 0 | 394132.3597 | 0 | 10558921.5759 | 27472148.0078 | 18750305.5115 | 83855532.982 | 961560.8286 | 14470997.6721 | 14470997.6721 | 1478867.319 | 6670120.1387 | 0 | 99288091.4827 | 121908076.6125 | 749894.2093 | 25.7295 | 3858.913 | 4738.0573 | 78.6692 | 96.5917
1 | 4200 | 707 | 0.035 | 15 | 15 | 7 | 1e-09 | 5spot_SharedNeighbor | Water | Porous | Wet | R600a | MinimizeLCOE_Brownfield | IgnoreSilica | 165.948 | 59.6344 | 6.4683 | 4 | 3845.9854 | 4720.2495 | 78.4056 | 96.2287 | 153.8521 | 0 | 279.7549 | 8513376.0316 | 745476.3606 | 8773565.781 | 8734717.0123 | 0 | 377973.5983 | 0 | 10586592.4256 | 27544141.8828 | 18799442.8106 | 84075285.9028 | 961560.8286 | 14470997.6721 | 14470997.6721 | 1478867.319 | 6670120.1387 | 0 | 99507844.4035 | 122127829.5332 | 1000000 | 25.8732 | 3845.9854 | 4720.2495 | 78.4056 | 96.2287
1 | 4200 | 707 | 0.035 | 15 | 15 | 7 | 1.3335e-09 | 5spot_SharedNeighbor | Water | Porous | Wet | R600a | MinimizeLCOE_Brownfield | IgnoreSilica | 166.4887 | 59.8095 | 6.4953 | 4 | 3836.2488 | 4706.8722 | 78.2071 | 95.956 | 153.8261 | 0 | 257.8964 | 8530041.1869 | 746724.443 | 8794341.2004 | 8761261.2541 | 0 | 365412.3707 | 0 | 10607134.3775 | 27597587.8277 | 18835920.7661 | 84238423.4264 | 961560.8286 | 14470997.6721 | 14470997.6721 | 1478867.319 | 6670120.1387 | 0 | 99670981.9271 | 122290967.0569 | 1333521.4322 | 25.9814 | 3836.2488 | 4706.8722 | 78.2071 | 95.956
1 | 4200 | 707 | 0.035 | 15 | 15 | 7 | 1.7783e-09 | 5spot_SharedNeighbor | Water | Porous | Wet | R600a | MinimizeLCOE_Brownfield | IgnoreSilica | 166.8714 | 59.9333 | 6.5151 | 4 | 3828.922 | 4696.9064 | 78.0578 | 95.7528 | 153.8077 | 0 | 244.6572 | 8541809.7442 | 747604.6138 | 8809025.7118 | 8780039.1682 | 0 | 355491.357 | 0 | 10621248.532 | 27634309.9627 | 18860984.3778 | 84350513.4674 | 961560.8286 | 14470997.6721 | 14470997.6721 | 1478867.319 | 6670120.1387 | 0 | 99783071.9681 | 122403057.0979 | 1778279.41 | 26.0604 | 3828.922 | 4696.9064 | 78.0578 | 95.7528
1 | 4200 | 707 | 0.035 | 15 | 15 | 7 | 2.3714e-09 | 5spot_SharedNeighbor | Water | Porous | Wet | R600a | MinimizeLCOE_Brownfield | IgnoreSilica | 167.166 | 60.0286 | 6.5301 | 4 | 3823.4126 | 4689.3965 | 77.9454 | 95.5997 | 153.7934 | 0 | 260.3797 | 8550859.37 | 748280.8744 | 8820324.2485 | 8794495.7763 | 0 | 347972.8069 | 0 | 10632153.8997 | 27662683.4924 | 18880349.8949 | 84437120.3631 | 961560.8286 | 14470997.6721 | 14470997.6721 | 1478867.319 | 6670120.1387 | 0 | 99869678.8638 | 122489663.9936 | 2371373.7057 | 26.1206 | 3823.4126 | 4689.3965 | 77.9454 | 95.5997
1 | 4200 | 707 | 0.035 | 15 | 15 | 7 | 3.1623e-09 | 5spot_SharedNeighbor | Water | Porous | Wet | R600a | MinimizeLCOE_Brownfield | IgnoreSilica | 167.3855 | 60.0996 | 6.5414 | 4 | 3819.2723 | 4683.7644 | 77.861 | 95.4849 | 153.7828 | 0 | 237.9767 | 8557591.9758 | 748783.6372 | 8828733.9951 | 8805261.0955 | 0 | 342226.5929 | 0 | 10640212.9457 | 27683651.4769 | 18894660.9751 | 84501122.6944 | 961560.8286 | 14470997.6721 | 14470997.6721 | 1478867.319 | 6670120.1387 | 0 | 99933681.1951 | 122553666.3248 | 3162277.6602 | 26.1656 | 3819.2723 | 4683.7644 | 77.861 | 95.4849
1 | 4200 | 707 | 0.035 | 15 | 15 | 7 | 4.217e-09 | 5spot_SharedNeighbor | Water | Porous | Wet | R600a | MinimizeLCOE_Brownfield | IgnoreSilica | 167.5487 | 60.1523 | 6.5498 | 4 | 3816.1624 | 4679.5426 | 77.7976 | 95.3988 | 153.7749 | 0 | 252.2919 | 8562592.7152 | 749156.8733 | 8834982.7151 | 8813262.837 | 0 | 337848.9704 | 0 | 10646159.2033 | 27699122.4195 | 18905220.2114 | 84548345.9453 | 961560.8286 | 14470997.6721 | 14470997.6721 | 1478867.319 | 6670120.1387 | 0 | 99980904.446 | 122600889.5758 | 4216965.0343 | 26.1993 | 3816.1624 | 4679.5426 | 77.7976 | 95.3988
1 | 4200 | 707 | 0.035 | 15 | 15 | 7 | 5.6234e-09 | 5spot_SharedNeighbor | Water | Porous | Wet | R600a | MinimizeLCOE_Brownfield | IgnoreSilica | 167.6607 | 60.1885 | 6.5559 | 4 | 3813.8273 | 4676.4107 | 77.75 | 95.335 | 153.7694 | 0 | 250.8172 | 8566024.0183 | 749412.8167 | 8839271.9138 | 8818756.9116 | 0 | 334428.137 | 0 | 10650078.581 | 27709319.8363 | 18912180.1578 | 84579472.3725 | 961560.8286 | 14470997.6721 | 14470997.6721 | 1478867.319 | 6670120.1387 | 0 | 100012030.8732 | 122632016.003 | 5623413.2519 | 26.2235 | 3813.8273 | 4676.4107 | 77.75 | 95.335
1 | 4200 | 707 | 0.035 | 15 | 15 | 7 | 7.4989e-09 | 5spot_SharedNeighbor | Water | Porous | Wet | R600a | MinimizeLCOE_Brownfield | IgnoreSilica | 167.7534 | 60.2184 | 6.5607 | 4 | 3812.0746 | 4674.031 | 77.7143 | 95.2864 | 153.7649 | 0 | 247.8811 | 8568859.2917 | 749624.3006 | 8842816.2766 | 8823297.5306 | 0 | 331934.0872 | 0 | 10653447.2798 | 27718084.4994 | 18918162.2205 | 84606225.4863 | 961560.8286 | 14470997.6721 | 14470997.6721 | 1478867.319 | 6670120.1387 | 0 | 100038783.987 | 122658769.1168 | 7498942.0933 | 26.2426 | 3812.0746 | 4674.031 | 77.7143 | 95.2864
1 | 4200 | 707 | 0.035 | 15 | 15 | 7 | 1e-08 | 5spot_SharedNeighbor | Water | Porous | Wet | R600a | MinimizeLCOE_Brownfield | IgnoreSilica | 167.8071 | 60.2357 | 6.5638 | 4 | 3810.7593 | 4672.3007 | 77.6875 | 95.2512 | 153.7623 | 0 | 236.5072 | 8570501.8935 | 749746.7046 | 8844870.7193 | 8825930.1412 | 0 | 329889.9087 | 0 | 10655166.3533 | 27722557.1761 | 18921214.9142 | 84619877.8109 | 961560.8286 | 14470997.6721 | 14470997.6721 | 1478867.319 | 6670120.1387 | 0 | 100052436.3116 | 122672421.4414 | 10000000 | 26.2552 | 3810.7593 | 4672.3007 | 77.6875 | 95.2512
1 | 4300 | 707 | 0.035 | 15 | 15 | 7 | 1e-13 | 5spot_SharedNeighbor | Water | Porous | Wet | R600a | MinimizeLCOE_Brownfield | IgnoreSilica | 0 | 0 | 0 | 4 | [6 empty] | 22.3918 | [19 empty] | 100 | 0
1 | 4300 | 707 | 0.035 | 15 | 15 | 7 | 1.3335e-13 | 5spot_SharedNeighbor | Water | Porous | Wet | R600a | MinimizeLCOE_Brownfield | IgnoreSilica | 0.81347 | 0.13783 | 0.0017712 | 4 | 2363101.8822 | 5645196.9345 | 48175.0282 | 115084.9752 | 102.4035 | 0 | 43.8679 | 91016.7783 | 5719.0874 | 70808.9504 | 51933.0261 | 0 | 57348.8069 | 0 | 107962.3931 | 280896.0008 | 191717.2924 | 857402.3354 | 961560.8286 | 14923245.9986 | 14923245.9986 | 1478867.319 | 6851019.4693 | 0 | 16742209.1626 | 39995341.9495 | 133.3521 | 0.0070848 | 2363101.8822 | 5645196.9345 | 48175.0282 | 115084.9752
1 | 4300 | 707 | 0.035 | 15 | 15 | 7 | 1.7783e-13 | 5spot_SharedNeighbor | Water | Porous | Wet | R600a | MinimizeLCOE_Brownfield | IgnoreSilica | 1.0692 | 0.21638 | 0.0069306 | 4 | 614600.539 | 1453382.194 | 12529.4633 | 29629.1619 | 112.9543 | 0 | 52.6982 | 132928.5067 | 8908.8402 | 100810.5444 | 63989.5042 | 0 | 65777.2935 | 0 | 145241.7287 | 377889.185 | 257917.1336 | 1153462.7364 | 961560.8286 | 14923245.9986 | 14923245.9986 | 1478867.319 | 6851019.4693 | 0 | 17038269.5636 | 40291402.3505 | 177.8279 | 0.027723 | 614600.539 | 1453382.194 | 12529.4633 | 29629.1619
1 | 4300 | 707 | 0.035 | 15 | 15 | 7 | 2.3714e-13 | 5spot_SharedNeighbor | Water | Porous | Wet | R600a | MinimizeLCOE_Brownfield | IgnoreSilica | 1.3982 | 0.32604 | 0.015296 | 4 | 284606.0716 | 664655.7409 | 5802.0797 | 13549.9063 | 122.0753 | 0 | 54.9698 | 185989.0776 | 13194.1229 | 139045.8897 | 80291.8713 | 0 | 75032.8196 | 0 | 192485.9746 | 500809.0217 | 341812.4479 | 1528661.2254 | 961560.8286 | 14923245.9986 | 14923245.9986 | 1478867.319 | 6851019.4693 | 0 | 17413468.0526 | 40666600.8395 | 237.1374 | 0.061184 | 284606.0716 | 664655.7409 | 5802.0797 | 13549.9063
1 | 4300 | 707 | 0.035 | 15 | 15 | 7 | 3.1623e-13 | 5spot_SharedNeighbor | Water | Porous | Wet | R600a | MinimizeLCOE_Brownfield | IgnoreSilica | 1.807 | 0.47021 | 0.027572 | 4 | 161979.5854 | 372817.2147 | 3302.1729 | 7600.3832 | 129.5535 | 0 | 310.5018 | 249466.416 | 18571.1559 | 185407.8622 | 101344.4321 | 0 | 84423.8233 | 0 | 249293.3389 | 648610.1307 | 442689.7418 | 1979806.9009 | 961560.8286 | 14923245.9986 | 14923245.9986 | 1478867.319 | 6851019.4693 | 0 | 17864613.7281 | 41117746.515 | 316.2278 | 0.11029 | 161979.5854 | 372817.2147 | 3302.1729 | 7600.3832
1 | 4300 | 707 | 0.035 | 15 | 15 | 7 | 4.217e-13 | 5spot_SharedNeighbor | Water | Porous | Wet | R600a | MinimizeLCOE_Brownfield | IgnoreSilica | 2.371 | 0.67694 | 0.045887 | 4 | 100606.1994 | 227293.5874 | 2050.9935 | 4633.6872 | 136.1717 | 0 | 412.797 | 332298.6325 | 25865.9385 | 247032.1819 | 131178.3051 | 0 | 97006.2338 | 0 | 325018.7038 | 845631.9969 | 577161.2139 | 2581193.2066 | 961560.8286 | 14923245.9986 | 14923245.9986 | 1478867.319 | 6851019.4693 | 0 | 18466000.0338 | 41719132.8207 | 421.6965 | 0.18355 | 100606.1994 | 227293.5874 | 2050.9935 | 4633.6872
1 | 4300 | 707 | 0.035 | 15 | 15 | 7 | 5.6234e-13 | 5spot_SharedNeighbor | Water | Porous | Wet | R600a | MinimizeLCOE_Brownfield | IgnoreSilica | 3.11 | 0.95361 | 0.071388 | 4 | 67269.9486 | 148701.8534 | 1371.3889 | 3031.4884 | 141.5583 | 0 | 555.6333 | 432953.9213 | 34990.1503 | 323759.409 | 169942.1099 | 0 | 111671.581 | 0 | 418593.6969 | 1089094.9339 | 743329.6711 | 3324335.4734 | 961560.8286 | 14923245.9986 | 14923245.9986 | 1478867.319 | 6851019.4693 | 0 | 19209142.3006 | 42462275.0875 | 562.3413 | 0.28555 | 67269.9486 | 148701.8534 | 1371.3889 | 3031.4884
1 | 4300 | 707 | 0.035 | 15 | 15 | 7 | 7.4989e-13 | 5spot_SharedNeighbor | Water | Porous | Wet | R600a | MinimizeLCOE_Brownfield | IgnoreSilica | 4.1043 | 1.334 | 0.10735 | 4 | 46962.6979 | 101113.7562 | 957.3981 | 2061.3407 | 145.9652 | 0 | 78.4039 | 559199.5266 | 46732.2108 | 422182.5699 | 224201.3848 | 0 | 130055.883 | 0 | 539124.9143 | 1402692.4372 | 957366.4108 | 4281555.3374 | 961560.8286 | 14923245.9986 | 14923245.9986 | 1478867.319 | 6851019.4693 | 0 | 20166362.1646 | 43419494.9515 | 749.8942 | 0.42941 | 46962.6979 | 101113.7562 | 957.3981 | 2061.3407
1 | 4300 | 707 | 0.035 | 15 | 15 | 7 | 1e-12 | 5spot_SharedNeighbor | Water | Porous | Wet | R600a | MinimizeLCOE_Brownfield | IgnoreSilica | 5.4079 | 1.8389 | 0.15636 | 4 | 34148.2387 | 71326.0428 | 696.158 | 1454.0779 | 149.4142 | 0 | 86.7262 | 712439.6284 | 61302.2421 | 544371.4229 | 297416.9622 | 0 | 151668.2323 | 0 | 689207.4103 | 1793176.3057 | 1223879.6747 | 5473461.8787 | 961560.8286 | 14923245.9986 | 14923245.9986 | 1478867.319 | 6851019.4693 | 0 | 21358268.7059 | 44611401.4928 | 1000 | 0.62546 | 34148.2387 | 71326.0428 | 696.158 | 1454.0779
1 | 4300 | 707 | 0.035 | 15 | 15 | 7 | 1.3335e-12 | 5spot_SharedNeighbor | Water | Porous | Wet | R600a | MinimizeLCOE_Brownfield | IgnoreSilica | 7.14 | 2.5108 | 0.22224 | 4 | 25699.444 | 51857.6263 | 523.9179 | 1057.1879 | 152.0593 | 0 | 75.21 | 898547.8425 | 79200.2316 | 696931.9652 | 394662.7404 | 0 | 177981.669 | 0 | 876456.535 | 2280360.1182 | 1556392.6374 | 6960533.7393 | 961560.8286 | 14923245.9986 | 14923245.9986 | 1478867.319 | 6851019.4693 | 0 | 22845340.5666 | 46098473.3535 | 1333.5214 | 0.88894 | 25699.444 | 51857.6263 | 523.9179 | 1057.1879
1 | 4300 | 707 | 0.035 | 15 | 15 | 7 | 1.7783e-12 | 5spot_SharedNeighbor | Water | Porous | Wet | R600a | MinimizeLCOE_Brownfield | IgnoreSilica | 9.4615 | 3.417 | 0.31165 | 4 | 19828.4573 | 38481.6284 | 404.2299 | 784.5 | 154.2691 | 0 | 95.4153 | 1127739.2679 | 101360.7614 | 890329.6658 | 522256.4036 | 0 | 210338.4331 | 0 | 1112289.5674 | 2893949.2924 | 1975179.8568 | 8833443.2484 | 961560.8286 | 14923245.9986 | 14923245.9986 | 1478867.319 | 6851019.4693 | 0 | 24718250.0756 | 47971382.8626 | 1778.2794 | 1.2466 | 19828.4573 | 38481.6284 | 404.2299 | 784.5
1 | 4300 | 707 | 0.035 | 15 | 15 | 7 | 2.3714e-12 | 5spot_SharedNeighbor | Water | Porous | Wet | R600a | MinimizeLCOE_Brownfield | IgnoreSilica | 12.5574 | 4.6849 | 0.43164 | 4 | 15717.713 | 29185.6102 | 320.4268 | 594.9881 | 155.9201 | 0 | 92.7054 | 1410172.1741 | 126989.2037 | 1145761.5939 | 698738.2719 | 0 | 251482.6183 | 0 | 1416926.1061 | 3686551.0767 | 2516146.8609 | 11252767.9056 | 961560.8286 | 14923245.9986 | 14923245.9986 | 1478867.319 | 6851019.4693 | 0 | 27137574.7328 | 50390707.5197 | 2371.3737 | 1.7266 | 15717.713 | 29185.6102 | 320.4268 | 594.9881
1 | 4300 | 707 | 0.035 | 15 | 15 | 7 | 3.1623e-12 | 5spot_SharedNeighbor | Water | Porous | Wet | R600a | MinimizeLCOE_Brownfield | IgnoreSilica | 16.6453 | 6.346 | 0.58953 | 4 | 12770.2968 | 22631.2002 | 260.3398 | 461.3676 | 157.1721 | 0 | 86.0668 | 1748986.1954 | 157757.0291 | 1460280.2415 | 926612.3673 | 0 | 300436.4323 | 0 | 1791688.1836 | 4661605.1278 | 3181641.2861 | 14229006.863 | 961560.8286 | 14923245.9986 | 14923245.9986 | 1478867.319 | 6851019.4693 | 0 | 30113813.6903 | 53366946.4772 | 3162.2777 | 2.3581 | 12770.2968 | 22631.2002 | 260.3398 | 461.3676
1 | 4300 | 707 | 0.035 | 15 | 15 | 7 | 4.217e-12 | 5spot_SharedNeighbor | Water | Porous | Wet | R600a | MinimizeLCOE_Brownfield | IgnoreSilica | 22.0775 | 8.5625 | 0.79848 | 4 | 10596.0083 | 17876.412 | 216.014 | 364.4348 | 158.1289 | 0 | 83.1922 | 2160576.3072 | 194561.6953 | 1855729.3432 | 1226905.185 | 0 | 360315.7058 | 0 | 2261254.4122 | 5883320.1335 | 4015486.8813 | 17958149.6634 | 961560.8286 | 14923245.9986 | 14923245.9986 | 1478867.319 | 6851019.4693 | 0 | 33842956.4907 | 57096089.2776 | 4216.965 | 3.1939 | 10596.0083 | 17876.412 | 216.014 | 364.4348
1 | 4300 | 707 | 0.035 | 15 | 15 | 7 | 5.6234e-12 | 5spot_SharedNeighbor | Water | Porous | Wet | R600a | MinimizeLCOE_Brownfield | IgnoreSilica | 29.2789 | 11.5019 | 1.0754 | 4 | 8955.7083 | 14361.6115 | 182.5742 | 292.7809 | 158.8572 | 0 | 90.1789 | 2661487.7858 | 239208.1332 | 2349904.3102 | 1625022.4747 | 0 | 433296.5812 | 0 | 2850478.5212 | 7416360.3985 | 5061818.363 | 22637576.5677 | 961560.8286 | 14923245.9986 | 14923245.9986 | 1478867.319 | 6851019.4693 | 0 | 38522383.3949 | 61775516.1818 | 5623.4133 | 4.3014 | 8955.7083 | 14361.6115 | 182.5742 | 292.7809
1 | 4300 | 707 | 0.035 | 15 | 15 | 7 | 7.4989e-12 | 5spot_SharedNeighbor | Water | Porous | Wet | R600a | MinimizeLCOE_Brownfield | IgnoreSilica | 38.7259 | 15.3585 | 1.4387 | 4 | 7705.4404 | 11746.15 | 157.0858 | 239.4612 | 159.4067 | 0 | 88.6371 | 3265675.1124 | 292873.2293 | 2961498.9859 | 2147126.8457 | 0 | 520903.9369 | 0 | 3583350.463 | 9323142.8584 | 6363236.5723 | 28457808.0039 | 961560.8286 | 14923245.9986 | 14923245.9986 | 1478867.319 | 6851019.4693 | 0 | 44342614.8311 | 67595747.618 | 7498.9421 | 5.7547 | 7705.4404 | 11746.15 | 157.0858 | 239.4612
1 | 4300 | 707 | 0.035 | 15 | 15 | 7 | 1e-11 | 5spot_SharedNeighbor | Water | Porous | Wet | R600a | MinimizeLCOE_Brownfield | IgnoreSilica | 51.0032 | 20.3662 | 1.9102 | 4 | 6743.891 | 9787.2212 | 137.4833 | 199.5257 | 159.8051 | 0 | 110.6823 | 3988473.8797 | 356839.9619 | 3711604.1786 | 2825506.5785 | 0 | 625561.4858 | 0 | 4488114.573 | 11677153.48 | 7969897.1916 | 35643151.3291 | 961560.8286 | 14923245.9986 | 14923245.9986 | 1478867.319 | 6851019.4693 | 0 | 51527958.1563 | 74781090.9432 | 10000 | 7.6407 | 6743.891 | 9787.2212 | 137.4833 | 199.5257
1 | 4300 | 707 | 0.035 | 15 | 15 | 7 | 1.3335e-11 | 5spot_SharedNeighbor | Water | Porous | Wet | R600a | MinimizeLCOE_Brownfield | IgnoreSilica | 66.6648 | 26.715 | 2.5068 | 4 | 6006.3445 | 8325.3929 | 122.4475 | 169.7244 | 160.0137 | 0 | 108.7566 | 4835109.4544 | 431484.2776 | 4611451.4959 | 3689412.229 | 0 | 748741.9285 | 0 | 5583317.7603 | 14526647.5164 | 9914735.4227 | 44340900.0849 | 961560.8286 | 14923245.9986 | 14923245.9986 | 1478867.319 | 6851019.4693 | 0 | 60225706.9121 | 83478839.699 | 13335.2143 | 10.027 | 6006.3445 | 8325.3929 | 122.4475 | 169.7244
1 | 4300 | 707 | 0.035 | 15 | 15 | 7 | 1.7783e-11 | 5spot_SharedNeighbor | Water | Porous | Wet | R600a | MinimizeLCOE_Brownfield | IgnoreSilica | 86.0385 | 34.421 | 3.2273 | 4 | 5451.8745 | 7253.1624 | 111.1438 | 147.8655 | 159.9153 | 0 | 115.6504 | 5788732.2567 | 515243.9359 | 5647970.2879 | 4752387.1509 | 0 | 890084.3395 | 0 | 6861823.0087 | 17853055.9152 | 12185077.5057 | 54494374.4006 | 961560.8286 | 14923245.9986 | 14923245.9986 | 1478867.319 | 6851019.4693 | 0 | 70379181.2278 | 93632314.0147 | 17782.7941 | 12.9092 | 5451.8745 | 7253.1624 | 111.1438 | 147.8655
1 | 4300 | 707 | 0.035 | 15 | 15 | 7 | 2.3714e-11 | 5spot_SharedNeighbor | Water | Porous | Wet | R600a | MinimizeLCOE_Brownfield | IgnoreSilica | 102.6427 | 40.82 | 3.8862 | 4 | 5044.5183 | 6540.3801 | 102.8393 | 133.3345 | 159.5673 | 0 | 136.0816 | 6534737.3084 | 580560.254 | 6473389.3685 | 5655489.8047 | 0 | 945354.8481 | 0 | 7873917.3177 | 20486317.698 | 13982332.7806 | 62532099.3801 | 961560.8286 | 14923245.9986 | 14923245.9986 | 1478867.319 | 6851019.4693 | 0 | 78416906.2073 | 101670038.9942 | 23713.7371 | 15.545 | 5044.5183 | 6540.3801 | 102.8393 | 133.3345
1 | 4300 | 707 | 0.035 | 15 | 15 | 7 | 3.1623e-11 | 5spot_SharedNeighbor | Water | Porous | Wet | R600a | MinimizeLCOE_Brownfield | IgnoreSilica | 114.6512 | 45.2982 | 4.4259 | 4 | 4730.6767 | 6044.1371 | 96.4412 | 123.2179 | 159.187 | 0 | 165.4765 | 7037013.225 | 624443.3889 | 7035554.4204 | 6303077.0584 | 0 | 911505.8166 | 0 | 8545521.6246 | 22233694.3398 | 15174953.2436 | 67865763.1173 | 961560.8286 | 14923245.9986 | 14923245.9986 | 1478867.319 | 6851019.4693 | 0 | 83750569.9445 | 107003702.7315 | 31622.7766 | 17.7037 | 4730.6767 | 6044.1371 | 96.4412 | 123.2179
1 | 4300 | 707 | 0.035 | 15 | 15 | 7 | 4.217e-11 | 5spot_SharedNeighbor | Water | Porous | Wet | R600a | MinimizeLCOE_Brownfield | IgnoreSilica | 125.3808 | 49.1788 | 4.9172 | 4 | 4488.0413 | 5670.2768 | 91.4948 | 115.5963 | 158.7692 | 0 | 225.9008 | 7460929.1956 | 661425.4143 | 7513734.0529 | 6876755.9132 | 0 | 859315.1042 | 0 | 9115142.2753 | 23715730.4275 | 16186473.3263 | 72389505.7092 | 961560.8286 | 14923245.9986 | 14923245.9986 | 1478867.319 | 6851019.4693 | 0 | 88274312.5364 | 111527445.3233 | 42169.6503 | 19.6688 | 4488.0413 | 5670.2768 | 91.4948 | 115.5963
1 | 4300 | 707 | 0.035 | 15 | 15 | 7 | 5.6234e-11 | 5spot_SharedNeighbor | Water | Porous | Wet | R600a | MinimizeLCOE_Brownfield | IgnoreSilica | 136.7233 | 53.1608 | 5.4027 | 4 | 4301.0721 | 5377.0592 | 87.6832 | 109.6186 | 158.2719 | 0 | 251.7205 | 7886168.3771 | 698474.7702 | 7996631.2754 | 7478262.5459 | 0 | 822368.3098 | 0 | 9703943.0586 | 25247669.286 | 17232053.0754 | 77065570.6983 | 961560.8286 | 14923245.9986 | 14923245.9986 | 1478867.319 | 6851019.4693 | 0 | 92950377.5256 | 116203510.3125 | 56234.1325 | 21.611 | 4301.0721 | 5377.0592 | 87.6832 | 109.6186
1 | 4300 | 707 | 0.035 | 15 | 15 | 7 | 7.4989e-11 | 5spot_SharedNeighbor | Water | Porous | Wet | R600a | MinimizeLCOE_Brownfield | IgnoreSilica | 145.0667 | 56.054 | 5.7894 | 4 | 4155.0784 | 5159.2084 | 84.7069 | 105.1774 | 157.9197 | 0 | 222.8658 | 8189468.4208 | 724871.7685 | 8342938.2268 | 7919431.7534 | 0 | 761235.822 | 0 | 10115798.9367 | 26319233.7976 | 17963417.873 | 80336396.5989 | 961560.8286 | 14923245.9986 | 14923245.9986 | 1478867.319 | 6851019.4693 | 0 | 96221203.4261 | 119474336.213 | 74989.4209 | 23.1575 | 4155.0784 | 5159.2084 | 84.7069 | 105.1774
1 | 4300 | 707 | 0.035 | 15 | 15 | 7 | 1e-10 | 5spot_SharedNeighbor | Water | Porous | Wet | R600a | MinimizeLCOE_Brownfield | IgnoreSilica | 151.805 | 58.344 | 6.1067 | 4 | 4043.3429 | 4995.2992 | 82.429 | 101.8359 | 157.6198 | 0 | 259.9177 | 8426395.6215 | 745476.2857 | 8614510.8957 | 8273599.0381 | 0 | 699417.1616 | 0 | 10436165.611 | 27152762.168 | 18532318.1131 | 82880644.8949 | 961560.8286 | 14923245.9986 | 14923245.9986 | 1478867.319 | 6851019.4693 | 0 | 98765451.7221 | 122018584.509 | 100000 | 24.4267 | 4043.3429 | 4995.2992 | 82.429 | 101.8359
1 | 4300 | 707 | 0.035 | 15 | 15 | 7 | 1.3335e-10 | 5spot_SharedNeighbor | Water | Porous | Wet | R600a | MinimizeLCOE_Brownfield | IgnoreSilica | 157.1077 | 60.1168 | 6.3605 | 4 | 3958.1377 | 4872.11 | 80.692 | 99.3246 | 157.3748 | 0 | 261.0284 | 8608009.495 | 761261.2309 | 8823288.6588 | 8551279.4667 | 0 | 640897.2015 | 0 | 10680047.0607 | 27787291.673 | 18965397.5385 | 84817472.3251 | 961560.8286 | 14923245.9986 | 14923245.9986 | 1478867.319 | 6851019.4693 | 0 | 100702279.1523 | 123955411.9393 | 133352.1432 | 25.4418 | 3958.1377 | 4872.11 | 80.692 | 99.3246
1 | 4300 | 707 | 0.035 | 15 | 15 | 7 | 1.7783e-10 | 5spot_SharedNeighbor | Water | Porous | Wet | R600a | MinimizeLCOE_Brownfield | IgnoreSilica | 161.1102 | 61.4365 | 6.5569 | 4 | 3893.3742 | 4779.9656 | 79.3717 | 97.4461 | 157.1839 | 0 | 250.5876 | 8742221.3027 | 772921.181 | 8977906.0102 | 8760241.1581 | 0 | 587155.3393 | 0 | 10857773.5466 | 28249699.5327 | 19281000.4043 | 86228918.4749 | 961560.8286 | 14923245.9986 | 14923245.9986 | 1478867.319 | 6851019.4693 | 0 | 102113725.3021 | 125366858.089 | 177827.941 | 26.2276 | 3893.3742 | 4779.9656 | 79.3717 | 97.4461
1 | 4300 | 707 | 0.035 | 15 | 15 | 7 | 2.3714e-10 | 5spot_SharedNeighbor | Water | Porous | Wet | R600a | MinimizeLCOE_Brownfield | IgnoreSilica | 164.2501 | 62.4608 | 6.7112 | 4 | 3844.2275 | 4710.4283 | 78.3698 | 96.0285 | 157.0308 | 0 | 296.8837 | 8845828.6429 | 781919.4012 | 9097455.6315 | 8923796.3741 | 0 | 541576.7707 | 0 | 10994324.96 | 28604978.2997 | 19523485.463 | 87313365.543 | 961560.8286 | 14923245.9986 | 14923245.9986 | 1478867.319 | 6851019.4693 | 0 | 103198172.3703 | 126451305.1572 | 237137.3706 | 26.845 | 3844.2275 | 4710.4283 | 78.3698 | 96.0285
1 | 4300 | 707 | 0.035 | 15 | 15 | 7 | 3.1623e-10 | 5spot_SharedNeighbor | Water | Porous | Wet | R600a | MinimizeLCOE_Brownfield | IgnoreSilica | 165.483 | 62.8626 | 6.7976 | 4 | 3807.1273 | 4662.3208 | 77.6134 | 95.0477 | 156.9693 | 0 | 285.3035 | 8885859.3862 | 785314.0195 | 9144316.1028 | 8987230.2941 | 0 | 491010.9862 | 0 | 11034555.0076 | 28709648.6313 | 19594925.1152 | 87632859.5428 | 961560.8286 | 14923245.9986 | 14923245.9986 | 1478867.319 | 6851019.4693 | 0 | 103517666.3701 | 126770799.157 | 316227.766 | 27.1905 | 3807.1273 | 4662.3208 | 77.6134 | 95.0477
1 | 4300 | 707 | 0.035 | 15 | 15 | 7 | 4.217e-10 | 5spot_SharedNeighbor | Water | Porous | Wet | R600a | MinimizeLCOE_Brownfield | IgnoreSilica | 167.2346 | 63.4367 | 6.8859 | 4 | 3779.1571 | 4623.3907 | 77.0432 | 94.2541 | 156.8821 | 0 | 278.1859 | 8942236.4838 | 789976.2065 | 9211264.8779 | 9076364.2578 | 0 | 459047.3199 | 0 | 11106766.7669 | 28897528.8164 | 19723157.202 | 88206341.9312 | 961560.8286 | 14923245.9986 | 14923245.9986 | 1478867.319 | 6851019.4693 | 0 | 104091148.7584 | 127344281.5453 | 421696.5034 | 27.5435 | 3779.1571 | 4623.3907 | 77.0432 | 94.2541
1 | 4300 | 707 | 0.035 | 15 | 15 | 7 | 5.6234e-10 | 5spot_SharedNeighbor | Water | Porous | Wet | R600a | MinimizeLCOE_Brownfield | IgnoreSilica | 168.5233 | 63.8573 | 6.952 | 4 | 3758.0256 | 4594.2294 | 76.6124 | 93.6596 | 156.8174 | 0 | 278.0023 | 8983428.4581 | 793377.7847 | 9260248.7115 | 9141854.1556 | 0 | 432977.6284 | 0 | 11158635.8279 | 29032481.4733 | 19815265.1633 | 88618269.2028 | 961560.8286 | 14923245.9986 | 14923245.9986 | 1478867.319 | 6851019.4693 | 0 | 104503076.03 | 127756208.8169 | 562341.3252 | 27.808 | 3758.0256 | 4594.2294 | 76.6124 | 93.6596
1 | 4300 | 707 | 0.035 | 15 | 15 | 7 | 7.4989e-10 | 5spot_SharedNeighbor | Water | Porous | Wet | R600a | MinimizeLCOE_Brownfield | IgnoreSilica | 169.4823 | 64.1693 | 7.0017 | 4 | 3742.0813 | 4572.3451 | 76.2874 | 93.2134 | 156.769 | 0 | 341.3868 | 9013923.1047 | 795893.3292 | 9296548.7013 | 9190537.0553 | 0 | 412199.6685 | 0 | 11196549.725 | 29131125.6563 | 19882591.8452 | 88919369.0854 | 961560.8286 | 14923245.9986 | 14923245.9986 | 1478867.319 | 6851019.4693 | 0 | 104804175.9126 | 128057308.6995 | 749894.2093 | 28.0069 | 3742.0813 | 4572.3451 | 76.2874 | 93.2134
1 | 4300 | 707 | 0.035 | 15 | 15 | 7 | 1e-09 | 5spot_SharedNeighbor | Water | Porous | Wet | R600a | MinimizeLCOE_Brownfield | IgnoreSilica | 170.1692 | 64.3923 | 7.0383 | 4 | 3730.0645 | 4556.0098 | 76.0424 | 92.8804 | 156.7342 | 0 | 300.8067 | 9035684.7072 | 797687.0092 | 9322472.971 | 9225386.1281 | 0 | 395567.0977 | 0 | 11222951.1862 | 29199816.8426 | 19929474.9913 | 89129040.9334 | 961560.8286 | 14923245.9986 | 14923245.9986 | 1478867.319 | 6851019.4693 | 0 | 105013847.7606 | 128266980.5476 | 1000000 | 28.1534 | 3730.0645 | 4556.0098 | 76.0424 | 92.8804
1 | 4300 | 707 | 0.035 | 15 | 15 | 7 | 1.3335e-09 | 5spot_SharedNeighbor | Water | Porous | Wet | R600a | MinimizeLCOE_Brownfield | IgnoreSilica | 170.6808 | 64.5581 | 7.0658 | 4 | 3721.0166 | 4543.7513 | 75.858 | 92.6305 | 156.7081 | 0 | 324.8744 | 9051844.6623 | 799018.2142 | 9341734.5947 | 9251322.1296 | 0 | 382625.0792 | 0 | 11242352.4252 | 29250294.8868 | 19963927.2937 | 89283119.2858 | 961560.8286 | 14923245.9986 | 14923245.9986 | 1478867.319 | 6851019.4693 | 0 | 105167926.113 | 128421058.8999 | 1333521.4322 | 28.2632 | 3721.0166 | 4543.7513 | 75.858 | 92.6305
1 | 4300 | 707 | 0.035 | 15 | 15 | 7 | 1.7783e-09 | 5spot_SharedNeighbor | Water | Porous | Wet | R600a | MinimizeLCOE_Brownfield | IgnoreSilica | 171.0707 | 64.6843 | 7.0866 | 4 | 3714.2097 | 4534.5255 | 75.7192 | 92.4424 | 156.6883 | 0 | 312.5337 | 9064136.3353 | 800030.3446 | 9356391.3353 | 9271081.8383 | 0 | 372729.8022 | 0 | 11257104.1658 | 29288675.8897 | 19990123.1168 | 89400272.8281 | 961560.8286 | 14923245.9986 | 14923245.9986 | 1478867.319 | 6851019.4693 | 0 | 105285079.6553 | 128538212.4422 | 1778279.41 | 28.3466 | 3714.2097 | 4534.5255 | 75.7192 | 92.4424
1 | 4300 | 707 | 0.035 | 15 | 15 | 7 | 2.3714e-09 | 5spot_SharedNeighbor | Water | Porous | Wet | R600a | MinimizeLCOE_Brownfield | IgnoreSilica | 171.3413 | 64.7718 | 7.1017 | 4 | 3709.0923 | 4527.6691 | 75.6149 | 92.3027 | 156.6744 | 0 | 304.4471 | 9072652.3708 | 800731.305 | 9366549.4075 | 9284790.7683 | 0 | 364921.9997 | 0 | 11266961.882 | 29314323.6454 | 20007628.2371 | 89478559.6158 | 961560.8286 | 14923245.9986 | 14923245.9986 | 1478867.319 | 6851019.4693 | 0 | 105363366.443 | 128616499.23 | 2371373.7057 | 28.4068 | 3709.0923 | 4527.6691 | 75.6149 | 92.3027
1 | 4300 | 707 | 0.035 | 15 | 15 | 7 | 3.1623e-09 | 5spot_SharedNeighbor | Water | Porous | Wet | R600a | MinimizeLCOE_Brownfield | IgnoreSilica | 171.5628 | 64.8434 | 7.1135 | 4 | 3705.2471 | 4522.463 | 75.5365 | 92.1965 | 156.6631 | 0 | 325.0111 | 9079617.466 | 801304.5141 | 9374859.0155 | 9296011.4882 | 0 | 359178.4835 | 0 | 11275278.6772 | 29335962.2405 | 20022397.0229 | 89544608.9079 | 961560.8286 | 14923245.9986 | 14923245.9986 | 1478867.319 | 6851019.4693 | 0 | 105429415.7352 | 128682548.5221 | 3162277.6602 | 28.4541 | 3705.2471 | 4522.463 | 75.5365 | 92.1965
1 | 4300 | 707 | 0.035 | 15 | 15 | 7 | 4.217e-09 | 5spot_SharedNeighbor | Water | Porous | Wet | R600a | MinimizeLCOE_Brownfield | IgnoreSilica | 171.7091 | 64.8907 | 7.1219 | 4 | 3702.3592 | 4518.6194 | 75.4776 | 92.1182 | 156.6556 | 0 | 305.6362 | 9084212.8338 | 801682.5911 | 9380342.7025 | 9303421.377 | 0 | 354605.377 | 0 | 11280463.3038 | 29349451.5752 | 20031603.771 | 89585783.5315 | 961560.8286 | 14923245.9986 | 14923245.9986 | 1478867.319 | 6851019.4693 | 0 | 105470590.3587 | 128723723.1456 | 4216965.0343 | 28.4874 | 3702.3592 | 4518.6194 | 75.4776 | 92.1182
1 | 4300 | 707 | 0.035 | 15 | 15 | 7 | 5.6234e-09 | 5spot_SharedNeighbor | Water | Porous | Wet | R600a | MinimizeLCOE_Brownfield | IgnoreSilica | 171.8212 | 64.9269 | 7.1282 | 4 | 3700.191 | 4515.7278 | 75.4334 | 92.0592 | 156.6498 | 0 | 305.8311 | 9087730.2328 | 801971.9504 | 9384540.4835 | 9309095.5228 | 0 | 351171.2206 | 0 | 11284458.67 | 29359846.6986 | 20038698.6563 | 89617513.4351 | 961560.8286 | 14923245.9986 | 14923245.9986 | 1478867.319 | 6851019.4693 | 0 | 105502320.2623 | 128755453.0492 | 5623413.2519 | 28.5127 | 3700.191 | 4515.7278 | 75.4334 | 92.0592
1 | 4300 | 707 | 0.035 | 15 | 15 | 7 | 7.4989e-09 | 5spot_SharedNeighbor | Water | Porous | Wet | R600a | MinimizeLCOE_Brownfield | IgnoreSilica | 171.9092 | 64.9553 | 7.133 | 4 | 3698.5636 | 4513.5459 | 75.4002 | 92.0147 | 156.6453 | 0 | 304.8979 | 9090490.9678 | 802199.0516 | 9387835.4524 | 9313550.2563 | 0 | 348621.7049 | 0 | 11287651.9988 | 29368155.0852 | 20044369.3009 | 89642873.8178 | 961560.8286 | 14923245.9986 | 14923245.9986 | 1478867.319 | 6851019.4693 | 0 | 105527680.645 | 128780813.4319 | 7498942.0933 | 28.5321 | 3698.5636 | 4513.5459 | 75.4002 | 92.0147
1 | 4300 | 707 | 0.035 | 15 | 15 | 7 | 1e-08 | 5spot_SharedNeighbor | Water | Porous | Wet | R600a | MinimizeLCOE_Brownfield | IgnoreSilica | 171.9649 | 64.9732 | 7.1364 | 4 | 3697.3424 | 4511.9416 | 75.3753 | 91.982 | 156.6424 | 0 | 318.6371 | 9092238.5457 | 802342.7729 | 9389921.5482 | 9316371.9835 | 0 | 346588.6193 | 0 | 11289510.7532 | 29372991.1826 | 20047670.0368 | 89657635.4422 | 961560.8286 | 14923245.9986 | 14923245.9986 | 1478867.319 | 6851019.4693 | 0 | 105542442.2694 | 128795575.0563 | 10000000 | 28.5455 | 3697.3424 | 4511.9416 | 75.3753 | 91.982
1 | 4400 | 707 | 0.035 | 15 | 15 | 7 | 1e-13 | 5spot_SharedNeighbor | Water | Porous | Wet | R600a | MinimizeLCOE_Brownfield | IgnoreSilica | 0 | 0 | 0 | 4 | [6 empty] | 22.4124 | [19 empty] | 100 | 0
1 | 4400 | 707 | 0.035 | 15 | 15 | 7 | 1.3335e-13 | 5spot_SharedNeighbor | Water | Porous | Wet | R600a | MinimizeLCOE_Brownfield | IgnoreSilica | 0.85236 | 0.15217 | 0.0026593 | 4 | 1622481.6161 | 3868821.4965 | 33076.4823 | 78871.1592 | 105.4053 | 0 | 52.2646 | 99428.4155 | 6361.0794 | 76478.0787 | 54000.4003 | 0 | 59330.2027 | 0 | 115283.2889 | 299943.4698 | 204717.5814 | 915542.5167 | 961560.8286 | 15381354.416 | 15381354.416 | 1478867.319 | 7034262.8363 | 0 | 17258457.7613 | 41152942.3326 | 133.3521 | 0.010637 | 1622481.6161 | 3868821.4965 | 33076.4823 | 78871.1592
1 | 4400 | 707 | 0.035 | 15 | 15 | 7 | 1.7783e-13 | 5spot_SharedNeighbor | Water | Porous | Wet | R600a | MinimizeLCOE_Brownfield | IgnoreSilica | 1.0887 | 0.22775 | 0.008237 | 4 | 532206.0104 | 1257428.4108 | 10849.7394 | 25634.379 | 115.0304 | 0 | 57.3899 | 139427.86 | 9462.0763 | 104868.3426 | 65419.5261 | 0 | 65712.663 | 0 | 150107.2825 | 390548.3578 | 266557.2791 | 1192103.3873 | 961560.8286 | 15381354.416 | 15381354.416 | 1478867.319 | 7034262.8363 | 0 | 17535018.6319 | 41429503.2031 | 177.8279 | 0.032948 | 532206.0104 | 1257428.4108 | 10849.7394 | 25634.379
1 | 4400 | 707 | 0.035 | 15 | 15 | 7 | 2.3714e-13 | 5spot_SharedNeighbor | Water | Porous | Wet | R600a | MinimizeLCOE_Brownfield | IgnoreSilica | 1.4371 | 0.34825 | 0.017698 | 4 | 253464.5115 | 590993.9379 | 5167.2169 | 12048.2108 | 124.6827 | 0 | 63.7521 | 197399.5433 | 14228.984 | 146311.5178 | 82966.5598 | 0 | 75815.8935 | 0 | 201521.7743 | 524318.319 | 357858.0264 | 1600420.6181 | 961560.8286 | 15381354.416 | 15381354.416 | 1478867.319 | 7034262.8363 | 0 | 17943335.8627 | 41837820.434 | 237.1374 | 0.070792 | 253464.5115 | 590993.9379 | 5167.2169 | 12048.2108
1 | 4400 | 707 | 0.035 | 15 | 15 | 7 | 3.1623e-13 | 5spot_SharedNeighbor | Water | Porous | Wet | R600a | MinimizeLCOE_Brownfield | IgnoreSilica | 1.8653 | 0.50549 | 0.031543 | 4 | 146072.3133 | 335453.4873 | 2977.8817 | 6838.6731 | 132.4221 | 0 | 326.9233 | 266169.6611 | 20186.6854 | 196068.0273 | 105706.1496 | 0 | 85766.6641 | 0 | 262819.9032 | 683803.4762 | 466709.9233 | 2087230.4902 | 961560.8286 | 15381354.416 | 15381354.416 | 1478867.319 | 7034262.8363 | 0 | 18430145.7348 | 42324630.3061 | 316.2278 | 0.12617 | 146072.3133 | 335453.4873 | 2977.8817 | 6838.6731
1 | 4400 | 707 | 0.035 | 15 | 15 | 7 | 4.217e-13 | 5spot_SharedNeighbor | Water | Porous | Wet | R600a | MinimizeLCOE_Brownfield | IgnoreSilica | 2.4293 | 0.71935 | 0.051338 | 4 | 92720.3033 | 209080.0754 | 1890.2288 | 4262.3801 | 138.9745 | 0 | 419.1004 | 351195.3447 | 27839.9076 | 258862.788 | 135370.8184 | 0 | 97568.2397 | 0 | 339626.4684 | 883638.4037 | 603101.3675 | 2697203.3379 | 961560.8286 | 15381354.416 | 15381354.416 | 1478867.319 | 7034262.8363 | 0 | 19040118.5825 | 42934603.1537 | 421.6965 | 0.20535 | 92720.3033 | 209080.0754 | 1890.2288 | 4262.3801
1 | 4400 | 707 | 0.035 | 15 | 15 | 7 | 5.6234e-13 | 5spot_SharedNeighbor | Water | Porous | Wet | R600a | MinimizeLCOE_Brownfield | IgnoreSilica | 3.1878 | 1.0163 | 0.079897 | 4 | 62061.7157 | 136828.0469 | 1265.212 | 2789.4248 | 144.4785 | 0 | 566.56 | 459184.2689 | 37933.4152 | 339975.1664 | 177712.2042 | 0 | 112424.6 | 0 | 439619.5654 | 1143799.9307 | 780666.9554 | 3491316.1062 | 961560.8286 | 15381354.416 | 15381354.416 | 1478867.319 | 7034262.8363 | 0 | 19834231.3508 | 43728715.9221 | 562.3413 | 0.31959 | 62061.7157 | 136828.0469 | 1265.212 | 2789.4248
1 | 4400 | 707 | 0.035 | 15 | 15 | 7 | 7.4989e-13 | 5spot_SharedNeighbor | Water | Porous | Wet | R600a | MinimizeLCOE_Brownfield | IgnoreSilica | 4.1969 | 1.4184 | 0.11965 | 4 | 43540.276 | 93464.8517 | 887.6274 | 1905.4074 | 148.9383 | 0 | 74.5171 | 592634.5286 | 50781.3066 | 442434.5469 | 235218.9732 | 0 | 130529.2279 | 0 | 566123.4474 | 1472937.0824 | 1005309.8246 | 4495968.9376 | 961560.8286 | 15381354.416 | 15381354.416 | 1478867.319 | 7034262.8363 | 0 | 20838884.1822 | 44733368.7534 | 749.8942 | 0.47861 | 43540.276 | 93464.8517 | 887.6274 | 1905.4074
1 | 4400 | 707 | 0.035 | 15 | 15 | 7 | 1e-12 | 5spot_SharedNeighbor | Water | Porous | Wet | R600a | MinimizeLCOE_Brownfield | IgnoreSilica | 5.5394 | 1.9577 | 0.17402 | 4 | 31749.4075 | 66076.8472 | 647.2546 | 1347.0659 | 152.4796 | 0 | 90.9152 | 756172.0426 | 66905.7137 | 570974.5457 | 312162.0169 | 0 | 152550.0756 | 0 | 724918.1138 | 1886088.231 | 1287293.9729 | 5757064.7121 | 961560.8286 | 15381354.416 | 15381354.416 | 1478867.319 | 7034262.8363 | 0 | 22099979.9567 | 45994464.5279 | 1000 | 0.69608 | 31749.4075 | 66076.8472 | 647.2546 | 1347.0659
1 | 4400 | 707 | 0.035 | 15 | 15 | 7 | 1.3335e-12 | 5spot_SharedNeighbor | Water | Porous | Wet | R600a | MinimizeLCOE_Brownfield | IgnoreSilica | 7.3032 | 2.6712 | 0.24601 | 4 | 24033.9763 | 48316.2648 | 489.9651 | 984.9924 | 155.1513 | 0 | 84.9397 | 951912.2545 | 86178.5878 | 730748.6616 | 411674.1765 | 0 | 178745.0933 | 0 | 920110.9218 | 2393939.8779 | 1633913.1572 | 7307222.7307 | 961560.8286 | 15381354.416 | 15381354.416 | 1478867.319 | 7034262.8363 | 0 | 23650137.9753 | 47544622.5466 | 1333.5214 | 0.98403 | 24033.9763 | 48316.2648 | 489.9651 | 984.9924
1 | 4400 | 707 | 0.035 | 15 | 15 | 7 | 1.7783e-12 | 5spot_SharedNeighbor | Water | Porous | Wet | R600a | MinimizeLCOE_Brownfield | IgnoreSilica | 9.6764 | 3.7062 | 0.3445 | 4 | 18643.2057 | 35983.0309 | 380.067 | 733.5628 | 157.4278 | 0 | 74.0029 | 1197691.1537 | 108264.1067 | 949673.3281 | 549413.2093 | 0 | 213000.7066 | 0 | 1177036.5768 | 3062407.7293 | 2090156.2014 | 9347643.012 | 961560.8286 | 15381354.416 | 15381354.416 | 1478867.319 | 7034262.8363 | 0 | 25690558.2566 | 49585042.8278 | 1778.2794 | 1.378 | 18643.2057 | 35983.0309 | 380.067 | 733.5628
1 | 4400 | 707 | 0.035 | 15 | 15 | 7 | 2.3714e-12 | 5spot_SharedNeighbor | Water | Porous | Wet | R600a | MinimizeLCOE_Brownfield | IgnoreSilica | 12.8131 | 5.0546 | 0.47303 | 4 | 14891.9779 | 27520.3384 | 303.5931 | 561.0393 | 159.0971 | 0 | 101.3419 | 1489916.1031 | 134528.8224 | 1217253.1848 | 725509.6486 | 0 | 253798.3895 | 0 | 1490192.3979 | 3877174.9388 | 2646251.5637 | 11834625.0488 | 961560.8286 | 15381354.416 | 15381354.416 | 1478867.319 | 7034262.8363 | 0 | 28177540.2934 | 52072024.8646 | 2371.3737 | 1.8921 | 14891.9779 | 27520.3384 | 303.5931 | 561.0393
1 | 4400 | 707 | 0.035 | 15 | 15 | 7 | 3.1623e-12 | 5spot_SharedNeighbor | Water | Porous | Wet | R600a | MinimizeLCOE_Brownfield | IgnoreSilica | 16.9937 | 6.8523 | 0.64426 | 4 | 12145.7918 | 21417.8919 | 247.6084 | 436.6327 | 160.3807 | 0 | 92.4783 | 1846240.5921 | 166464.085 | 1552748.6355 | 959957.1523 | 0 | 303758.4508 | 0 | 1883375.8771 | 4900157.6987 | 3344458.3175 | 14957160.809 | 961560.8286 | 15381354.416 | 15381354.416 | 1478867.319 | 7034262.8363 | 0 | 31300076.0536 | 55194560.6249 | 3162.2777 | 2.577 | 12145.7918 | 21417.8919 | 247.6084 | 436.6327
1 | 4400 | 707 | 0.035 | 15 | 15 | 7 | 4.217e-12 | 5spot_SharedNeighbor | Water | Porous | Wet | R600a | MinimizeLCOE_Brownfield | IgnoreSilica | 22.5379 | 9.2371 | 0.8714 | 4 | 10101.5609 | 16956.7676 | 205.934 | 345.6866 | 161.3591 | 0 | 91.5239 | 2279431.8783 | 205169.0802 | 1971799.3299 | 1270750.5446 | 0 | 364391.0659 | 0 | 2375701.3406 | 6181087.5649 | 4218719.2717 | 18867050.0763 | 961560.8286 | 15381354.416 | 15381354.416 | 1478867.319 | 7034262.8363 | 0 | 35209965.3209 | 59104449.8921 | 4216.965 | 3.4856 | 10101.5609 | 16956.7676 | 205.934 | 345.6866
1 | 4400 | 707 | 0.035 | 15 | 15 | 7 | 5.6234e-12 | 5spot_SharedNeighbor | Water | Porous | Wet | R600a | MinimizeLCOE_Brownfield | IgnoreSilica | 29.8636 | 12.3892 | 1.1716 | 4 | 8556.4955 | 13655.2217 | 174.4357 | 278.3802 | 162.1023 | 0 | 101.1174 | 2805079.4833 | 251979.7399 | 2493830.6416 | 1681346.3792 | 0 | 437763.0845 | 0 | 2991299.7381 | 7782748.3186 | 5311885.6469 | 23755933.032 | 961560.8286 | 15381354.416 | 15381354.416 | 1478867.319 | 7034262.8363 | 0 | 40098848.2766 | 63993332.8478 | 5623.4133 | 4.6864 | 8556.4955 | 13655.2217 | 174.4357 | 278.3802
1 | 4400 | 707 | 0.035 | 15 | 15 | 7 | 7.4989e-12 | 5spot_SharedNeighbor | Water | Porous | Wet | R600a | MinimizeLCOE_Brownfield | IgnoreSilica | 39.4958 | 16.5342 | 1.5661 | 4 | 7374.0154 | 11188.2504 | 150.3293 | 228.0876 | 162.6644 | 0 | 93.3999 | 3440792.2291 | 308392.9833 | 3141520.8415 | 2221106.4265 | 0 | 526406.6348 | 0 | 3758905.4549 | 9779900.9362 | 6674983.3459 | 29852008.8523 | 961560.8286 | 15381354.416 | 15381354.416 | 1478867.319 | 7034262.8363 | 0 | 46194924.0969 | 70089408.6682 | 7498.9421 | 6.2646 | 7374.0154 | 11188.2504 | 150.3293 | 228.0876
1 | 4400 | 707 | 0.035 | 15 | 15 | 7 | 1e-11 | 5spot_SharedNeighbor | Water | Porous | Wet | R600a | MinimizeLCOE_Brownfield | IgnoreSilica | 51.9849 | 21.9033 | 2.0771 | 4 | 6463.6132 | 9339.5864 | 131.7695 | 190.4001 | 163.0679 | 0 | 97.0859 | 4199655.1421 | 375485.8422 | 3934066.9722 | 2920836.1391 | 0 | 631869.1057 | 0 | 4704146.1485 | 12239223.3253 | 8353521.4104 | 37358804.0855 | 961560.8286 | 15381354.416 | 15381354.416 | 1478867.319 | 7034262.8363 | 0 | 53701719.3301 | 77596203.9014 | 10000 | 8.3083 | 6463.6132 | 9339.5864 | 131.7695 | 190.4001
1 | 4400 | 707 | 0.035 | 15 | 15 | 7 | 1.3335e-11 | 5spot_SharedNeighbor | Water | Porous | Wet | R600a | MinimizeLCOE_Brownfield | IgnoreSilica | 67.8757 | 28.689 | 2.7217 | 4 | 5764.7833 | 7959.5756 | 117.5229 | 162.2667 | 163.2671 | 0 | 121.3779 | 5086130.3923 | 453563.0419 | 4882097.2523 | 3809374.9179 | 0 | 755565.2462 | 0 | 5844825.0317 | 15207035.7941 | 10379114.4028 | 46417706.0792 | 961560.8286 | 15381354.416 | 15381354.416 | 1478867.319 | 7034262.8363 | 0 | 62760621.3238 | 86655105.895 | 13335.2143 | 10.8869 | 5764.7833 | 7959.5756 | 117.5229 | 162.2667
1 | 4400 | 707 | 0.035 | 15 | 15 | 7 | 1.7783e-11 | 5spot_SharedNeighbor | Water | Porous | Wet | R600a | MinimizeLCOE_Brownfield | IgnoreSilica | 87.5079 | 36.9094 | 3.4986 | 4 | 5239.1624 | 6946.582 | 106.8074 | 141.6155 | 163.1343 | 0 | 115.4227 | 6083165.9548 | 541043.6206 | 5972320.9239 | 4901595.2262 | 0 | 897702.5331 | 0 | 7174373.0208 | 18666246.934 | 12740097.0855 | 56976545.2988 | 961560.8286 | 15381354.416 | 15381354.416 | 1478867.319 | 7034262.8363 | 0 | 73319460.5434 | 97213945.1147 | 17782.7941 | 13.9945 | 5239.1624 | 6946.582 | 106.8074 | 141.6155
1 | 4400 | 707 | 0.035 | 15 | 15 | 7 | 2.3714e-11 | 5spot_SharedNeighbor | Water | Porous | Wet | R600a | MinimizeLCOE_Brownfield | IgnoreSilica | 105.7897 | 44.3097 | 4.2443 | 4 | 4855.9275 | 6263.3788 | 98.9946 | 127.6874 | 162.6964 | 0 | 137.747 | 6927404.3118 | 614873.1521 | 6912458.9432 | 5909642.2152 | 0 | 976074.1856 | 0 | 8322776.5951 | 21654157.4641 | 14779407.4177 | 66096794.2847 | 961560.8286 | 15381354.416 | 15381354.416 | 1478867.319 | 7034262.8363 | 0 | 82439709.5293 | 106334194.1006 | 23713.7371 | 16.9771 | 4855.9275 | 6263.3788 | 98.9946 | 127.6874
1 | 4400 | 707 | 0.035 | 15 | 15 | 7 | 3.1623e-11 | 5spot_SharedNeighbor | Water | Porous | Wet | R600a | MinimizeLCOE_Brownfield | IgnoreSilica | 117.8159 | 49.0078 | 4.815 | 4 | 4563.1378 | 5803.7687 | 93.0257 | 118.3177 | 162.268 | 0 | 192.9112 | 7442459.5428 | 659815.1524 | 7492832.0549 | 6566762.1062 | 0 | 936939.8351 | 0 | 9008535.3897 | 23438361.1793 | 15997163.115 | 71542868.3755 | 961560.8286 | 15381354.416 | 15381354.416 | 1478867.319 | 7034262.8363 | 0 | 87885783.6201 | 111780268.1914 | 31622.7766 | 19.2599 | 4563.1378 | 5803.7687 | 93.0257 | 118.3177
1 | 4400 | 707 | 0.035 | 15 | 15 | 7 | 4.217e-11 | 5spot_SharedNeighbor | Water | Porous | Wet | R600a | MinimizeLCOE_Brownfield | IgnoreSilica | 128.5091 | 53.0579 | 5.3313 | 4 | 4336.804 | 5457.2797 | 88.4116 | 111.254 | 161.8076 | 0 | 216.0927 | 7875298.0806 | 697528.2684 | 7984248.2248 | 7146490.1001 | 0 | 879743.2443 | 0 | 9587490.0881 | 24944682.5446 | 17025258.3987 | 76140738.9497 | 961560.8286 | 15381354.416 | 15381354.416 | 1478867.319 | 7034262.8363 | 0 | 92483654.1943 | 116378138.7655 | 42169.6503 | 21.3253 | 4336.804 | 5457.2797 | 88.4116 | 111.254
1 | 4400 | 707 | 0.035 | 15 | 15 | 7 | 5.6234e-11 | 5spot_SharedNeighbor | Water | Porous | Wet | R600a | MinimizeLCOE_Brownfield | IgnoreSilica | 140 | 57.3025 | 5.8482 | 4 | 4161.3783 | 5182.827 | 84.8353 | 105.6589 | 161.2784 | 0 | 247.2439 | 8318970.4873 | 736135.6959 | 8491264.9104 | 7765401.874 | 0 | 841439.0322 | 0 | 10199752.68 | 26537664.2163 | 18112501.1221 | 81003130.0182 | 961560.8286 | 15381354.416 | 15381354.416 | 1478867.319 | 7034262.8363 | 0 | 97346045.2628 | 121240529.8341 | 56234.1325 | 23.3927 | 4161.3783 | 5182.827 | 84.8353 | 105.6589
1 | 4400 | 707 | 0.035 | 15 | 15 | 7 | 7.4989e-11 | 5spot_SharedNeighbor | Water | Porous | Wet | R600a | MinimizeLCOE_Brownfield | IgnoreSilica | 148.2649 | 60.307 | 6.2518 | 4 | 4025.0363 | 4980.5459 | 82.0558 | 101.5352 | 160.9005 | 0 | 265.0372 | 8627400.6291 | 762946.1426 | 8845610.7293 | 8208843.6309 | 0 | 776544.084 | 0 | 10616324.6342 | 27621498.9906 | 18852240.6261 | 84311409.4669 | 961560.8286 | 15381354.416 | 15381354.416 | 1478867.319 | 7034262.8363 | 0 | 100654324.7115 | 124548809.2828 | 74989.4209 | 25.0071 | 4025.0363 | 4980.5459 | 82.0558 | 101.5352
1 | 4400 | 707 | 0.035 | 15 | 15 | 7 | 1e-10 | 5spot_SharedNeighbor | Water | Porous | Wet | R600a | MinimizeLCOE_Brownfield | IgnoreSilica | 154.9003 | 62.6707 | 6.5811 | 4 | 3920.6871 | 4828.375 | 79.9285 | 98.433 | 160.5816 | 0 | 271.7082 | 8866994.8769 | 783757.3645 | 9121898.9189 | 8562579.4653 | 0 | 711375.7653 | 0 | 10938176.4925 | 28458891.5049 | 19423778.2239 | 86867452.6122 | 961560.8286 | 15381354.416 | 15381354.416 | 1478867.319 | 7034262.8363 | 0 | 103210367.8568 | 127104852.4281 | 100000 | 26.3246 | 3920.6871 | 4828.375 | 79.9285 | 98.433
1 | 4400 | 707 | 0.035 | 15 | 15 | 7 | 1.3335e-10 | 5spot_SharedNeighbor | Water | Porous | Wet | R600a | MinimizeLCOE_Brownfield | IgnoreSilica | 160.1091 | 64.4964 | 6.8438 | 4 | 3841.1138 | 4713.9641 | 78.3063 | 96.1005 | 160.3222 | 0 | 248.1456 | 9050304.3757 | 799670.6532 | 9333872.2788 | 8839306.4513 | 0 | 650150.1964 | 0 | 11182588.5426 | 29094801.5235 | 19857799.8782 | 88808493.8996 | 961560.8286 | 15381354.416 | 15381354.416 | 1478867.319 | 7034262.8363 | 0 | 105151409.1442 | 129045893.7154 | 133352.1432 | 27.3752 | 3841.1138 | 4713.9641 | 78.3063 | 96.1005
1 | 4400 | 707 | 0.035 | 15 | 15 | 7 | 1.7783e-10 | 5spot_SharedNeighbor | Water | Porous | Wet | R600a | MinimizeLCOE_Brownfield | IgnoreSilica | 164.1381 | 65.8902 | 7.0498 | 4 | 3780.5984 | 4627.9467 | 77.0726 | 94.347 | 160.1163 | 0 | 275.9392 | 9189270.9827 | 811729.3621 | 9494903.0926 | 9052778.7346 | 0 | 595420.6292 | 0 | 11366200.0925 | 29572521.1124 | 20183853.3137 | 90266677.3197 | 961560.8286 | 15381354.416 | 15381354.416 | 1478867.319 | 7034262.8363 | 0 | 106609592.5643 | 130504077.1356 | 177827.941 | 28.1991 | 3780.5984 | 4627.9467 | 77.0726 | 94.347
1 | 4400 | 707 | 0.035 | 15 | 15 | 7 | 2.3714e-10 | 5spot_SharedNeighbor | Water | Porous | Wet | R600a | MinimizeLCOE_Brownfield | IgnoreSilica | 167.2346 | 66.9502 | 7.2096 | 4 | 3734.6767 | 4563.2402 | 76.1364 | 93.0278 | 159.9551 | 0 | 260.1131 | 9294386.2076 | 820847.7455 | 9616896.4809 | 9216343.0884 | 0 | 548421.5222 | 0 | 11503789.0674 | 29930499.4018 | 20428180.852 | 91359364.3659 | 961560.8286 | 15381354.416 | 15381354.416 | 1478867.319 | 7034262.8363 | 0 | 107702279.6105 | 131596764.1817 | 237137.3706 | 28.8384 | 3734.6767 | 4563.2402 | 76.1364 | 93.0278
1 | 4400 | 707 | 0.035 | 15 | 15 | 7 | 3.1623e-10 | 5spot_SharedNeighbor | Water | Porous | Wet | R600a | MinimizeLCOE_Brownfield | IgnoreSilica | 169.5218 | 67.726 | 7.3303 | 4 | 3699.8866 | 4514.8125 | 75.4272 | 92.0406 | 159.8344 | 0 | 272.6648 | 9371035.3301 | 827495.2321 | 9705954.3532 | 9336637.6496 | 0 | 508347.5545 | 0 | 11602293.3466 | 30186787.3303 | 20603102.6294 | 92141653.4259 | 961560.8286 | 15381354.416 | 15381354.416 | 1478867.319 | 7034262.8363 | 0 | 108484568.6705 | 132379053.2418 | 316227.766 | 29.3211 | 3699.8866 | 4514.8125 | 75.4272 | 92.0406
1 | 4400 | 707 | 0.035 | 15 | 15 | 7 | 4.217e-10 | 5spot_SharedNeighbor | Water | Porous | Wet | R600a | MinimizeLCOE_Brownfield | IgnoreSilica | 171.2144 | 68.2967 | 7.4212 | 4 | 3673.5778 | 4478.5215 | 74.8909 | 91.3007 | 159.7441 | 0 | 313.5099 | 9427255.0118 | 832370.12 | 9771329.3578 | 9425544.3065 | 0 | 475183.8315 | 0 | 11673356.2248 | 30371678.3622 | 20729294.5578 | 92706011.7724 | 961560.8286 | 15381354.416 | 15381354.416 | 1478867.319 | 7034262.8363 | 0 | 109048927.017 | 132943411.5882 | 421696.5034 | 29.6847 | 3673.5778 | 4478.5215 | 74.8909 | 91.3007
1 | 4400 | 707 | 0.035 | 15 | 15 | 7 | 5.6234e-10 | 5spot_SharedNeighbor | Water | Porous | Wet | R600a | MinimizeLCOE_Brownfield | IgnoreSilica | 172.4667 | 68.717 | 7.4895 | 4 | 3653.7099 | 4451.314 | 74.4858 | 90.7461 | 159.6768 | 0 | 284.6131 | 9468574.6198 | 835952.5554 | 9819406.7394 | 9491259.1182 | 0 | 448308.829 | 0 | 11724765.7261 | 30505435.3391 | 20820586.443 | 93114289.3699 | 961560.8286 | 15381354.416 | 15381354.416 | 1478867.319 | 7034262.8363 | 0 | 109457204.6145 | 133351689.1857 | 562341.3252 | 29.9578 | 3653.7099 | 4451.314 | 74.4858 | 90.7461
1 | 4400 | 707 | 0.035 | 15 | 15 | 7 | 7.4989e-10 | 5spot_SharedNeighbor | Water | Porous | Wet | R600a | MinimizeLCOE_Brownfield | IgnoreSilica | 173.383 | 69.0235 | 7.5404 | 4 | 3638.7241 | 4430.9447 | 74.1803 | 90.3308 | 159.6272 | 0 | 298.9272 | 9498659.0997 | 838560.6613 | 9854426.8472 | 9539307.8715 | 0 | 426766.6959 | 0 | 11761511.2585 | 30601039.6769 | 20885838.368 | 93406110.479 | 961560.8286 | 15381354.416 | 15381354.416 | 1478867.319 | 7034262.8363 | 0 | 109749025.7236 | 133643510.2948 | 749894.2093 | 30.1614 | 3638.7241 | 4430.9447 | 74.1803 | 90.3308
1 | 4400 | 707 | 0.035 | 15 | 15 | 7 | 1e-09 | 5spot_SharedNeighbor | Water | Porous | Wet | R600a | MinimizeLCOE_Brownfield | IgnoreSilica | 174.0527 | 69.247 | 7.5782 | 4 | 3627.4327 | 4415.696 | 73.9501 | 90.0199 | 159.5909 | 0 | 305.7712 | 9520569.6532 | 840460.0218 | 9879940.1366 | 9574410.9476 | 0 | 409719.4054 | 0 | 11787789.0642 | 30669409.1371 | 20932501.9294 | 93614800.2954 | 961560.8286 | 15381354.416 | 15381354.416 | 1478867.319 | 7034262.8363 | 0 | 109957715.54 | 133852200.1113 | 1000000 | 30.3128 | 3627.4327 | 4415.696 | 73.9501 | 90.0199
1 | 4400 | 707 | 0.035 | 15 | 15 | 7 | 1.3335e-09 | 5spot_SharedNeighbor | Water | Porous | Wet | R600a | MinimizeLCOE_Brownfield | IgnoreSilica | 174.5519 | 69.4132 | 7.6066 | 4 | 3618.9327 | 4404.2522 | 73.7768 | 89.7866 | 159.5637 | 0 | 301.6138 | 9536856.6881 | 841871.828 | 9898909.6572 | 9600563.8882 | 0 | 396476.1609 | 0 | 11807124.5067 | 30719715.9922 | 20966837.3917 | 93768356.1128 | 961560.8286 | 15381354.416 | 15381354.416 | 1478867.319 | 7034262.8363 | 0 | 110111271.3574 | 134005755.9287 | 1333521.4322 | 30.4264 | 3618.9327 | 4404.2522 | 73.7768 | 89.7866
1 | 4400 | 707 | 0.035 | 15 | 15 | 7 | 1.7783e-09 | 5spot_SharedNeighbor | Water | Porous | Wet | R600a | MinimizeLCOE_Brownfield | IgnoreSilica | 174.9151 | 69.534 | 7.6277 | 4 | 3612.5389 | 4395.6924 | 73.6465 | 89.6121 | 159.5439 | 0 | 290.7811 | 9548683.4206 | 842896.9661 | 9912686.6195 | 9619587.7524 | 0 | 386166.3228 | 0 | 11820908.2217 | 30755578.3913 | 20991314.216 | 93877821.9104 | 961560.8286 | 15381354.416 | 15381354.416 | 1478867.319 | 7034262.8363 | 0 | 110220737.155 | 134115221.7262 | 1778279.41 | 30.5106 | 3612.5389 | 4395.6924 | 73.6465 | 89.6121
1 | 4400 | 707 | 0.035 | 15 | 15 | 7 | 2.3714e-09 | 5spot_SharedNeighbor | Water | Porous | Wet | R600a | MinimizeLCOE_Brownfield | IgnoreSilica | 175.1781 | 69.6214 | 7.6432 | 4 | 3607.7326 | 4389.2942 | 73.5485 | 89.4817 | 159.5295 | 0 | 294.4641 | 9557234.5586 | 843638.1575 | 9922649.076 | 9633360.5508 | 0 | 378179.2174 | 0 | 11830674.0085 | 30780986.9652 | 21008656.0898 | 93955378.6237 | 961560.8286 | 15381354.416 | 15381354.416 | 1478867.319 | 7034262.8363 | 0 | 110298293.8683 | 134192778.4396 | 2371373.7057 | 30.5727 | 3607.7326 | 4389.2942 | 73.5485 | 89.4817
1 | 4400 | 707 | 0.035 | 15 | 15 | 7 | 3.1623e-09 | 5spot_SharedNeighbor | Water | Porous | Wet | R600a | MinimizeLCOE_Brownfield | IgnoreSilica | 175.3755 | 69.6869 | 7.6549 | 4 | 3604.1216 | 4384.4911 | 73.4749 | 89.3838 | 159.5187 | 0 | 293.8326 | 9563647.0022 | 844193.9616 | 9930120.5376 | 9643697.8907 | 0 | 372103.4034 | 0 | 11837967.4903 | 30799963.1086 | 21021607.6976 | 94013301.092 | 961560.8286 | 15381354.416 | 15381354.416 | 1478867.319 | 7034262.8363 | 0 | 110356216.3366 | 134250700.9079 | 3162277.6602 | 30.6194 | 3604.1216 | 4384.4911 | 73.4749 | 89.3838
1 | 4400 | 707 | 0.035 | 15 | 15 | 7 | 4.217e-09 | 5spot_SharedNeighbor | Water | Porous | Wet | R600a | MinimizeLCOE_Brownfield | IgnoreSilica | 175.5265 | 69.737 | 7.6637 | 4 | 3601.4097 | 4380.8778 | 73.4196 | 89.3101 | 159.5104 | 0 | 300.4413 | 9568546.2506 | 844618.6022 | 9935829.2913 | 9651600.8089 | 0 | 367528.4629 | 0 | 11843568.1322 | 30814534.8302 | 21031553.197 | 94057779.5753 | 961560.8286 | 15381354.416 | 15381354.416 | 1478867.319 | 7034262.8363 | 0 | 110400694.8199 | 134295179.3912 | 4216965.0343 | 30.6549 | 3601.4097 | 4380.8778 | 73.4196 | 89.3101
1 | 4400 | 707 | 0.035 | 15 | 15 | 7 | 5.6234e-09 | 5spot_SharedNeighbor | Water | Porous | Wet | R600a | MinimizeLCOE_Brownfield | IgnoreSilica | 175.6339 | 69.7726 | 7.6702 | 4 | 3599.3738 | 4378.184 | 73.3781 | 89.2552 | 159.5045 | 0 | 275.4468 | 9572030.188 | 844920.568 | 9939889.088 | 9657224.2749 | 0 | 364003.0852 | 0 | 11847446.2096 | 30824624.792 | 21038439.8032 | 94088578.0088 | 961560.8286 | 15381354.416 | 15381354.416 | 1478867.319 | 7034262.8363 | 0 | 110431493.2534 | 134325977.8247 | 5623413.2519 | 30.6808 | 3599.3738 | 4378.184 | 73.3781 | 89.2552
1 | 4400 | 707 | 0.035 | 15 | 15 | 7 | 7.4989e-09 | 5spot_SharedNeighbor | Water | Porous | Wet | R600a | MinimizeLCOE_Brownfield | IgnoreSilica | 175.7117 | 69.7984 | 7.675 | 4 | 3597.8457 | 4376.1713 | 73.347 | 89.2142 | 159.5003 | 0 | 287.7617 | 9574551.3011 | 845139.0806 | 9942827.0223 | 9661295.9361 | 0 | 361310.83 | 0 | 11850198.4264 | 30831785.4955 | 21043327.1305 | 94110435.2225 | 961560.8286 | 15381354.416 | 15381354.416 | 1478867.319 | 7034262.8363 | 0 | 110453350.4671 | 134347835.0383 | 7498942.0933 | 30.6999 | 3597.8457 | 4376.1713 | 73.347 | 89.2142
1 | 4400 | 707 | 0.035 | 15 | 15 | 7 | 1e-08 | 5spot_SharedNeighbor | Water | Porous | Wet | R600a | MinimizeLCOE_Brownfield | IgnoreSilica | 175.7628 | 69.8153 | 7.6783 | 4 | 3596.6991 | 4374.683 | 73.3236 | 89.1838 | 159.4975 | 0 | 308.4482 | 9576206.6809 | 845282.5566 | 9944756.1385 | 9663970.8017 | 0 | 359200.6779 | 0 | 11851872.5737 | 30836141.2834 | 21046300.0453 | 94123730.758 | 961560.8286 | 15381354.416 | 15381354.416 | 1478867.319 | 7034262.8363 | 0 | 110466646.0026 | 134361130.5739 | 10000000 | 30.7133 | 3596.6991 | 4374.683 | 73.3236 | 89.1838
1 | 4500 | 707 | 0.035 | 15 | 15 | 7 | 1e-13 | 5spot_SharedNeighbor | Water | Porous | Wet | R600a | MinimizeLCOE_Brownfield | IgnoreSilica | 0 | 0 | 0 | 4 | [6 empty] | 22.5675 | [19 empty] | 100 | 0
1 | 4500 | 707 | 0.035 | 15 | 15 | 7 | 1.3335e-13 | 5spot_SharedNeighbor | Water | Porous | Wet | R600a | MinimizeLCOE_Brownfield | IgnoreSilica | 0.87181 | 0.16115 | 0.0035114 | 4 | 1264143.6041 | 3011576.5237 | 25771.2772 | 61395.0609 | 107.4538 | 0 | 57.4406 | 104825.1306 | 6788.6965 | 79950.3153 | 55197.3597 | 0 | 59634.5485 | 0 | 119494.4597 | 310900.0725 | 212195.6878 | 948986.2706 | 961560.8286 | 15845322.9242 | 15845322.9242 | 1478867.319 | 7219850.2396 | 0 | 17755870.0234 | 42299910.5062 | 133.3521 | 0.014046 | 1264143.6041 | 3011576.5237 | 25771.2772 | 61395.0609
1 | 4500 | 707 | 0.035 | 15 | 15 | 7 | 1.7783e-13 | 5spot_SharedNeighbor | Water | Porous | Wet | R600a | MinimizeLCOE_Brownfield | IgnoreSilica | 1.1276 | 0.24619 | 0.0099062 | 4 | 455889.0408 | 1075297.2708 | 9293.9147 | 21921.3893 | 117.7668 | 0 | 66.3393 | 149482.7651 | 10314.4154 | 111394.806 | 67841.3165 | 0 | 67039.8908 | 0 | 158368.5456 | 412042.4697 | 281227.4522 | 1257711.6612 | 961560.8286 | 15845322.9242 | 15845322.9242 | 1478867.319 | 7219850.2396 | 0 | 18064595.4141 | 42608635.8969 | 177.8279 | 0.039625 | 455889.0408 | 1075297.2708 | 9293.9147 | 21921.3893
1 | 4500 | 707 | 0.035 | 15 | 15 | 7 | 2.3714e-13 | 5spot_SharedNeighbor | Water | Porous | Wet | R600a | MinimizeLCOE_Brownfield | IgnoreSilica | 1.4565 | 0.36453 | 0.019953 | 4 | 231270.296 | 538800.3973 | 4714.7578 | 10984.1749 | 126.8527 | 0 | 67.8522 | 206154.5412 | 15067.7502 | 151526.6651 | 84991.277 | 0 | 75262.9462 | 0 | 207871.2401 | 540838.3265 | 369133.2709 | 1650846.0172 | 961560.8286 | 15845322.9242 | 15845322.9242 | 1478867.319 | 7219850.2396 | 0 | 18457729.7701 | 43001770.2529 | 237.1374 | 0.07981 | 231270.296 | 538800.3973 | 4714.7578 | 10984.1749
1 | 4500 | 707 | 0.035 | 15 | 15 | 7 | 3.1623e-13 | 5spot_SharedNeighbor | Water | Porous | Wet | R600a | MinimizeLCOE_Brownfield | IgnoreSilica | 1.9042 | 0.53496 | 0.035388 | 4 | 134093.2815 | 307486.1161 | 2733.6729 | 6268.5204 | 135.0044 | 0 | 327.4062 | 280456.8786 | 21637.6567 | 204798.0012 | 109212.6422 | 0 | 85884.6259 | 0 | 273776.0238 | 712309.0546 | 486165.5663 | 2174240.4492 | 961560.8286 | 15845322.9242 | 15845322.9242 | 1478867.319 | 7219850.2396 | 0 | 18981124.2021 | 43525164.6849 | 316.2278 | 0.14155 | 134093.2815 | 307486.1161 | 2733.6729 | 6268.5204
1 | 4500 | 707 | 0.035 | 15 | 15 | 7 | 4.217e-13 | 5spot_SharedNeighbor | Water | Porous | Wet | R600a | MinimizeLCOE_Brownfield | IgnoreSilica | 2.4877 | 0.76505 | 0.057445 | 4 | 85440.491 | 192256.6133 | 1741.82 | 3919.4111 | 141.7755 | 0 | 429.6492 | 371701.9152 | 30068.9803 | 271402.6338 | 141003.7898 | 0 | 98081.7907 | 0 | 355781.0528 | 925669.3187 | 631788.3306 | 2825497.812 | 961560.8286 | 15845322.9242 | 15845322.9242 | 1478867.319 | 7219850.2396 | 0 | 19632381.5649 | 44176422.0477 | 421.6965 | 0.22978 | 85440.491 | 192256.6133 | 1741.82 | 3919.4111
1 | 4500 | 707 | 0.035 | 15 | 15 | 7 | 5.6234e-13 | 5spot_SharedNeighbor | Water | Porous | Wet | R600a | MinimizeLCOE_Brownfield | IgnoreSilica | 3.2656 | 1.0817 | 0.089066 | 4 | 57461.8736 | 126354.5024 | 1171.438 | 2575.9074 | 147.3962 | 0 | 566.1587 | 486586.2769 | 41143.9396 | 356595.282 | 185838.1656 | 0 | 113070.8549 | 0 | 461461.4624 | 1200628.0664 | 819453.3258 | 3664777.3737 | 961560.8286 | 15845322.9242 | 15845322.9242 | 1478867.319 | 7219850.2396 | 0 | 20471661.1265 | 45015701.6093 | 562.3413 | 0.35627 | 57461.8736 | 126354.5024 | 1171.438 | 2575.9074
1 | 4500 | 707 | 0.035 | 15 | 15 | 7 | 7.4989e-13 | 5spot_SharedNeighbor | Water | Porous | Wet | R600a | MinimizeLCOE_Brownfield | IgnoreSilica | 4.2869 | 1.5044 | 0.13273 | 4 | 40535.7454 | 86766.464 | 826.376 | 1768.8517 | 151.8996 | 0 | 88.902 | 627074.2559 | 55201.738 | 462694.3507 | 246169.6591 | 0 | 130749.173 | 0 | 593536.7789 | 1544260.9477 | 1053989.8282 | 4713676.7315 | 961560.8286 | 15845322.9242 | 15845322.9242 | 1478867.319 | 7219850.2396 | 0 | 21520560.4844 | 46064600.9672 | 749.8942 | 0.5309 | 40535.7454 | 86766.464 | 826.376 | 1768.8517
1 | 4500 | 707 | 0.035 | 15 | 15 | 7 | 1e-12 | 5spot_SharedNeighbor | Water | Porous | Wet | R600a | MinimizeLCOE_Brownfield | IgnoreSilica | 5.6636 | 2.0918 | 0.19251 | 4 | 29687.1634 | 61560.9365 | 605.213 | 1255.003 | 155.5264 | 0 | 91.4344 | 801157.0858 | 72424.4344 | 601012.2283 | 326473.4317 | 0 | 153368.3541 | 0 | 762229.8583 | 1983165.7366 | 1353551.3652 | 6053382.4943 | 961560.8286 | 15845322.9242 | 15845322.9242 | 1478867.319 | 7219850.2396 | 0 | 22860266.2472 | 47404306.73 | 1000 | 0.77004 | 29687.1634 | 61560.9365 | 605.213 | 1255.003
1 | 4500 | 707 | 0.035 | 15 | 15 | 7 | 1.3335e-12 | 5spot_SharedNeighbor | Water | Porous | Wet | R600a | MinimizeLCOE_Brownfield | IgnoreSilica | 7.4736 | 2.9044 | 0.27077 | 4 | 22651.711 | 45313.1163 | 461.7858 | 923.7692 | 158.2436 | 0 | 97.1446 | 1009169.7414 | 91280.9206 | 781417.9804 | 431482.7539 | 0 | 181328.7835 | 0 | 972925.2701 | 2531351.9784 | 1727699.7394 | 7726657.1677 | 961560.8286 | 15845322.9242 | 15845322.9242 | 1478867.319 | 7219850.2396 | 0 | 24533540.9205 | 49077581.4033 | 1333.5214 | 1.0831 | 22651.711 | 45313.1163 | 461.7858 | 923.7692
1 | 4500 | 707 | 0.035 | 15 | 15 | 7 | 1.7783e-12 | 5spot_SharedNeighbor | Water | Porous | Wet | R600a | MinimizeLCOE_Brownfield | IgnoreSilica | 9.8831 | 3.9979 | 0.37609 | 4 | 17699.879 | 34015.3539 | 360.836 | 693.449 | 160.5723 | 0 | 92.7684 | 1263245.0868 | 114162.2183 | 1009028.1254 | 568835.0848 | 0 | 215206.9746 | 0 | 1236486.221 | 3217083.5089 | 2195725.5993 | 9819772.8191 | 961560.8286 | 15845322.9242 | 15845322.9242 | 1478867.319 | 7219850.2396 | 0 | 26626656.572 | 51170697.0548 | 1778.2794 | 1.5043 | 17699.879 | 34015.3539 | 360.836 | 693.449
1 | 4500 | 707 | 0.035 | 15 | 15 | 7 | 2.3714e-12 | 5spot_SharedNeighbor | Water | Porous | Wet | R600a | MinimizeLCOE_Brownfield | IgnoreSilica | 13.0986 | 5.4498 | 0.51561 | 4 | 14177.195 | 26077.7251 | 289.0213 | 531.6297 | 162.2816 | 0 | 88.4639 | 1571049.0586 | 141808.6773 | 1292819.8833 | 751522.8886 | 0 | 256879.7286 | 0 | 1565491.2922 | 4073087.2159 | 2779965.7184 | 12432624.4629 | 961560.8286 | 15845322.9242 | 15845322.9242 | 1478867.319 | 7219850.2396 | 0 | 29239508.2157 | 53783548.6985 | 2371.3737 | 2.0624 | 14177.195 | 26077.7251 | 289.0213 | 531.6297
1 | 4500 | 707 | 0.035 | 15 | 15 | 7 | 3.1623e-12 | 5spot_SharedNeighbor | Water | Porous | Wet | R600a | MinimizeLCOE_Brownfield | IgnoreSilica | 17.3615 | 7.3755 | 0.70076 | 4 | 11595.4124 | 20351.5773 | 236.3882 | 414.8944 | 163.589 | 0 | 102.4007 | 1944605.8424 | 175263.8403 | 1646906.3337 | 993577.4284 | 0 | 307275.783 | 0 | 1976375.3988 | 5142123.3774 | 3509604.8652 | 15695732.8692 | 961560.8286 | 15845322.9242 | 15845322.9242 | 1478867.319 | 7219850.2396 | 0 | 32502616.622 | 57046657.1048 | 3162.2777 | 2.8031 | 11595.4124 | 20351.5773 | 236.3882 | 414.8944
1 | 4500 | 707 | 0.035 | 15 | 15 | 7 | 4.217e-12 | 5spot_SharedNeighbor | Water | Porous | Wet | R600a | MinimizeLCOE_Brownfield | IgnoreSilica | 23.0178 | 9.9312 | 0.94644 | 4 | 9665.3136 | 16148.5732 | 197.0405 | 329.2105 | 164.5871 | 0 | 104.9119 | 2399131.9357 | 215842.9921 | 2089466.1179 | 1314500.0471 | 0 | 368536.2776 | 0 | 2491116.1744 | 6481373.2877 | 4423670.4478 | 19783637.2802 | 961560.8286 | 15845322.9242 | 15845322.9242 | 1478867.319 | 7219850.2396 | 0 | 36590521.0331 | 61134561.5159 | 4216.965 | 3.7858 | 9665.3136 | 16148.5732 | 197.0405 | 329.2105
1 | 4500 | 707 | 0.035 | 15 | 15 | 7 | 5.6234e-12 | 5spot_SharedNeighbor | Water | Porous | Wet | R600a | MinimizeLCOE_Brownfield | IgnoreSilica | 30.489 | 13.3078 | 1.271 | 4 | 8202.1952 | 13029.8602 | 167.2128 | 265.6313 | 165.3453 | 0 | 106.6491 | 2950667.7072 | 264917.5116 | 2640696.1679 | 1738317.0466 | 0 | 442651.8543 | 0 | 3134527.6122 | 8155397.8669 | 5566226.6208 | 24893402.3875 | 961560.8286 | 15845322.9242 | 15845322.9242 | 1478867.319 | 7219850.2396 | 0 | 41700286.1404 | 66244326.6232 | 5623.4133 | 5.084 | 8202.1952 | 13029.8602 | 167.2128 | 265.6313
1 | 4500 | 707 | 0.035 | 15 | 15 | 7 | 7.4989e-12 | 5spot_SharedNeighbor | Water | Porous | Wet | R600a | MinimizeLCOE_Brownfield | IgnoreSilica | 40.2916 | 17.739 | 1.6969 | 4 | 7080.3976 | 10696.4151 | 144.3435 | 218.0609 | 165.9178 | 0 | 112.3471 | 3616572.0032 | 323956.8957 | 3323359.8049 | 2294477.4019 | 0 | 531845.5383 | 0 | 3935182.5412 | 10238537.7552 | 6988012.3988 | 31251944.3392 | 961560.8286 | 15845322.9242 | 15845322.9242 | 1478867.319 | 7219850.2396 | 0 | 48058828.092 | 72602868.5748 | 7498.9421 | 6.7876 | 7080.3976 | 10696.4151 | 144.3435 | 218.0609
1 | 4500 | 707 | 0.035 | 15 | 15 | 7 | 1e-11 | 5spot_SharedNeighbor | Water | Porous | Wet | R600a | MinimizeLCOE_Brownfield | IgnoreSilica | 52.9984 | 23.4756 | 2.248 | 4 | 6214.9019 | 8944.4329 | 126.6992 | 182.3444 | 166.3255 | 0 | 110.9551 | 4411320.342 | 394156.0818 | 4158407.8406 | 3014952.0551 | 0 | 638063.1742 | 0 | 4920590.8026 | 12802367.9163 | 8737879.1652 | 39077737.3778 | 961560.8286 | 15845322.9242 | 15845322.9242 | 1478867.319 | 7219850.2396 | 0 | 55884621.1307 | 80428661.6135 | 10000 | 8.992 | 6214.9019 | 8944.4329 | 126.6992 | 182.3444
1 | 4500 | 707 | 0.035 | 15 | 15 | 7 | 1.3335e-11 | 5spot_SharedNeighbor | Water | Porous | Wet | R600a | MinimizeLCOE_Brownfield | IgnoreSilica | 69.1326 | 30.7075 | 2.9417 | 4 | 5550.1533 | 7636.0566 | 113.1474 | 155.6713 | 166.513 | 0 | 115.1266 | 5337747.5267 | 475671.6786 | 5155002.3377 | 3928125.8891 | 0 | 762385.2896 | 0 | 6106983.7615 | 15889119.0328 | 10844650.2286 | 48499685.7446 | 961560.8286 | 15845322.9242 | 15845322.9242 | 1478867.319 | 7219850.2396 | 0 | 65306569.4975 | 89850609.9803 | 13335.2143 | 11.7666 | 5550.1533 | 7636.0566 | 113.1474 | 155.6713
1 | 4500 | 707 | 0.035 | 15 | 15 | 7 | 1.7783e-11 | 5spot_SharedNeighbor | Water | Porous | Wet | R600a | MinimizeLCOE_Brownfield | IgnoreSilica | 88.9816 | 39.4248 | 3.7739 | 4 | 5050.2932 | 6676.2114 | 102.9571 | 136.1036 | 166.3434 | 0 | 113.396 | 6375111.6701 | 566598.5959 | 6295781.7744 | 5045934.3073 | 0 | 904474.2686 | 0 | 7483281.2403 | 19469962.7553 | 13288649.6482 | 59429794.2602 | 961560.8286 | 15845322.9242 | 15845322.9242 | 1478867.319 | 7219850.2396 | 0 | 76236678.013 | 100780718.4958 | 17782.7941 | 15.0955 | 5050.2932 | 6676.2114 | 102.9571 | 136.1036
1 | 4500 | 707 | 0.035 | 15 | 15 | 7 | 2.3714e-11 | 5spot_SharedNeighbor | Water | Porous | Wet | R600a | MinimizeLCOE_Brownfield | IgnoreSilica | 108.8714 | 47.8519 | 4.6094 | 4 | 4687.594 | 6018.7776 | 95.5629 | 122.7009 | 165.8062 | 0 | 114.8884 | 7317087.1434 | 648882.2452 | 7351110.9415 | 6156217.9941 | 0 | 1005273.5619 | 0 | 8766643.0356 | 22809006.8928 | 15567615.8826 | 69621837.6971 | 961560.8286 | 15845322.9242 | 15845322.9242 | 1478867.319 | 7219850.2396 | 0 | 86428721.4499 | 110972761.9327 | 23713.7371 | 18.4378 | 4687.594 | 6018.7776 | 95.5629 | 122.7009
1 | 4500 | 707 | 0.035 | 15 | 15 | 7 | 3.1623e-11 | 5spot_SharedNeighbor | Water | Porous | Wet | R600a | MinimizeLCOE_Brownfield | IgnoreSilica | 120.8929 | 52.7547 | 5.2097 | 4 | 4413.3181 | 5591.1174 | 89.9715 | 113.9825 | 165.3298 | 0 | 145.9606 | 7843223.3521 | 694735.2721 | 7947721.5481 | 6820858.0093 | 0 | 960704.3862 | 0 | 9464224.6014 | 24623971.0335 | 16806366.2024 | 75161804.4051 | 961560.8286 | 15845322.9242 | 15845322.9242 | 1478867.319 | 7219850.2396 | 0 | 91968688.1579 | 116512728.6407 | 31622.7766 | 20.8389 | 4413.3181 | 5591.1174 | 89.9715 | 113.9825
1 | 4500 | 707 | 0.035 | 15 | 15 | 7 | 4.217e-11 | 5spot_SharedNeighbor | Water | Porous | Wet | R600a | MinimizeLCOE_Brownfield | IgnoreSilica | 131.5176 | 56.9548 | 5.7492 | 4 | 4201.3371 | 5268.61 | 85.6499 | 107.4077 | 164.8285 | 0 | 198.6094 | 8282982.4961 | 733005.9191 | 8450018.3484 | 7404081.7766 | 0 | 898267.8257 | 0 | 10049658.9828 | 26147151.2046 | 17845967.9674 | 79811134.5209 | 961560.8286 | 15845322.9242 | 15845322.9242 | 1478867.319 | 7219850.2396 | 0 | 96618018.2737 | 121162058.7565 | 42169.6503 | 22.997 | 4201.3371 | 5268.61 | 85.6499 | 107.4077
1 | 4500 | 707 | 0.035 | 15 | 15 | 7 | 5.6234e-11 | 5spot_SharedNeighbor | Water | Porous | Wet | R600a | MinimizeLCOE_Brownfield | IgnoreSilica | 143.1714 | 61.4701 | 6.2979 | 4 | 4036.0233 | 5010.3235 | 82.2798 | 102.1422 | 164.2684 | 0 | 216.2813 | 8745620.5041 | 773216.439 | 8981825.6425 | 8040827.462 | 0 | 859049.8507 | 0 | 10686210.5604 | 27803327.8349 | 18976342.5486 | 84866420.8423 | 961560.8286 | 15845322.9242 | 15845322.9242 | 1478867.319 | 7219850.2396 | 0 | 101673304.5952 | 126217345.078 | 56234.1325 | 25.1915 | 4036.0233 | 5010.3235 | 82.2798 | 102.1422
1 | 4500 | 707 | 0.035 | 15 | 15 | 7 | 7.4989e-11 | 5spot_SharedNeighbor | Water | Porous | Wet | R600a | MinimizeLCOE_Brownfield | IgnoreSilica | 151.366 | 64.5827 | 6.7178 | 4 | 3908.1979 | 4821.5981 | 79.6739 | 98.2948 | 163.8649 | 0 | 243.768 | 9058936.4091 | 800419.8186 | 9343866.5105 | 8486370.5181 | 0 | 790664.5745 | 0 | 11107300.554 | 28898917.6209 | 19724105.0896 | 88210581.0952 | 961560.8286 | 15845322.9242 | 15845322.9242 | 1478867.319 | 7219850.2396 | 0 | 105017464.8481 | 129561505.3309 | 74989.4209 | 26.8711 | 3908.1979 | 4821.5981 | 79.6739 | 98.2948
1 | 4500 | 707 | 0.035 | 15 | 15 | 7 | 1e-10 | 5spot_SharedNeighbor | Water | Porous | Wet | R600a | MinimizeLCOE_Brownfield | IgnoreSilica | 157.8971 | 67.0134 | 7.0584 | 4 | 3810.3693 | 4679.694 | 77.6795 | 95.4019 | 163.5278 | 0 | 251.8711 | 9300646.8438 | 821390.7558 | 9624167.46 | 8839113.4536 | 0 | 722259.8487 | 0 | 11429955.5612 | 29738399.7639 | 20297068.9019 | 90773002.5889 | 961560.8286 | 15845322.9242 | 15845322.9242 | 1478867.319 | 7219850.2396 | 0 | 107579886.3418 | 132123926.8246 | 100000 | 28.2335 | 3810.3693 | 4679.694 | 77.6795 | 95.4019
1 | 4500 | 707 | 0.035 | 15 | 15 | 7 | 1.3335e-10 | 5spot_SharedNeighbor | Water | Porous | Wet | R600a | MinimizeLCOE_Brownfield | IgnoreSilica | 163.0197 | 68.8896 | 7.3295 | 4 | 3735.7692 | 4572.94 | 76.1587 | 93.2256 | 163.2542 | 0 | 258.2289 | 9485517.0467 | 837421.3653 | 9839127.1354 | 9114900.8465 | 0 | 658521.4274 | 0 | 11674840.2503 | 30375539.4923 | 20731929.8584 | 92717797.4223 | 961560.8286 | 15845322.9242 | 15845322.9242 | 1478867.319 | 7219850.2396 | 0 | 109524681.1752 | 134068721.658 | 133352.1432 | 29.3178 | 3735.7692 | 4572.94 | 76.1587 | 93.2256
1 | 4500 | 707 | 0.035 | 15 | 15 | 7 | 1.7783e-10 | 5spot_SharedNeighbor | Water | Porous | Wet | R600a | MinimizeLCOE_Brownfield | IgnoreSilica | 166.9419 | 70.3078 | 7.5406 | 4 | 3679.0323 | 4492.7636 | 75.002 | 91.5911 | 163.0396 | 0 | 258.8496 | 9624314.8155 | 849451.9527 | 10000836.4091 | 9325540.717 | 0 | 601414.8436 | 0 | 11856607.9078 | 30848461.6514 | 21054708.9496 | 94161337.2467 | 961560.8286 | 15845322.9242 | 15845322.9242 | 1478867.319 | 7219850.2396 | 0 | 110968220.9996 | 135512261.4824 | 177827.941 | 30.1623 | 3679.0323 | 4492.7636 | 75.002 | 91.5911
1 | 4500 | 707 | 0.035 | 15 | 15 | 7 | 2.3714e-10 | 5spot_SharedNeighbor | Water | Porous | Wet | R600a | MinimizeLCOE_Brownfield | IgnoreSilica | 169.9723 | 71.3915 | 7.7047 | 4 | 3635.9658 | 4432.3657 | 74.1241 | 90.3598 | 162.8707 | 0 | 308.3796 | 9729843.1176 | 858596.0307 | 10123965.9202 | 9487548.9759 | 0 | 552776.3055 | 0 | 11993564.8364 | 31204795.486 | 21297914.1136 | 95249004.7859 | 961560.8286 | 15845322.9242 | 15845322.9242 | 1478867.319 | 7219850.2396 | 0 | 112055888.5387 | 136599929.0215 | 237137.3706 | 30.8187 | 3635.9658 | 4432.3657 | 74.1241 | 90.3598
1 | 4500 | 707 | 0.035 | 15 | 15 | 7 | 3.1623e-10 | 5spot_SharedNeighbor | Water | Porous | Wet | R600a | MinimizeLCOE_Brownfield | IgnoreSilica | 172.189 | 72.1776 | 7.8279 | 4 | 3603.3401 | 4387.2074 | 73.459 | 89.4392 | 162.7455 | 0 | 301.1743 | 9806117.2945 | 865203.7275 | 10213058.5957 | 9605770.3894 | 0 | 511189.3255 | 0 | 12090522.3397 | 31457059.0208 | 21470089.1596 | 96019009.8527 | 961560.8286 | 15845322.9242 | 15845322.9242 | 1478867.319 | 7219850.2396 | 0 | 112825893.6056 | 137369934.0884 | 316227.766 | 31.3115 | 3603.3401 | 4387.2074 | 73.459 | 89.4392
1 | 4500 | 707 | 0.035 | 15 | 15 | 7 | 4.217e-10 | 5spot_SharedNeighbor | Water | Porous | Wet | R600a | MinimizeLCOE_Brownfield | IgnoreSilica | 173.8286 | 72.7557 | 7.9206 | 4 | 3578.664 | 4353.3531 | 72.9559 | 88.749 | 162.652 | 0 | 294.8588 | 9862049.4521 | 870048.3847 | 10278441.7443 | 9693110.664 | 0 | 476849.4638 | 0 | 12160394.8865 | 31638853.0547 | 21594167.3233 | 96573914.9735 | 961560.8286 | 15845322.9242 | 15845322.9242 | 1478867.319 | 7219850.2396 | 0 | 113380798.7263 | 137924839.2091 | 421696.5034 | 31.6824 | 3578.664 | 4353.3531 | 72.9559 | 88.749
1 | 4500 | 707 | 0.035 | 15 | 15 | 7 | 5.6234e-10 | 5spot_SharedNeighbor | Water | Porous | Wet | R600a | MinimizeLCOE_Brownfield | IgnoreSilica | 175.042 | 73.1816 | 7.9903 | 4 | 3560.0258 | 4327.9616 | 72.5759 | 88.2314 | 162.5823 | 0 | 275.1524 | 9903178.7715 | 873610.4432 | 10326548.2378 | 9757692.7135 | 0 | 449069.3781 | 0 | 12210938.8222 | 31770358.0075 | 21683922.1557 | 96975318.5295 | 961560.8286 | 15845322.9242 | 15845322.9242 | 1478867.319 | 7219850.2396 | 0 | 113782202.2823 | 138326242.7652 | 562341.3252 | 31.9611 | 3560.0258 | 4327.9616 | 72.5759 | 88.2314
1 | 4500 | 707 | 0.035 | 15 | 15 | 7 | 7.4989e-10 | 5spot_SharedNeighbor | Water | Porous | Wet | R600a | MinimizeLCOE_Brownfield | IgnoreSilica | 175.9091 | 73.485 | 8.0415 | 4 | 3545.9652 | 4309.0054 | 72.2893 | 87.8449 | 162.5322 | 0 | 283.94 | 9932432.7775 | 876143.8056 | 10360778.9944 | 9803818.9216 | 0 | 426592.9062 | 0 | 12245909.2881 | 31861343.9862 | 21746021.9557 | 97253042.6352 | 961560.8286 | 15845322.9242 | 15845322.9242 | 1478867.319 | 7219850.2396 | 0 | 114059926.3881 | 138603966.8709 | 749894.2093 | 32.1661 | 3545.9652 | 4309.0054 | 72.2893 | 87.8449
1 | 4500 | 707 | 0.035 | 15 | 15 | 7 | 1e-09 | 5spot_SharedNeighbor | Water | Porous | Wet | R600a | MinimizeLCOE_Brownfield | IgnoreSilica | 176.5593 | 73.7118 | 8.0802 | 4 | 3535.369 | 4294.7615 | 72.0733 | 87.5545 | 162.4945 | 0 | 283.0115 | 9954289.9603 | 878036.4932 | 10386362.1952 | 9838384.1642 | 0 | 409018.1999 | 0 | 12271775.495 | 31928642.5508 | 21791954.6089 | 97458463.6676 | 961560.8286 | 15845322.9242 | 15845322.9242 | 1478867.319 | 7219850.2396 | 0 | 114265347.4205 | 138809387.9033 | 1000000 | 32.3206 | 3535.369 | 4294.7615 | 72.0733 | 87.5545
1 | 4500 | 707 | 0.035 | 15 | 15 | 7 | 1.3335e-09 | 5spot_SharedNeighbor | Water | Porous | Wet | R600a | MinimizeLCOE_Brownfield | IgnoreSilica | 177.0339 | 73.8772 | 8.1088 | 4 | 3527.3912 | 4284.0981 | 71.9106 | 87.3371 | 162.4669 | 0 | 336.4634 | 9970204.7234 | 879414.5429 | 10404994.0625 | 9863608.9663 | 0 | 395254.3313 | 0 | 12290255.8843 | 31976724.7329 | 21824771.6862 | 97605228.9298 | 961560.8286 | 15845322.9242 | 15845322.9242 | 1478867.319 | 7219850.2396 | 0 | 114412112.6827 | 138956153.1655 | 1333521.4322 | 32.4353 | 3527.3912 | 4284.0981 | 71.9106 | 87.3371
1 | 4500 | 707 | 0.035 | 15 | 15 | 7 | 1.7783e-09 | 5spot_SharedNeighbor | Water | Porous | Wet | R600a | MinimizeLCOE_Brownfield | IgnoreSilica | 177.3628 | 73.9916 | 8.1296 | 4 | 3521.3895 | 4276.1667 | 71.7883 | 87.1754 | 162.4477 | 0 | 338.3634 | 9981211.9659 | 880367.622 | 10417882.572 | 9881086.499 | 0 | 384359.4188 | 0 | 12302514.1503 | 32008618.2264 | 21846539.6509 | 97702580.1052 | 961560.8286 | 15845322.9242 | 15845322.9242 | 1478867.319 | 7219850.2396 | 0 | 114509463.8581 | 139053504.3409 | 1778279.41 | 32.5183 | 3521.3895 | 4276.1667 | 71.7883 | 87.1754
1 | 4500 | 707 | 0.035 | 15 | 15 | 7 | 2.3714e-09 | 5spot_SharedNeighbor | Water | Porous | Wet | R600a | MinimizeLCOE_Brownfield | IgnoreSilica | 177.6212 | 74.0814 | 8.1455 | 4 | 3516.8774 | 4270.1774 | 71.6963 | 87.0533 | 162.4326 | 0 | 322.5339 | 9989848.0777 | 881115.3752 | 10427995.8498 | 9894813.1489 | 0 | 376167.8845 | 0 | 12312276.7311 | 32034018.459 | 21863875.8315 | 97780111.3578 | 961560.8286 | 15845322.9242 | 15845322.9242 | 1478867.319 | 7219850.2396 | 0 | 114586995.1106 | 139131035.5934 | 2371373.7057 | 32.582 | 3516.8774 | 4270.1774 | 71.6963 | 87.0533
1 | 4500 | 707 | 0.035 | 15 | 15 | 7 | 3.1623e-09 | 5spot_SharedNeighbor | Water | Porous | Wet | R600a | MinimizeLCOE_Brownfield | IgnoreSilica | 177.8038 | 74.1448 | 8.1571 | 4 | 3513.4871 | 4265.7132 | 71.6272 | 86.9623 | 162.4219 | 0 | 342.723 | 9995944.511 | 881643.2221 | 10435135.6592 | 9904513.0841 | 0 | 369804.3408 | 0 | 12318945.9187 | 32051370.3172 | 21875718.8313 | 97833075.8845 | 961560.8286 | 15845322.9242 | 15845322.9242 | 1478867.319 | 7219850.2396 | 0 | 114639959.6373 | 139184000.1201 | 3162277.6602 | 32.6285 | 3513.4871 | 4265.7132 | 71.6272 | 86.9623
1 | 4500 | 707 | 0.035 | 15 | 15 | 7 | 4.217e-09 | 5spot_SharedNeighbor | Water | Porous | Wet | R600a | MinimizeLCOE_Brownfield | IgnoreSilica | 177.9501 | 74.1956 | 8.1662 | 4 | 3510.9409 | 4262.336 | 71.5753 | 86.8935 | 162.4134 | 0 | 325.8782 | 10000826.8524 | 882065.9438 | 10440853.9545 | 9912284.888 | 0 | 365087.9004 | 0 | 12324436.6203 | 32065655.9964 | 21885469.1009 | 97876681.2568 | 961560.8286 | 15845322.9242 | 15845322.9242 | 1478867.319 | 7219850.2396 | 0 | 114683565.0096 | 139227605.4924 | 4216965.0343 | 32.6646 | 3510.9409 | 4262.336 | 71.5753 | 86.8935
1 | 4500 | 707 | 0.035 | 15 | 15 | 7 | 5.6234e-09 | 5spot_SharedNeighbor | Water | Porous | Wet | R600a | MinimizeLCOE_Brownfield | IgnoreSilica | 178.0427 | 74.2277 | 8.1724 | 4 | 3509.0291 | 4259.8505 | 71.5363 | 86.8428 | 162.4079 | 0 | 322.3758 | 10003913.2851 | 882333.17 | 10444469.0126 | 9917202.6789 | 0 | 361321.015 | 0 | 12327603.273 | 32073894.9773 | 21891092.3746 | 97901829.7866 | 961560.8286 | 15845322.9242 | 15845322.9242 | 1478867.319 | 7219850.2396 | 0 | 114708713.5394 | 139252754.0222 | 5623413.2519 | 32.6896 | 3509.0291 | 4259.8505 | 71.5363 | 86.8428
1 | 4500 | 707 | 0.035 | 15 | 15 | 7 | 7.4989e-09 | 5spot_SharedNeighbor | Water | Porous | Wet | R600a | MinimizeLCOE_Brownfield | IgnoreSilica | 178.1157 | 74.253 | 8.1772 | 4 | 3507.5942 | 4257.9756 | 71.5071 | 86.8046 | 162.4037 | 0 | 319.2542 | 10006345.3344 | 882543.7376 | 10447317.6995 | 9921078.4675 | 0 | 358519.5723 | 0 | 12330163.8764 | 32080557.142 | 21895639.4389 | 97922165.2685 | 961560.8286 | 15845322.9242 | 15845322.9242 | 1478867.319 | 7219850.2396 | 0 | 114729049.0214 | 139273089.5042 | 7498942.0933 | 32.7088 | 3507.5942 | 4257.9756 | 71.5071 | 86.8046
1 | 4500 | 707 | 0.035 | 15 | 15 | 7 | 1e-08 | 5spot_SharedNeighbor | Water | Porous | Wet | R600a | MinimizeLCOE_Brownfield | IgnoreSilica | 178.1741 | 74.2732 | 8.1809 | 4 | 3506.5175 | 4256.5587 | 71.4851 | 86.7757 | 162.4002 | 0 | 311.8456 | 10008289.3457 | 882712.0499 | 10449594.7997 | 9924176.7213 | 0 | 356450.7782 | 0 | 12332277.241 | 32086055.6832 | 21899392.3063 | 97938948.9253 | 961560.8286 | 15845322.9242 | 15845322.9242 | 1478867.319 | 7219850.2396 | 0 | 114745832.6782 | 139289873.161 | 10000000 | 32.7236 | 3506.5175 | 4256.5587 | 71.4851 | 86.7757
1 | 4600 | 707 | 0.035 | 15 | 15 | 7 | 1e-13 | 5spot_SharedNeighbor | Water | Porous | Wet | R600a | MinimizeLCOE_Brownfield | IgnoreSilica | 0 | 0 | 0 | 4 | [6 empty] | 22.5714 | [19 empty] | 100 | 0
1 | 4600 | 707 | 0.035 | 15 | 15 | 7 | 1.3335e-13 | 5spot_SharedNeighbor | Water | Porous | Wet | R600a | MinimizeLCOE_Brownfield | IgnoreSilica | 0.88403 | 0.1681 | 0.0043504 | 4 | 1048754.2234 | 2497015.7445 | 21380.2734 | 50905.0434 | 109.1525 | 0 | 55.2014 | 109085.4908 | 7136.0242 | 82594.6127 | 56055.0243 | 0 | 59309.022 | 0 | 122530.2678 | 318798.6225 | 217586.6105 | 973095.6747 | 961560.8286 | 16315151.5233 | 16315151.5233 | 1478867.319 | 7407781.6792 | 0 | 18249808.0267 | 43451608.5483 | 133.3521 | 0.017401 | 1048754.2234 | 2497015.7445 | 21380.2734 | 50905.0434
1 | 4600 | 707 | 0.035 | 15 | 15 | 7 | 1.7783e-13 | 5spot_SharedNeighbor | Water | Porous | Wet | R600a | MinimizeLCOE_Brownfield | IgnoreSilica | 1.1619 | 0.26391 | 0.011667 | 4 | 398484.4703 | 938523.9369 | 8123.6449 | 19133.0799 | 120.3412 | 0 | 50.6813 | 159129.4497 | 11154.4262 | 117552.0842 | 70124.6418 | 0 | 67964.8562 | 0 | 166110.9286 | 432186.5623 | 294976.2093 | 1319199.1583 | 961560.8286 | 16315151.5233 | 16315151.5233 | 1478867.319 | 7407781.6792 | 0 | 18595911.5102 | 43797712.0318 | 177.8279 | 0.046667 | 398484.4703 | 938523.9369 | 8123.6449 | 19133.0799
1 | 4600 | 707 | 0.035 | 15 | 15 | 7 | 2.3714e-13 | 5spot_SharedNeighbor | Water | Porous | Wet | R600a | MinimizeLCOE_Brownfield | IgnoreSilica | 1.5102 | 0.39433 | 0.02307 | 4 | 206154.5992 | 479251.7592 | 4202.7403 | 9770.1953 | 129.7906 | 0 | 57.2616 | 221044.8446 | 16463.4237 | 161031.4602 | 88786.1466 | 0 | 76893.9668 | 0 | 220045.7383 | 572513.8735 | 390752.4827 | 1747531.9363 | 961560.8286 | 16315151.5233 | 16315151.5233 | 1478867.319 | 7407781.6792 | 0 | 19024244.2883 | 44226044.8099 | 237.1374 | 0.092281 | 206154.5992 | 479251.7592 | 4202.7403 | 9770.1953
1 | 4600 | 707 | 0.035 | 15 | 15 | 7 | 3.1623e-13 | 5spot_SharedNeighbor | Water | Porous | Wet | R600a | MinimizeLCOE_Brownfield | IgnoreSilica | 1.9626 | 0.57283 | 0.039937 | 4 | 122459.1582 | 280216.9222 | 2496.4956 | 5712.601 | 137.8676 | 0 | 335.44 | 298208.5955 | 23452.0645 | 215898.0243 | 113506.7647 | 0 | 87051.8341 | 0 | 287865.7404 | 748967.6072 | 511185.7817 | 2286136.4125 | 961560.8286 | 16315151.5233 | 16315151.5233 | 1478867.319 | 7407781.6792 | 0 | 19562848.7645 | 44764649.286 | 316.2278 | 0.15975 | 122459.1582 | 280216.9222 | 2496.4956 | 5712.601
1 | 4600 | 707 | 0.035 | 15 | 15 | 7 | 4.217e-13 | 5spot_SharedNeighbor | Water | Porous | Wet | R600a | MinimizeLCOE_Brownfield | IgnoreSilica | 2.546 | 0.81277 | 0.064012 | 4 | 79029.6638 | 177455.2255 | 1611.1266 | 3617.6648 | 144.5748 | 0 | 435.0441 | 393092.6166 | 32480.5058 | 284293.7686 | 146915.6855 | 0 | 98509.3051 | 0 | 372563.8338 | 969334.6723 | 661590.8317 | 2958781.2195 | 961560.8286 | 16315151.5233 | 16315151.5233 | 1478867.319 | 7407781.6792 | 0 | 20235493.5714 | 45437294.093 | 421.6965 | 0.25605 | 79029.6638 | 177455.2255 | 1611.1266 | 3617.6648
1 | 4600 | 707 | 0.035 | 15 | 15 | 7 | 5.6234e-13 | 5spot_SharedNeighbor | Water | Porous | Wet | R600a | MinimizeLCOE_Brownfield | IgnoreSilica | 3.3434 | 1.1499 | 0.098939 | 4 | 53371.4529 | 117051.8872 | 1088.0493 | 2386.261 | 150.3114 | 0 | 577.5091 | 515251.5052 | 44661.7988 | 373663.4115 | 194318.8127 | 0 | 113612.5253 | 0 | 484188.1409 | 1259758.2219 | 859810.8719 | 3845265.2881 | 961560.8286 | 16315151.5233 | 16315151.5233 | 1478867.319 | 7407781.6792 | 0 | 21121977.64 | 46323778.1616 | 562.3413 | 0.39575 | 53371.4529 | 117051.8872 | 1088.0493 | 2386.261
1 | 4600 | 707 | 0.035 | 15 | 15 | 7 | 7.4989e-13 | 5spot_SharedNeighbor | Water | Porous | Wet | R600a | MinimizeLCOE_Brownfield | IgnoreSilica | 4.399 | 1.6013 | 0.1471 | 4 | 37778.3482 | 80607.973 | 770.1627 | 1643.3026 | 154.9332 | 0 | 92.1244 | 665025.918 | 60237.5716 | 485262.6744 | 256848.3455 | 0 | 131725.054 | 0 | 623648.8297 | 1622606.327 | 1107462.1594 | 4952816.8796 | 961560.8286 | 16315151.5233 | 16315151.5233 | 1478867.319 | 7407781.6792 | 0 | 22229529.2316 | 47431329.7531 | 749.8942 | 0.58842 | 37778.3482 | 80607.973 | 770.1627 | 1643.3026
1 | 4600 | 707 | 0.035 | 15 | 15 | 7 | 1e-12 | 5spot_SharedNeighbor | Water | Porous | Wet | R600a | MinimizeLCOE_Brownfield | IgnoreSilica | 5.7757 | 2.2565 | 0.21072 | 4 | 28045.5398 | 57944.9467 | 571.7463 | 1181.2861 | 158.5445 | 0 | 93.304 | 845359.6622 | 76496.9345 | 638535.6334 | 339393.4728 | 0 | 154449.9953 | 0 | 801151.9223 | 2084432.9629 | 1422668.328 | 6362488.9112 | 961560.8286 | 16315151.5233 | 16315151.5233 | 1478867.319 | 7407781.6792 | 0 | 23639201.2632 | 48841001.7847 | 1000 | 0.84289 | 28045.5398 | 57944.9467 | 571.7463 | 1181.2861
1 | 4600 | 707 | 0.035 | 15 | 15 | 7 | 1.3335e-12 | 5spot_SharedNeighbor | Water | Porous | Wet | R600a | MinimizeLCOE_Brownfield | IgnoreSilica | 7.6394 | 3.1292 | 0.29505 | 4 | 21511.7088 | 42865.728 | 438.5453 | 873.8758 | 161.3238 | 0 | 89.0006 | 1063394.1381 | 96169.1056 | 829421.8559 | 446579.9837 | 0 | 183268.4915 | 0 | 1021345.0942 | 2657330.4284 | 1813682.62 | 8111191.7174 | 961560.8286 | 16315151.5233 | 16315151.5233 | 1478867.319 | 7407781.6792 | 0 | 25387904.0693 | 50589704.5909 | 1333.5214 | 1.1802 | 21511.7088 | 42865.728 | 438.5453 | 873.8758
1 | 4600 | 707 | 0.035 | 15 | 15 | 7 | 1.7783e-12 | 5spot_SharedNeighbor | Water | Porous | Wet | R600a | MinimizeLCOE_Brownfield | IgnoreSilica | 10.1064 | 4.3025 | 0.40893 | 4 | 16861.5082 | 32268.5152 | 343.7447 | 657.8373 | 163.7236 | 0 | 106.7692 | 1330196.5041 | 120182.2774 | 1070063.6033 | 588751.3988 | 0 | 217711.2148 | 0 | 1297492.9494 | 3375810.5018 | 2304060.0335 | 10304268.483 | 961560.8286 | 16315151.5233 | 16315151.5233 | 1478867.319 | 7407781.6792 | 0 | 27580980.8349 | 52782781.3565 | 1778.2794 | 1.6357 | 16861.5082 | 32268.5152 | 343.7447 | 657.8373
1 | 4600 | 707 | 0.035 | 15 | 15 | 7 | 2.3714e-12 | 5spot_SharedNeighbor | Water | Porous | Wet | R600a | MinimizeLCOE_Brownfield | IgnoreSilica | 13.381 | 5.8507 | 0.55904 | 4 | 13550.6993 | 24820.7749 | 276.2493 | 506.0051 | 165.4602 | 0 | 88.5477 | 1651614.532 | 149032.6157 | 1368356.2678 | 776752.1463 | 0 | 259566.7263 | 0 | 1640075.6923 | 4267140.5257 | 2912411.0897 | 13024949.5958 | 961560.8286 | 16315151.5233 | 16315151.5233 | 1478867.319 | 7407781.6792 | 0 | 30301661.9477 | 55503462.4693 | 2371.3737 | 2.2362 | 13550.6993 | 24820.7749 | 276.2493 | 506.0051
1 | 4600 | 707 | 0.035 | 15 | 15 | 7 | 3.1623e-12 | 5spot_SharedNeighbor | Water | Porous | Wet | R600a | MinimizeLCOE_Brownfield | IgnoreSilica | 17.7294 | 7.9077 | 0.7585 | 4 | 11109.6219 | 19416.1015 | 226.4847 | 395.8235 | 166.7924 | 0 | 112.0782 | 2042582.5678 | 184022.2846 | 1741295.3351 | 1026321.6602 | 0 | 310413.9336 | 0 | 2068807.9547 | 5382613.9273 | 3673744.607 | 16429802.2703 | 961560.8286 | 16315151.5233 | 16315151.5233 | 1478867.319 | 7407781.6792 | 0 | 33706514.6223 | 58908315.1438 | 3162.2777 | 3.034 | 11109.6219 | 19416.1015 | 226.4847 | 395.8235
1 | 4600 | 707 | 0.035 | 15 | 15 | 7 | 4.217e-12 | 5spot_SharedNeighbor | Water | Porous | Wet | R600a | MinimizeLCOE_Brownfield | IgnoreSilica | 23.4905 | 10.6337 | 1.0229 | 4 | 9279.507 | 15439.1757 | 189.1753 | 314.7485 | 167.8089 | 0 | 112.494 | 2517842.39 | 226420.1714 | 2206889.8708 | 1356805.5611 | 0 | 372044.344 | 0 | 2605200.9115 | 6778198.3716 | 4626259.6666 | 20689661.287 | 961560.8286 | 16315151.5233 | 16315151.5233 | 1478867.319 | 7407781.6792 | 0 | 37966373.6389 | 63168174.1605 | 4216.965 | 4.0914 | 9279.507 | 15439.1757 | 189.1753 | 314.7485
1 | 4600 | 707 | 0.035 | 15 | 15 | 7 | 5.6234e-12 | 5spot_SharedNeighbor | Water | Porous | Wet | R600a | MinimizeLCOE_Brownfield | IgnoreSilica | 31.1152 | 14.2424 | 1.3726 | 4 | 7886.8426 | 12476.9506 | 160.784 | 254.3595 | 168.5832 | 0 | 108.1532 | 3095852.3334 | 277808.3477 | 2788051.9595 | 1794099.0501 | 0 | 447011.5517 | 0 | 3277101.0645 | 8526344.7441 | 5819405.4867 | 26025674.5376 | 961560.8286 | 16315151.5233 | 16315151.5233 | 1478867.319 | 7407781.6792 | 0 | 43302386.8896 | 68504187.4112 | 5623.4133 | 5.4905 | 7886.8426 | 12476.9506 | 160.784 | 254.3595
1 | 4600 | 707 | 0.035 | 15 | 15 | 7 | 7.4989e-12 | 5spot_SharedNeighbor | Water | Porous | Wet | R600a | MinimizeLCOE_Brownfield | IgnoreSilica | 41.0958 | 18.9668 | 1.8306 | 4 | 6818.0575 | 10259.7425 | 138.9953 | 209.1587 | 169.1662 | 0 | 109.3613 | 3792215.9749 | 339494.6991 | 3506143.3646 | 2366509.7168 | 0 | 536793.2243 | 0 | 4111051.2221 | 10696111.9874 | 7300316.2145 | 32648636.4038 | 961560.8286 | 16315151.5233 | 16315151.5233 | 1478867.319 | 7407781.6792 | 0 | 49925348.7557 | 75127149.2773 | 7498.9421 | 7.3225 | 6818.0575 | 10259.7425 | 138.9953 | 209.1587
1 | 4600 | 707 | 0.035 | 15 | 15 | 7 | 1e-11 | 5spot_SharedNeighbor | Water | Porous | Wet | R600a | MinimizeLCOE_Brownfield | IgnoreSilica | 54.0117 | 25.0719 | 2.4223 | 4 | 5992.4118 | 8593.4027 | 122.1634 | 175.1881 | 169.5769 | 0 | 102.8705 | 4622104.1376 | 412730.9368 | 4383114.7669 | 3106891.5945 | 0 | 643472.4208 | 0 | 5135642.4041 | 13361888.0703 | 9119763.1673 | 40785607.4982 | 961560.8286 | 16315151.5233 | 16315151.5233 | 1478867.319 | 7407781.6792 | 0 | 58062319.8502 | 83264120.3718 | 10000 | 9.6893 | 5992.4118 | 8593.4027 | 122.1634 | 175.1881
1 | 4600 | 707 | 0.035 | 15 | 15 | 7 | 1.3335e-11 | 5spot_SharedNeighbor | Water | Porous | Wet | R600a | MinimizeLCOE_Brownfield | IgnoreSilica | 70.399 | 32.7583 | 3.1659 | 4 | 5357.7403 | 7347.8246 | 109.2248 | 149.7953 | 169.751 | 0 | 105.3204 | 5588621.6296 | 497693.3288 | 5428641.7304 | 4044581.1512 | 0 | 768483.7274 | 0 | 6367928.4113 | 16568043.4844 | 11308030.1174 | 50572023.5804 | 961560.8286 | 16315151.5233 | 16315151.5233 | 1478867.319 | 7407781.6792 | 0 | 67848735.9324 | 93050536.4539 | 13335.2143 | 12.6637 | 5357.7403 | 7347.8246 | 109.2248 | 149.7953
1 | 4600 | 707 | 0.035 | 15 | 15 | 7 | 1.7783e-11 | 5spot_SharedNeighbor | Water | Porous | Wet | R600a | MinimizeLCOE_Brownfield | IgnoreSilica | 90.4768 | 41.9782 | 4.054 | 4 | 4880.8578 | 6434.9833 | 99.5029 | 131.1858 | 169.542 | 0 | 129.9821 | 6666084.1153 | 592042.8564 | 6619919.3137 | 5187600.7524 | 0 | 910630.231 | 0 | 7790748.1348 | 20269928.5446 | 13834642.7371 | 61871596.6853 | 961560.8286 | 16315151.5233 | 16315151.5233 | 1478867.319 | 7407781.6792 | 0 | 79148309.0373 | 104350109.5588 | 17782.7941 | 16.2161 | 4880.8578 | 6434.9833 | 99.5029 | 131.1858
1 | 4600 | 707 | 0.035 | 15 | 15 | 7 | 2.3714e-11 | 5spot_SharedNeighbor | Water | Porous | Wet | R600a | MinimizeLCOE_Brownfield | IgnoreSilica | 111.8682 | 51.4348 | 4.981 | 4 | 4535.984 | 5800.8797 | 92.4722 | 118.2588 | 168.8975 | 0 | 127.8208 | 7703002.6888 | 682522.0619 | 7788245.0745 | 6394750.6471 | 0 | 1032484.8882 | 0 | 9204392.0906 | 23947940.1393 | 16344961.2261 | 73098298.8166 | 961560.8286 | 16315151.5233 | 16315151.5233 | 1478867.319 | 7407781.6792 | 0 | 90375011.1685 | 115576811.6901 | 23713.7371 | 19.924 | 4535.984 | 5800.8797 | 92.4722 | 118.2588
1 | 4600 | 707 | 0.035 | 15 | 15 | 7 | 3.1623e-11 | 5spot_SharedNeighbor | Water | Porous | Wet | R600a | MinimizeLCOE_Brownfield | IgnoreSilica | 123.8944 | 56.5402 | 5.6103 | 4 | 4278.1928 | 5401.2041 | 87.2167 | 110.1109 | 168.3724 | 0 | 158.3402 | 8239994.9622 | 729266.9948 | 8400776.9585 | 7066857.4724 | 0 | 982840.1607 | 0 | 9913697.2539 | 25793406.6758 | 17604530.0577 | 78731370.536 | 961560.8286 | 16315151.5233 | 16315151.5233 | 1478867.319 | 7407781.6792 | 0 | 96008082.888 | 121209883.4095 | 31622.7766 | 22.4413 | 4278.1928 | 5401.2041 | 87.2167 | 110.1109
1 | 4600 | 707 | 0.035 | 15 | 15 | 7 | 4.217e-11 | 5spot_SharedNeighbor | Water | Porous | Wet | R600a | MinimizeLCOE_Brownfield | IgnoreSilica | 134.4607 | 60.8862 | 6.1723 | 4 | 4078.9899 | 5099.7577 | 83.1557 | 103.9655 | 167.8298 | 0 | 203.2304 | 8686351.9664 | 768067.9252 | 8913508.3934 | 7653258.8792 | 0 | 915490.7616 | 0 | 10505304.3911 | 27332647.0914 | 18655093.2696 | 83429722.6782 | 961560.8286 | 16315151.5233 | 16315151.5233 | 1478867.319 | 7407781.6792 | 0 | 100706435.0301 | 125908235.5517 | 42169.6503 | 24.6891 | 4078.9899 | 5099.7577 | 83.1557 | 103.9655
1 | 4600 | 707 | 0.035 | 15 | 15 | 7 | 5.6234e-11 | 5spot_SharedNeighbor | Water | Porous | Wet | R600a | MinimizeLCOE_Brownfield | IgnoreSilica | 146.277 | 65.6728 | 6.7525 | 4 | 3922.5989 | 4855.657 | 79.9675 | 98.9891 | 167.2408 | 0 | 262.845 | 9167642.8979 | 809852.8914 | 9469822.3009 | 8306439.8359 | 0 | 875561.3291 | 0 | 11165434.5095 | 29050170.2483 | 19827338.1157 | 88672262.1287 | 961560.8286 | 16315151.5233 | 16315151.5233 | 1478867.319 | 7407781.6792 | 0 | 105948974.4807 | 131150775.0022 | 56234.1325 | 27.0099 | 3922.5989 | 4855.657 | 79.9675 | 98.9891
1 | 4600 | 707 | 0.035 | 15 | 15 | 7 | 7.4989e-11 | 5spot_SharedNeighbor | Water | Porous | Wet | R600a | MinimizeLCOE_Brownfield | IgnoreSilica | 154.3692 | 68.8737 | 7.1867 | 4 | 3802.3653 | 4679.0431 | 77.5164 | 95.3886 | 166.8139 | 0 | 246.9576 | 9483959.6722 | 837286.3526 | 9837314.2346 | 8751296.2669 | 0 | 803447.9433 | 0 | 11588188.7431 | 30150090.0452 | 20578055.9783 | 92029639.2362 | 961560.8286 | 16315151.5233 | 16315151.5233 | 1478867.319 | 7407781.6792 | 0 | 109306351.5882 | 134508152.1097 | 74989.4209 | 28.7469 | 3802.3653 | 4679.0431 | 77.5164 | 95.3886
1 | 4600 | 707 | 0.035 | 15 | 15 | 7 | 1e-10 | 5spot_SharedNeighbor | Water | Porous | Wet | R600a | MinimizeLCOE_Brownfield | IgnoreSilica | 160.7935 | 71.365 | 7.5377 | 4 | 3710.3641 | 4546.2231 | 75.6408 | 92.6809 | 166.4594 | 0 | 238.4873 | 9727271.4931 | 858373.2268 | 10120963.5213 | 9102614.6789 | 0 | 731920.1996 | 0 | 11911045.8167 | 30990097.9235 | 21151378.6156 | 94593665.4755 | 961560.8286 | 16315151.5233 | 16315151.5233 | 1478867.319 | 7407781.6792 | 0 | 111870377.8275 | 137072178.349 | 100000 | 30.1508 | 3710.3641 | 4546.2231 | 75.6408 | 92.6809
1 | 4600 | 707 | 0.035 | 15 | 15 | 7 | 1.3335e-10 | 5spot_SharedNeighbor | Water | Porous | Wet | R600a | MinimizeLCOE_Brownfield | IgnoreSilica | 165.8313 | 73.2878 | 7.8166 | 4 | 3640.2093 | 4446.2397 | 74.2106 | 90.6426 | 166.1722 | 0 | 282.0209 | 9913427.1632 | 874497.9625 | 10338538.7746 | 9377319.508 | 0 | 665804.4985 | 0 | 12156139.2837 | 31627780.849 | 21586610.3154 | 96540118.3549 | 961560.8286 | 16315151.5233 | 16315151.5233 | 1478867.319 | 7407781.6792 | 0 | 113816830.7068 | 139018631.2284 | 133352.1432 | 31.2666 | 3640.2093 | 4446.2397 | 74.2106 | 90.6426
1 | 4600 | 707 | 0.035 | 15 | 15 | 7 | 1.7783e-10 | 5spot_SharedNeighbor | Water | Porous | Wet | R600a | MinimizeLCOE_Brownfield | IgnoreSilica | 169.7406 | 74.7606 | 8.0353 | 4 | 3586.8453 | 4370.9461 | 73.1227 | 89.1076 | 165.9441 | 0 | 304.1507 | 10055079.1901 | 886762.8683 | 10504417.1018 | 9589819.2131 | 0 | 607490.6636 | 0 | 12340991.9244 | 32108729.5017 | 21914867.6534 | 98008158.1164 | 961560.8286 | 16315151.5233 | 16315151.5233 | 1478867.319 | 7407781.6792 | 0 | 115284870.4684 | 140486670.9899 | 177827.941 | 32.141 | 3586.8453 | 4370.9461 | 73.1227 | 89.1076
1 | 4600 | 707 | 0.035 | 15 | 15 | 7 | 2.3714e-10 | 5spot_SharedNeighbor | Water | Porous | Wet | R600a | MinimizeLCOE_Brownfield | IgnoreSilica | 172.6371 | 75.8397 | 8.2011 | 4 | 3546.3332 | 4314.58 | 72.2968 | 87.9586 | 165.7721 | 0 | 288.148 | 10158367.8602 | 895703.4316 | 10625541.8925 | 9746511.1813 | 0 | 556491.3507 | 0 | 12473220.1294 | 32452760.1673 | 22149675.6517 | 99058271.6647 | 961560.8286 | 16315151.5233 | 16315151.5233 | 1478867.319 | 7407781.6792 | 0 | 116334984.0167 | 141536784.5382 | 237137.3706 | 32.8043 | 3546.3332 | 4314.58 | 72.2968 | 87.9586
1 | 4600 | 707 | 0.035 | 15 | 15 | 7 | 3.1623e-10 | 5spot_SharedNeighbor | Water | Porous | Wet | R600a | MinimizeLCOE_Brownfield | IgnoreSilica | 174.7862 | 76.6343 | 8.3265 | 4 | 3515.6407 | 4272.3154 | 71.6711 | 87.0969 | 165.6428 | 0 | 271.3419 | 10234154.284 | 902262.013 | 10714506.1013 | 9862609.2406 | 0 | 513469.5282 | 0 | 12568530.4552 | 32700738.0843 | 22318925.6755 | 99815195.3821 | 961560.8286 | 16315151.5233 | 16315151.5233 | 1478867.319 | 7407781.6792 | 0 | 117091907.734 | 142293708.2556 | 316227.766 | 33.306 | 3515.6407 | 4272.3154 | 71.6711 | 87.0969
1 | 4600 | 707 | 0.035 | 15 | 15 | 7 | 4.217e-10 | 5spot_SharedNeighbor | Water | Porous | Wet | R600a | MinimizeLCOE_Brownfield | IgnoreSilica | 176.3696 | 77.2163 | 8.4207 | 4 | 3492.423 | 4240.634 | 71.1978 | 86.4511 | 165.5467 | 0 | 293.1071 | 10289529.5327 | 907053.4521 | 10779558.2819 | 9948059.8819 | 0 | 477952.4733 | 0 | 12636839.9125 | 32878465.28 | 22440228.1385 | 100357686.9527 | 961560.8286 | 16315151.5233 | 16315151.5233 | 1478867.319 | 7407781.6792 | 0 | 117634399.3047 | 142836199.8262 | 421696.5034 | 33.6827 | 3492.423 | 4240.634 | 71.1978 | 86.4511
1 | 4600 | 707 | 0.035 | 15 | 15 | 7 | 5.6234e-10 | 5spot_SharedNeighbor | Water | Porous | Wet | R600a | MinimizeLCOE_Brownfield | IgnoreSilica | 177.5286 | 77.6405 | 8.491 | 4 | 3474.8834 | 4216.8989 | 70.8402 | 85.9672 | 165.4758 | 0 | 341.3435 | 10329812.6271 | 910538.6189 | 10826906.3919 | 10010558.8949 | 0 | 449114.3275 | 0 | 12685503.0355 | 33005076.7439 | 22526643.0642 | 100744153.704 | 961560.8286 | 16315151.5233 | 16315151.5233 | 1478867.319 | 7407781.6792 | 0 | 118020866.056 | 143222666.5775 | 562341.3252 | 33.964 | 3474.8834 | 4216.8989 | 70.8402 | 85.9672
1 | 4600 | 707 | 0.035 | 15 | 15 | 7 | 7.4989e-10 | 5spot_SharedNeighbor | Water | Porous | Wet | R600a | MinimizeLCOE_Brownfield | IgnoreSilica | 178.3787 | 77.9507 | 8.5434 | 4 | 3461.6491 | 4199.1097 | 70.5704 | 85.6045 | 165.4235 | 0 | 310.3663 | 10359227.1847 | 913083.2633 | 10861493.2942 | 10056378.102 | 0 | 426085.7892 | 0 | 12720344.3771 | 33095726.7677 | 22588513.5681 | 101020852.3463 | 961560.8286 | 16315151.5233 | 16315151.5233 | 1478867.319 | 7407781.6792 | 0 | 118297564.6983 | 143499365.2198 | 749894.2093 | 34.1738 | 3461.6491 | 4199.1097 | 70.5704 | 85.6045
1 | 4600 | 707 | 0.035 | 15 | 15 | 7 | 1e-09 | 5spot_SharedNeighbor | Water | Porous | Wet | R600a | MinimizeLCOE_Brownfield | IgnoreSilica | 178.9829 | 78.1705 | 8.5819 | 4 | 3451.6741 | 4185.8315 | 70.367 | 85.3338 | 165.3862 | 0 | 326.6755 | 10380058.9295 | 914885.3037 | 10885995.0286 | 10088925.5083 | 0 | 407691.3667 | 0 | 12744246.8933 | 33157916.212 | 22630959.1417 | 101210678.3838 | 961560.8286 | 16315151.5233 | 16315151.5233 | 1478867.319 | 7407781.6792 | 0 | 118487390.7357 | 143689191.2573 | 1000000 | 34.3275 | 3451.6741 | 4185.8315 | 70.367 | 85.3338
1 | 4600 | 707 | 0.035 | 15 | 15 | 7 | 1.3335e-09 | 5spot_SharedNeighbor | Water | Porous | Wet | R600a | MinimizeLCOE_Brownfield | IgnoreSilica | 179.4387 | 78.3361 | 8.6109 | 4 | 3444.1628 | 4175.8462 | 70.2139 | 85.1303 | 165.358 | 0 | 338.95 | 10395738.5123 | 916241.6002 | 10904440.681 | 10113474.066 | 0 | 393480.1704 | 0 | 12762116.2616 | 33204408.6427 | 22662691.181 | 101352591.1152 | 961560.8286 | 16315151.5233 | 16315151.5233 | 1478867.319 | 7407781.6792 | 0 | 118629303.4671 | 143831103.9887 | 1333521.4322 | 34.4436 | 3444.1628 | 4175.8462 | 70.2139 | 85.1303
1 | 4600 | 707 | 0.035 | 15 | 15 | 7 | 1.7783e-09 | 5spot_SharedNeighbor | Water | Porous | Wet | R600a | MinimizeLCOE_Brownfield | IgnoreSilica | 179.7601 | 78.4527 | 8.6321 | 4 | 3438.5112 | 4168.4014 | 70.0987 | 84.9785 | 165.3381 | 0 | 330.8482 | 10406770.985 | 917195.8878 | 10917421.3448 | 10130776.5892 | 0 | 382309.9767 | 0 | 12774245.1656 | 33235965.5629 | 22684229.4275 | 101448914.9394 | 961560.8286 | 16315151.5233 | 16315151.5233 | 1478867.319 | 7407781.6792 | 0 | 118725627.2914 | 143927427.813 | 1778279.41 | 34.5282 | 3438.5112 | 4168.4014 | 70.0987 | 84.9785
1 | 4600 | 707 | 0.035 | 15 | 15 | 7 | 2.3714e-09 | 5spot_SharedNeighbor | Water | Porous | Wet | R600a | MinimizeLCOE_Brownfield | IgnoreSilica | 179.9964 | 78.5384 | 8.6478 | 4 | 3434.2619 | 4162.8231 | 70.0121 | 84.8648 | 165.3234 | 0 | 334.778 | 10414873.6822 | 917896.7396 | 10926955.8863 | 10143499.0721 | 0 | 373716.18 | 0 | 12783007.2085 | 33258762.6011 | 22699788.8745 | 101518500.2444 | 961560.8286 | 16315151.5233 | 16315151.5233 | 1478867.319 | 7407781.6792 | 0 | 118795212.5963 | 143997013.1179 | 2371373.7057 | 34.5912 | 3434.2619 | 4162.8231 | 70.0121 | 84.8648
1 | 4600 | 707 | 0.035 | 15 | 15 | 7 | 3.1623e-09 | 5spot_SharedNeighbor | Water | Porous | Wet | R600a | MinimizeLCOE_Brownfield | IgnoreSilica | 180.1692 | 78.601 | 8.6595 | 4 | 3431.0687 | 4158.647 | 69.947 | 84.7796 | 165.3126 | 0 | 301.2052 | 10420793.1437 | 918408.7415 | 10933921.9303 | 10152801.8194 | 0 | 367123.8431 | 0 | 12789289.2964 | 33275107.3054 | 22710944.471 | 101568390.5509 | 961560.8286 | 16315151.5233 | 16315151.5233 | 1478867.319 | 7407781.6792 | 0 | 118845102.9029 | 144046903.4244 | 3162277.6602 | 34.6379 | 3431.0687 | 4158.647 | 69.947 | 84.7796
1 | 4600 | 707 | 0.035 | 15 | 15 | 7 | 4.217e-09 | 5spot_SharedNeighbor | Water | Porous | Wet | R600a | MinimizeLCOE_Brownfield | IgnoreSilica | 180.2935 | 78.6459 | 8.6681 | 4 | 3428.6703 | 4155.5268 | 69.8981 | 84.716 | 165.3049 | 0 | 310.7952 | 10425045.9501 | 918776.5822 | 10938926.9308 | 10159490.191 | 0 | 362060.6666 | 0 | 12793677.1251 | 33286523.5355 | 22718736.2826 | 101603237.2641 | 961560.8286 | 16315151.5233 | 16315151.5233 | 1478867.319 | 7407781.6792 | 0 | 118879949.616 | 144081750.1376 | 4216965.0343 | 34.6723 | 3428.6703 | 4155.5268 | 69.8981 | 84.716
1 | 4600 | 707 | 0.035 | 15 | 15 | 7 | 5.6234e-09 | 5spot_SharedNeighbor | Water | Porous | Wet | R600a | MinimizeLCOE_Brownfield | IgnoreSilica | 180.3861 | 78.6794 | 8.6745 | 4 | 3426.8695 | 4153.1869 | 69.8614 | 84.6683 | 165.2991 | 0 | 303.6112 | 10428213.5435 | 919050.5565 | 10942654.93 | 10164474.1072 | 0 | 358224.4501 | 0 | 12796920.8591 | 33294963.0659 | 22724496.4355 | 101628997.9479 | 961560.8286 | 16315151.5233 | 16315151.5233 | 1478867.319 | 7407781.6792 | 0 | 118905710.2998 | 144107510.8214 | 5623413.2519 | 34.6981 | 3426.8695 | 4153.1869 | 69.8614 | 84.6683
1 | 4600 | 707 | 0.035 | 15 | 15 | 7 | 7.4989e-09 | 5spot_SharedNeighbor | Water | Porous | Wet | R600a | MinimizeLCOE_Brownfield | IgnoreSilica | 180.4593 | 78.7059 | 8.6795 | 4 | 3425.5178 | 4151.421 | 69.8338 | 84.6323 | 165.2945 | 0 | 297.2927 | 10430715.5498 | 919266.9608 | 10945599.68 | 10168411.4106 | 0 | 355373.7978 | 0 | 12799553.2856 | 33301812.0998 | 22729171.0419 | 101649903.8263 | 961560.8286 | 16315151.5233 | 16315151.5233 | 1478867.319 | 7407781.6792 | 0 | 118926616.1783 | 144128416.6998 | 7498942.0933 | 34.7179 | 3425.5178 | 4151.421 | 69.8338 | 84.6323
1 | 4600 | 707 | 0.035 | 15 | 15 | 7 | 1e-08 | 5spot_SharedNeighbor | Water | Porous | Wet | R600a | MinimizeLCOE_Brownfield | IgnoreSilica | 180.4982 | 78.72 | 8.6827 | 4 | 3424.5034 | 4150.1396 | 69.8131 | 84.6062 | 165.2921 | 0 | 305.8921 | 10432043.1677 | 919381.789 | 10947162.2603 | 10170503.8383 | 0 | 353033.1466 | 0 | 12800628.4387 | 33304609.4277 | 22731080.2757 | 101658442.344 | 961560.8286 | 16315151.5233 | 16315151.5233 | 1478867.319 | 7407781.6792 | 0 | 118935154.696 | 144136955.2176 | 10000000 | 34.7306 | 3424.5034 | 4150.1396 | 69.8131 | 84.6062
1 | 4700 | 707 | 0.035 | 15 | 15 | 7 | 1e-13 | 5spot_SharedNeighbor | Water | Porous | Wet | R600a | MinimizeLCOE_Brownfield | IgnoreSilica | 0 | 0 | 0 | 4 | [6 empty] | 22.7814 | [19 empty] | 100 | 0
1 | 4700 | 707 | 0.035 | 15 | 15 | 7 | 1.3335e-13 | 5spot_SharedNeighbor | Water | Porous | Wet | R600a | MinimizeLCOE_Brownfield | IgnoreSilica | 0.92292 | 0.18434 | 0.0055678 | 4 | 843621.2203 | 2005115.6268 | 17198.3597 | 40876.9942 | 112.1356 | 0 | 65.4677 | 118420.3098 | 7887.8255 | 88729.8417 | 58320.0873 | 0 | 61124.1747 | 0 | 130448.0732 | 339399.128 | 231646.8788 | 1035976.3191 | 961560.8286 | 16790840.2133 | 16790840.2133 | 1478867.319 | 7598057.1552 | 0 | 18788377.361 | 44656142.0485 | 133.3521 | 0.022271 | 843621.2203 | 2005115.6268 | 17198.3597 | 40876.9942
1 | 4700 | 707 | 0.035 | 15 | 15 | 7 | 1.7783e-13 | 5spot_SharedNeighbor | Water | Porous | Wet | R600a | MinimizeLCOE_Brownfield | IgnoreSilica | 1.1813 | 0.27685 | 0.013287 | 4 | 359622.9191 | 846320.136 | 7331.3996 | 17253.3807 | 122.4223 | 0 | 57.3491 | 166368.5891 | 11811.0856 | 121967.2778 | 71652.21 | 0 | 67756.3686 | 0 | 171426.6571 | 446016.9974 | 304415.7655 | 1361414.9511 | 961560.8286 | 16790840.2133 | 16790840.2133 | 1478867.319 | 7598057.1552 | 0 | 19113815.993 | 44981580.6805 | 177.8279 | 0.05315 | 359622.9191 | 846320.136 | 7331.3996 | 17253.3807
1 | 4700 | 707 | 0.035 | 15 | 15 | 7 | 2.3714e-13 | 5spot_SharedNeighbor | Water | Porous | Wet | R600a | MinimizeLCOE_Brownfield | IgnoreSilica | 1.5491 | 0.41964 | 0.026097 | 4 | 187560.7534 | 435361.3943 | 3823.6797 | 8875.4309 | 132.3942 | 0 | 66.3735 | 233859.503 | 17715.2951 | 168946.5891 | 91857.3626 | 0 | 77484.7467 | 0 | 230046.7636 | 598534.4899 | 408512.088 | 1826956.838 | 961560.8286 | 16790840.2133 | 16790840.2133 | 1478867.319 | 7598057.1552 | 0 | 19579357.8799 | 45447122.5674 | 237.1374 | 0.10439 | 187560.7534 | 435361.3943 | 3823.6797 | 8875.4309
1 | 4700 | 707 | 0.035 | 15 | 15 | 7 | 3.1623e-13 | 5spot_SharedNeighbor | Water | Porous | Wet | R600a | MinimizeLCOE_Brownfield | IgnoreSilica | 2.0015 | 0.60474 | 0.044328 | 4 | 113532.4529 | 259420.7927 | 2314.5126 | 5288.6438 | 140.4484 | 0 | 351.3875 | 313544.0634 | 25104.4342 | 225070.3513 | 117127.1795 | 0 | 87019.4495 | 0 | 299467.5364 | 779153.1004 | 531788.001 | 2378274.1158 | 961560.8286 | 16790840.2133 | 16790840.2133 | 1478867.319 | 7598057.1552 | 0 | 20130675.1577 | 45998439.8452 | 316.2278 | 0.17731 | 113532.4529 | 259420.7927 | 2314.5126 | 5288.6438
1 | 4700 | 707 | 0.035 | 15 | 15 | 7 | 4.217e-13 | 5spot_SharedNeighbor | Water | Porous | Wet | R600a | MinimizeLCOE_Brownfield | IgnoreSilica | 2.6238 | 0.87082 | 0.071723 | 4 | 72758.9985 | 162924.7467 | 1483.2906 | 3321.4413 | 147.5487 | 0 | 456.0119 | 418565.7668 | 35419.2923 | 299774.1584 | 154225.0372 | 0 | 99850.354 | 0 | 393055.4974 | 1022649.7774 | 697979.4864 | 3121519.3699 | 961560.8286 | 16790840.2133 | 16790840.2133 | 1478867.319 | 7598057.1552 | 0 | 20873920.4118 | 46741685.0993 | 421.6965 | 0.28689 | 72758.9985 | 162924.7467 | 1483.2906 | 3321.4413
1 | 4700 | 707 | 0.035 | 15 | 15 | 7 | 5.6234e-13 | 5spot_SharedNeighbor | Water | Porous | Wet | R600a | MinimizeLCOE_Brownfield | IgnoreSilica | 3.4212 | 1.22 | 0.10949 | 4 | 49737.7668 | 108802.8873 | 1013.9717 | 2218.094 | 153.2241 | 0 | 605.5491 | 545038.8468 | 48535.7617 | 390916.9756 | 202775.0718 | 0 | 114021.1319 | 0 | 507502.2373 | 1320416.7184 | 901211.5422 | 4030418.2858 | 961560.8286 | 16790840.2133 | 16790840.2133 | 1478867.319 | 7598057.1552 | 0 | 21782819.3277 | 47650584.0152 | 562.3413 | 0.43795 | 49737.7668 | 108802.8873 | 1013.9717 | 2218.094
1 | 4700 | 707 | 0.035 | 15 | 15 | 7 | 7.4989e-13 | 5spot_SharedNeighbor | Water | Porous | Wet | R600a | MinimizeLCOE_Brownfield | IgnoreSilica | 4.5018 | 1.7399 | 0.16189 | 4 | 35494.06 | 75440.0786 | 723.5944 | 1537.948 | 157.9317 | 0 | 70.8807 | 704546.8775 | 63767.308 | 518617.194 | 269104.6243 | 0 | 133337.2988 | 0 | 658855.588 | 1714207.0901 | 1169981.5625 | 5232417.5432 | 961560.8286 | 16790840.2133 | 16790840.2133 | 1478867.319 | 7598057.1552 | 0 | 22984818.5851 | 48852583.2726 | 749.8942 | 0.64757 | 35494.06 | 75440.0786 | 723.5944 | 1537.948
1 | 4700 | 707 | 0.035 | 15 | 15 | 7 | 1e-12 | 5spot_SharedNeighbor | Water | Porous | Wet | R600a | MinimizeLCOE_Brownfield | IgnoreSilica | 5.907 | 2.4305 | 0.22953 | 4 | 26608.2161 | 54782.4429 | 542.4445 | 1116.8142 | 161.5973 | 0 | 77.9126 | 890556.7895 | 80578.6042 | 677619.5815 | 351161.0106 | 0 | 156043.5124 | 0 | 840824.2043 | 2187652.1028 | 1493117.5119 | 6677553.3173 | 961560.8286 | 16790840.2133 | 16790840.2133 | 1478867.319 | 7598057.1552 | 0 | 24429954.3592 | 50297719.0468 | 1000 | 0.91814 | 26608.2161 | 54782.4429 | 542.4445 | 1116.8142
1 | 4700 | 707 | 0.035 | 15 | 15 | 7 | 1.3335e-12 | 5spot_SharedNeighbor | Water | Porous | Wet | R600a | MinimizeLCOE_Brownfield | IgnoreSilica | 7.8025 | 3.3565 | 0.31976 | 4 | 20517.7655 | 40741.8255 | 418.2824 | 830.5772 | 164.3938 | 0 | 102.0567 | 1117097.915 | 101007.6957 | 877283.4112 | 461180.0088 | 0 | 184901.7603 | 0 | 1069173.6085 | 2781770.4117 | 1898615.4656 | 8491030.2769 | 961560.8286 | 16790840.2133 | 16790840.2133 | 1478867.319 | 7598057.1552 | 0 | 26243431.3188 | 52111196.0063 | 1333.5214 | 1.2791 | 20517.7655 | 40741.8255 | 418.2824 | 830.5772
1 | 4700 | 707 | 0.035 | 15 | 15 | 7 | 1.7783e-12 | 5spot_SharedNeighbor | Water | Porous | Wet | R600a | MinimizeLCOE_Brownfield | IgnoreSilica | 10.3259 | 4.6107 | 0.4424 | 4 | 16125.2772 | 30743.1444 | 328.7356 | 626.7406 | 166.8677 | 0 | 88.4958 | 1396553.7323 | 126145.2197 | 1130952.3279 | 607963.414 | 0 | 219816.4098 | 0 | 1357758.1305 | 3532608.141 | 2411077.644 | 10782875.0192 | 961560.8286 | 16790840.2133 | 16790840.2133 | 1478867.319 | 7598057.1552 | 0 | 28535276.0611 | 54403040.7486 | 1778.2794 | 1.7696 | 16125.2772 | 30743.1444 | 328.7356 | 626.7406
1 | 4700 | 707 | 0.035 | 15 | 15 | 7 | 2.3714e-12 | 5spot_SharedNeighbor | Water | Porous | Wet | R600a | MinimizeLCOE_Brownfield | IgnoreSilica | 13.6562 | 6.2552 | 0.6032 | 4 | 12997.8227 | 23718.9396 | 264.9782 | 483.5427 | 168.6312 | 0 | 102.3308 | 1731292.2596 | 156172.1849 | 1443526.4399 | 801054.7418 | 0 | 261707.7265 | 0 | 1713563.8075 | 4458341.5269 | 3042909.7019 | 13608568.389 | 961560.8286 | 16790840.2133 | 16790840.2133 | 1478867.319 | 7598057.1552 | 0 | 31360969.4309 | 57228734.1185 | 2371.3737 | 2.4128 | 12997.8227 | 23718.9396 | 264.9782 | 483.5427
1 | 4700 | 707 | 0.035 | 15 | 15 | 7 | 3.1623e-12 | 5spot_SharedNeighbor | Water | Porous | Wet | R600a | MinimizeLCOE_Brownfield | IgnoreSilica | 18.0996 | 8.4505 | 0.81764 | 4 | 10675.7615 | 18585.0487 | 217.6398 | 378.8814 | 169.9915 | 0 | 81.1962 | 2140578.8848 | 192776.1251 | 1836278.4014 | 1058597.6715 | 0 | 313217.5944 | 0 | 2161164.9841 | 5622907.9728 | 3837750.2307 | 17163271.8649 | 961560.8286 | 16790840.2133 | 16790840.2133 | 1478867.319 | 7598057.1552 | 0 | 34915672.9069 | 60783437.5944 | 3162.2777 | 3.2706 | 10675.7615 | 18585.0487 | 217.6398 | 378.8814
1 | 4700 | 707 | 0.035 | 15 | 15 | 7 | 4.217e-12 | 5spot_SharedNeighbor | Water | Porous | Wet | R600a | MinimizeLCOE_Brownfield | IgnoreSilica | 23.9922 | 11.3624 | 1.102 | 4 | 8930.3936 | 14798.515 | 182.0582 | 301.6877 | 171.0295 | 0 | 89.1659 | 2638627.5125 | 237173.7938 | 2327078.5608 | 1399912.4714 | 0 | 375785.7985 | 0 | 2721645.4734 | 7081163.2356 | 4833039.4117 | 21614426.2578 | 961560.8286 | 16790840.2133 | 16790840.2133 | 1478867.319 | 7598057.1552 | 0 | 39366827.2997 | 65234591.9872 | 4216.965 | 4.4082 | 8930.3936 | 14798.515 | 182.0582 | 301.6877
1 | 4700 | 707 | 0.035 | 15 | 15 | 7 | 5.6234e-12 | 5spot_SharedNeighbor | Water | Porous | Wet | R600a | MinimizeLCOE_Brownfield | IgnoreSilica | 31.7459 | 15.1952 | 1.4766 | 4 | 7603.2837 | 11982.83 | 155.0032 | 244.2862 | 171.8161 | 0 | 107.7735 | 3241055.3882 | 290690.1149 | 2936283.4289 | 1848978.7701 | 0 | 450872.9211 | 0 | 3419473.4431 | 8896768.4684 | 6072227.29 | 27156349.8247 | 961560.8286 | 16790840.2133 | 16790840.2133 | 1478867.319 | 7598057.1552 | 0 | 44908750.8666 | 70776515.5541 | 5623.4133 | 5.9065 | 7603.2837 | 11982.83 | 155.0032 | 244.2862
1 | 4700 | 707 | 0.035 | 15 | 15 | 7 | 7.4989e-12 | 5spot_SharedNeighbor | Water | Porous | Wet | R600a | MinimizeLCOE_Brownfield | IgnoreSilica | 41.9117 | 20.2207 | 1.9677 | 4 | 6581.3277 | 9867.9328 | 134.1693 | 201.1712 | 172.4094 | 0 | 103.3683 | 3968247.1168 | 355053.0897 | 3690370.8536 | 2437711.2193 | 0 | 541265.7047 | 0 | 4287132.7138 | 11154239.9095 | 7612997.935 | 34047018.5425 | 961560.8286 | 16790840.2133 | 16790840.2133 | 1478867.319 | 7598057.1552 | 0 | 51799419.5844 | 77667184.2719 | 7498.9421 | 7.8707 | 6581.3277 | 9867.9328 | 134.1693 | 201.1712
1 | 4700 | 707 | 0.035 | 15 | 15 | 7 | 1e-11 | 5spot_SharedNeighbor | Water | Porous | Wet | R600a | MinimizeLCOE_Brownfield | IgnoreSilica | 55.0595 | 26.7099 | 2.6015 | 4 | 5790.9079 | 8276.7764 | 118.0555 | 168.7333 | 172.8225 | 0 | 105.7008 | 4834453.1974 | 431426.5257 | 4610746.1106 | 3198881.6903 | 0 | 648702.5526 | 0 | 5352441.9299 | 13925955.9648 | 9504751.0958 | 42507359.0671 | 961560.8286 | 16790840.2133 | 16790840.2133 | 1478867.319 | 7598057.1552 | 0 | 60259760.109 | 86127524.7966 | 10000 | 10.4059 | 5790.9079 | 8276.7764 | 118.0555 | 168.7333
1 | 4700 | 707 | 0.035 | 15 | 15 | 7 | 1.3335e-11 | 5spot_SharedNeighbor | Water | Porous | Wet | R600a | MinimizeLCOE_Brownfield | IgnoreSilica | 71.6948 | 34.8527 | 3.3955 | 4 | 5183.5032 | 7088.0713 | 105.6727 | 144.4999 | 172.9808 | 0 | 116.2475 | 5840237.763 | 519759.0898 | 5704570.1142 | 4160133.6742 | 0 | 774141.4654 | 0 | 6629548.4216 | 17248725.0855 | 11772609.2967 | 52649724.9104 | 961560.8286 | 16790840.2133 | 16790840.2133 | 1478867.319 | 7598057.1552 | 0 | 70402125.9523 | 96269890.6398 | 13335.2143 | 13.582 | 5183.5032 | 7088.0713 | 105.6727 | 144.4999
1 | 4700 | 707 | 0.035 | 15 | 15 | 7 | 1.7783e-11 | 5spot_SharedNeighbor | Water | Porous | Wet | R600a | MinimizeLCOE_Brownfield | IgnoreSilica | 91.9849 | 44.568 | 4.3391 | 4 | 4727.5151 | 6217.8898 | 96.3768 | 126.7601 | 172.7298 | 0 | 116.4925 | 6956109.4652 | 617379.7991 | 6944673.9664 | 5326531.3765 | 0 | 915942.6255 | 0 | 8096648.5207 | 21065818.6 | 14377854.0538 | 64300958.4071 | 961560.8286 | 16790840.2133 | 16790840.2133 | 1478867.319 | 7598057.1552 | 0 | 82053359.4491 | 107921124.1366 | 17782.7941 | 17.3566 | 4727.5151 | 6217.8898 | 96.3768 | 126.7601
1 | 4700 | 707 | 0.035 | 15 | 15 | 7 | 2.3714e-11 | 5spot_SharedNeighbor | Water | Porous | Wet | R600a | MinimizeLCOE_Brownfield | IgnoreSilica | 114.8354 | 55.0786 | 5.3605 | 4 | 4398.3315 | 5604.7477 | 89.6659 | 114.2604 | 171.9685 | 0 | 131.6881 | 8087722.7938 | 716019.1516 | 8226594.9982 | 6628539.1463 | 0 | 1058457.4128 | 0 | 9639760.066 | 25080678.3051 | 17118078.2996 | 76555850.1734 | 961560.8286 | 16790840.2133 | 16790840.2133 | 1478867.319 | 7598057.1552 | 0 | 94308251.2153 | 120176015.9028 | 23713.7371 | 21.4418 | 4398.3315 | 5604.7477 | 89.6659 | 114.2604
1 | 4700 | 707 | 0.035 | 15 | 15 | 7 | 3.1623e-11 | 5spot_SharedNeighbor | Water | Porous | Wet | R600a | MinimizeLCOE_Brownfield | IgnoreSilica | 126.8218 | 60.3605 | 6.0165 | 4 | 4155.3663 | 5230.227 | 84.7128 | 106.6253 | 171.3963 | 0 | 188.8346 | 8632850.6877 | 763419.6866 | 8851885.6104 | 7304820.4702 | 0 | 1003224.0179 | 0 | 10356918.1844 | 26946576.6198 | 18391592.2398 | 82251287.517 | 961560.8286 | 16790840.2133 | 16790840.2133 | 1478867.319 | 7598057.1552 | 0 | 100003688.5589 | 125871453.2464 | 31622.7766 | 24.0662 | 4155.3663 | 5230.227 | 84.7128 | 106.6253
1 | 4700 | 707 | 0.035 | 15 | 15 | 7 | 4.217e-11 | 5spot_SharedNeighbor | Water | Porous | Wet | R600a | MinimizeLCOE_Brownfield | IgnoreSilica | 139.6204 | 65.8342 | 6.6758 | 4 | 3966.8584 | 4935.5686 | 80.8698 | 100.6182 | 170.7098 | 0 | 199.8818 | 9183704.1226 | 811246.3868 | 9488446.8818 | 8022387.0287 | 0 | 963253.2285 | 0 | 11102924.6829 | 28887532.5018 | 19716334.5119 | 88175829.345 | 961560.8286 | 16790840.2133 | 16790840.2133 | 1478867.319 | 7598057.1552 | 0 | 105928230.387 | 131795995.0745 | 42169.6503 | 26.7033 | 3966.8584 | 4935.5686 | 80.8698 | 100.6182
1 | 4700 | 707 | 0.035 | 15 | 15 | 7 | 5.6234e-11 | 5spot_SharedNeighbor | Water | Porous | Wet | R600a | MinimizeLCOE_Brownfield | IgnoreSilica | 149.3003 | 69.9039 | 7.2116 | 4 | 3819.275 | 4716.0121 | 77.8611 | 96.1423 | 170.1967 | 0 | 229.0009 | 9584872.9278 | 846033.673 | 9954856.0831 | 8563066.6155 | 0 | 890663.1116 | 0 | 11637402.0403 | 30278132.9494 | 20665447.8914 | 92420475.2919 | 961560.8286 | 16790840.2133 | 16790840.2133 | 1478867.319 | 7598057.1552 | 0 | 110172876.3338 | 136040641.0213 | 56234.1325 | 28.8465 | 3819.275 | 4716.0121 | 77.8611 | 96.1423
1 | 4700 | 707 | 0.035 | 15 | 15 | 7 | 7.4989e-11 | 5spot_SharedNeighbor | Water | Porous | Wet | R600a | MinimizeLCOE_Brownfield | IgnoreSilica | 157.3124 | 73.196 | 7.6601 | 4 | 3705.8859 | 4550.123 | 75.5495 | 92.7604 | 169.7459 | 0 | 242.9633 | 9904566.2129 | 873730.5981 | 10328171.4491 | 9008066.6749 | 0 | 815264.7614 | 0 | 12062621.8816 | 31384467.752 | 21420544.127 | 95797433.457 | 961560.8286 | 16790840.2133 | 16790840.2133 | 1478867.319 | 7598057.1552 | 0 | 113549834.4989 | 139417599.1865 | 74989.4209 | 30.6404 | 3705.8859 | 4550.123 | 75.5495 | 92.7604
1 | 4700 | 707 | 0.035 | 15 | 15 | 7 | 1e-10 | 5spot_SharedNeighbor | Water | Porous | Wet | R600a | MinimizeLCOE_Brownfield | IgnoreSilica | 163.6387 | 75.7447 | 8.0208 | 4 | 3619.1322 | 4425.3985 | 73.7809 | 90.2177 | 169.3742 | 0 | 295.8086 | 10149289.7995 | 894917.7332 | 10614890.474 | 9357756.3353 | 0 | 740847.7569 | 0 | 12385503.8186 | 32224540.3198 | 21993910.9163 | 98361657.1536 | 961560.8286 | 16790840.2133 | 16790840.2133 | 1478867.319 | 7598057.1552 | 0 | 116114058.1955 | 141981822.883 | 100000 | 32.0834 | 3619.1322 | 4425.3985 | 73.7809 | 90.2177
1 | 4700 | 707 | 0.035 | 15 | 15 | 7 | 1.3335e-10 | 5spot_SharedNeighbor | Water | Porous | Wet | R600a | MinimizeLCOE_Brownfield | IgnoreSilica | 168.5692 | 77.7001 | 8.3062 | 4 | 3552.9796 | 4331.5471 | 72.4323 | 88.3044 | 169.0754 | 0 | 244.3393 | 10335469.8177 | 911028.0345 | 10833557.4764 | 9629569.3292 | 0 | 672192.7912 | 0 | 12628908.8051 | 32857830.1655 | 22426144.2488 | 100294700.6685 | 961560.8286 | 16790840.2133 | 16790840.2133 | 1478867.319 | 7598057.1552 | 0 | 118047101.7104 | 143914866.3979 | 133352.1432 | 33.2248 | 3552.9796 | 4331.5471 | 72.4323 | 88.3044
1 | 4700 | 707 | 0.035 | 15 | 15 | 7 | 1.7783e-10 | 5spot_SharedNeighbor | Water | Porous | Wet | R600a | MinimizeLCOE_Brownfield | IgnoreSilica | 172.3935 | 79.1968 | 8.5295 | 4 | 3502.6522 | 4260.8381 | 71.4063 | 86.8629 | 168.8384 | 0 | 281.7926 | 10477079.6868 | 923276.8711 | 11000182.9619 | 9839525.9197 | 0 | 611938.0324 | 0 | 12812281.3541 | 33334927.923 | 22751773.2718 | 101750986.0209 | 961560.8286 | 16790840.2133 | 16790840.2133 | 1478867.319 | 7598057.1552 | 0 | 119503387.0628 | 145371151.7503 | 177827.941 | 34.118 | 3502.6522 | 4260.8381 | 71.4063 | 86.8629
1 | 4700 | 707 | 0.035 | 15 | 15 | 7 | 2.3714e-10 | 5spot_SharedNeighbor | Water | Porous | Wet | R600a | MinimizeLCOE_Brownfield | IgnoreSilica | 175.2124 | 80.2887 | 8.6983 | 4 | 3464.4488 | 4207.9183 | 70.6275 | 85.7841 | 168.6607 | 0 | 267.1614 | 10579912.1255 | 932169.0171 | 11121344.375 | 9993868.5435 | 0 | 559284.8989 | 0 | 12942765.7944 | 33674421.6708 | 22983484.7305 | 102787251.1557 | 961560.8286 | 16790840.2133 | 16790840.2133 | 1478867.319 | 7598057.1552 | 0 | 120539652.1976 | 146407416.8851 | 237137.3706 | 34.7933 | 3464.4488 | 4207.9183 | 70.6275 | 85.7841
1 | 4700 | 707 | 0.035 | 15 | 15 | 7 | 3.1623e-10 | 5spot_SharedNeighbor | Water | Porous | Wet | R600a | MinimizeLCOE_Brownfield | IgnoreSilica | 177.3117 | 81.0958 | 8.8262 | 4 | 3435.5014 | 4168.1977 | 70.0373 | 84.9743 | 168.5267 | 0 | 327.0798 | 10655671.0297 | 938718.6903 | 11210693.7815 | 10108674.055 | 0 | 515086.3901 | 0 | 13037249.1392 | 33920247.9526 | 23151266.219 | 103537607.2573 | 961560.8286 | 16790840.2133 | 16790840.2133 | 1478867.319 | 7598057.1552 | 0 | 121290008.2992 | 147157772.9867 | 316227.766 | 35.3049 | 3435.5014 | 4168.1977 | 70.0373 | 84.9743
1 | 4700 | 707 | 0.035 | 15 | 15 | 7 | 4.217e-10 | 5spot_SharedNeighbor | Water | Porous | Wet | R600a | MinimizeLCOE_Brownfield | IgnoreSilica | 178.8392 | 81.6798 | 8.9216 | 4 | 3413.6002 | 4138.4653 | 69.5909 | 84.3682 | 168.4283 | 0 | 313.291 | 10710347.9135 | 943445.0196 | 11275224.8543 | 10192130.2897 | 0 | 478428.3385 | 0 | 13103834.8021 | 34093490.1889 | 23269507.6051 | 104066409.0116 | 961560.8286 | 16790840.2133 | 16790840.2133 | 1478867.319 | 7598057.1552 | 0 | 121818810.0536 | 147686574.7411 | 421696.5034 | 35.6863 | 3413.6002 | 4138.4653 | 69.5909 | 84.3682
1 | 4700 | 707 | 0.035 | 15 | 15 | 7 | 5.6234e-10 | 5spot_SharedNeighbor | Water | Porous | Wet | R600a | MinimizeLCOE_Brownfield | IgnoreSilica | 179.9575 | 82.1055 | 8.9927 | 4 | 3397.0521 | 4116.1806 | 69.2535 | 83.9139 | 168.3557 | 0 | 328.4521 | 10750141.0329 | 946884.4047 | 11322213.6514 | 10253190.7093 | 0 | 448713.8433 | 0 | 13151246.0203 | 34216844.4532 | 23353699.4252 | 104442933.5403 | 961560.8286 | 16790840.2133 | 16790840.2133 | 1478867.319 | 7598057.1552 | 0 | 122195334.5822 | 148063099.2697 | 562341.3252 | 35.971 | 3397.0521 | 4116.1806 | 69.2535 | 83.9139
1 | 4700 | 707 | 0.035 | 15 | 15 | 7 | 7.4989e-10 | 5spot_SharedNeighbor | Water | Porous | Wet | R600a | MinimizeLCOE_Brownfield | IgnoreSilica | 180.7734 | 82.4151 | 9.0457 | 4 | 3384.5638 | 4099.4846 | 68.9989 | 83.5735 | 168.3026 | 0 | 321.0405 | 10779045.0621 | 949382.4301 | 11356356.9081 | 10297716.2939 | 0 | 424954.994 | 0 | 13184907.7184 | 34304425.2868 | 23413475.1437 | 104710263.8372 | 961560.8286 | 16790840.2133 | 16790840.2133 | 1478867.319 | 7598057.1552 | 0 | 122462664.8791 | 148330429.5666 | 749894.2093 | 36.1827 | 3384.5638 | 4099.4846 | 68.9989 | 83.5735
1 | 4700 | 707 | 0.035 | 15 | 15 | 7 | 1e-09 | 5spot_SharedNeighbor | Water | Porous | Wet | R600a | MinimizeLCOE_Brownfield | IgnoreSilica | 181.3607 | 82.6374 | 9.0847 | 4 | 3375.1494 | 4086.9975 | 68.807 | 83.319 | 168.2641 | 0 | 305.3494 | 10799783.3777 | 951174.6329 | 11380860.8229 | 10329756.1218 | 0 | 406092.2812 | 0 | 13208390.2223 | 34365521.9449 | 23455174.8683 | 104896754.272 | 961560.8286 | 16790840.2133 | 16790840.2133 | 1478867.319 | 7598057.1552 | 0 | 122649155.3139 | 148516920.0015 | 1000000 | 36.3389 | 3375.1494 | 4086.9975 | 68.807 | 83.319
1 | 4700 | 707 | 0.035 | 15 | 15 | 7 | 1.3335e-09 | 5spot_SharedNeighbor | Water | Porous | Wet | R600a | MinimizeLCOE_Brownfield | IgnoreSilica | 181.7628 | 82.7894 | 9.1128 | 4 | 3368.0591 | 4077.7133 | 68.6624 | 83.1297 | 168.2377 | 0 | 301.9679 | 10813944.9728 | 952398.4273 | 11397596.9572 | 10351684.8626 | 0 | 391020.0075 | 0 | 13223591.6387 | 34405072.9123 | 23482169.2162 | 105017478.9947 | 961560.8286 | 16790840.2133 | 16790840.2133 | 1478867.319 | 7598057.1552 | 0 | 122769880.0366 | 148637644.7241 | 1333521.4322 | 36.4512 | 3368.0591 | 4077.7133 | 68.6624 | 83.1297
1 | 4700 | 707 | 0.035 | 15 | 15 | 7 | 1.7783e-09 | 5spot_SharedNeighbor | Water | Porous | Wet | R600a | MinimizeLCOE_Brownfield | IgnoreSilica | 182.077 | 82.9079 | 9.1343 | 4 | 3362.7236 | 4070.7042 | 68.5537 | 82.9868 | 168.217 | 0 | 326.4147 | 10824992.1243 | 953353.0551 | 11410654.2067 | 10368813.2447 | 0 | 379589.3919 | 0 | 13235586.7888 | 34436281.8323 | 23503469.9454 | 105112740.5892 | 961560.8286 | 16790840.2133 | 16790840.2133 | 1478867.319 | 7598057.1552 | 0 | 122865141.6311 | 148732906.3186 | 1778279.41 | 36.5374 | 3362.7236 | 4070.7042 | 68.5537 | 82.9868
1 | 4700 | 707 | 0.035 | 15 | 15 | 7 | 2.3714e-09 | 5spot_SharedNeighbor | Water | Porous | Wet | R600a | MinimizeLCOE_Brownfield | IgnoreSilica | 182.3035 | 82.9934 | 9.1502 | 4 | 3358.7114 | 4065.4634 | 68.4719 | 82.88 | 168.2021 | 0 | 276.7728 | 10832948.2659 | 954040.5615 | 11420058.9703 | 10381164.0601 | 0 | 370740.2091 | 0 | 13243991.3061 | 34458148.6623 | 23518394.5062 | 105179486.5415 | 961560.8286 | 16790840.2133 | 16790840.2133 | 1478867.319 | 7598057.1552 | 0 | 122931887.5834 | 148799652.2709 | 2371373.7057 | 36.6009 | 3358.7114 | 4065.4634 | 68.4719 | 82.88
1 | 4700 | 707 | 0.035 | 15 | 15 | 7 | 3.1623e-09 | 5spot_SharedNeighbor | Water | Porous | Wet | R600a | MinimizeLCOE_Brownfield | IgnoreSilica | 182.4519 | 83.0492 | 9.1614 | 4 | 3355.6961 | 4061.5844 | 68.4104 | 82.8009 | 168.1923 | 0 | 312.1324 | 10838151.0261 | 954490.1359 | 11426209.459 | 10389250.3433 | 0 | 363740.5234 | 0 | 13249018.1802 | 34471227.5576 | 23527321.121 | 105219408.3466 | 961560.8286 | 16790840.2133 | 16790840.2133 | 1478867.319 | 7598057.1552 | 0 | 122971809.3885 | 148839574.076 | 3162277.6602 | 36.6457 | 3355.6961 | 4061.5844 | 68.4104 | 82.8009
1 | 4700 | 707 | 0.035 | 15 | 15 | 7 | 4.217e-09 | 5spot_SharedNeighbor | Water | Porous | Wet | R600a | MinimizeLCOE_Brownfield | IgnoreSilica | 182.5787 | 83.097 | 9.1704 | 4 | 3353.4311 | 4058.6316 | 68.3642 | 82.7407 | 168.1839 | 0 | 293.3353 | 10842600.7409 | 954874.6348 | 11431469.9986 | 10396166.4444 | 0 | 358625.9473 | 0 | 13253657.7288 | 34483298.7112 | 23535559.9313 | 105256254.1373 | 961560.8286 | 16790840.2133 | 16790840.2133 | 1478867.319 | 7598057.1552 | 0 | 123008655.1793 | 148876419.8668 | 4216965.0343 | 36.6814 | 3353.4311 | 4058.6316 | 68.3642 | 82.7407
1 | 4700 | 707 | 0.035 | 15 | 15 | 7 | 5.6234e-09 | 5spot_SharedNeighbor | Water | Porous | Wet | R600a | MinimizeLCOE_Brownfield | IgnoreSilica | 182.6519 | 83.1246 | 9.1763 | 4 | 3351.7304 | 4056.4729 | 68.3296 | 82.6967 | 168.179 | 0 | 286.9681 | 10845162.1573 | 955095.9645 | 11434498.2681 | 10400153.3225 | 0 | 354485.0732 | 0 | 13255863.9664 | 34489038.8889 | 23539477.7206 | 105273775.3615 | 961560.8286 | 16790840.2133 | 16790840.2133 | 1478867.319 | 7598057.1552 | 0 | 123026176.4034 | 148893941.0909 | 5623413.2519 | 36.7053 | 3351.7304 | 4056.4729 | 68.3296 | 82.6967
1 | 4700 | 707 | 0.035 | 15 | 15 | 7 | 7.4989e-09 | 5spot_SharedNeighbor | Water | Porous | Wet | R600a | MinimizeLCOE_Brownfield | IgnoreSilica | 182.7102 | 83.1465 | 9.1809 | 4 | 3350.4537 | 4054.8439 | 68.3035 | 82.6635 | 168.1752 | 0 | 295.3933 | 10847204.88 | 955272.4734 | 11436913.3639 | 10403332.8446 | 0 | 351403.1009 | 0 | 13257709.3984 | 34493840.3246 | 23542754.7991 | 105288431.1848 | 961560.8286 | 16790840.2133 | 16790840.2133 | 1478867.319 | 7598057.1552 | 0 | 123040832.2268 | 148908596.9143 | 7498942.0933 | 36.7236 | 3350.4537 | 4054.8439 | 68.3035 | 82.6635
1 | 4700 | 707 | 0.035 | 15 | 15 | 7 | 1e-08 | 5spot_SharedNeighbor | Water | Porous | Wet | R600a | MinimizeLCOE_Brownfield | IgnoreSilica | 182.7614 | 83.1657 | 9.1846 | 4 | 3349.4956 | 4053.6025 | 68.284 | 82.6382 | 168.1718 | 0 | 312.1863 | 10848995.3038 | 955427.1808 | 11439030.2118 | 10406118.5851 | 0 | 349172.0593 | 0 | 13259509.903 | 34498524.868 | 23545952.0962 | 105302730.2081 | 961560.8286 | 16790840.2133 | 16790840.2133 | 1478867.319 | 7598057.1552 | 0 | 123055131.2501 | 148922895.9376 | 10000000 | 36.7384 | 3349.4956 | 4053.6025 | 68.284 | 82.6382
1 | 4800 | 707 | 0.035 | 15 | 15 | 7 | 1e-13 | 5spot_SharedNeighbor | Water | Porous | Wet | R600a | MinimizeLCOE_Brownfield | IgnoreSilica | 0 | 0 | 0 | 4 | [6 empty] | 22.6361 | [19 empty] | 100 | 0
1 | 4800 | 707 | 0.035 | 15 | 15 | 7 | 1.3335e-13 | 5spot_SharedNeighbor | Water | Porous | Wet | R600a | MinimizeLCOE_Brownfield | IgnoreSilica | 0.94237 | 0.19451 | 0.0066449 | 4 | 726350.2991 | 1724925.7857 | 14807.6333 | 35164.9453 | 114.1858 | 0 | 68.4931 | 124407.5604 | 8389.3084 | 92491.2149 | 59615.284 | 0 | 61304.3624 | 0 | 135021.0148 | 351296.9838 | 239767.4099 | 1072293.1387 | 961560.8286 | 17272388.9941 | 17272388.9941 | 1478867.319 | 7790676.6675 | 0 | 19306242.9615 | 45848175.9421 | 133.3521 | 0.02658 | 726350.2991 | 1724925.7857 | 14807.6333 | 35164.9453
1 | 4800 | 707 | 0.035 | 15 | 15 | 7 | 1.7783e-13 | 5spot_SharedNeighbor | Water | Porous | Wet | R600a | MinimizeLCOE_Brownfield | IgnoreSilica | 1.2202 | 0.29775 | 0.015423 | 4 | 318796.079 | 749039.9604 | 6499.0893 | 15270.1927 | 125.1476 | 0 | 63.9713 | 177534.5631 | 12819.6394 | 129033.9848 | 74287.9836 | 0 | 68901.2365 | 0 | 180405.1889 | 469377.2953 | 320359.6488 | 1432719.5403 | 961560.8286 | 17272388.9941 | 17272388.9941 | 1478867.319 | 7790676.6675 | 0 | 19666669.363 | 46208602.3437 | 177.8279 | 0.06169 | 318796.079 | 749039.9604 | 6499.0893 | 15270.1927
1 | 4800 | 707 | 0.035 | 15 | 15 | 7 | 2.3714e-13 | 5spot_SharedNeighbor | Water | Porous | Wet | R600a | MinimizeLCOE_Brownfield | IgnoreSilica | 1.5834 | 0.44416 | 0.029226 | 4 | 172247.8728 | 399286.9084 | 3511.5059 | 8140.0037 | 134.8953 | 0 | 53.9278 | 246317.0958 | 18971.9577 | 176493.6043 | 94803.4098 | 0 | 77712.3807 | 0 | 239576.3949 | 623328.6355 | 425434.6019 | 1902638.0806 | 961560.8286 | 17272388.9941 | 17272388.9941 | 1478867.319 | 7790676.6675 | 0 | 20136587.9033 | 46678520.884 | 237.1374 | 0.1169 | 172247.8728 | 399286.9084 | 3511.5059 | 8140.0037
1 | 4800 | 707 | 0.035 | 15 | 15 | 7 | 3.1623e-13 | 5spot_SharedNeighbor | Water | Porous | Wet | R600a | MinimizeLCOE_Brownfield | IgnoreSilica | 2.0598 | 0.6466 | 0.049707 | 4 | 104288.0869 | 237778.7823 | 2126.0537 | 4847.4421 | 143.3065 | 0 | 353.7272 | 333125.9125 | 27242.83 | 236968.6564 | 122321.8792 | 0 | 88034.7726 | 0 | 315000.6797 | 819567.1532 | 559371.4225 | 2501633.306 | 961560.8286 | 17272388.9941 | 17272388.9941 | 1478867.319 | 7790676.6675 | 0 | 20735583.1288 | 47277516.1095 | 316.2278 | 0.19883 | 104288.0869 | 237778.7823 | 2126.0537 | 4847.4421
1 | 4800 | 707 | 0.035 | 15 | 15 | 7 | 4.217e-13 | 5spot_SharedNeighbor | Water | Porous | Wet | R600a | MinimizeLCOE_Brownfield | IgnoreSilica | 2.6822 | 0.92282 | 0.079352 | 4 | 67735.2465 | 151356.3727 | 1380.8746 | 3085.6044 | 150.3438 | 0 | 466.9661 | 441961.1044 | 38303.6237 | 313360.408 | 160671.7411 | 0 | 100086.7087 | 0 | 411209.5985 | 1069883.0246 | 730217.1482 | 3265693.3572 | 961560.8286 | 17272388.9941 | 17272388.9941 | 1478867.319 | 7790676.6675 | 0 | 21499643.18 | 48041576.1607 | 421.6965 | 0.31741 | 67735.2465 | 151356.3727 | 1380.8746 | 3085.6044
1 | 4800 | 707 | 0.035 | 15 | 15 | 7 | 5.6234e-13 | 5spot_SharedNeighbor | Water | Porous | Wet | R600a | MinimizeLCOE_Brownfield | IgnoreSilica | 3.499 | 1.311 | 0.12082 | 4 | 46508.7629 | 101427.6836 | 948.144 | 2067.7405 | 156.1342 | 0 | 611.0984 | 577088.0909 | 52075.344 | 413620.5576 | 212474.1159 | 0 | 114798.3369 | 0 | 534322.0137 | 1390196.2752 | 948837.5235 | 4243412.2578 | 961560.8286 | 17272388.9941 | 17272388.9941 | 1478867.319 | 7790676.6675 | 0 | 22477362.0805 | 49019295.0612 | 562.3413 | 0.48329 | 46508.7629 | 101427.6836 | 948.144 | 2067.7405
1 | 4800 | 707 | 0.035 | 15 | 15 | 7 | 7.4989e-13 | 5spot_SharedNeighbor | Water | Porous | Wet | R600a | MinimizeLCOE_Brownfield | IgnoreSilica | 4.599 | 1.8709 | 0.17618 | 4 | 33654.4885 | 71317.25 | 686.0923 | 1453.8986 | 160.9083 | 0 | 73.5751 | 741305.4711 | 67092.2606 | 549635.4436 | 277969.0564 | 0 | 134355.9906 | 0 | 690439.7067 | 1796382.4882 | 1226067.9601 | 5483248.3773 | 961560.8286 | 17272388.9941 | 17272388.9941 | 1478867.319 | 7790676.6675 | 0 | 23717198.2 | 50259131.1807 | 749.8942 | 0.70473 | 33654.4885 | 71317.25 | 686.0923 | 1453.8986
1 | 4800 | 707 | 0.035 | 15 | 15 | 7 | 1e-12 | 5spot_SharedNeighbor | Water | Porous | Wet | R600a | MinimizeLCOE_Brownfield | IgnoreSilica | 6.058 | 2.6177 | 0.24956 | 4 | 25290.8348 | 51879.3176 | 515.5879 | 1057.6301 | 164.6845 | 0 | 88.6656 | 938150.654 | 84874.5648 | 719061.9592 | 363826.5027 | 0 | 158223.4915 | 0 | 883013.4972 | 2297419.9887 | 1568036.3495 | 7012607.0076 | 961560.8286 | 17272388.9941 | 17272388.9941 | 1478867.319 | 7790676.6675 | 0 | 25246556.8303 | 51788489.811 | 1000 | 0.99825 | 25290.8348 | 51879.3176 | 515.5879 | 1057.6301
1 | 4800 | 707 | 0.035 | 15 | 15 | 7 | 1.3335e-12 | 5spot_SharedNeighbor | Water | Porous | Wet | R600a | MinimizeLCOE_Brownfield | IgnoreSilica | 7.9754 | 3.5924 | 0.34538 | 4 | 19624.8766 | 38836.7702 | 400.0797 | 791.7401 | 167.4659 | 0 | 73.3456 | 1171720.7375 | 105926.4248 | 926274.5819 | 476006.7512 | 0 | 186654.3595 | 0 | 1117967.3134 | 2908721.6228 | 1985262.2758 | 8878534.067 | 961560.8286 | 17272388.9941 | 17272388.9941 | 1478867.319 | 7790676.6675 | 0 | 27112483.8897 | 53654416.8704 | 1333.5214 | 1.3815 | 19624.8766 | 38836.7702 | 400.0797 | 791.7401
1 | 4800 | 707 | 0.035 | 15 | 15 | 7 | 1.7783e-12 | 5spot_SharedNeighbor | Water | Porous | Wet | R600a | MinimizeLCOE_Brownfield | IgnoreSilica | 10.5474 | 4.9256 | 0.47674 | 4 | 15467.5775 | 29386.0061 | 315.3275 | 599.0735 | 170.0087 | 0 | 111.7171 | 1463047.0151 | 132116.79 | 1192342.7532 | 626966.7531 | 0 | 221700.7556 | 0 | 1418107.8861 | 3689625.8257 | 2518245.4403 | 11262153.2189 | 961560.8286 | 17272388.9941 | 17272388.9941 | 1478867.319 | 7790676.6675 | 0 | 29496103.0417 | 56038036.0224 | 1778.2794 | 1.907 | 15467.5775 | 29386.0061 | 315.3275 | 599.0735
1 | 4800 | 707 | 0.035 | 15 | 15 | 7 | 2.3714e-12 | 5spot_SharedNeighbor | Water | Porous | Wet | R600a | MinimizeLCOE_Brownfield | IgnoreSilica | 13.958 | 6.6803 | 0.6494 | 4 | 12491.4299 | 22709.2961 | 254.6547 | 462.9597 | 171.808 | 0 | 98.6067 | 1813435.5069 | 163527.8418 | 1521486.8148 | 826425.7136 | 0 | 264284.2971 | 0 | 1789772.4679 | 4656620.8288 | 3178239.3996 | 14213792.8706 | 961560.8286 | 17272388.9941 | 17272388.9941 | 1478867.319 | 7790676.6675 | 0 | 32447742.6933 | 58989675.674 | 2371.3737 | 2.5976 | 12491.4299 | 22709.2961 | 254.6547 | 462.9597
1 | 4800 | 707 | 0.035 | 15 | 15 | 7 | 3.1623e-12 | 5spot_SharedNeighbor | Water | Porous | Wet | R600a | MinimizeLCOE_Brownfield | IgnoreSilica | 18.4869 | 9.0116 | 0.87881 | 4 | 10281.6613 | 17832.1932 | 209.6056 | 363.5334 | 173.1894 | 0 | 98.0836 | 2239982.0353 | 201649.3232 | 1933187.5072 | 1091213.0398 | 0 | 316045.0393 | 0 | 2255010.0085 | 5867073.4759 | 4004398.2036 | 17908558.6329 | 961560.8286 | 17272388.9941 | 17272388.9941 | 1478867.319 | 7790676.6675 | 0 | 36142508.4556 | 62684441.4363 | 3162.2777 | 3.5152 | 10281.6613 | 17832.1932 | 209.6056 | 363.5334
1 | 4800 | 707 | 0.035 | 15 | 15 | 7 | 4.217e-12 | 5spot_SharedNeighbor | Water | Porous | Wet | R600a | MinimizeLCOE_Brownfield | IgnoreSilica | 24.4916 | 12.1033 | 1.183 | 4 | 8615.4713 | 14224.4405 | 175.638 | 289.9845 | 174.2445 | 0 | 107.7644 | 2759155.3197 | 247896.2997 | 2447697.3823 | 1442090.8803 | 0 | 378930.671 | 0 | 2837550.5156 | 7382724.3801 | 5038861.0892 | 22534906.5379 | 961560.8286 | 17272388.9941 | 17272388.9941 | 1478867.319 | 7790676.6675 | 0 | 40768856.3606 | 67310789.3413 | 4216.965 | 4.7321 | 8615.4713 | 14224.4405 | 175.638 | 289.9845
1 | 4800 | 707 | 0.035 | 15 | 15 | 7 | 5.6234e-12 | 5spot_SharedNeighbor | Water | Porous | Wet | R600a | MinimizeLCOE_Brownfield | IgnoreSilica | 32.4064 | 16.1799 | 1.5842 | 4 | 7344.4699 | 11533.0557 | 149.727 | 235.1169 | 175.0458 | 0 | 94.2487 | 3388405.4368 | 303751.7461 | 3087545.9172 | 1904581.4807 | 0 | 454768.709 | 0 | 3564230.783 | 9273397.3731 | 6329284.2564 | 28305965.7024 | 961560.8286 | 17272388.9941 | 17272388.9941 | 1478867.319 | 7790676.6675 | 0 | 46539915.5251 | 73081848.5058 | 5623.4133 | 6.3367 | 7344.4699 | 11533.0557 | 149.727 | 235.1169
1 | 4800 | 707 | 0.035 | 15 | 15 | 7 | 7.4989e-12 | 5spot_SharedNeighbor | Water | Porous | Wet | R600a | MinimizeLCOE_Brownfield | IgnoreSilica | 42.7548 | 21.5096 | 2.1088 | 4 | 6365.3718 | 9511.9204 | 129.7667 | 193.9134 | 175.6481 | 0 | 106.2789 | 4145980.1718 | 370748.4661 | 3877392.8217 | 2509066.5446 | 0 | 545525.8588 | 0 | 4464998.4066 | 11617009.9567 | 7928848.0012 | 35459570.2274 | 961560.8286 | 17272388.9941 | 17272388.9941 | 1478867.319 | 7790676.6675 | 0 | 53693520.0502 | 80235453.0308 | 7498.9421 | 8.4353 | 6365.3718 | 9511.9204 | 129.7667 | 193.9134
1 | 4800 | 707 | 0.035 | 15 | 15 | 7 | 1e-11 | 5spot_SharedNeighbor | Water | Porous | Wet | R600a | MinimizeLCOE_Brownfield | IgnoreSilica | 56.1311 | 28.3863 | 2.7854 | 4 | 5607.0686 | 7989.335 | 114.3077 | 162.8734 | 176.0621 | 0 | 110.6421 | 5047961.2396 | 450207.3111 | 4840838.3408 | 3290185.6436 | 0 | 653460.2701 | 0 | 5570234.594 | 14492607.8013 | 9891502.6177 | 44236997.8182 | 961560.8286 | 17272388.9941 | 17272388.9941 | 1478867.319 | 7790676.6675 | 0 | 62470947.6409 | 89012880.6216 | 10000 | 11.1415 | 5607.0686 | 7989.335 | 114.3077 | 162.8734
1 | 4800 | 707 | 0.035 | 15 | 15 | 7 | 1.3335e-11 | 5spot_SharedNeighbor | Water | Porous | Wet | R600a | MinimizeLCOE_Brownfield | IgnoreSilica | 72.9984 | 36.9808 | 3.6298 | 4 | 5024.6168 | 6852.6916 | 102.4336 | 139.7014 | 176.2022 | 0 | 125.7602 | 6091526.4908 | 541775.8111 | 5981558.7305 | 4273151.9534 | 0 | 778857.1785 | 0 | 6890079.3641 | 17926573.1557 | 12235254.533 | 54718777.2172 | 961560.8286 | 17272388.9941 | 17272388.9941 | 1478867.319 | 7790676.6675 | 0 | 72952727.04 | 99494660.0206 | 13335.2143 | 14.5191 | 5024.6168 | 6852.6916 | 102.4336 | 139.7014
1 | 4800 | 707 | 0.035 | 15 | 15 | 7 | 1.7783e-11 | 5spot_SharedNeighbor | Water | Porous | Wet | R600a | MinimizeLCOE_Brownfield | IgnoreSilica | 93.5294 | 47.2067 | 4.6303 | 4 | 4587.5378 | 6020.587 | 93.5232 | 122.7378 | 175.9059 | 0 | 154.5299 | 7246737.6433 | 642745.6671 | 7271712.6721 | 5464013.6968 | 0 | 920720.8052 | 0 | 8402912.8889 | 21862655.6626 | 14921711.7224 | 66733210.7584 | 961560.8286 | 17272388.9941 | 17272388.9941 | 1478867.319 | 7790676.6675 | 0 | 84967160.5812 | 111509093.5618 | 17782.7941 | 18.5213 | 4587.5378 | 6020.587 | 93.5232 | 122.7378
1 | 4800 | 707 | 0.035 | 15 | 15 | 7 | 2.3714e-11 | 5spot_SharedNeighbor | Water | Porous | Wet | R600a | MinimizeLCOE_Brownfield | IgnoreSilica | 117.2495 | 58.5384 | 5.7307 | 4 | 4272.4767 | 5430.3692 | 87.1002 | 110.7054 | 175.0433 | 0 | 145.6605 | 8446381.8308 | 747213.7729 | 8637460.89 | 6827875.3664 | 0 | 1074325.506 | 0 | 10035970.3727 | 26111536.2493 | 17821660.0285 | 79702424.0165 | 961560.8286 | 17272388.9941 | 17272388.9941 | 1478867.319 | 7790676.6675 | 0 | 97936373.8393 | 124478306.82 | 23713.7371 | 22.9226 | 4272.4767 | 5430.3692 | 87.1002 | 110.7054
1 | 4800 | 707 | 0.035 | 15 | 15 | 7 | 3.1623e-11 | 5spot_SharedNeighbor | Water | Porous | Wet | R600a | MinimizeLCOE_Brownfield | IgnoreSilica | 129.6944 | 64.2216 | 6.4289 | 4 | 4042.9579 | 5075.0858 | 82.4212 | 103.4625 | 174.4008 | 0 | 167.1344 | 9022815.6796 | 797284.8236 | 9302053.0665 | 7536378.4957 | 0 | 1022025.0476 | 0 | 10795417.2741 | 28087461.3026 | 19170269.4786 | 85733705.1684 | 961560.8286 | 17272388.9941 | 17272388.9941 | 1478867.319 | 7790676.6675 | 0 | 103967654.9911 | 130509587.9718 | 31622.7766 | 25.7157 | 4042.9579 | 5075.0858 | 82.4212 | 103.4625
1 | 4800 | 707 | 0.035 | 15 | 15 | 7 | 4.217e-11 | 5spot_SharedNeighbor | Water | Porous | Wet | R600a | MinimizeLCOE_Brownfield | IgnoreSilica | 142.6755 | 69.9919 | 7.1228 | 4 | 3864.0347 | 4795.6146 | 78.7736 | 97.7651 | 173.6771 | 0 | 203.132 | 9593473.4682 | 846779.0784 | 9964880.4994 | 8271351.6692 | 0 | 981230.6652 | 0 | 11566508.9983 | 30093683.7965 | 20539557.5545 | 91857465.7296 | 961560.8286 | 17272388.9941 | 17272388.9941 | 1478867.319 | 7790676.6675 | 0 | 110091415.5524 | 136633348.5331 | 42169.6503 | 28.4913 | 3864.0347 | 4795.6146 | 78.7736 | 97.7651
1 | 4800 | 707 | 0.035 | 15 | 15 | 7 | 5.6234e-11 | 5spot_SharedNeighbor | Water | Porous | Wet | R600a | MinimizeLCOE_Brownfield | IgnoreSilica | 152.2823 | 74.1775 | 7.6765 | 4 | 3724.533 | 4588.9228 | 75.9296 | 93.5514 | 173.1344 | 0 | 241.5728 | 9999093.9282 | 881915.9048 | 10438824.2821 | 8813032.8271 | 0 | 904779.5412 | 0 | 12104682.1285 | 31493899.8867 | 21495233.8076 | 96131462.3061 | 961560.8286 | 17272388.9941 | 17272388.9941 | 1478867.319 | 7790676.6675 | 0 | 114365412.1289 | 140907345.1096 | 56234.1325 | 30.706 | 3724.533 | 4588.9228 | 75.9296 | 93.5514
1 | 4800 | 707 | 0.035 | 15 | 15 | 7 | 7.4989e-11 | 5spot_SharedNeighbor | Water | Porous | Wet | R600a | MinimizeLCOE_Brownfield | IgnoreSilica | 160.1823 | 77.541 | 8.1372 | 4 | 3617.3684 | 4432.8176 | 73.7449 | 90.369 | 172.662 | 0 | 250.9967 | 10320363.623 | 909721.1507 | 10815798.2619 | 9255841.5472 | 0 | 825844.9586 | 0 | 12529752.1212 | 32599844.8137 | 22250063.9452 | 99507230.4215 | 961560.8286 | 17272388.9941 | 17272388.9941 | 1478867.319 | 7790676.6675 | 0 | 117741180.2442 | 144283113.2249 | 74989.4209 | 32.5488 | 3617.3684 | 4432.8176 | 73.7449 | 90.369
1 | 4800 | 707 | 0.035 | 15 | 15 | 7 | 1e-10 | 5spot_SharedNeighbor | Water | Porous | Wet | R600a | MinimizeLCOE_Brownfield | IgnoreSilica | 166.4233 | 80.1469 | 8.5074 | 4 | 3535.3899 | 4315.3556 | 72.0737 | 87.9744 | 172.2732 | 0 | 263.3213 | 10566582.4897 | 931016.495 | 11105631.1447 | 9604225.0088 | 0 | 748840.8059 | 0 | 12852955.4182 | 33440753.4945 | 22824001.3988 | 102074006.2557 | 961560.8286 | 17272388.9941 | 17272388.9941 | 1478867.319 | 7790676.6675 | 0 | 120307956.0784 | 146849889.0591 | 100000 | 34.0296 | 3535.3899 | 4315.3556 | 72.0737 | 87.9744
1 | 4800 | 707 | 0.035 | 15 | 15 | 7 | 1.3335e-10 | 5spot_SharedNeighbor | Water | Porous | Wet | R600a | MinimizeLCOE_Brownfield | IgnoreSilica | 171.307 | 82.1544 | 8.8005 | 4 | 3472.8769 | 4226.8636 | 70.7993 | 86.1703 | 171.9596 | 0 | 303.7676 | 10754707.7252 | 947279.0913 | 11327607.4115 | 9876083.3587 | 0 | 678495.3632 | 0 | 13097827.4504 | 34077860.2922 | 23258839.8795 | 104018700.572 | 961560.8286 | 17272388.9941 | 17272388.9941 | 1478867.319 | 7790676.6675 | 0 | 122252650.3948 | 148794583.3754 | 133352.1432 | 35.2021 | 3472.8769 | 4226.8636 | 70.7993 | 86.1703
1 | 4800 | 707 | 0.035 | 15 | 15 | 7 | 1.7783e-10 | 5spot_SharedNeighbor | Water | Porous | Wet | R600a | MinimizeLCOE_Brownfield | IgnoreSilica | 174.9929 | 83.6493 | 9.0261 | 4 | 3425.3146 | 4160.4562 | 69.8297 | 84.8165 | 171.7177 | 0 | 320.1031 | 10893964.7008 | 959312.7008 | 11492211.481 | 10080349.6922 | 0 | 615734.344 | 0 | 13276213.4383 | 34541984.0406 | 23575613.8745 | 105435384.2721 | 961560.8286 | 17272388.9941 | 17272388.9941 | 1478867.319 | 7790676.6675 | 0 | 123669334.0949 | 150211267.0755 | 177827.941 | 36.1045 | 3425.3146 | 4160.4562 | 69.8297 | 84.8165
1 | 4800 | 707 | 0.035 | 15 | 15 | 7 | 2.3714e-10 | 5spot_SharedNeighbor | Water | Porous | Wet | R600a | MinimizeLCOE_Brownfield | IgnoreSilica | 177.7527 | 84.7579 | 9.1982 | 4 | 3389.21 | 4110.6032 | 69.0936 | 83.8002 | 171.5336 | 0 | 339.2398 | 10996776.1948 | 968194.4952 | 11613892.3873 | 10233065.9766 | 0 | 561720.3156 | 0 | 13405723.2541 | 34878942.0153 | 23805594.616 | 106463909.255 | 961560.8286 | 17272388.9941 | 17272388.9941 | 1478867.319 | 7790676.6675 | 0 | 124697859.0777 | 151239792.0584 | 237137.3706 | 36.7926 | 3389.21 | 4110.6032 | 69.0936 | 83.8002
1 | 4800 | 707 | 0.035 | 15 | 15 | 7 | 3.1623e-10 | 5spot_SharedNeighbor | Water | Porous | Wet | R600a | MinimizeLCOE_Brownfield | IgnoreSilica | 179.7944 | 85.5719 | 9.3279 | 4 | 3361.8491 | 4073.2073 | 68.5358 | 83.0378 | 171.3958 | 0 | 317.2161 | 11072031.616 | 974694.4346 | 11703042.9835 | 10345915.7083 | 0 | 516309.7542 | 0 | 13498677.8537 | 35120790.8158 | 23970661.3918 | 107202124.5579 | 961560.8286 | 17272388.9941 | 17272388.9941 | 1478867.319 | 7790676.6675 | 0 | 125436074.3807 | 151978007.3614 | 316227.766 | 37.3116 | 3361.8491 | 4073.2073 | 68.5358 | 83.0378
1 | 4800 | 707 | 0.035 | 15 | 15 | 7 | 4.217e-10 | 5spot_SharedNeighbor | Water | Porous | Wet | R600a | MinimizeLCOE_Brownfield | IgnoreSilica | 181.283 | 86.1622 | 9.4247 | 4 | 3341.1449 | 4045.1957 | 68.1138 | 82.4668 | 171.2944 | 0 | 320.2622 | 11126469.7167 | 979395.66 | 11767576.1137 | 10428128.2274 | 0 | 478756.4257 | 0 | 13564327.196 | 35291596.9378 | 24087240.0799 | 107723490.3572 | 961560.8286 | 17272388.9941 | 17272388.9941 | 1478867.319 | 7790676.6675 | 0 | 125957440.18 | 152499373.1607 | 421696.5034 | 37.6989 | 3341.1449 | 4045.1957 | 68.1138 | 82.4668
1 | 4800 | 707 | 0.035 | 15 | 15 | 7 | 5.6234e-10 | 5spot_SharedNeighbor | Water | Porous | Wet | R600a | MinimizeLCOE_Brownfield | IgnoreSilica | 182.3593 | 86.5872 | 9.4965 | 4 | 3325.4985 | 4024.2291 | 67.7948 | 82.0394 | 171.2206 | 0 | 321.2248 | 11165601.7227 | 982774.7104 | 11813987.2672 | 10487534.7576 | 0 | 448181.8022 | 0 | 13610251.3014 | 35411082.0399 | 24168791.1172 | 108088204.7186 | 961560.8286 | 17272388.9941 | 17272388.9941 | 1478867.319 | 7790676.6675 | 0 | 126322154.5413 | 152864087.522 | 562341.3252 | 37.9859 | 3325.4985 | 4024.2291 | 67.7948 | 82.0394
1 | 4800 | 707 | 0.035 | 15 | 15 | 7 | 7.4989e-10 | 5spot_SharedNeighbor | Water | Porous | Wet | R600a | MinimizeLCOE_Brownfield | IgnoreSilica | 183.1272 | 86.8894 | 9.5492 | 4 | 3313.6885 | 4008.5591 | 67.554 | 81.7199 | 171.1676 | 0 | 301.8567 | 11193401.4447 | 985175.0379 | 11846969.5485 | 10529900.4787 | 0 | 423547.1106 | 0 | 13641807.512 | 35493184.8267 | 24224827.9563 | 108338813.9155 | 961560.8286 | 17272388.9941 | 17272388.9941 | 1478867.319 | 7790676.6675 | 0 | 126572763.7382 | 153114696.7189 | 749894.2093 | 38.1969 | 3313.6885 | 4008.5591 | 67.554 | 81.7199
1 | 4800 | 707 | 0.035 | 15 | 15 | 7 | 1e-09 | 5spot_SharedNeighbor | Water | Porous | Wet | R600a | MinimizeLCOE_Brownfield | IgnoreSilica | 183.6823 | 87.1075 | 9.5882 | 4 | 3304.7839 | 3996.8279 | 67.3725 | 81.4807 | 171.1292 | 0 | 334.7667 | 11213434.5605 | 986904.6766 | 11870743.1861 | 10560514.7623 | 0 | 404048.0922 | 0 | 13663901.6583 | 35550669.2632 | 24264062.2653 | 108514278.4644 | 961560.8286 | 17272388.9941 | 17272388.9941 | 1478867.319 | 7790676.6675 | 0 | 126748228.2872 | 153290161.2679 | 1000000 | 38.353 | 3304.7839 | 3996.8279 | 67.3725 | 81.4807
1 | 4800 | 707 | 0.035 | 15 | 15 | 7 | 1.3335e-09 | 5spot_SharedNeighbor | Water | Porous | Wet | R600a | MinimizeLCOE_Brownfield | IgnoreSilica | 184.0797 | 87.2633 | 9.6169 | 4 | 3298.0765 | 3988.0563 | 67.2358 | 81.3019 | 171.1016 | 0 | 330.9781 | 11227746.972 | 988140.3483 | 11887730.9634 | 10582431.1216 | 0 | 388717.9041 | 0 | 13679159.2507 | 35590366.3888 | 24291156.3693 | 108635449.3181 | 961560.8286 | 17272388.9941 | 17272388.9941 | 1478867.319 | 7790676.6675 | 0 | 126869399.1409 | 153411332.1215 | 1333521.4322 | 38.4677 | 3298.0765 | 3988.0563 | 67.2358 | 81.3019
1 | 4800 | 707 | 0.035 | 15 | 15 | 7 | 1.7783e-09 | 5spot_SharedNeighbor | Water | Porous | Wet | R600a | MinimizeLCOE_Brownfield | IgnoreSilica | 184.3692 | 87.3767 | 9.6382 | 4 | 3293.0284 | 3981.4861 | 67.1328 | 81.168 | 171.0815 | 0 | 292.5144 | 11238154.6692 | 989038.8791 | 11900085.6988 | 10598392.1083 | 0 | 376825.8374 | 0 | 13689973.9051 | 35618503.9014 | 24310360.7997 | 108721335.7988 | 961560.8286 | 17272388.9941 | 17272388.9941 | 1478867.319 | 7790676.6675 | 0 | 126955285.6216 | 153497218.6023 | 1778279.41 | 38.5527 | 3293.0284 | 3981.4861 | 67.1328 | 81.168
1 | 4800 | 707 | 0.035 | 15 | 15 | 7 | 2.3714e-09 | 5spot_SharedNeighbor | Water | Porous | Wet | R600a | MinimizeLCOE_Brownfield | IgnoreSilica | 184.566 | 87.4536 | 9.6534 | 4 | 3289.2319 | 3976.6015 | 67.0554 | 81.0684 | 171.0678 | 0 | 367.5168 | 11245217.4777 | 989648.6228 | 11908470.5451 | 10609238.3119 | 0 | 367478.3693 | 0 | 13696820.7974 | 35636318.1107 | 24322519.3637 | 108775711.5986 | 961560.8286 | 17272388.9941 | 17272388.9941 | 1478867.319 | 7790676.6675 | 0 | 127009661.4214 | 153551594.402 | 2371373.7057 | 38.6138 | 3289.2319 | 3976.6015 | 67.0554 | 81.0684
1 | 4800 | 707 | 0.035 | 15 | 15 | 7 | 3.1623e-09 | 5spot_SharedNeighbor | Water | Porous | Wet | R600a | MinimizeLCOE_Brownfield | IgnoreSilica | 184.7124 | 87.5108 | 9.6649 | 4 | 3286.3784 | 3972.9362 | 66.9973 | 80.9937 | 171.0576 | 0 | 348.4139 | 11250465.0234 | 990101.6457 | 11914700.735 | 10617302.7668 | 0 | 360349.2784 | 0 | 13701838.5852 | 35649373.3653 | 24331429.8432 | 108815561.243 | 961560.8286 | 17272388.9941 | 17272388.9941 | 1478867.319 | 7790676.6675 | 0 | 127049511.0658 | 153591444.0464 | 3162277.6602 | 38.6594 | 3286.3784 | 3972.9362 | 66.9973 | 80.9937
1 | 4800 | 707 | 0.035 | 15 | 15 | 7 | 4.217e-09 | 5spot_SharedNeighbor | Water | Porous | Wet | R600a | MinimizeLCOE_Brownfield | IgnoreSilica | 184.8218 | 87.5536 | 9.6734 | 4 | 3284.2348 | 3970.1852 | 66.9536 | 80.9376 | 171.0499 | 0 | 365.697 | 11254388.0847 | 990440.3218 | 11919358.639 | 10623334.9518 | 0 | 354939.0602 | 0 | 13705559.8124 | 35659055.2351 | 24338037.9183 | 108845114.0233 | 961560.8286 | 17272388.9941 | 17272388.9941 | 1478867.319 | 7790676.6675 | 0 | 127079063.8461 | 153620996.8267 | 4216965.0343 | 38.6937 | 3284.2348 | 3970.1852 | 66.9536 | 80.9376
1 | 4800 | 707 | 0.035 | 15 | 15 | 7 | 5.6234e-09 | 5spot_SharedNeighbor | Water | Porous | Wet | R600a | MinimizeLCOE_Brownfield | IgnoreSilica | 184.9 | 87.5841 | 9.6797 | 4 | 3282.625 | 3968.1301 | 66.9208 | 80.8957 | 171.0444 | 0 | 359.495 | 11257188.662 | 990682.0926 | 11922683.9167 | 10627643.7265 | 0 | 350797.234 | 0 | 13708108.2964 | 35665685.8676 | 24342563.4612 | 108865353.2571 | 961560.8286 | 17272388.9941 | 17272388.9941 | 1478867.319 | 7790676.6675 | 0 | 127099303.0799 | 153641236.0605 | 5623413.2519 | 38.7188 | 3282.625 | 3968.1301 | 66.9208 | 80.8957
1 | 4800 | 707 | 0.035 | 15 | 15 | 7 | 7.4989e-09 | 5spot_SharedNeighbor | Water | Porous | Wet | R600a | MinimizeLCOE_Brownfield | IgnoreSilica | 184.9487 | 87.6031 | 9.6841 | 4 | 3281.4166 | 3966.6128 | 66.8961 | 80.8648 | 171.041 | 0 | 344.6971 | 11258929.9431 | 990832.4148 | 11924751.4825 | 10630325.8523 | 0 | 347543.8664 | 0 | 13709429.588 | 35669123.5973 | 24344909.7823 | 108875846.5265 | 961560.8286 | 17272388.9941 | 17272388.9941 | 1478867.319 | 7790676.6675 | 0 | 127109796.3493 | 153651729.33 | 7498942.0933 | 38.7363 | 3281.4166 | 3966.6128 | 66.8961 | 80.8648
1 | 4800 | 707 | 0.035 | 15 | 15 | 7 | 1e-08 | 5spot_SharedNeighbor | Water | Porous | Wet | R600a | MinimizeLCOE_Brownfield | IgnoreSilica | 185.005 | 87.6251 | 9.688 | 4 | 3280.5097 | 3965.4247 | 66.8776 | 80.8405 | 171.0371 | 0 | 357.5947 | 11260948.3485 | 991006.6599 | 11927148.1468 | 10633429.7033 | 0 | 345345.4042 | 0 | 13711572.5224 | 35674699.073 | 24348715.1591 | 108892865.0171 | 961560.8286 | 17272388.9941 | 17272388.9941 | 1478867.319 | 7790676.6675 | 0 | 127126814.8398 | 153668747.8205 | 10000000 | 38.7522 | 3280.5097 | 3965.4247 | 66.8776 | 80.8405
1 | 4900 | 707 | 0.035 | 15 | 15 | 7 | 1e-13 | 5spot_SharedNeighbor | Water | Porous | Wet | R600a | MinimizeLCOE_Brownfield | IgnoreSilica | 0.74031 | 0.12866 | 0.0020108 | 4 | 2429449.5451 | 5814241.6391 | 49527.6151 | 118531.1802 | 103.8454 | 0 | 48.0033 | 87661.2971 | 5549.0021 | 66944.809 | 49747.227 | 0 | 54527.8397 | 0 | 103127.7682 | 268317.2986 | 183132.0696 | 819007.3115 | 961560.8286 | 17759797.8658 | 17759797.8658 | 1478867.319 | 7985640.2162 | 0 | 19540366.0059 | 46764671.407 | 100 | 0.0080431 | 2429449.5451 | 5814241.6391 | 49527.6151 | 118531.1802
1 | 4900 | 707 | 0.035 | 15 | 15 | 7 | 1.3335e-13 | 5spot_SharedNeighbor | Water | Porous | Wet | R600a | MinimizeLCOE_Brownfield | IgnoreSilica | 0.95719 | 0.20335 | 0.0077157 | 4 | 642327.2958 | 1524438.8977 | 13094.7107 | 31077.7489 | 116.017 | 0 | 50.5696 | 129660.7716 | 8840.2838 | 95714.7944 | 60689.4589 | 0 | 61076.7024 | 0 | 138832.9843 | 361214.9467 | 246536.6233 | 1102566.5654 | 961560.8286 | 17759797.8658 | 17759797.8658 | 1478867.319 | 7985640.2162 | 0 | 19823925.2599 | 47048230.6609 | 133.3521 | 0.030863 | 642327.2958 | 1524438.8977 | 13094.7107 | 31077.7489
1 | 4900 | 707 | 0.035 | 15 | 15 | 7 | 1.7783e-13 | 5spot_SharedNeighbor | Water | Porous | Wet | R600a | MinimizeLCOE_Brownfield | IgnoreSilica | 1.2545 | 0.3179 | 0.017661 | 4 | 286247.43 | 671617.6021 | 5835.541 | 13691.8332 | 127.7157 | 0 | 50.5465 | 188337.8631 | 13826.556 | 135729.2865 | 76904.2239 | 0 | 69652.0421 | 0 | 188935.489 | 491571.3863 | 335507.5719 | 1500464.4188 | 961560.8286 | 17759797.8658 | 17759797.8658 | 1478867.319 | 7985640.2162 | 0 | 20221823.1133 | 47446128.5143 | 177.8279 | 0.070645 | 286247.43 | 671617.6021 | 5835.541 | 13691.8332
1 | 4900 | 707 | 0.035 | 15 | 15 | 7 | 2.3714e-13 | 5spot_SharedNeighbor | Water | Porous | Wet | R600a | MinimizeLCOE_Brownfield | IgnoreSilica | 1.632 | 0.47538 | 0.032956 | 4 | 157186.5009 | 363709.6597 | 3204.4594 | 7414.7134 | 137.706 | 0 | 276.1048 | 261764.0529 | 20547.219 | 185996.9683 | 98418.8515 | 0 | 78776.235 | 0 | 251746.2974 | 654992.2256 | 447045.6527 | 1999287.5025 | 961560.8286 | 17759797.8658 | 17759797.8658 | 1478867.319 | 7985640.2162 | 0 | 20720646.1969 | 47944951.598 | 237.1374 | 0.13182 | 157186.5009 | 363709.6597 | 3204.4594 | 7414.7134
1 | 4900 | 707 | 0.035 | 15 | 15 | 7 | 3.1623e-13 | 5spot_SharedNeighbor | Water | Porous | Wet | R600a | MinimizeLCOE_Brownfield | IgnoreSilica | 2.1182 | 0.69023 | 0.055482 | 4 | 96201.6213 | 218872.5333 | 1961.2002 | 4462.0126 | 146.1603 | 0 | 356.4682 | 353446.1577 | 29542.5599 | 249173.3541 | 127576.5639 | 0 | 88957.7236 | 0 | 330991.5801 | 861172.1956 | 587767.7188 | 2628627.8537 | 961560.8286 | 17759797.8658 | 17759797.8658 | 1478867.319 | 7985640.2162 | 0 | 21349986.5481 | 48574291.9492 | 316.2278 | 0.22193 | 96201.6213 | 218872.5333 | 1961.2002 | 4462.0126
1 | 4900 | 707 | 0.035 | 15 | 15 | 7 | 4.217e-13 | 5spot_SharedNeighbor | Water | Porous | Wet | R600a | MinimizeLCOE_Brownfield | IgnoreSilica | 2.7405 | 0.97627 | 0.087484 | 4 | 63254.3124 | 141052.0509 | 1289.5247 | 2875.5368 | 153.1371 | 0 | 472.1948 | 466252.6508 | 41471.2556 | 327093.5414 | 167127.189 | 0 | 100213.7759 | 0 | 429841.7809 | 1118360.1413 | 763303.7765 | 3413664.1114 | 961560.8286 | 17759797.8658 | 17759797.8658 | 1478867.319 | 7985640.2162 | 0 | 22135022.8059 | 49359328.2069 | 421.6965 | 0.34994 | 63254.3124 | 141052.0509 | 1289.5247 | 2875.5368
1 | 4900 | 707 | 0.035 | 15 | 15 | 7 | 5.6234e-13 | 5spot_SharedNeighbor | Water | Porous | Wet | R600a | MinimizeLCOE_Brownfield | IgnoreSilica | 3.5962 | 1.4199 | 0.13273 | 4 | 43690.155 | 94967.2657 | 890.6829 | 1936.0362 | 159.1491 | 0 | 641.4903 | 611142.6933 | 55312.298 | 440803.8024 | 220993.3299 | 0 | 116525.1 | 0 | 563463.1172 | 1466015.4487 | 1000585.6674 | 4474841.4568 | 961560.8286 | 17759797.8658 | 17759797.8658 | 1478867.319 | 7985640.2162 | 0 | 23196200.1512 | 50420505.5523 | 562.3413 | 0.53093 | 43690.155 | 94967.2657 | 890.6829 | 1936.0362
1 | 4900 | 707 | 0.035 | 15 | 15 | 7 | 7.4989e-13 | 5spot_SharedNeighbor | Water | Porous | Wet | R600a | MinimizeLCOE_Brownfield | IgnoreSilica | 4.7085 | 2.0108 | 0.19131 | 4 | 31976.0991 | 67553.0979 | 651.876 | 1377.1613 | 163.9227 | 0 | 91.7445 | 779714.0568 | 70564.9916 | 582267.5411 | 287373.8406 | 0 | 135742.4789 | 0 | 723708.5345 | 1882941.1538 | 1285146.028 | 5747458.6253 | 961560.8286 | 17759797.8658 | 17759797.8658 | 1478867.319 | 7985640.2162 | 0 | 24468817.3198 | 51693122.7208 | 749.8942 | 0.76522 | 31976.0991 | 67553.0979 | 651.876 | 1377.1613
1 | 4900 | 707 | 0.035 | 15 | 15 | 7 | 1e-12 | 5spot_SharedNeighbor | Water | Porous | Wet | R600a | MinimizeLCOE_Brownfield | IgnoreSilica | 6.1849 | 2.7961 | 0.26913 | 4 | 24190.7176 | 49479.6233 | 493.1605 | 1008.709 | 167.7192 | 0 | 72.684 | 982599.6956 | 88884.6996 | 758018.7858 | 374861.3979 | 0 | 159249.6382 | 0 | 921809.5447 | 2398359.3462 | 1636929.5351 | 7320712.6432 | 961560.8286 | 17759797.8658 | 17759797.8658 | 1478867.319 | 7985640.2162 | 0 | 26042071.3376 | 53266376.7387 | 1000 | 1.0765 | 24190.7176 | 49479.6233 | 493.1605 | 1008.709
1 | 4900 | 707 | 0.035 | 15 | 15 | 7 | 1.3335e-12 | 5spot_SharedNeighbor | Water | Porous | Wet | R600a | MinimizeLCOE_Brownfield | IgnoreSilica | 8.158 | 3.8377 | 0.372 | 4 | 18814.8529 | 37110.8699 | 383.5662 | 756.5553 | 170.5392 | 0 | 87.6489 | 1227419.0647 | 110939.2891 | 976538.8688 | 491162.0564 | 0 | 188519.4007 | 0 | 1167885.6851 | 3038598.9862 | 2073906.2451 | 9274969.5959 | 961560.8286 | 17759797.8658 | 17759797.8658 | 1478867.319 | 7985640.2162 | 0 | 27996328.2904 | 55220633.6915 | 1333.5214 | 1.488 | 18814.8529 | 37110.8699 | 383.5662 | 756.5553
1 | 4900 | 707 | 0.035 | 15 | 15 | 7 | 1.7783e-12 | 5spot_SharedNeighbor | Water | Porous | Wet | R600a | MinimizeLCOE_Brownfield | IgnoreSilica | 10.7863 | 5.2556 | 0.51263 | 4 | 14863.7603 | 28140.5056 | 303.0179 | 573.6823 | 173.1572 | 0 | 96.3356 | 1531413.5721 | 138252.9249 | 1255839.2369 | 646647.4707 | 0 | 223842.4754 | 0 | 1480438.3152 | 3851796.8165 | 2628930.4738 | 11757161.2855 | 961560.8286 | 17759797.8658 | 17759797.8658 | 1478867.319 | 7985640.2162 | 0 | 30478519.98 | 57702825.3811 | 1778.2794 | 2.0505 | 14863.7603 | 28140.5056 | 303.0179 | 573.6823
1 | 4900 | 707 | 0.035 | 15 | 15 | 7 | 2.3714e-12 | 5spot_SharedNeighbor | Water | Porous | Wet | R600a | MinimizeLCOE_Brownfield | IgnoreSilica | 14.2675 | 7.1178 | 0.69708 | 4 | 12031.114 | 21794.7516 | 245.2705 | 444.3155 | 174.9831 | 0 | 95.3957 | 1896414.7256 | 170953.4988 | 1600698.9712 | 851861.9483 | 0 | 266709.4524 | 0 | 1866789.0526 | 4857002.1837 | 3315003.7918 | 14825433.6243 | 961560.8286 | 17759797.8658 | 17759797.8658 | 1478867.319 | 7985640.2162 | 0 | 33546792.3188 | 60771097.7198 | 2371.3737 | 2.7883 | 12031.114 | 21794.7516 | 245.2705 | 444.3155
1 | 4900 | 707 | 0.035 | 15 | 15 | 7 | 3.1623e-12 | 5spot_SharedNeighbor | Water | Porous | Wet | R600a | MinimizeLCOE_Brownfield | IgnoreSilica | 18.887 | 9.5899 | 0.94199 | 4 | 9921.676 | 17146.8678 | 202.2668 | 349.5621 | 176.3851 | 0 | 88.8693 | 2340582.9968 | 210623.1476 | 2031817.249 | 1123964.2157 | 0 | 318743.6658 | 0 | 2350035.1973 | 6114309.5248 | 4173141.8872 | 18663217.8843 | 961560.8286 | 17759797.8658 | 17759797.8658 | 1478867.319 | 7985640.2162 | 0 | 37384576.5787 | 64608881.9798 | 3162.2777 | 3.768 | 9921.676 | 17146.8678 | 202.2668 | 349.5621
1 | 4900 | 707 | 0.035 | 15 | 15 | 7 | 4.217e-12 | 5spot_SharedNeighbor | Water | Porous | Wet | R600a | MinimizeLCOE_Brownfield | IgnoreSilica | 25.0058 | 12.8655 | 1.2657 | 4 | 8333.3309 | 13710.667 | 169.8862 | 279.5105 | 177.4562 | 0 | 68.0215 | 2880942.0335 | 258722.7137 | 2570243.7427 | 1484297.6488 | 0 | 382996.1701 | 0 | 2955108.9005 | 7688587.1829 | 5247618.737 | 23468517.1292 | 961560.8286 | 17759797.8658 | 17759797.8658 | 1478867.319 | 7985640.2162 | 0 | 42189875.8237 | 69414181.2247 | 4216.965 | 5.0628 | 8333.3309 | 13710.667 | 169.8862 | 279.5105
1 | 4900 | 707 | 0.035 | 15 | 15 | 7 | 5.6234e-12 | 5spot_SharedNeighbor | Water | Porous | Wet | R600a | MinimizeLCOE_Brownfield | IgnoreSilica | 33.0689 | 17.1832 | 1.694 | 4 | 7109.7899 | 11127.5116 | 144.9427 | 226.8494 | 178.2702 | 0 | 74.1594 | 3535914.6645 | 316817.1044 | 3239784.2984 | 1959098.5848 | 0 | 458414.5871 | 0 | 3708911.4033 | 9649826.6691 | 6586204.9857 | 29454972.2974 | 961560.8286 | 17759797.8658 | 17759797.8658 | 1478867.319 | 7985640.2162 | 0 | 48176330.9918 | 75400636.3929 | 5623.4133 | 6.7761 | 7109.7899 | 11127.5116 | 144.9427 | 226.8494
1 | 4900 | 707 | 0.035 | 15 | 15 | 7 | 7.4989e-12 | 5spot_SharedNeighbor | Water | Porous | Wet | R600a | MinimizeLCOE_Brownfield | IgnoreSilica | 43.622 | 22.8342 | 2.2546 | 4 | 6165.9946 | 9184.8088 | 125.7021 | 187.2448 | 178.882 | 0 | 78.3841 | 4325478.0656 | 386586.4124 | 4067263.8075 | 2580495.6484 | 0 | 549077.0938 | 0 | 4644471.4008 | 12083961.8728 | 8247552.2788 | 36884886.5802 | 961560.8286 | 17759797.8658 | 17759797.8658 | 1478867.319 | 7985640.2162 | 0 | 55606245.2746 | 82830550.6757 | 7498.9421 | 9.0182 | 6165.9946 | 9184.8088 | 125.7021 | 187.2448
1 | 4900 | 707 | 0.035 | 15 | 15 | 7 | 1e-11 | 5spot_SharedNeighbor | Water | Porous | Wet | R600a | MinimizeLCOE_Brownfield | IgnoreSilica | 57.23 | 30.1053 | 2.9755 | 4 | 5435.8261 | 7723.1917 | 110.8167 | 157.4477 | 179.2953 | 0 | 68.2915 | 5263186.617 | 469122.6033 | 5073968.8559 | 3381243.8957 | 0 | 656607.4629 | 0 | 5789210.4796 | 15062338.1375 | 10280355.2789 | 45976033.3307 | 961560.8286 | 17759797.8658 | 17759797.8658 | 1478867.319 | 7985640.2162 | 0 | 64697392.0252 | 91921697.4263 | 10000 | 11.902 | 5435.8261 | 7723.1917 | 110.8167 | 157.4477
1 | 4900 | 707 | 0.035 | 15 | 15 | 7 | 1.3335e-11 | 5spot_SharedNeighbor | Water | Porous | Wet | R600a | MinimizeLCOE_Brownfield | IgnoreSilica | 74.3406 | 39.1617 | 3.872 | 4 | 4876.1201 | 6633.8986 | 99.4063 | 135.241 | 179.4151 | 0 | 67.6007 | 6344828.2448 | 563948.9951 | 6262146.0114 | 4386174.9432 | 0 | 781576.2 | 0 | 7152083.0138 | 18608252.9081 | 12700514.9711 | 56799525.2875 | 961560.8286 | 17759797.8658 | 17759797.8658 | 1478867.319 | 7985640.2162 | 0 | 75520883.982 | 102745189.383 | 13335.2143 | 15.4879 | 4876.1201 | 6633.8986 | 99.4063 | 135.241
1 | 4900 | 707 | 0.035 | 15 | 15 | 7 | 1.7783e-11 | 5spot_SharedNeighbor | Water | Porous | Wet | R600a | MinimizeLCOE_Brownfield | IgnoreSilica | 95.0789 | 49.8826 | 4.928 | 4 | 4457.7736 | 5838.8709 | 90.8777 | 119.0333 | 179.0716 | 0 | 70.9632 | 7536782.8541 | 668037.7034 | 7599640.9147 | 5598648.2134 | 0 | 923330.5131 | 0 | 8707311.6775 | 22654638.8696 | 15462256.5348 | 69150647.2806 | 961560.8286 | 17759797.8658 | 17759797.8658 | 1478867.319 | 7985640.2162 | 0 | 87872005.9751 | 115096311.3761 | 17782.7941 | 19.7121 | 4457.7736 | 5838.8709 | 90.8777 | 119.0333
1 | 4900 | 707 | 0.035 | 15 | 15 | 7 | 2.3714e-11 | 5spot_SharedNeighbor | Water | Porous | Wet | R600a | MinimizeLCOE_Brownfield | IgnoreSilica | 118.9622 | 61.7119 | 6.0822 | 4 | 4158.0539 | 5277.0687 | 84.7676 | 107.5802 | 178.1324 | 0 | 71.4643 | 8770123.4776 | 775344.7114 | 9010085.3717 | 6982797.1956 | 0 | 1078512.3588 | 0 | 10380576.6149 | 27008131.0028 | 18433604.371 | 82439175.1038 | 961560.8286 | 17759797.8658 | 17759797.8658 | 1478867.319 | 7985640.2162 | 0 | 101160533.7982 | 128384839.1993 | 23713.7371 | 24.3288 | 4158.0539 | 5277.0687 | 84.7676 | 107.5802
1 | 4900 | 707 | 0.035 | 15 | 15 | 7 | 3.1623e-11 | 5spot_SharedNeighbor | Water | Porous | Wet | R600a | MinimizeLCOE_Brownfield | IgnoreSilica | 137.4 | 70.3808 | 7.0123 | 4 | 3941.0968 | 4911.6871 | 80.3446 | 100.1314 | 177.0955 | 0 | 176.0011 | 9631442.362 | 850069.6341 | 10009147.854 | 8040420.3579 | 0 | 1115621.8321 | 0 | 11562213.7957 | 30082508.5601 | 20531930.226 | 91823354.622 | 961560.8286 | 17759797.8658 | 17759797.8658 | 1478867.319 | 7985640.2162 | 0 | 110544713.3164 | 137769018.7175 | 31622.7766 | 28.0492 | 3941.0968 | 4911.6871 | 80.3446 | 100.1314
1 | 4900 | 707 | 0.035 | 15 | 15 | 7 | 4.217e-11 | 5spot_SharedNeighbor | Water | Porous | Wet | R600a | MinimizeLCOE_Brownfield | IgnoreSilica | 145.6787 | 74.1905 | 7.5759 | 4 | 3769.2147 | 4667.603 | 76.8405 | 95.1554 | 176.6266 | 0 | 170.3162 | 10000343.0552 | 882024.056 | 10440287.307 | 8513031.9078 | 0 | 997765.5085 | 0 | 12025046.2155 | 31286703.5765 | 21353818.0684 | 95499019.6948 | 961560.8286 | 17759797.8658 | 17759797.8658 | 1478867.319 | 7985640.2162 | 0 | 114220378.3893 | 141444683.7904 | 42169.6503 | 30.3035 | 3769.2147 | 4667.603 | 76.8405 | 95.1554
1 | 4900 | 707 | 0.035 | 15 | 15 | 7 | 5.6234e-11 | 5spot_SharedNeighbor | Water | Porous | Wet | R600a | MinimizeLCOE_Brownfield | IgnoreSilica | 155.1936 | 78.4775 | 8.1458 | 4 | 3637.128 | 4472.6578 | 74.1478 | 91.1812 | 176.0559 | 0 | 200.4545 | 10409114.5422 | 917398.5977 | 10920178.9486 | 9054199.9301 | 0 | 917398.8178 | 0 | 12565133.4262 | 32691899.7117 | 22312893.3046 | 99788217.2789 | 961560.8286 | 17759797.8658 | 17759797.8658 | 1478867.319 | 7985640.2162 | 0 | 118509575.9733 | 145733881.3744 | 56234.1325 | 32.5833 | 3637.128 | 4472.6578 | 74.1478 | 91.1812
1 | 4900 | 707 | 0.035 | 15 | 15 | 7 | 7.4989e-11 | 5spot_SharedNeighbor | Water | Porous | Wet | R600a | MinimizeLCOE_Brownfield | IgnoreSilica | 162.9855 | 81.9084 | 8.6181 | 4 | 3535.6836 | 4325.4271 | 72.0797 | 88.1797 | 175.5625 | 0 | 256.4771 | 10731723.4818 | 945292.5846 | 11300463.2062 | 9494905.4607 | 0 | 835163.4089 | 0 | 12989943.7755 | 33797169.0999 | 23067262.373 | 103161923.3906 | 961560.8286 | 17759797.8658 | 17759797.8658 | 1478867.319 | 7985640.2162 | 0 | 121883282.085 | 149107587.4861 | 74989.4209 | 34.4723 | 3535.6836 | 4325.4271 | 72.0797 | 88.1797
1 | 4900 | 707 | 0.035 | 15 | 15 | 7 | 1e-10 | 5spot_SharedNeighbor | Water | Porous | Wet | R600a | MinimizeLCOE_Brownfield | IgnoreSilica | 169.1151 | 84.5564 | 8.9961 | 4 | 3458.0961 | 4214.651 | 70.498 | 85.9214 | 175.1586 | 0 | 233.4022 | 10978115.925 | 966582.6048 | 11591797.542 | 9840518.7473 | 0 | 755402.1232 | 0 | 13311642.6075 | 34634163.4713 | 23638528.2301 | 105716751.2512 | 961560.8286 | 17759797.8658 | 17759797.8658 | 1478867.319 | 7985640.2162 | 0 | 124438109.9457 | 151662415.3467 | 100000 | 35.9846 | 3458.0961 | 4214.651 | 70.498 | 85.9214
1 | 4900 | 707 | 0.035 | 15 | 15 | 7 | 1.3335e-10 | 5spot_SharedNeighbor | Water | Porous | Wet | R600a | MinimizeLCOE_Brownfield | IgnoreSilica | 173.9406 | 86.6079 | 9.2961 | 4 | 3398.9224 | 4131.0656 | 69.2916 | 84.2174 | 174.8314 | 0 | 271.8284 | 11167510.7276 | 982939.5455 | 11816251.8559 | 10111538.0024 | 0 | 683373.5933 | 0 | 13557029.3526 | 35272609.4464 | 24074280.7268 | 107665533.2506 | 961560.8286 | 17759797.8658 | 17759797.8658 | 1478867.319 | 7985640.2162 | 0 | 126386891.9451 | 153611197.3461 | 133352.1432 | 37.1844 | 3398.9224 | 4131.0656 | 69.2916 | 84.2174
1 | 4900 | 707 | 0.035 | 15 | 15 | 7 | 1.7783e-10 | 5spot_SharedNeighbor | Water | Porous | Wet | R600a | MinimizeLCOE_Brownfield | IgnoreSilica | 177.548 | 88.1217 | 9.5255 | 4 | 3353.9024 | 4068.4105 | 68.3738 | 82.9401 | 174.5815 | 0 | 310.3161 | 11306453.0912 | 994934.7917 | 11981193.8085 | 10313429.3857 | 0 | 618923.2478 | 0 | 13733824.3867 | 35732593.8593 | 24388229.5404 | 109069582.1112 | 961560.8286 | 17759797.8658 | 17759797.8658 | 1478867.319 | 7985640.2162 | 0 | 127790940.8056 | 155015246.2067 | 177827.941 | 38.1022 | 3353.9024 | 4068.4105 | 68.3738 | 82.9401
1 | 4900 | 707 | 0.035 | 15 | 15 | 7 | 2.3714e-10 | 5spot_SharedNeighbor | Water | Porous | Wet | R600a | MinimizeLCOE_Brownfield | IgnoreSilica | 180.2398 | 89.2406 | 9.7 | 4 | 3319.7244 | 4021.379 | 67.6771 | 81.9813 | 174.3921 | 0 | 303.4738 | 11408711.8677 | 1003760.6928 | 12102737.0689 | 10463874.7948 | 0 | 563516.9584 | 0 | 13861614.5392 | 36065077.623 | 24615156.5409 | 110084450.0859 | 961560.8286 | 17759797.8658 | 17759797.8658 | 1478867.319 | 7985640.2162 | 0 | 128805808.7803 | 156030114.1814 | 237137.3706 | 38.8002 | 3319.7244 | 4021.379 | 67.6771 | 81.9813
1 | 4900 | 707 | 0.035 | 15 | 15 | 7 | 3.1623e-10 | 5spot_SharedNeighbor | Water | Porous | Wet | R600a | MinimizeLCOE_Brownfield | IgnoreSilica | 182.2233 | 90.0591 | 9.8313 | 4 | 3293.82 | 3986.1056 | 67.149 | 81.2622 | 174.2509 | 0 | 289.814 | 11483288.5192 | 1010196.113 | 12191456.9085 | 10574623.5853 | 0 | 516946.7917 | 0 | 13952839.6479 | 36302426.6429 | 24777152.1241 | 110808930.3326 | 961560.8286 | 17759797.8658 | 17759797.8658 | 1478867.319 | 7985640.2162 | 0 | 129530289.0271 | 156754594.4281 | 316227.766 | 39.3252 | 3293.82 | 3986.1056 | 67.149 | 81.2622
1 | 4900 | 707 | 0.035 | 15 | 15 | 7 | 4.217e-10 | 5spot_SharedNeighbor | Water | Porous | Wet | R600a | MinimizeLCOE_Brownfield | IgnoreSilica | 183.6628 | 90.6498 | 9.929 | 4 | 3274.2146 | 3959.6905 | 66.7493 | 80.7236 | 174.1475 | 0 | 302.3494 | 11536998.415 | 1014830.2345 | 12255393.7781 | 10654941.1139 | 0 | 478420.5538 | 0 | 14016827.7971 | 36468910.6814 | 24890780.9012 | 111317103.475 | 961560.8286 | 17759797.8658 | 17759797.8658 | 1478867.319 | 7985640.2162 | 0 | 130038462.1694 | 157262767.5705 | 421696.5034 | 39.7159 | 3274.2146 | 3959.6905 | 66.7493 | 80.7236
1 | 4900 | 707 | 0.035 | 15 | 15 | 7 | 5.6234e-10 | 5spot_SharedNeighbor | Water | Porous | Wet | R600a | MinimizeLCOE_Brownfield | IgnoreSilica | 184.6982 | 91.073 | 10.0012 | 4 | 3259.3961 | 3939.9245 | 66.4472 | 80.3207 | 174.0727 | 0 | 268.67 | 11575412.2503 | 1018144.2702 | 12301143.0517 | 10712679.4275 | 0 | 447029.9051 | 0 | 14061219.4729 | 36584408.7157 | 24969610.6829 | 111669647.7764 | 961560.8286 | 17759797.8658 | 17759797.8658 | 1478867.319 | 7985640.2162 | 0 | 130391006.4709 | 157615311.8719 | 562341.3252 | 40.0047 | 3259.3961 | 3939.9245 | 66.4472 | 80.3207
1 | 4900 | 707 | 0.035 | 15 | 15 | 7 | 7.4989e-10 | 5spot_SharedNeighbor | Water | Porous | Wet | R600a | MinimizeLCOE_Brownfield | IgnoreSilica | 185.446 | 91.3778 | 10.0546 | 4 | 3248.2088 | 3925.1236 | 66.2191 | 80.019 | 174.0184 | 0 | 343.3403 | 11603044.7833 | 1020528.0111 | 12334063.0435 | 10754365.6272 | 0 | 421885.6464 | 0 | 14092215.9735 | 36665055.252 | 25024653.601 | 111915811.938 | 961560.8286 | 17759797.8658 | 17759797.8658 | 1478867.319 | 7985640.2162 | 0 | 130637170.6325 | 157861476.0335 | 749894.2093 | 40.2182 | 3248.2088 | 3925.1236 | 66.2191 | 80.019
1 | 4900 | 707 | 0.035 | 15 | 15 | 7 | 1e-09 | 5spot_SharedNeighbor | Water | Porous | Wet | R600a | MinimizeLCOE_Brownfield | IgnoreSilica | 186.0398 | 91.6192 | 10.0959 | 4 | 3239.771 | 3913.9104 | 66.0471 | 79.7904 | 173.9752 | 0 | 333.4027 | 11624911.7055 | 1022414.2761 | 12360120.57 | 10787395.6696 | 0 | 402667.9973 | 0 | 14117028.9852 | 36729613.6187 | 25068716.0128 | 112112868.8351 | 961560.8286 | 17759797.8658 | 17759797.8658 | 1478867.319 | 7985640.2162 | 0 | 130834227.5296 | 158058532.9307 | 1000000 | 40.3838 | 3239.771 | 3913.9104 | 66.0471 | 79.7904
1 | 4900 | 707 | 0.035 | 15 | 15 | 7 | 1.3335e-09 | 5spot_SharedNeighbor | Water | Porous | Wet | R600a | MinimizeLCOE_Brownfield | IgnoreSilica | 186.4102 | 91.7693 | 10.1243 | 4 | 3233.4134 | 3905.6619 | 65.9175 | 79.6222 | 173.9481 | 0 | 316.1908 | 11638505.5273 | 1023586.8493 | 12376322.3696 | 10807963.7232 | 0 | 386821.7704 | 0 | 14130948.0935 | 36765828.2833 | 25093433.2656 | 112223409.882 | 961560.8286 | 17759797.8658 | 17759797.8658 | 1478867.319 | 7985640.2162 | 0 | 130944768.5765 | 158169073.9776 | 1333521.4322 | 40.4974 | 3233.4134 | 3905.6619 | 65.9175 | 79.6222
1 | 4900 | 707 | 0.035 | 15 | 15 | 7 | 1.7783e-09 | 5spot_SharedNeighbor | Water | Porous | Wet | R600a | MinimizeLCOE_Brownfield | IgnoreSilica | 186.6855 | 91.8807 | 10.1456 | 4 | 3228.6279 | 3899.4683 | 65.8199 | 79.4959 | 173.9279 | 0 | 331.8429 | 11648590.2287 | 1024456.7111 | 12388343.2288 | 10823242.9106 | 0 | 374608.2237 | 0 | 14141104.1081 | 36792252.15 | 25111468.0976 | 112304065.6586 | 961560.8286 | 17759797.8658 | 17759797.8658 | 1478867.319 | 7985640.2162 | 0 | 131025424.3531 | 158249729.7542 | 1778279.41 | 40.5824 | 3228.6279 | 3899.4683 | 65.8199 | 79.4959
1 | 4900 | 707 | 0.035 | 15 | 15 | 7 | 2.3714e-09 | 5spot_SharedNeighbor | Water | Porous | Wet | R600a | MinimizeLCOE_Brownfield | IgnoreSilica | 186.8661 | 91.9537 | 10.1606 | 4 | 3225.0284 | 3894.8771 | 65.7466 | 79.4023 | 173.9146 | 0 | 299.104 | 11655195.6527 | 1025026.4556 | 12396217.4739 | 10833265.8199 | 0 | 364936.7595 | 0 | 14147110.443 | 36807879.4013 | 25122134.0177 | 112351766.0236 | 961560.8286 | 17759797.8658 | 17759797.8658 | 1478867.319 | 7985640.2162 | 0 | 131073124.718 | 158297430.1191 | 2371373.7057 | 40.6425 | 3225.0284 | 3894.8771 | 65.7466 | 79.4023
1 | 4900 | 707 | 0.035 | 15 | 15 | 7 | 3.1623e-09 | 5spot_SharedNeighbor | Water | Porous | Wet | R600a | MinimizeLCOE_Brownfield | IgnoreSilica | 187.0144 | 92.0137 | 10.1724 | 4 | 3222.3228 | 3891.3976 | 65.6914 | 79.3314 | 173.9037 | 0 | 339.0807 | 11660620.6283 | 1025494.3755 | 12402684.9044 | 10841499.7256 | 0 | 357744.7166 | 0 | 14152337.2967 | 36821478.6024 | 25131415.7519 | 112393276.0015 | 961560.8286 | 17759797.8658 | 17759797.8658 | 1478867.319 | 7985640.2162 | 0 | 131114634.6959 | 158338940.097 | 3162277.6602 | 40.6895 | 3222.3228 | 3891.3976 | 65.6914 | 79.3314
1 | 4900 | 707 | 0.035 | 15 | 15 | 7 | 4.217e-09 | 5spot_SharedNeighbor | Water | Porous | Wet | R600a | MinimizeLCOE_Brownfield | IgnoreSilica | 187.107 | 92.0511 | 10.1805 | 4 | 3220.2901 | 3888.83 | 65.65 | 79.2791 | 173.8968 | 0 | 338.4398 | 11664001.7368 | 1025786.0032 | 12406715.8966 | 10846638.4491 | 0 | 352046.0194 | 0 | 14155123.361 | 36828727.3703 | 25136363.1849 | 112415402.0215 | 961560.8286 | 17759797.8658 | 17759797.8658 | 1478867.319 | 7985640.2162 | 0 | 131136760.7159 | 158361066.117 | 4216965.0343 | 40.722 | 3220.2901 | 3888.83 | 65.65 | 79.2791
1 | 4900 | 707 | 0.035 | 15 | 15 | 7 | 5.6234e-09 | 5spot_SharedNeighbor | Water | Porous | Wet | R600a | MinimizeLCOE_Brownfield | IgnoreSilica | 187.1802 | 92.0806 | 10.1868 | 4 | 3218.7635 | 3886.8937 | 65.6188 | 79.2396 | 173.8914 | 0 | 323.7989 | 11666672.6679 | 1026016.3751 | 12409900.3029 | 10850698.1416 | 0 | 347784.1238 | 0 | 14157417.9284 | 36834697.364 | 25140437.8283 | 112433624.732 | 961560.8286 | 17759797.8658 | 17759797.8658 | 1478867.319 | 7985640.2162 | 0 | 131154983.4265 | 158379288.8275 | 5623413.2519 | 40.747 | 3218.7635 | 3886.8937 | 65.6188 | 79.2396
1 | 4900 | 707 | 0.035 | 15 | 15 | 7 | 7.4989e-09 | 5spot_SharedNeighbor | Water | Porous | Wet | R600a | MinimizeLCOE_Brownfield | IgnoreSilica | 187.2339 | 92.1023 | 10.1914 | 4 | 3217.6175 | 3885.4433 | 65.5955 | 79.21 | 173.8874 | 0 | 309.2577 | 11668632.782 | 1026185.4371 | 12412237.2939 | 10853678.5136 | 0 | 344551.8612 | 0 | 14159061.4962 | 36838973.5903 | 25143356.4406 | 112446677.4148 | 961560.8286 | 17759797.8658 | 17759797.8658 | 1478867.319 | 7985640.2162 | 0 | 131168036.1093 | 158392341.5104 | 7498942.0933 | 40.7656 | 3217.6175 | 3885.4433 | 65.5955 | 79.21
1 | 4900 | 707 | 0.035 | 15 | 15 | 7 | 1e-08 | 5spot_SharedNeighbor | Water | Porous | Wet | R600a | MinimizeLCOE_Brownfield | IgnoreSilica | 187.2728 | 92.118 | 10.1948 | 4 | 3216.7573 | 3884.3583 | 65.5779 | 79.1879 | 173.8846 | 0 | 317.2244 | 11670051.561 | 1026307.8079 | 12413928.8938 | 10855836.5758 | 0 | 342097.637 | 0 | 14160206.7654 | 36841953.3458 | 25145390.185 | 112455772.7717 | 961560.8286 | 17759797.8658 | 17759797.8658 | 1478867.319 | 7985640.2162 | 0 | 131177131.4662 | 158401436.8672 | 10000000 | 40.7793 | 3216.7573 | 3884.3583 | 65.5779 | 79.1879
1 | 5000 | 707 | 0.035 | 15 | 15 | 7 | 1e-13 | 5spot_SharedNeighbor | Water | Porous | Wet | R600a | MinimizeLCOE_Brownfield | IgnoreSilica | 0.75975 | 0.1369 | 0.0027097 | 4 | 1851338.1738 | 4426824.4264 | 37742.0328 | 90246.8037 | 105.9427 | 0 | 50.4403 | 92768.814 | 5946.4164 | 70245.103 | 50875.3895 | 0 | 55066.5353 | 0 | 107211.8807 | 278943.3214 | 190384.5485 | 851442.0088 | 961560.8286 | 18253066.8284 | 18253066.8284 | 1478867.319 | 8182947.8012 | 0 | 20066069.6658 | 47980951.6144 | 100 | 0.010839 | 1851338.1738 | 4426824.4264 | 37742.0328 | 90246.8037
1 | 5000 | 707 | 0.035 | 15 | 15 | 7 | 1.3335e-13 | 5spot_SharedNeighbor | Water | Porous | Wet | R600a | MinimizeLCOE_Brownfield | IgnoreSilica | 0.99609 | 0.22158 | 0.009301 | 4 | 547914.659 | 1298230.5588 | 11169.9814 | 26466.1859 | 118.9816 | 0 | 57.6134 | 139935.1456 | 9715.8431 | 102306.0042 | 63104.0728 | 0 | 62719.9701 | 0 | 147334.604 | 383334.4171 | 261633.6164 | 1170083.6732 | 961560.8286 | 18253066.8284 | 18253066.8284 | 1478867.319 | 8182947.8012 | 0 | 20384711.3302 | 48299593.2789 | 133.3521 | 0.037204 | 547914.659 | 1298230.5588 | 11169.9814 | 26466.1859
1 | 5000 | 707 | 0.035 | 15 | 15 | 7 | 1.7783e-13 | 5spot_SharedNeighbor | Water | Porous | Wet | R600a | MinimizeLCOE_Brownfield | IgnoreSilica | 1.2934 | 0.34078 | 0.020187 | 4 | 257478.4894 | 603173.8268 | 5249.0473 | 12296.5143 | 130.4286 | 0 | 57.8106 | 200422.0735 | 14974.4176 | 143223.54 | 79792.3048 | 0 | 70667.0742 | 0 | 198540.97 | 516562.8775 | 352564.7782 | 1576748.0359 | 961560.8286 | 18253066.8284 | 18253066.8284 | 1478867.319 | 8182947.8012 | 0 | 20791375.6929 | 48706257.6416 | 177.8279 | 0.08075 | 257478.4894 | 603173.8268 | 5249.0473 | 12296.5143
1 | 5000 | 707 | 0.035 | 15 | 15 | 7 | 2.3714e-13 | 5spot_SharedNeighbor | Water | Porous | Wet | R600a | MinimizeLCOE_Brownfield | IgnoreSilica | 1.6709 | 0.50392 | 0.036678 | 4 | 145185.029 | 335454.4627 | 2959.7932 | 6838.693 | 140.305 | 0 | 274.8203 | 276002.5307 | 22058.691 | 194533.2127 | 101689.9698 | 0 | 79155.3987 | 0 | 262641.5231 | 683339.368 | 466393.1599 | 2085813.854 | 961560.8286 | 18253066.8284 | 18253066.8284 | 1478867.319 | 8182947.8012 | 0 | 21300441.511 | 49215323.4597 | 237.1374 | 0.14671 | 145185.029 | 335454.4627 | 2959.7932 | 6838.693
1 | 5000 | 707 | 0.035 | 15 | 15 | 7 | 3.1623e-13 | 5spot_SharedNeighbor | Water | Porous | Wet | R600a | MinimizeLCOE_Brownfield | IgnoreSilica | 2.1571 | 0.72712 | 0.061058 | 4 | 89876.793 | 204173.8406 | 1832.26 | 4162.3599 | 148.7393 | 0 | 359.9646 | 371328.9463 | 31722.6086 | 259269.2111 | 132361.4979 | 0 | 88703.9529 | 0 | 344520.6246 | 896371.9943 | 611792.3047 | 2736071.1404 | 961560.8286 | 18253066.8284 | 18253066.8284 | 1478867.319 | 8182947.8012 | 0 | 21950698.7974 | 49865580.746 | 316.2278 | 0.24423 | 89876.793 | 204173.8406 | 1832.26 | 4162.3599
1 | 5000 | 707 | 0.035 | 15 | 15 | 7 | 4.217e-13 | 5spot_SharedNeighbor | Water | Porous | Wet | R600a | MinimizeLCOE_Brownfield | IgnoreSilica | 2.8183 | 1.0553 | 0.097078 | 4 | 58780.5989 | 130668.3437 | 1198.322 | 2663.8509 | 156.1009 | 0 | 474.0019 | 495901.0222 | 44732.5141 | 347737.2912 | 175789.0299 | 0 | 101579.6157 | 0 | 454638.3945 | 1182875.8434 | 807337.0688 | 3610590.7798 | 961560.8286 | 18253066.8284 | 18253066.8284 | 1478867.319 | 8182947.8012 | 0 | 22825218.4368 | 50740100.3855 | 421.6965 | 0.38831 | 58780.5989 | 130668.3437 | 1198.322 | 2663.8509
1 | 5000 | 707 | 0.035 | 15 | 15 | 7 | 5.6234e-13 | 5spot_SharedNeighbor | Water | Porous | Wet | R600a | MinimizeLCOE_Brownfield | IgnoreSilica | 3.674 | 1.523 | 0.14403 | 4 | 41477.7726 | 89932.1554 | 845.5805 | 1833.3886 | 162.0534 | 0 | 624.6695 | 641851.306 | 58093.0564 | 466220.1871 | 227923.3717 | 0 | 117245.9333 | 0 | 589420.2033 | 1533550.4622 | 1046679.7018 | 4680984.2218 | 961560.8286 | 18253066.8284 | 18253066.8284 | 1478867.319 | 8182947.8012 | 0 | 23895611.8788 | 51810493.8274 | 562.3413 | 0.57611 | 41477.7726 | 89932.1554 | 845.5805 | 1833.3886
1 | 5000 | 707 | 0.035 | 15 | 15 | 7 | 7.4989e-13 | 5spot_SharedNeighbor | Water | Porous | Wet | R600a | MinimizeLCOE_Brownfield | IgnoreSilica | 4.8205 | 2.1548 | 0.20692 | 4 | 30480.7984 | 64207.0507 | 621.3923 | 1308.9476 | 166.942 | 0 | 90.6754 | 818457.8336 | 74066.5215 | 615403.4126 | 296734.971 | 0 | 137065.4012 | 0 | 757273.9746 | 1970271.5436 | 1344750.8136 | 6014024.4718 | 961560.8286 | 18253066.8284 | 18253066.8284 | 1478867.319 | 8182947.8012 | 0 | 25228652.1288 | 53143534.0774 | 749.8942 | 0.82769 | 30480.7984 | 64207.0507 | 621.3923 | 1308.9476
1 | 5000 | 707 | 0.035 | 15 | 15 | 7 | 1e-12 | 5spot_SharedNeighbor | Water | Porous | Wet | R600a | MinimizeLCOE_Brownfield | IgnoreSilica | 6.3358 | 2.991 | 0.29021 | 4 | 23146.9752 | 47194.4631 | 471.8824 | 962.123 | 170.7961 | 0 | 80.9272 | 1030200.5224 | 93177.1135 | 799996.7953 | 387131.8427 | 0 | 161011.7947 | 0 | 963892.0468 | 2507849.3843 | 1711658.7359 | 7654918.2357 | 961560.8286 | 18253066.8284 | 18253066.8284 | 1478867.319 | 8182947.8012 | 0 | 26869545.8927 | 54784427.8413 | 1000 | 1.1608 | 23146.9752 | 47194.4631 | 471.8824 | 962.123
1 | 5000 | 707 | 0.035 | 15 | 15 | 7 | 1.3335e-12 | 5spot_SharedNeighbor | Water | Porous | Wet | R600a | MinimizeLCOE_Brownfield | IgnoreSilica | 8.3432 | 4.0891 | 0.39938 | 4 | 18083.3288 | 35557.3601 | 368.6531 | 724.8849 | 173.606 | 0 | 85.0654 | 1283439.9848 | 115978.4786 | 1027395.2822 | 506251.7358 | 0 | 190221.2841 | 0 | 1218081.8385 | 3169199.0809 | 2163043.4932 | 9673611.1781 | 961560.8286 | 18253066.8284 | 18253066.8284 | 1478867.319 | 8182947.8012 | 0 | 28888238.8351 | 56803120.7837 | 1333.5214 | 1.5975 | 18083.3288 | 35557.3601 | 368.6531 | 724.8849
1 | 5000 | 707 | 0.035 | 15 | 15 | 7 | 1.7783e-12 | 5spot_SharedNeighbor | Water | Porous | Wet | R600a | MinimizeLCOE_Brownfield | IgnoreSilica | 11.0226 | 5.5908 | 0.54932 | 4 | 14319.3622 | 27023.5972 | 291.9196 | 550.9126 | 176.2991 | 0 | 101.6331 | 1599570.7781 | 144366.6522 | 1319505.6569 | 665839.8605 | 0 | 225561.4524 | 0 | 1542389.316 | 4012980.6128 | 2738941.7267 | 12249156.0557 | 961560.8286 | 18253066.8284 | 18253066.8284 | 1478867.319 | 8182947.8012 | 0 | 31463783.7127 | 59378665.6613 | 1778.2794 | 2.1973 | 14319.3622 | 27023.5972 | 291.9196 | 550.9126
1 | 5000 | 707 | 0.035 | 15 | 15 | 7 | 2.3714e-12 | 5spot_SharedNeighbor | Water | Porous | Wet | R600a | MinimizeLCOE_Brownfield | IgnoreSilica | 14.5648 | 7.5569 | 0.74523 | 4 | 11620.6479 | 20985.1202 | 236.9026 | 427.8101 | 178.1482 | 0 | 60.425 | 1978229.7148 | 178270.3103 | 1679232.5316 | 876078.3172 | 0 | 268655.3025 | 0 | 1942381.8088 | 5053679.0292 | 3449239.7802 | 15425766.7946 | 961560.8286 | 18253066.8284 | 18253066.8284 | 1478867.319 | 8182947.8012 | 0 | 34640394.4516 | 62555276.4003 | 2371.3737 | 2.9809 | 11620.6479 | 20985.1202 | 236.9026 | 427.8101
1 | 5000 | 707 | 0.035 | 15 | 15 | 7 | 3.1623e-12 | 5spot_SharedNeighbor | Water | Porous | Wet | R600a | MinimizeLCOE_Brownfield | IgnoreSilica | 19.2789 | 10.175 | 1.0069 | 4 | 9589.5565 | 16520.4835 | 195.4961 | 336.7924 | 179.5736 | 0 | 50.6654 | 2440594.3108 | 219538.2639 | 2130398.207 | 1155727.5317 | 0 | 319972.0873 | 0 | 2443829.8563 | 6358343.9877 | 4339700.4225 | 19408104.6672 | 961560.8286 | 18253066.8284 | 18253066.8284 | 1478867.319 | 8182947.8012 | 0 | 38622732.3242 | 66537614.2729 | 3162.2777 | 4.0276 | 9589.5565 | 16520.4835 | 195.4961 | 336.7924
1 | 5000 | 707 | 0.035 | 15 | 15 | 7 | 4.217e-12 | 5spot_SharedNeighbor | Water | Porous | Wet | R600a | MinimizeLCOE_Brownfield | IgnoreSilica | 25.3884 | 13.5694 | 1.3462 | 4 | 8078.3241 | 13262.188 | 164.6876 | 270.3676 | 180.6447 | 0 | 91.4269 | 2991596.3077 | 268552.6351 | 2682147.9006 | 1518176.6888 | 0 | 380923.8991 | 0 | 3058144.9982 | 7956665.9736 | 5430588.0201 | 24286796.4232 | 961560.8286 | 18253066.8284 | 18253066.8284 | 1478867.319 | 8182947.8012 | 0 | 43501424.0803 | 71416306.0289 | 4216.965 | 5.385 | 8078.3241 | 13262.188 | 164.6876 | 270.3676
1 | 5000 | 707 | 0.035 | 15 | 15 | 7 | 5.6234e-12 | 5spot_SharedNeighbor | Water | Porous | Wet | R600a | MinimizeLCOE_Brownfield | IgnoreSilica | 33.5099 | 18.0829 | 1.7974 | 4 | 6905.1106 | 10787.8704 | 140.77 | 219.9253 | 181.4717 | 0 | 131.6027 | 3666100.6508 | 328339.6998 | 3374794.0075 | 1999903.0942 | 0 | 455461.6947 | 0 | 3831593.6673 | 9969020.7544 | 6804061.5078 | 30429275.0764 | 961560.8286 | 18253066.8284 | 18253066.8284 | 1478867.319 | 8182947.8012 | 0 | 49643902.7334 | 77558784.6821 | 5623.4133 | 7.1894 | 6905.1106 | 10787.8704 | 140.77 | 219.9253
1 | 5000 | 707 | 0.035 | 15 | 15 | 7 | 7.4989e-12 | 5spot_SharedNeighbor | Water | Porous | Wet | R600a | MinimizeLCOE_Brownfield | IgnoreSilica | 44.1043 | 23.9702 | 2.3861 | 4 | 5997.5808 | 8922.3521 | 122.2688 | 181.8942 | 182.093 | 0 | 102.7202 | 4477057.3736 | 399950.8723 | 4228350.5512 | 2628194.1278 | 0 | 544439.7676 | 0 | 4788417.1501 | 12458479.1851 | 8503168.04 | 38028057.0677 | 961560.8286 | 18253066.8284 | 18253066.8284 | 1478867.319 | 8182947.8012 | 0 | 57242684.7247 | 85157566.6734 | 7498.9421 | 9.5443 | 5997.5808 | 8922.3521 | 122.2688 | 181.8942
1 | 5000 | 707 | 0.035 | 15 | 15 | 7 | 1e-11 | 5spot_SharedNeighbor | Water | Porous | Wet | R600a | MinimizeLCOE_Brownfield | IgnoreSilica | 57.7831 | 31.5542 | 3.1439 | 4 | 5292.2913 | 7512.0322 | 107.8905 | 153.1429 | 182.5109 | 0 | 134.1466 | 5441884.9218 | 484815.4135 | 5268406.711 | 3438919.7948 | 0 | 650432.4967 | 0 | 5960939.1417 | 15509140.89 | 10585307.3384 | 47339846.7079 | 961560.8286 | 18253066.8284 | 18253066.8284 | 1478867.319 | 8182947.8012 | 0 | 66554474.365 | 94469356.3136 | 10000 | 12.5757 | 5292.2913 | 7512.0322 | 107.8905 | 153.1429
1 | 5000 | 707 | 0.035 | 15 | 15 | 7 | 1.3335e-11 | 5spot_SharedNeighbor | Water | Porous | Wet | R600a | MinimizeLCOE_Brownfield | IgnoreSilica | 75.0058 | 41.0106 | 4.0872 | 4 | 4749.8291 | 6457.2782 | 96.8317 | 131.6403 | 182.6216 | 0 | 130.377 | 6556431.5973 | 582457.1615 | 6497567.5575 | 4457812.3413 | 0 | 773983.7677 | 0 | 7358618.4459 | 19145615.7359 | 13067276.1428 | 58439762.7499 | 961560.8286 | 18253066.8284 | 18253066.8284 | 1478867.319 | 8182947.8012 | 0 | 77654390.4069 | 105569272.3556 | 13335.2143 | 16.3489 | 4749.8291 | 6457.2782 | 96.8317 | 131.6403
1 | 5000 | 707 | 0.035 | 15 | 15 | 7 | 1.7783e-11 | 5spot_SharedNeighbor | Water | Porous | Wet | R600a | MinimizeLCOE_Brownfield | IgnoreSilica | 95.907 | 52.2151 | 5.1998 | 4 | 4343.0525 | 5685.1695 | 88.539 | 115.8999 | 182.2456 | 0 | 129.4116 | 7786020.7793 | 689753.5441 | 7882622.8515 | 5688703.2982 | 0 | 914253.4987 | 0 | 8954928.049 | 23298885.8752 | 15901968.3541 | 71117136.2501 | 961560.8286 | 18253066.8284 | 18253066.8284 | 1478867.319 | 8182947.8012 | 0 | 90331763.9072 | 118246645.8558 | 17782.7941 | 20.7991 | 4343.0525 | 5685.1695 | 88.539 | 115.8999
1 | 5000 | 707 | 0.035 | 15 | 15 | 7 | 2.3714e-11 | 5spot_SharedNeighbor | Water | Porous | Wet | R600a | MinimizeLCOE_Brownfield | IgnoreSilica | 120.0675 | 64.6217 | 6.4203 | 4 | 4050.4193 | 5137.3957 | 82.5733 | 104.7328 | 181.2439 | 0 | 155.0075 | 9062839.1759 | 800758.5302 | 9348385.5268 | 7099990.2813 | 0 | 1068763.2355 | 0 | 10678487.3324 | 27783233.5799 | 18962627.8066 | 84805085.4686 | 961560.8286 | 18253066.8284 | 18253066.8284 | 1478867.319 | 8182947.8012 | 0 | 104019713.1256 | 131934595.0743 | 23713.7371 | 25.6812 | 4050.4193 | 5137.3957 | 82.5733 | 104.7328
1 | 5000 | 707 | 0.035 | 15 | 15 | 7 | 3.1623e-11 | 5spot_SharedNeighbor | Water | Porous | Wet | R600a | MinimizeLCOE_Brownfield | IgnoreSilica | 137.6532 | 73.2062 | 7.3621 | 4 | 3840.6692 | 4788.5885 | 78.2972 | 97.6219 | 180.2199 | 0 | 93.7092 | 9905556.318 | 873816.3427 | 10329329.8202 | 8116581.1289 | 0 | 1087908.2372 | 0 | 11822144.8203 | 30758795.7671 | 20993510.1411 | 93887642.5756 | 961560.8286 | 18253066.8284 | 18253066.8284 | 1478867.319 | 8182947.8012 | 0 | 113102270.2326 | 141017152.1812 | 31622.7766 | 29.4486 | 3840.6692 | 4788.5885 | 78.2972 | 97.6219
1 | 5000 | 707 | 0.035 | 15 | 15 | 7 | 4.217e-11 | 5spot_SharedNeighbor | Water | Porous | Wet | R600a | MinimizeLCOE_Brownfield | IgnoreSilica | 148.0345 | 78.1572 | 8.0165 | 4 | 3679.8977 | 4550.4436 | 75.0197 | 92.7669 | 179.6037 | 0 | 128.7004 | 10378791.8971 | 914775.7022 | 10884504.6168 | 8714147.95 | 0 | 1002095.7717 | 0 | 12438783.2157 | 32363162.3821 | 22088523.3222 | 98784784.8578 | 961560.8286 | 18253066.8284 | 18253066.8284 | 1478867.319 | 8182947.8012 | 0 | 117999412.5148 | 145914294.4634 | 42169.6503 | 32.0659 | 3679.8977 | 4550.4436 | 75.0197 | 92.7669
1 | 5000 | 707 | 0.035 | 15 | 15 | 7 | 5.6234e-11 | 5spot_SharedNeighbor | Water | Porous | Wet | R600a | MinimizeLCOE_Brownfield | IgnoreSilica | 157.3862 | 82.5088 | 8.597 | 4 | 3555.6659 | 4367.4275 | 72.4871 | 89.0359 | 179.0075 | 0 | 149.6058 | 10787788.3541 | 950138.0348 | 11366687.1173 | 9250446.7313 | 0 | 918839.587 | 0 | 12976820.9316 | 33763026.1519 | 23043959.1095 | 103057706.0175 | 961560.8286 | 18253066.8284 | 18253066.8284 | 1478867.319 | 8182947.8012 | 0 | 122272333.6745 | 150187215.6231 | 56234.1325 | 34.388 | 3555.6659 | 4367.4275 | 72.4871 | 89.0359
1 | 5000 | 707 | 0.035 | 15 | 15 | 7 | 7.4989e-11 | 5spot_SharedNeighbor | Water | Porous | Wet | R600a | MinimizeLCOE_Brownfield | IgnoreSilica | 165.066 | 85.9986 | 9.078 | 4 | 3460.057 | 4228.8048 | 70.5379 | 86.2099 | 178.49 | 0 | 198.1655 | 11111395.3429 | 978093.9082 | 11749702.6903 | 9688098.5999 | 0 | 834593.8059 | 0 | 13401134.8954 | 34867004.0471 | 23797446.7074 | 106427469.9972 | 961560.8286 | 18253066.8284 | 18253066.8284 | 1478867.319 | 8182947.8012 | 0 | 125642097.6542 | 153556979.6028 | 74989.4209 | 36.3121 | 3460.057 | 4228.8048 | 70.5379 | 86.2099
1 | 5000 | 707 | 0.035 | 15 | 15 | 7 | 1e-10 | 5spot_SharedNeighbor | Water | Porous | Wet | R600a | MinimizeLCOE_Brownfield | IgnoreSilica | 171.1561 | 88.7125 | 9.4646 | 4 | 3386.7736 | 4124.1251 | 69.044 | 84.0759 | 178.0624 | 0 | 226.2977 | 11360492.3611 | 999599.1406 | 12045408.3907 | 10034200.2799 | 0 | 753704.5937 | 0 | 13725427.8587 | 35710747.8161 | 24373319.167 | 109002899.6078 | 961560.8286 | 18253066.8284 | 18253066.8284 | 1478867.319 | 8182947.8012 | 0 | 128217527.2648 | 156132409.2134 | 100000 | 37.8583 | 3386.7736 | 4124.1251 | 69.044 | 84.0759
1 | 5000 | 707 | 0.035 | 15 | 15 | 7 | 1.3335e-10 | 5spot_SharedNeighbor | Water | Porous | Wet | R600a | MinimizeLCOE_Brownfield | IgnoreSilica | 175.9091 | 90.7953 | 9.7695 | 4 | 3330.7676 | 4045.1043 | 67.9022 | 82.4649 | 177.7183 | 0 | 224.1066 | 11550210.4558 | 1015970.094 | 12271126.7938 | 10303179.0493 | 0 | 680041.5257 | 0 | 13970005.8883 | 36347089.679 | 24807635.5639 | 110945259.0498 | 961560.8286 | 18253066.8284 | 18253066.8284 | 1478867.319 | 8182947.8012 | 0 | 130159886.7068 | 158074768.6554 | 133352.1432 | 39.078 | 3330.7676 | 4045.1043 | 67.9022 | 82.4649
1 | 5000 | 707 | 0.035 | 15 | 15 | 7 | 1.7783e-10 | 5spot_SharedNeighbor | Water | Porous | Wet | R600a | MinimizeLCOE_Brownfield | IgnoreSilica | 179.5165 | 92.3555 | 10.0047 | 4 | 3288.0836 | 3985.6249 | 67.032 | 81.2524 | 177.4511 | 0 | 260.6306 | 11691522.0769 | 1028159.611 | 12439530.9185 | 10506877.3325 | 0 | 614788.5314 | 0 | 14149542.6034 | 36814207.3839 | 25126452.9958 | 112371081.4535 | 961560.8286 | 18253066.8284 | 18253066.8284 | 1478867.319 | 8182947.8012 | 0 | 131585709.1105 | 159500591.0591 | 177827.941 | 40.019 | 3288.0836 | 3985.6249 | 67.032 | 81.2524
1 | 5000 | 707 | 0.035 | 15 | 15 | 7 | 2.3714e-10 | 5spot_SharedNeighbor | Water | Porous | Wet | R600a | MinimizeLCOE_Brownfield | IgnoreSilica | 185.4 | 94.8988 | 10.3044 | 4 | 3255.4665 | 3932.7199 | 66.3671 | 80.1738 | 177.0361 | 0 | 271.9178 | 11920435.5954 | 1047897.7924 | 12712827.6486 | 10839316.0455 | 0 | 599011.2899 | 0 | 14476600.465 | 37665144.8509 | 25707235.3021 | 114968468.99 | 961560.8286 | 18253066.8284 | 18253066.8284 | 1478867.319 | 8182947.8012 | 0 | 134183096.647 | 162097978.5956 | 237137.3706 | 41.2178 | 3255.4665 | 3932.7199 | 66.3671 | 80.1738
1 | 5000 | 707 | 0.035 | 15 | 15 | 7 | 3.1623e-10 | 5spot_SharedNeighbor | Water | Porous | Wet | R600a | MinimizeLCOE_Brownfield | IgnoreSilica | 184.6056 | 94.5571 | 10.3364 | 4 | 3230.6598 | 3905.8191 | 65.8614 | 79.6254 | 177.0921 | 0 | 277.3549 | 11889785.0403 | 1045255.4924 | 12676199.157 | 10794450.7002 | 0 | 517026.8902 | 0 | 14399859.7392 | 37465481.2241 | 25570960.7741 | 114359019.0174 | 961560.8286 | 18253066.8284 | 18253066.8284 | 1478867.319 | 8182947.8012 | 0 | 133573646.6744 | 161488528.6231 | 316227.766 | 41.3456 | 3230.6598 | 3905.8191 | 65.8614 | 79.6254
1 | 5000 | 707 | 0.035 | 15 | 15 | 7 | 4.217e-10 | 5spot_SharedNeighbor | Water | Porous | Wet | R600a | MinimizeLCOE_Brownfield | IgnoreSilica | 186.0935 | 95.1879 | 10.4383 | 4 | 3212.07 | 3880.6374 | 65.4824 | 79.112 | 176.9798 | 0 | 341.4945 | 11946349.7627 | 1050131.6474 | 12743804.4265 | 10878230.6331 | 0 | 478815.19 | 0 | 14467959.3473 | 37642662.4351 | 25691890.5913 | 114899844.0333 | 961560.8286 | 18253066.8284 | 18253066.8284 | 1478867.319 | 8182947.8012 | 0 | 134114471.6904 | 162029353.639 | 421696.5034 | 41.7533 | 3212.07 | 3880.6374 | 65.4824 | 79.112
1 | 5000 | 707 | 0.035 | 15 | 15 | 7 | 5.6234e-10 | 5spot_SharedNeighbor | Water | Porous | Wet | R600a | MinimizeLCOE_Brownfield | IgnoreSilica | 187.0876 | 95.6071 | 10.5107 | 4 | 3198.0124 | 3861.9786 | 65.1958 | 78.7317 | 176.9043 | 0 | 344.4832 | 11983877.7829 | 1053366.4233 | 12788677.6177 | 10934006.0534 | 0 | 446651.4519 | 0 | 14510565.9383 | 37753516.0452 | 25767550.458 | 115238211.7707 | 961560.8286 | 18253066.8284 | 18253066.8284 | 1478867.319 | 8182947.8012 | 0 | 134452839.4277 | 162367721.3764 | 562341.3252 | 42.0426 | 3198.0124 | 3861.9786 | 65.1958 | 78.7317
1 | 5000 | 707 | 0.035 | 15 | 15 | 7 | 7.4989e-10 | 5spot_SharedNeighbor | Water | Porous | Wet | R600a | MinimizeLCOE_Brownfield | IgnoreSilica | 187.8038 | 95.9082 | 10.5641 | 4 | 3187.398 | 3848.0058 | 64.9794 | 78.4468 | 176.8496 | 0 | 363.6325 | 12010808.9193 | 1055687.629 | 12820889.7935 | 10974177.2101 | 0 | 420893.6689 | 0 | 14540158.3161 | 37830509.3419 | 25820099.9651 | 115473224.8439 | 961560.8286 | 18253066.8284 | 18253066.8284 | 1478867.319 | 8182947.8012 | 0 | 134687852.5009 | 162602734.4496 | 749894.2093 | 42.2564 | 3187.398 | 3848.0058 | 64.9794 | 78.4468
1 | 5000 | 707 | 0.035 | 15 | 15 | 7 | 1e-09 | 5spot_SharedNeighbor | Water | Porous | Wet | R600a | MinimizeLCOE_Brownfield | IgnoreSilica | 188.301 | 96.1167 | 10.6028 | 4 | 3179.3923 | 3837.5874 | 64.8162 | 78.2344 | 176.8114 | 0 | 326.1567 | 12029444.2172 | 1057293.7358 | 12843184.2181 | 11002051.5393 | 0 | 400261.5465 | 0 | 14559571.7502 | 37881019.1151 | 25854573.9232 | 115627400.0454 | 961560.8286 | 18253066.8284 | 18253066.8284 | 1478867.319 | 8182947.8012 | 0 | 134842027.7024 | 162756909.651 | 1000000 | 42.4113 | 3179.3923 | 3837.5874 | 64.8162 | 78.2344
1 | 5000 | 707 | 0.035 | 15 | 15 | 7 | 1.3335e-09 | 5spot_SharedNeighbor | Water | Porous | Wet | R600a | MinimizeLCOE_Brownfield | IgnoreSilica | 188.654 | 96.2645 | 10.6312 | 4 | 3173.36 | 3829.7982 | 64.6932 | 78.0756 | 176.7843 | 0 | 338.8076 | 12042648.0299 | 1058431.685 | 12858983.0596 | 11021840.6266 | 0 | 384032.0897 | 0 | 14572714.8414 | 37915214.7425 | 25877913.1415 | 115731778.2163 | 961560.8286 | 18253066.8284 | 18253066.8284 | 1478867.319 | 8182947.8012 | 0 | 134946405.8733 | 162861287.8219 | 1333521.4322 | 42.5248 | 3173.36 | 3829.7982 | 64.6932 | 78.0756
1 | 5000 | 707 | 0.035 | 15 | 15 | 7 | 1.7783e-09 | 5spot_SharedNeighbor | Water | Porous | Wet | R600a | MinimizeLCOE_Brownfield | IgnoreSilica | 188.8929 | 96.3644 | 10.6515 | 4 | 3168.8188 | 3824.0027 | 64.6007 | 77.9575 | 176.7658 | 0 | 319.9499 | 12051567.5298 | 1059200.3797 | 12869656.6901 | 11035231.3531 | 0 | 371215.1931 | 0 | 14580879.7468 | 37936458.1516 | 25892412.2047 | 115796621.2488 | 961560.8286 | 18253066.8284 | 18253066.8284 | 1478867.319 | 8182947.8012 | 0 | 135011248.9058 | 162926130.8544 | 1778279.41 | 42.6062 | 3168.8188 | 3824.0027 | 64.6007 | 77.9575
1 | 5000 | 707 | 0.035 | 15 | 15 | 7 | 2.3714e-09 | 5spot_SharedNeighbor | Water | Porous | Wet | R600a | MinimizeLCOE_Brownfield | IgnoreSilica | 189.0755 | 96.4407 | 10.667 | 4 | 3165.4026 | 3819.6396 | 64.531 | 77.8685 | 176.7517 | 0 | 339.5081 | 12058378.9874 | 1059787.3907 | 12877808.3159 | 11045465.2639 | 0 | 361463.0514 | 0 | 14587132.1736 | 37952725.6836 | 25903515.1296 | 115846275.9961 | 961560.8286 | 18253066.8284 | 18253066.8284 | 1478867.319 | 8182947.8012 | 0 | 135060903.6532 | 162975785.6018 | 2371373.7057 | 42.6678 | 3165.4026 | 3819.6396 | 64.531 | 77.8685
1 | 5000 | 707 | 0.035 | 15 | 15 | 7 | 3.1623e-09 | 5spot_SharedNeighbor | Water | Porous | Wet | R600a | MinimizeLCOE_Brownfield | IgnoreSilica | 189.205 | 96.4948 | 10.6783 | 4 | 3162.8344 | 3816.3796 | 64.4787 | 77.8021 | 176.7416 | 0 | 341.9888 | 12063203.28 | 1060203.1429 | 12883582.1174 | 11052720.265 | 0 | 353940.0871 | 0 | 14591323.0681 | 37963629.5312 | 25910957.2296 | 115879558.7214 | 961560.8286 | 18253066.8284 | 18253066.8284 | 1478867.319 | 8182947.8012 | 0 | 135094186.3784 | 163009068.327 | 3162277.6602 | 42.713 | 3162.8344 | 3816.3796 | 64.4787 | 77.8021
1 | 5000 | 707 | 0.035 | 15 | 15 | 7 | 4.217e-09 | 5spot_SharedNeighbor | Water | Porous | Wet | R600a | MinimizeLCOE_Brownfield | IgnoreSilica | 189.2802 | 96.5261 | 10.6859 | 4 | 3160.9048 | 3813.9824 | 64.4393 | 77.7532 | 176.7357 | 0 | 331.3402 | 12065998.3974 | 1060444.0211 | 12886927.4863 | 11056931.8205 | 0 | 347939.9686 | 0 | 14593114.2606 | 37968289.8468 | 25914137.9907 | 115893783.792 | 961560.8286 | 18253066.8284 | 18253066.8284 | 1478867.319 | 8182947.8012 | 0 | 135108411.449 | 163023293.3976 | 4216965.0343 | 42.7436 | 3160.9048 | 3813.9824 | 64.4393 | 77.7532
1 | 5000 | 707 | 0.035 | 15 | 15 | 7 | 5.6234e-09 | 5spot_SharedNeighbor | Water | Porous | Wet | R600a | MinimizeLCOE_Brownfield | IgnoreSilica | 189.3534 | 96.5566 | 10.6923 | 4 | 3159.4555 | 3812.1439 | 64.4098 | 77.7157 | 176.7301 | 0 | 321.4987 | 12068722.269 | 1060678.7581 | 12890187.6693 | 11061031.0147 | 0 | 343626.6032 | 0 | 14595456.0626 | 37974382.7351 | 25918296.5123 | 115912381.6243 | 961560.8286 | 18253066.8284 | 18253066.8284 | 1478867.319 | 8182947.8012 | 0 | 135127009.2813 | 163041891.2299 | 5623413.2519 | 42.7691 | 3159.4555 | 3812.1439 | 64.4098 | 77.7157
1 | 5000 | 707 | 0.035 | 15 | 15 | 7 | 7.4989e-09 | 5spot_SharedNeighbor | Water | Porous | Wet | R600a | MinimizeLCOE_Brownfield | IgnoreSilica | 189.3922 | 96.5728 | 10.6964 | 4 | 3158.3675 | 3810.8011 | 64.3876 | 77.6883 | 176.727 | 0 | 329.1276 | 12070166.2912 | 1060803.2001 | 12891916.0436 | 11063209.2614 | 0 | 340155.1405 | 0 | 14596237.4754 | 37976415.8109 | 25919684.1283 | 115918587.3514 | 961560.8286 | 18253066.8284 | 18253066.8284 | 1478867.319 | 8182947.8012 | 0 | 135133215.0084 | 163048096.957 | 7498942.0933 | 42.7858 | 3158.3675 | 3810.8011 | 64.3876 | 77.6883
1 | 5000 | 707 | 0.035 | 15 | 15 | 7 | 1e-08 | 5spot_SharedNeighbor | Water | Porous | Wet | R600a | MinimizeLCOE_Brownfield | IgnoreSilica | 189.4387 | 96.5922 | 10.7002 | 4 | 3157.5508 | 3809.7533 | 64.3709 | 77.667 | 176.7234 | 0 | 348.5624 | 12071897.2986 | 1060952.3731 | 12893987.9467 | 11065813.8071 | 0 | 337772.3302 | 0 | 14597865.2647 | 37980650.9849 | 25922574.7215 | 115931514.7269 | 961560.8286 | 18253066.8284 | 18253066.8284 | 1478867.319 | 8182947.8012 | 0 | 135146142.3839 | 163061024.3325 | 10000000 | 42.8009 | 3157.5508 | 3809.7533 | 64.3709 | 77.667
1 | 5100 | 707 | 0.035 | 15 | 15 | 7 | 1e-13 | 5spot_SharedNeighbor | Water | Porous | Wet | R600a | MinimizeLCOE_Brownfield | IgnoreSilica | 0.78939 | 0.14897 | 0.0035912 | 4 | 1435014.1791 | 3426929.0052 | 29254.705 | 69862.583 | 108.6954 | 0 | 37.7441 | 100080.5267 | 6521.8252 | 75010.949 | 52531.3 | 0 | 56461.9921 | 0 | 113336.5713 | 294878.5099 | 201260.6421 | 900082.3163 | 961560.8286 | 18752195.8818 | 18752195.8818 | 1478867.319 | 8382599.4226 | 0 | 20613839.0267 | 49227501.6501 | 100 | 0.014365 | 1435014.1791 | 3426929.0052 | 29254.705 | 69862.583
1 | 5100 | 707 | 0.035 | 15 | 15 | 7 | 1.3335e-13 | 5spot_SharedNeighbor | Water | Porous | Wet | R600a | MinimizeLCOE_Brownfield | IgnoreSilica | 1.0155 | 0.23311 | 0.010644 | 4 | 491455.1754 | 1163534.5447 | 10018.9785 | 23720.2255 | 121.034 | 0 | 64.0361 | 146600.2583 | 10308.2568 | 106391.2437 | 64554.3798 | 0 | 62770.0493 | 0 | 152343.4333 | 396366.3635 | 270528.1876 | 1209862.1724 | 961560.8286 | 18752195.8818 | 18752195.8818 | 1478867.319 | 8382599.4226 | 0 | 20923618.8828 | 49537281.5062 | 133.3521 | 0.042575 | 491455.1754 | 1163534.5447 | 10018.9785 | 23720.2255
1 | 5100 | 707 | 0.035 | 15 | 15 | 7 | 1.7783e-13 | 5spot_SharedNeighbor | Water | Porous | Wet | R600a | MinimizeLCOE_Brownfield | IgnoreSilica | 1.325 | 0.36146 | 0.022686 | 4 | 235354.7638 | 550673.6185 | 4798.0252 | 11226.2266 | 132.9072 | 0 | 62.1851 | 211375.1467 | 16048.8955 | 149880.7252 | 82237.7652 | 0 | 71105.3319 | 0 | 206952.6672 | 538448.3882 | 367502.0889 | 1643551.0089 | 961560.8286 | 18752195.8818 | 18752195.8818 | 1478867.319 | 8382599.4226 | 0 | 21357307.7193 | 49970970.3428 | 177.8279 | 0.090745 | 235354.7638 | 550673.6185 | 4798.0252 | 11226.2266
1 | 5100 | 707 | 0.035 | 15 | 15 | 7 | 2.3714e-13 | 5spot_SharedNeighbor | Water | Porous | Wet | R600a | MinimizeLCOE_Brownfield | IgnoreSilica | 1.7098 | 0.53389 | 0.040721 | 4 | 134395.2747 | 310064.479 | 2739.8295 | 6321.0838 | 142.903 | 0 | 291.3072 | 290994.9709 | 23708.2987 | 203359.1768 | 105366.6886 | 0 | 79468.6096 | 0 | 274130.1204 | 713230.3414 | 486794.3634 | 2177052.5697 | 961560.8286 | 18752195.8818 | 18752195.8818 | 1478867.319 | 8382599.4226 | 0 | 21890809.2802 | 50504471.9036 | 237.1374 | 0.16288 | 134395.2747 | 310064.479 | 2739.8295 | 6321.0838
1 | 5100 | 707 | 0.035 | 15 | 15 | 7 | 3.1623e-13 | 5spot_SharedNeighbor | Water | Porous | Wet | R600a | MinimizeLCOE_Brownfield | IgnoreSilica | 2.2154 | 0.77425 | 0.067776 | 4 | 83317.0405 | 188861.914 | 1698.5306 | 3850.2056 | 151.5885 | 0 | 376.0175 | 393587.883 | 34494.7757 | 272038.0097 | 138299.6338 | 0 | 89448.874 | 0 | 361868.9787 | 941508.8531 | 642599.1383 | 2873846.1463 | 961560.8286 | 18752195.8818 | 18752195.8818 | 1478867.319 | 8382599.4226 | 0 | 22587602.8567 | 51201265.4801 | 316.2278 | 0.2711 | 83317.0405 | 188861.914 | 1698.5306 | 3850.2056
1 | 5100 | 707 | 0.035 | 15 | 15 | 7 | 4.217e-13 | 5spot_SharedNeighbor | Water | Porous | Wet | R600a | MinimizeLCOE_Brownfield | IgnoreSilica | 2.8766 | 1.1307 | 0.10569 | 4 | 55560.3398 | 123241.003 | 1132.6727 | 2512.4345 | 158.89 | 0 | 492.256 | 521186.0656 | 47160.8522 | 367378.5854 | 181395.3233 | 0 | 101940.3121 | 0 | 475433.844 | 1236981.3373 | 844265.1801 | 3775741.5001 | 961560.8286 | 18752195.8818 | 18752195.8818 | 1478867.319 | 8382599.4226 | 0 | 23489498.2105 | 52103160.8339 | 421.6965 | 0.42277 | 55560.3398 | 123241.003 | 1132.6727 | 2512.4345
1 | 5100 | 707 | 0.035 | 15 | 15 | 7 | 5.6234e-13 | 5spot_SharedNeighbor | Water | Porous | Wet | R600a | MinimizeLCOE_Brownfield | IgnoreSilica | 3.7754 | 1.6413 | 0.15665 | 4 | 39308.0147 | 84971.7588 | 801.347 | 1732.2642 | 165.0829 | 0 | 76.2814 | 676360.4808 | 61216.8043 | 494979.2492 | 236136.0885 | 0 | 118939.7382 | 0 | 619176.6208 | 1610970.5568 | 1099520.5071 | 4917300.0458 | 961560.8286 | 18752195.8818 | 18752195.8818 | 1478867.319 | 8382599.4226 | 0 | 24631056.7563 | 53244719.3797 | 562.3413 | 0.62662 | 39308.0147 | 84971.7588 | 801.347 | 1732.2642
1 | 5100 | 707 | 0.035 | 15 | 15 | 7 | 7.4989e-13 | 5spot_SharedNeighbor | Water | Porous | Wet | R600a | MinimizeLCOE_Brownfield | IgnoreSilica | 4.9326 | 2.3019 | 0.22295 | 4 | 29147.6031 | 61232.3461 | 594.2133 | 1248.3042 | 169.9574 | 0 | 97.059 | 857237.7285 | 77569.8156 | 648780.7706 | 305976.2695 | 0 | 138205.9914 | 0 | 790830.5245 | 2057578.8032 | 1404339.8122 | 6280519.7155 | 961560.8286 | 18752195.8818 | 18752195.8818 | 1478867.319 | 8382599.4226 | 0 | 25994276.426 | 54607939.0494 | 749.8942 | 0.89182 | 29147.6031 | 61232.3461 | 594.2133 | 1248.3042
1 | 5100 | 707 | 0.035 | 15 | 15 | 7 | 1e-12 | 5spot_SharedNeighbor | Water | Porous | Wet | R600a | MinimizeLCOE_Brownfield | IgnoreSilica | 6.4795 | 3.1859 | 0.31152 | 4 | 22225.7369 | 45188.8735 | 453.1017 | 921.2363 | 173.8533 | 0 | 90.5049 | 1076912.3914 | 97387.3174 | 841440.2388 | 398815.4331 | 0 | 162261.3016 | 0 | 1004958.5061 | 2614695.8875 | 1784583.6698 | 7981054.7456 | 961560.8286 | 18752195.8818 | 18752195.8818 | 1478867.319 | 8382599.4226 | 0 | 27694811.456 | 56308474.0794 | 1000 | 1.2461 | 22225.7369 | 45188.8735 | 453.1017 | 921.2363
1 | 5100 | 707 | 0.035 | 15 | 15 | 7 | 1.3335e-12 | 5spot_SharedNeighbor | Water | Porous | Wet | R600a | MinimizeLCOE_Brownfield | IgnoreSilica | 8.5212 | 4.3414 | 0.42712 | 4 | 17429.6774 | 34177.8171 | 355.3275 | 696.761 | 176.659 | 0 | 76.9976 | 1338642.591 | 120941.4554 | 1077792.193 | 520663.8711 | 0 | 191384.208 | 0 | 1267275.4842 | 3297190.8559 | 2250400.5097 | 10064291.1683 | 961560.8286 | 18752195.8818 | 18752195.8818 | 1478867.319 | 8382599.4226 | 0 | 29778047.8787 | 58391710.5021 | 1333.5214 | 1.7085 | 17429.6774 | 34177.8171 | 355.3275 | 696.761
1 | 5100 | 707 | 0.035 | 15 | 15 | 7 | 1.7783e-12 | 5spot_SharedNeighbor | Water | Porous | Wet | R600a | MinimizeLCOE_Brownfield | IgnoreSilica | 11.2662 | 5.9367 | 0.58752 | 4 | 13812.6211 | 25988.193 | 281.589 | 529.8045 | 179.4411 | 0 | 70.5706 | 1668694.3648 | 150563.4591 | 1384431.5347 | 685185.8671 | 0 | 226743.6075 | 0 | 1605091.345 | 4176118.4301 | 2850286.6392 | 12747115.2475 | 961560.8286 | 18752195.8818 | 18752195.8818 | 1478867.319 | 8382599.4226 | 0 | 32460871.958 | 61074534.5814 | 1778.2794 | 2.3501 | 13812.6211 | 25988.193 | 281.589 | 529.8045
1 | 5100 | 707 | 0.035 | 15 | 15 | 7 | 2.3714e-12 | 5spot_SharedNeighbor | Water | Porous | Wet | R600a | MinimizeLCOE_Brownfield | IgnoreSilica | 14.7816 | 7.9586 | 0.79122 | 4 | 11268.2472 | 20309.194 | 229.7185 | 414.0304 | 181.2761 | 0 | 89.4962 | 2051859.8893 | 184851.2812 | 1750263.1414 | 895261.8815 | 0 | 267190.9877 | 0 | 2008276.6006 | 5225123.7607 | 3566254.3322 | 15949081.8747 | 961560.8286 | 18752195.8818 | 18752195.8818 | 1478867.319 | 8382599.4226 | 0 | 35662838.5852 | 64276501.2086 | 2371.3737 | 3.1649 | 11268.2472 | 20309.194 | 229.7185 | 414.0304
1 | 5100 | 707 | 0.035 | 15 | 15 | 7 | 3.1623e-12 | 5spot_SharedNeighbor | Water | Porous | Wet | R600a | MinimizeLCOE_Brownfield | IgnoreSilica | 19.4958 | 10.6711 | 1.0643 | 4 | 9329.6461 | 16051.0859 | 190.1975 | 327.2231 | 182.7162 | 0 | 91.3434 | 2524100.3755 | 226977.5324 | 2213099.5674 | 1176751.9516 | 0 | 317447.5004 | 0 | 2518767.0017 | 6553315.0682 | 4472772.1912 | 20003231.1883 | 961560.8286 | 18752195.8818 | 18752195.8818 | 1478867.319 | 8382599.4226 | 0 | 39716987.8987 | 68330650.5222 | 3162.2777 | 4.2571 | 9329.6461 | 16051.0859 | 190.1975 | 327.2231
1 | 5100 | 707 | 0.035 | 15 | 15 | 7 | 4.217e-12 | 5spot_SharedNeighbor | Water | Porous | Wet | R600a | MinimizeLCOE_Brownfield | IgnoreSilica | 25.7368 | 14.2636 | 1.4259 | 4 | 7853.0193 | 12869.7695 | 160.0944 | 262.3677 | 183.8229 | 0 | 108.172 | 3099108.9764 | 278097.3786 | 2791367.2692 | 1549393.4809 | 0 | 378535.503 | 0 | 3157636.0172 | 8215521.1965 | 5607262.0287 | 25076921.8505 | 961560.8286 | 18752195.8818 | 18752195.8818 | 1478867.319 | 8382599.4226 | 0 | 44790678.5609 | 73404341.1843 | 4216.965 | 5.7036 | 7853.0193 | 12869.7695 | 160.0944 | 262.3677
1 | 5100 | 707 | 0.035 | 15 | 15 | 7 | 5.6234e-12 | 5spot_SharedNeighbor | Water | Porous | Wet | R600a | MinimizeLCOE_Brownfield | IgnoreSilica | 33.9385 | 18.9859 | 1.9015 | 4 | 6718.6524 | 10480.5759 | 136.9688 | 213.6607 | 184.6662 | 0 | 108.3682 | 3794911.8283 | 339733.0723 | 3508956.9992 | 2038991.8533 | 0 | 451919.3942 | 0 | 3952460.1275 | 10283490.4906 | 7018693.5644 | 31389157.3298 | 961560.8286 | 18752195.8818 | 18752195.8818 | 1478867.319 | 8382599.4226 | 0 | 51102914.0403 | 79716576.6637 | 5623.4133 | 7.6061 | 6718.6524 | 10480.5759 | 136.9688 | 213.6607
1 | 5100 | 707 | 0.035 | 15 | 15 | 7 | 7.4989e-12 | 5spot_SharedNeighbor | Water | Porous | Wet | R600a | MinimizeLCOE_Brownfield | IgnoreSilica | 44.6574 | 25.157 | 2.5231 | 4 | 5838.8463 | 8674.0346 | 119.0328 | 176.8319 | 185.3008 | 0 | 105.5367 | 4633242.3918 | 413711.9925 | 4395023.7625 | 2678812.2546 | 0 | 540045.7016 | 0 | 4937726.0802 | 12846950.3938 | 8768307.6222 | 39213820.1991 | 961560.8286 | 18752195.8818 | 18752195.8818 | 1478867.319 | 8382599.4226 | 0 | 58927576.9096 | 87541239.533 | 7498.9421 | 10.0923 | 5838.8463 | 8674.0346 | 119.0328 | 176.8319
1 | 5100 | 707 | 0.035 | 15 | 15 | 7 | 1e-11 | 5spot_SharedNeighbor | Water | Porous | Wet | R600a | MinimizeLCOE_Brownfield | IgnoreSilica | 58.4675 | 33.0888 | 3.3216 | 4 | 5155.2272 | 7308.834 | 105.0963 | 149.0005 | 185.7224 | 0 | 115.4824 | 5628615.4599 | 501202.022 | 5472402.4949 | 3502766.2686 | 0 | 644647.2317 | 0 | 6142357.0561 | 15981153.0892 | 10907465.3632 | 48780608.9855 | 961560.8286 | 18752195.8818 | 18752195.8818 | 1478867.319 | 8382599.4226 | 0 | 68494365.6959 | 97108028.3193 | 10000 | 13.2864 | 5155.2272 | 7308.834 | 105.0963 | 149.0005
1 | 5100 | 707 | 0.035 | 15 | 15 | 7 | 1.3335e-11 | 5spot_SharedNeighbor | Water | Porous | Wet | R600a | MinimizeLCOE_Brownfield | IgnoreSilica | 75.8365 | 42.9642 | 4.3139 | 4 | 4629.365 | 6287.5818 | 94.3759 | 128.1809 | 185.8201 | 0 | 98.6455 | 6777084.3623 | 601742.8082 | 6744017.8511 | 4537097.1867 | 0 | 766653.4708 | 0 | 7576372.3148 | 19712166.6355 | 13453958.7732 | 60169093.4025 | 961560.8286 | 18752195.8818 | 18752195.8818 | 1478867.319 | 8382599.4226 | 0 | 79882850.1129 | 108496512.7363 | 13335.2143 | 17.2557 | 4629.365 | 6287.5818 | 94.3759 | 128.1809
1 | 5100 | 707 | 0.035 | 15 | 15 | 7 | 1.7783e-11 | 5spot_SharedNeighbor | Water | Porous | Wet | R600a | MinimizeLCOE_Brownfield | IgnoreSilica | 96.8816 | 54.6404 | 5.4817 | 4 | 4235.2165 | 5540.1782 | 86.3406 | 112.944 | 185.4073 | 0 | 131.1501 | 8041842.99 | 712026.4266 | 8174188.6937 | 5784613.0197 | 0 | 905377.6005 | 0 | 9211039.0049 | 23965234.0468 | 16356764.6733 | 73151086.4554 | 961560.8286 | 18752195.8818 | 18752195.8818 | 1478867.319 | 8382599.4226 | 0 | 92864843.1658 | 121478505.7892 | 17782.7941 | 21.9268 | 4235.2165 | 5540.1782 | 86.3406 | 112.944
1 | 5100 | 707 | 0.035 | 15 | 15 | 7 | 2.3714e-11 | 5spot_SharedNeighbor | Water | Porous | Wet | R600a | MinimizeLCOE_Brownfield | IgnoreSilica | 121.1152 | 67.5149 | 6.7578 | 4 | 3951.9345 | 5010.4791 | 80.5655 | 102.1454 | 184.3461 | 0 | 148.5713 | 9350197.8998 | 825688.2108 | 9681735.1315 | 7209899.0108 | 0 | 1057885.9758 | 0 | 10968908.4292 | 28538849.7002 | 19478351.3351 | 87111515.6932 | 961560.8286 | 18752195.8818 | 18752195.8818 | 1478867.319 | 8382599.4226 | 0 | 106825272.4036 | 135438935.027 | 23713.7371 | 27.0311 | 3951.9345 | 5010.4791 | 80.5655 | 102.1454
1 | 5100 | 707 | 0.035 | 15 | 15 | 7 | 3.1623e-11 | 5spot_SharedNeighbor | Water | Porous | Wet | R600a | MinimizeLCOE_Brownfield | IgnoreSilica | 140.3964 | 77.2409 | 7.7944 | 4 | 3753.6499 | 4671.4105 | 76.5232 | 95.233 | 183.1693 | 0 | 171.4475 | 10291861.6533 | 907255.2289 | 10782298.8354 | 8333113.4875 | 0 | 1105696.7879 | 0 | 12253888.1373 | 31882103.3151 | 21760190.6242 | 97316408.0695 | 961560.8286 | 18752195.8818 | 18752195.8818 | 1478867.319 | 8382599.4226 | 0 | 117030164.78 | 145643827.4034 | 31622.7766 | 31.1777 | 3753.6499 | 4671.4105 | 76.5232 | 95.233
1 | 5100 | 707 | 0.035 | 15 | 15 | 7 | 4.217e-11 | 5spot_SharedNeighbor | Water | Porous | Wet | R600a | MinimizeLCOE_Brownfield | IgnoreSilica | 151.5696 | 82.7312 | 8.5023 | 4 | 3599.4728 | 4440.8192 | 73.3801 | 90.5321 | 182.4707 | 0 | 208.3239 | 10808528.9547 | 951930.3991 | 11391196.023 | 8980692.0047 | 0 | 1026725.2769 | 0 | 12932038.3368 | 33646511.0264 | 22964435.1422 | 102702057.1638 | 961560.8286 | 18752195.8818 | 18752195.8818 | 1478867.319 | 8382599.4226 | 0 | 122415813.8742 | 151029476.4976 | 42169.6503 | 34.0094 | 3599.4728 | 4440.8192 | 73.3801 | 90.5321
1 | 5100 | 707 | 0.035 | 15 | 15 | 7 | 5.6234e-11 | 5spot_SharedNeighbor | Water | Porous | Wet | R600a | MinimizeLCOE_Brownfield | IgnoreSilica | 160.9575 | 87.2273 | 9.104 | 4 | 3480.5975 | 4266.3382 | 70.9567 | 86.9751 | 181.8416 | 0 | 225.1639 | 11224443.5737 | 987855.1507 | 11883809.8517 | 9522424.676 | 0 | 939906.5112 | 0 | 13477791.5077 | 35066448.8278 | 23933571.8684 | 107036251.9671 | 961560.8286 | 18752195.8818 | 18752195.8818 | 1478867.319 | 8382599.4226 | 0 | 126750008.6776 | 155363671.301 | 56234.1325 | 36.4162 | 3480.5975 | 4266.3382 | 70.9567 | 86.9751
1 | 5100 | 707 | 0.035 | 15 | 15 | 7 | 7.4989e-11 | 5spot_SharedNeighbor | Water | Porous | Wet | R600a | MinimizeLCOE_Brownfield | IgnoreSilica | 168.5085 | 90.7621 | 9.5957 | 4 | 3389.3483 | 4134.827 | 69.0965 | 84.294 | 181.3096 | 0 | 242.204 | 11547190.6917 | 1015709.5689 | 12267530.6494 | 9956186.0145 | 0 | 851213.6182 | 0 | 13898753.9117 | 36161706.6517 | 24681107.8386 | 110379398.9447 | 961560.8286 | 18752195.8818 | 18752195.8818 | 1478867.319 | 8382599.4226 | 0 | 130093155.6551 | 158706818.2785 | 74989.4209 | 38.3829 | 3389.3483 | 4134.827 | 69.0965 | 84.294
1 | 5100 | 707 | 0.035 | 15 | 15 | 7 | 1e-10 | 5spot_SharedNeighbor | Water | Porous | Wet | R600a | MinimizeLCOE_Brownfield | IgnoreSilica | 174.5519 | 93.5372 | 9.9921 | 4 | 3319.5652 | 4035.471 | 67.6738 | 82.2685 | 180.868 | 0 | 240.0424 | 11798103.9336 | 1037350.8867 | 12566701.8129 | 10302072.4656 | 0 | 768141.5264 | 0 | 14224224.5438 | 37008514.4733 | 25259071.577 | 112964181.2192 | 961560.8286 | 18752195.8818 | 18752195.8818 | 1478867.319 | 8382599.4226 | 0 | 132677937.9296 | 161291600.553 | 100000 | 39.9685 | 3319.5652 | 4035.471 | 67.6738 | 82.2685
1 | 5100 | 707 | 0.035 | 15 | 15 | 7 | 1.3335e-10 | 5spot_SharedNeighbor | Water | Porous | Wet | R600a | MinimizeLCOE_Brownfield | IgnoreSilica | 183.5337 | 97.6038 | 10.4688 | 4 | 3266.1775 | 3949.4825 | 66.5854 | 80.5155 | 180.2177 | 0 | 203.5173 | 12162022.1644 | 1068718.3189 | 13001908.5099 | 10813801.3191 | 0 | 747899.6184 | 0 | 14739796.4729 | 38349926.8746 | 26174613.1041 | 117058686.3822 | 961560.8286 | 18752195.8818 | 18752195.8818 | 1478867.319 | 8382599.4226 | 0 | 136772443.0926 | 165386105.716 | 133352.1432 | 41.8754 | 3266.1775 | 3949.4825 | 66.5854 | 80.5155
1 | 5100 | 707 | 0.035 | 15 | 15 | 7 | 1.7783e-10 | 5spot_SharedNeighbor | Water | Porous | Wet | R600a | MinimizeLCOE_Brownfield | IgnoreSilica | 183.4411 | 97.557 | 10.5709 | 4 | 3225.2579 | 3901.9655 | 65.7512 | 79.5468 | 180.2199 | 0 | 202.8269 | 12157861.0547 | 1068359.7936 | 12996923.7391 | 10808412.6485 | 0 | 634680.4537 | 0 | 14689832.699 | 38219931.3837 | 26085888.5104 | 116661890.2826 | 961560.8286 | 18752195.8818 | 18752195.8818 | 1478867.319 | 8382599.4226 | 0 | 136375646.9931 | 164989309.6165 | 177827.941 | 42.2836 | 3225.2579 | 3901.9655 | 65.7512 | 79.5468
1 | 5100 | 707 | 0.035 | 15 | 15 | 7 | 2.3714e-10 | 5spot_SharedNeighbor | Water | Porous | Wet | R600a | MinimizeLCOE_Brownfield | IgnoreSilica | 185.0077 | 98.2458 | 10.7105 | 4 | 3194.6837 | 3862.5714 | 65.1279 | 78.7437 | 180.095 | 0 | 204.5956 | 12219078.7801 | 1073634.0591 | 13070278.7648 | 10897272.7993 | 0 | 564528.847 | 0 | 14751669.3676 | 38380817.711 | 26195696.7347 | 117152977.0636 | 961560.8286 | 18752195.8818 | 18752195.8818 | 1478867.319 | 8382599.4226 | 0 | 136866733.774 | 165480396.3974 | 237137.3706 | 42.842 | 3194.6837 | 3862.5714 | 65.1279 | 78.7437
1 | 5100 | 707 | 0.035 | 15 | 15 | 7 | 3.1623e-10 | 5spot_SharedNeighbor | Water | Porous | Wet | R600a | MinimizeLCOE_Brownfield | IgnoreSilica | 186.9561 | 99.0995 | 10.8464 | 4 | 3171.5103 | 3831.029 | 64.6555 | 78.1007 | 179.9401 | 0 | 253.9215 | 12294792.3146 | 1080156.2945 | 13161061.8772 | 11007731.3084 | 0 | 517183.6974 | 0 | 14843760.9419 | 38620421.0968 | 26359230.9688 | 117884338.4996 | 961560.8286 | 18752195.8818 | 18752195.8818 | 1478867.319 | 8382599.4226 | 0 | 137598095.21 | 166211757.8334 | 316227.766 | 43.3857 | 3171.5103 | 3831.029 | 64.6555 | 78.1007
1 | 5100 | 707 | 0.035 | 15 | 15 | 7 | 4.217e-10 | 5spot_SharedNeighbor | Water | Porous | Wet | R600a | MinimizeLCOE_Brownfield | IgnoreSilica | 188.3593 | 99.7108 | 10.947 | 4 | 3153.9522 | 3807.4103 | 64.2976 | 77.6192 | 179.8275 | 0 | 239.4292 | 12348887.525 | 1084815.6233 | 13225963.1582 | 11087191.2704 | 0 | 477876.6317 | 0 | 14907646.3413 | 38786637.8014 | 26472677.2852 | 118391695.6365 | 961560.8286 | 18752195.8818 | 18752195.8818 | 1478867.319 | 8382599.4226 | 0 | 138105452.3469 | 166719114.9703 | 421696.5034 | 43.7881 | 3153.9522 | 3807.4103 | 64.2976 | 77.6192
1 | 5100 | 707 | 0.035 | 15 | 15 | 7 | 5.6234e-10 | 5spot_SharedNeighbor | Water | Porous | Wet | R600a | MinimizeLCOE_Brownfield | IgnoreSilica | 189.3534 | 100.1419 | 11.0207 | 4 | 3140.6693 | 3789.7572 | 64.0268 | 77.2593 | 179.7472 | 0 | 242.6958 | 12386989.1063 | 1088097.0766 | 13271695.4847 | 11143453.2075 | 0 | 445655.8471 | 0 | 14950997.3817 | 38899428.3159 | 26549659.1289 | 118735975.5487 | 961560.8286 | 18752195.8818 | 18752195.8818 | 1478867.319 | 8382599.4226 | 0 | 138449732.2591 | 167063394.8825 | 562341.3252 | 44.0829 | 3140.6693 | 3789.7572 | 64.0268 | 77.2593
1 | 5100 | 707 | 0.035 | 15 | 15 | 7 | 7.4989e-10 | 5spot_SharedNeighbor | Water | Porous | Wet | R600a | MinimizeLCOE_Brownfield | IgnoreSilica | 190.0696 | 100.4516 | 11.0751 | 4 | 3130.6341 | 3776.5323 | 63.8222 | 76.9897 | 179.6891 | 0 | 253.8603 | 12414328.2081 | 1090451.4656 | 13304519.8245 | 11183975.8849 | 0 | 419832.9119 | 0 | 14981112.235 | 38977780.9869 | 26603136.4369 | 118975137.9537 | 961560.8286 | 18752195.8818 | 18752195.8818 | 1478867.319 | 8382599.4226 | 0 | 138688894.6641 | 167302557.2876 | 749894.2093 | 44.3006 | 3130.6341 | 3776.5323 | 63.8222 | 76.9897
1 | 5100 | 707 | 0.035 | 15 | 15 | 7 | 1e-09 | 5spot_SharedNeighbor | Water | Porous | Wet | R600a | MinimizeLCOE_Brownfield | IgnoreSilica | 190.5862 | 100.6745 | 11.1153 | 4 | 3123.0618 | 3766.6254 | 63.6678 | 76.7878 | 179.6469 | 0 | 239.6601 | 12433986.7688 | 1092144.3399 | 13328127.7409 | 11213195.614 | 0 | 399390.2558 | 0 | 15002069.4405 | 39032307.3367 | 26640351.791 | 119141573.2876 | 961560.8286 | 18752195.8818 | 18752195.8818 | 1478867.319 | 8382599.4226 | 0 | 138855329.998 | 167468992.6214 | 1000000 | 44.4613 | 3123.0618 | 3766.6254 | 63.6678 | 76.7878
1 | 5100 | 707 | 0.035 | 15 | 15 | 7 | 1.3335e-09 | 5spot_SharedNeighbor | Water | Porous | Wet | R600a | MinimizeLCOE_Brownfield | IgnoreSilica | 190.9392 | 100.8265 | 11.1442 | 4 | 3117.3542 | 3759.2503 | 63.5515 | 76.6374 | 179.618 | 0 | 243.3441 | 12447386.8599 | 1093298.2341 | 13344222.3277 | 11233158.4426 | 0 | 383101.0152 | 0 | 15015455.083 | 39067134.0327 | 26664121.7266 | 119247877.7219 | 961560.8286 | 18752195.8818 | 18752195.8818 | 1478867.319 | 8382599.4226 | 0 | 138961634.4323 | 167575297.0557 | 1333521.4322 | 44.5768 | 3117.3542 | 3759.2503 | 63.5515 | 76.6374
1 | 5100 | 707 | 0.035 | 15 | 15 | 7 | 1.7783e-09 | 5spot_SharedNeighbor | Water | Porous | Wet | R600a | MinimizeLCOE_Brownfield | IgnoreSilica | 191.1903 | 100.9344 | 11.1654 | 4 | 3113.0563 | 3753.7351 | 63.4639 | 76.525 | 179.5974 | 0 | 249.9631 | 12456903.6783 | 1094117.7169 | 13355653.997 | 11247358.2398 | 0 | 370393.7479 | 0 | 15024526.6782 | 39090736.4625 | 26680230.87 | 119319921.3908 | 961560.8286 | 18752195.8818 | 18752195.8818 | 1478867.319 | 8382599.4226 | 0 | 139033678.1012 | 167647340.7247 | 1778279.41 | 44.6615 | 3113.0563 | 3753.7351 | 63.4639 | 76.525
1 | 5100 | 707 | 0.035 | 15 | 15 | 7 | 2.3714e-09 | 5spot_SharedNeighbor | Water | Porous | Wet | R600a | MinimizeLCOE_Brownfield | IgnoreSilica | 191.3756 | 101.014 | 11.1811 | 4 | 3109.8224 | 3749.5971 | 63.3979 | 76.4406 | 179.5821 | 0 | 243.969 | 12463914.3275 | 1094721.386 | 13364075.8781 | 11257829.389 | 0 | 360634.9603 | 0 | 15031058.6169 | 39107731.2272 | 26691830.1461 | 119371795.931 | 961560.8286 | 18752195.8818 | 18752195.8818 | 1478867.319 | 8382599.4226 | 0 | 139085552.6414 | 167699215.2649 | 2371373.7057 | 44.7246 | 3109.8224 | 3749.5971 | 63.3979 | 76.4406
1 | 5100 | 707 | 0.035 | 15 | 15 | 7 | 3.1623e-09 | 5spot_SharedNeighbor | Water | Porous | Wet | R600a | MinimizeLCOE_Brownfield | IgnoreSilica | 191.4922 | 101.064 | 11.1921 | 4 | 3107.391 | 3746.538 | 63.3484 | 76.3782 | 179.5725 | 0 | 242.6906 | 12468322.7036 | 1095100.9756 | 13369371.9308 | 11264424.5357 | 0 | 352904.558 | 0 | 15034548.6344 | 39116811.5368 | 26698027.644 | 119399512.5189 | 961560.8286 | 18752195.8818 | 18752195.8818 | 1478867.319 | 8382599.4226 | 0 | 139113269.2293 | 167726931.8528 | 3162277.6602 | 44.7685 | 3107.391 | 3746.538 | 63.3484 | 76.3782
1 | 5100 | 707 | 0.035 | 15 | 15 | 7 | 4.217e-09 | 5spot_SharedNeighbor | Water | Porous | Wet | R600a | MinimizeLCOE_Brownfield | IgnoreSilica | 191.5971 | 101.109 | 11.201 | 4 | 3105.5638 | 3744.202 | 63.3111 | 76.3306 | 179.5639 | 0 | 246.9747 | 12472285.6659 | 1095442.2092 | 13374133.0637 | 11270350.158 | 0 | 347275.8462 | 0 | 15038199.9078 | 39126311.4011 | 26704511.4966 | 119428509.7486 | 961560.8286 | 18752195.8818 | 18752195.8818 | 1478867.319 | 8382599.4226 | 0 | 139142266.459 | 167755929.0824 | 4216965.0343 | 44.8042 | 3105.5638 | 3744.202 | 63.3111 | 76.3306
1 | 5100 | 707 | 0.035 | 15 | 15 | 7 | 5.6234e-09 | 5spot_SharedNeighbor | Water | Porous | Wet | R600a | MinimizeLCOE_Brownfield | IgnoreSilica | 191.6554 | 101.134 | 11.2069 | 4 | 3104.1915 | 3742.4934 | 63.2831 | 76.2958 | 179.559 | 0 | 253.2908 | 12474485.8136 | 1095631.6533 | 13376776.4125 | 11273646.9814 | 0 | 342740.6663 | 0 | 15039679.7956 | 39130161.7656 | 26707139.4494 | 119440262.5377 | 961560.8286 | 18752195.8818 | 18752195.8818 | 1478867.319 | 8382599.4226 | 0 | 139154019.2481 | 167767681.8715 | 5623413.2519 | 44.8278 | 3104.1915 | 3742.4934 | 63.2831 | 76.2958
1 | 5100 | 707 | 0.035 | 15 | 15 | 7 | 7.4989e-09 | 5spot_SharedNeighbor | Water | Porous | Wet | R600a | MinimizeLCOE_Brownfield | IgnoreSilica | 191.7091 | 101.157 | 11.2118 | 4 | 3103.161 | 3741.1888 | 63.2621 | 76.2692 | 179.5546 | 0 | 244.7676 | 12476513.9373 | 1095806.2844 | 13379213.1317 | 11276682.8694 | 0 | 339452.9709 | 0 | 15041390.9856 | 39134613.9309 | 26710178.1438 | 119453852.254 | 961560.8286 | 18752195.8818 | 18752195.8818 | 1478867.319 | 8382599.4226 | 0 | 139167608.9645 | 167781271.5879 | 7498942.0933 | 44.847 | 3103.161 | 3741.1888 | 63.2621 | 76.2692
1 | 5100 | 707 | 0.035 | 15 | 15 | 7 | 1e-08 | 5spot_SharedNeighbor | Water | Porous | Wet | R600a | MinimizeLCOE_Brownfield | IgnoreSilica | 191.7286 | 101.1653 | 11.2146 | 4 | 3102.3876 | 3740.2563 | 63.2464 | 76.2502 | 179.5529 | 0 | 248.6888 | 12477242.7911 | 1095869.0421 | 13380088.8351 | 11277780.7212 | 0 | 336689.5872 | 0 | 15041391.6809 | 39134615.7399 | 26710179.3784 | 119453857.7758 | 961560.8286 | 18752195.8818 | 18752195.8818 | 1478867.319 | 8382599.4226 | 0 | 139167614.4862 | 167781277.1096 | 10000000 | 44.8582 | 3102.3876 | 3740.2563 | 63.2464 | 76.2502
1 | 5200 | 707 | 0.035 | 15 | 15 | 7 | 1e-13 | 5spot_SharedNeighbor | Water | Porous | Wet | R600a | MinimizeLCOE_Brownfield | IgnoreSilica | 0.81347 | 0.15971 | 0.0045054 | 4 | 1174185.5304 | 2801160.29 | 23937.3602 | 57105.4414 | 111.08 | 0 | 44.4991 | 106577.2385 | 7046.2343 | 79168.9576 | 54004.2286 | 0 | 57320.0525 | 0 | 118605.5175 | 308587.2272 | 210617.1234 | 941926.5796 | 961560.8286 | 19257185.0261 | 19257185.0261 | 1478867.319 | 8584595.0803 | 0 | 21160672.4343 | 50481319.8597 | 100 | 0.018022 | 1174185.5304 | 2801160.29 | 23937.3602 | 57105.4414
1 | 5200 | 707 | 0.035 | 15 | 15 | 7 | 1.3335e-13 | 5spot_SharedNeighbor | Water | Porous | Wet | R600a | MinimizeLCOE_Brownfield | IgnoreSilica | 1.0498 | 0.25096 | 0.012402 | 4 | 433225.5315 | 1024257.55 | 8831.8884 | 20880.8756 | 123.7671 | 0 | 48.3691 | 156551.3673 | 11194.5269 | 112647.7782 | 66762.8863 | 0 | 63930.9191 | 0 | 160324.1164 | 417130.4638 | 284700.1127 | 1273242.1708 | 961560.8286 | 19257185.0261 | 19257185.0261 | 1478867.319 | 8584595.0803 | 0 | 21491988.0256 | 50812635.451 | 133.3521 | 0.049609 | 433225.5315 | 1024257.55 | 8831.8884 | 20880.8756
1 | 5200 | 707 | 0.035 | 15 | 15 | 7 | 1.7783e-13 | 5spot_SharedNeighbor | Water | Porous | Wet | R600a | MinimizeLCOE_Brownfield | IgnoreSilica | 1.3445 | 0.37767 | 0.024992 | 4 | 219198.3623 | 512497.1348 | 4468.6551 | 10447.9473 | 134.9985 | 0 | 63.8258 | 220207.7774 | 16956.55 | 155011.7451 | 84183.4653 | 0 | 70638.7494 | 0 | 213329.332 | 555039.1621 | 378825.633 | 1694192.4143 | 961560.8286 | 19257185.0261 | 19257185.0261 | 1478867.319 | 8584595.0803 | 0 | 21912938.269 | 51233585.6945 | 177.8279 | 0.099969 | 219198.3623 | 512497.1348 | 4468.6551 | 10447.9473
1 | 5200 | 707 | 0.035 | 15 | 15 | 7 | 2.3714e-13 | 5spot_SharedNeighbor | Water | Porous | Wet | R600a | MinimizeLCOE_Brownfield | IgnoreSilica | 1.7487 | 0.56502 | 0.045027 | 4 | 124866.5174 | 287659.8802 | 2545.5729 | 5864.3357 | 145.4998 | 0 | 287.5967 | 306515.0024 | 25471.8592 | 212402.7668 | 109102.962 | 0 | 79709.4368 | 0 | 285948.7906 | 743980.097 | 507781.7035 | 2270912.6183 | 961560.8286 | 19257185.0261 | 19257185.0261 | 1478867.319 | 8584595.0803 | 0 | 22489658.4731 | 51810305.8985 | 237.1374 | 0.18011 | 124866.5174 | 287659.8802 | 2545.5729 | 5864.3357
1 | 5200 | 707 | 0.035 | 15 | 15 | 7 | 3.1623e-13 | 5spot_SharedNeighbor | Water | Porous | Wet | R600a | MinimizeLCOE_Brownfield | IgnoreSilica | 2.2738 | 0.82274 | 0.0749 | 4 | 77544.8706 | 175410.7824 | 1580.8571 | 3575.9861 | 154.4337 | 0 | 375.9949 | 416532.2766 | 37506.1345 | 284964.7179 | 143939.7458 | 0 | 90084.7927 | 0 | 379480.7903 | 987331.1743 | 673873.8141 | 3013713.4462 | 961560.8286 | 19257185.0261 | 19257185.0261 | 1478867.319 | 8584595.0803 | 0 | 23232459.3009 | 52553106.7264 | 316.2278 | 0.2996 | 77544.8706 | 175410.7824 | 1580.8571 | 3575.9861
1 | 5200 | 707 | 0.035 | 15 | 15 | 7 | 4.217e-13 | 5spot_SharedNeighbor | Water | Porous | Wet | R600a | MinimizeLCOE_Brownfield | IgnoreSilica | 2.9544 | 1.2206 | 0.11532 | 4 | 52434.484 | 115998.2122 | 1068.9479 | 2364.7805 | 161.8465 | 0 | 498.9365 | 549799.9398 | 49754.6081 | 390559.4671 | 187850.1672 | 0 | 103238.2624 | 0 | 499668.9534 | 1300036.1205 | 887301.3653 | 3968208.8837 | 961560.8286 | 19257185.0261 | 19257185.0261 | 1478867.319 | 8584595.0803 | 0 | 24186954.7384 | 53507602.1639 | 421.6965 | 0.46128 | 52434.484 | 115998.2122 | 1068.9479 | 2364.7805
1 | 5200 | 707 | 0.035 | 15 | 15 | 7 | 5.6234e-13 | 5spot_SharedNeighbor | Water | Porous | Wet | R600a | MinimizeLCOE_Brownfield | IgnoreSilica | 3.8654 | 1.7558 | 0.16912 | 4 | 37484.8618 | 80828.1885 | 764.1796 | 1647.792 | 168.0468 | 0 | 89.5286 | 709057.2756 | 64175.3649 | 522411.7374 | 243563.7756 | 0 | 119939.3389 | 0 | 647067.522 | 1683536.9606 | 1149048.5688 | 5138800.5438 | 961560.8286 | 19257185.0261 | 19257185.0261 | 1478867.319 | 8584595.0803 | 0 | 25357546.3985 | 54678193.8239 | 562.3413 | 0.67647 | 37484.8618 | 80828.1885 | 764.1796 | 1647.792
1 | 5200 | 707 | 0.035 | 15 | 15 | 7 | 7.4989e-13 | 5spot_SharedNeighbor | Water | Porous | Wet | R600a | MinimizeLCOE_Brownfield | IgnoreSilica | 5.04 | 2.4492 | 0.23918 | 4 | 27970.2813 | 58617.0666 | 570.212 | 1194.9882 | 172.9538 | 0 | 74.4617 | 895367.8549 | 81012.9648 | 681795.726 | 314810.0544 | 0 | 138953.6201 | 0 | 823656.6859 | 2142985.7415 | 1462631.8025 | 6541214.4501 | 961560.8286 | 19257185.0261 | 19257185.0261 | 1478867.319 | 8584595.0803 | 0 | 26759960.3048 | 56080607.7302 | 749.8942 | 0.95673 | 27970.2813 | 58617.0666 | 570.212 | 1194.9882
1 | 5200 | 707 | 0.035 | 15 | 15 | 7 | 1e-12 | 5spot_SharedNeighbor | Water | Porous | Wet | R600a | MinimizeLCOE_Brownfield | IgnoreSilica | 6.6259 | 3.3862 | 0.3335 | 4 | 21386.1515 | 43365.9501 | 435.9856 | 884.0735 | 176.9097 | 0 | 77.1434 | 1124048.217 | 101633.7114 | 883500.0338 | 410466.6028 | 0 | 163369.4284 | 0 | 1046377.0174 | 2722458.3579 | 1858133.7702 | 8309987.1388 | 961560.8286 | 19257185.0261 | 19257185.0261 | 1478867.319 | 8584595.0803 | 0 | 28528732.9936 | 57849380.419 | 1000 | 1.334 | 21386.1515 | 43365.9501 | 435.9856 | 884.0735
1 | 5200 | 707 | 0.035 | 15 | 15 | 7 | 1.3335e-12 | 5spot_SharedNeighbor | Water | Porous | Wet | R600a | MinimizeLCOE_Brownfield | IgnoreSilica | 8.7064 | 4.603 | 0.45616 | 4 | 16814.5112 | 32883.7449 | 342.7866 | 670.3796 | 179.7205 | 0 | 46.4953 | 1394929.077 | 125999.2694 | 1129457.006 | 535310.3066 | 0 | 192060.8055 | 0 | 1317325.0212 | 3427409.4846 | 2339277.3995 | 10461768.3699 | 961560.8286 | 19257185.0261 | 19257185.0261 | 1478867.319 | 8584595.0803 | 0 | 30680514.2246 | 60001161.6501 | 1333.5214 | 1.8246 | 16814.5112 | 32883.7449 | 342.7866 | 670.3796
1 | 5200 | 707 | 0.035 | 15 | 15 | 7 | 1.7783e-12 | 5spot_SharedNeighbor | Water | Porous | Wet | R600a | MinimizeLCOE_Brownfield | IgnoreSilica | 11.4099 | 6.2307 | 0.6214 | 4 | 13423.6177 | 25219.7463 | 273.6586 | 514.1386 | 182.51 | 0 | 109.1996 | 1726509.848 | 155743.7856 | 1439001.8781 | 698375.0862 | 0 | 225167.0784 | 0 | 1655471.0938 | 4307196.2023 | 2939749.9121 | 13147214.8846 | 961560.8286 | 19257185.0261 | 19257185.0261 | 1478867.319 | 8584595.0803 | 0 | 33365960.7393 | 62686608.1647 | 1778.2794 | 2.4856 | 13423.6177 | 25219.7463 | 273.6586 | 514.1386
1 | 5200 | 707 | 0.035 | 15 | 15 | 7 | 2.3714e-12 | 5spot_SharedNeighbor | Water | Porous | Wet | R600a | MinimizeLCOE_Brownfield | IgnoreSilica | 15.0058 | 8.37 | 0.83825 | 4 | 10944.4608 | 19689.0511 | 223.1176 | 401.3879 | 184.4016 | 0 | 102.2995 | 2126166.7158 | 191489.1028 | 1822274.2841 | 914475.9151 | 0 | 265815.8964 | 0 | 2074886.5465 | 5398429.1763 | 3684538.8394 | 16478076.4764 | 961560.8286 | 19257185.0261 | 19257185.0261 | 1478867.319 | 8584595.0803 | 0 | 36696822.3311 | 66017469.7565 | 2371.3737 | 3.353 | 10944.4608 | 19689.0511 | 223.1176 | 401.3879
1 | 5200 | 707 | 0.035 | 15 | 15 | 7 | 3.1623e-12 | 5spot_SharedNeighbor | Water | Porous | Wet | R600a | MinimizeLCOE_Brownfield | IgnoreSilica | 19.771 | 11.2067 | 1.1259 | 4 | 9073.7988 | 15584.5237 | 184.9817 | 317.7116 | 185.8667 | 0 | 109.5202 | 2613007.5269 | 234893.5167 | 2301526.5696 | 1200763.0305 | 0 | 315245.7825 | 0 | 2599520.2062 | 6763418.3416 | 4616171.9925 | 20644546.9665 | 961560.8286 | 19257185.0261 | 19257185.0261 | 1478867.319 | 8584595.0803 | 0 | 40863292.8212 | 70183940.2466 | 3162.2777 | 4.5034 | 9073.7988 | 15584.5237 | 184.9817 | 317.7116
1 | 5200 | 707 | 0.035 | 15 | 15 | 7 | 4.217e-12 | 5spot_SharedNeighbor | Water | Porous | Wet | R600a | MinimizeLCOE_Brownfield | IgnoreSilica | 26.0922 | 14.9713 | 1.5074 | 4 | 7643.814 | 12506.5848 | 155.8295 | 254.9636 | 186.9962 | 0 | 91.9221 | 3207180.1614 | 287685.7958 | 2901626.9813 | 1580536.0527 | 0 | 375702.5967 | 0 | 3257565.3193 | 8475516.7423 | 5784714.3311 | 25870527.9807 | 961560.8286 | 19257185.0261 | 19257185.0261 | 1478867.319 | 8584595.0803 | 0 | 46089273.8354 | 75409921.2608 | 4216.965 | 6.0296 | 7643.814 | 12506.5848 | 155.8295 | 254.9636
1 | 5200 | 707 | 0.035 | 15 | 15 | 7 | 5.6234e-12 | 5spot_SharedNeighbor | Water | Porous | Wet | R600a | MinimizeLCOE_Brownfield | IgnoreSilica | 34.399 | 19.9199 | 2.0092 | 4 | 6543.8643 | 10192.1864 | 133.4055 | 207.7815 | 187.8573 | 0 | 115.8298 | 3926319.4166 | 351348.5564 | 3646398.7326 | 2079613.8958 | 0 | 448367.9822 | 0 | 4076298.9476 | 10605693.6979 | 7238603.874 | 32372645.1032 | 961560.8286 | 19257185.0261 | 19257185.0261 | 1478867.319 | 8584595.0803 | 0 | 52591390.9579 | 81912038.3833 | 5623.4133 | 8.0367 | 6543.8643 | 10192.1864 | 133.4055 | 207.7815
1 | 5200 | 707 | 0.035 | 15 | 15 | 7 | 7.4989e-12 | 5spot_SharedNeighbor | Water | Porous | Wet | R600a | MinimizeLCOE_Brownfield | IgnoreSilica | 45.2421 | 26.3787 | 2.6642 | 4 | 5690.3858 | 8441.7809 | 116.0062 | 172.0971 | 188.5038 | 0 | 122.2386 | 4791821.5574 | 427674.5181 | 4564947.7966 | 2730931.2746 | 0 | 535441.3373 | 0 | 5089818.4287 | 13242663.4863 | 9038389.9389 | 40421688.3378 | 961560.8286 | 19257185.0261 | 19257185.0261 | 1478867.319 | 8584595.0803 | 0 | 60640434.1925 | 89961081.618 | 7498.9421 | 10.6566 | 5690.3858 | 8441.7809 | 116.0062 | 172.0971
1 | 5200 | 707 | 0.035 | 15 | 15 | 7 | 1e-11 | 5spot_SharedNeighbor | Water | Porous | Wet | R600a | MinimizeLCOE_Brownfield | IgnoreSilica | 59.2058 | 34.6746 | 3.505 | 4 | 5026.8269 | 7118.1809 | 102.4787 | 145.1137 | 188.928 | 0 | 113.0394 | 5819006.8021 | 517898.0128 | 5681231.9912 | 3569315.0722 | 0 | 638872.8152 | 0 | 6328266.6304 | 16464851.6664 | 11237599.5812 | 50257042.5716 | 961560.8286 | 19257185.0261 | 19257185.0261 | 1478867.319 | 8584595.0803 | 0 | 70475788.4263 | 99796435.8517 | 10000 | 14.0199 | 5026.8269 | 7118.1809 | 102.4787 | 145.1137
1 | 5200 | 707 | 0.035 | 15 | 15 | 7 | 1.3335e-11 | 5spot_SharedNeighbor | Water | Porous | Wet | R600a | MinimizeLCOE_Brownfield | IgnoreSilica | 76.7185 | 44.9698 | 4.5467 | 4 | 4516.8356 | 6129.0315 | 92.0818 | 124.9486 | 189.0102 | 0 | 107.0567 | 7000681.4159 | 621271.5381 | 6994726.9827 | 4618714.9159 | 0 | 759072.5254 | 0 | 7797842.2774 | 20288386.0484 | 13847240.3627 | 61927936.0665 | 961560.8286 | 19257185.0261 | 19257185.0261 | 1478867.319 | 8584595.0803 | 0 | 82146681.9212 | 111467329.3467 | 13335.2143 | 18.1868 | 4516.8356 | 6129.0315 | 92.0818 | 124.9486
1 | 5200 | 707 | 0.035 | 15 | 15 | 7 | 1.7783e-11 | 5spot_SharedNeighbor | Water | Porous | Wet | R600a | MinimizeLCOE_Brownfield | IgnoreSilica | 97.917 | 57.1235 | 5.7704 | 4 | 4134.6491 | 5404.9622 | 84.2904 | 110.1875 | 188.5577 | 0 | 99.5596 | 8300458.2882 | 734525.7804 | 8470045.0924 | 5883105.3647 | 0 | 896246.0798 | 0 | 9470908.4361 | 24641361.0003 | 16818235.212 | 75214885.2538 | 961560.8286 | 19257185.0261 | 19257185.0261 | 1478867.319 | 8584595.0803 | 0 | 95433631.1085 | 124754278.534 | 17782.7941 | 23.0814 | 4134.6491 | 5404.9622 | 84.2904 | 110.1875
1 | 5200 | 707 | 0.035 | 15 | 15 | 7 | 2.3714e-11 | 5spot_SharedNeighbor | Water | Porous | Wet | R600a | MinimizeLCOE_Brownfield | IgnoreSilica | 122.2064 | 70.4505 | 7.1007 | 4 | 3860.3242 | 4892.634 | 78.6979 | 99.743 | 187.4356 | 0 | 155.0356 | 9638236.2276 | 850658.388 | 10017070.8579 | 7320323.2611 | 0 | 1046342.0314 | 0 | 11260325.9987 | 29297058.4383 | 19995844.3785 | 89425859.5815 | 961560.8286 | 19257185.0261 | 19257185.0261 | 1478867.319 | 8584595.0803 | 0 | 109644605.4363 | 138965252.8617 | 23713.7371 | 28.403 | 3860.3242 | 4892.634 | 78.6979 | 99.743
1 | 5200 | 707 | 0.035 | 15 | 15 | 7 | 3.1623e-11 | 5spot_SharedNeighbor | Water | Porous | Wet | R600a | MinimizeLCOE_Brownfield | IgnoreSilica | 143.3855 | 81.4774 | 8.2505 | 4 | 3669.4088 | 4557.864 | 74.8059 | 92.9182 | 186.0963 | 0 | 146.7451 | 10691411.6765 | 941808.2184 | 11252871.5023 | 8561754.1646 | 0 | 1122445.2241 | 0 | 12702413.4065 | 33049074.0604 | 22556672.1368 | 100878450.3896 | 961560.8286 | 19257185.0261 | 19257185.0261 | 1478867.319 | 8584595.0803 | 0 | 121097196.2443 | 150417843.6697 | 31622.7766 | 33.0018 | 3669.4088 | 4557.864 | 74.8059 | 92.9182
1 | 5200 | 707 | 0.035 | 15 | 15 | 7 | 4.217e-11 | 5spot_SharedNeighbor | Water | Porous | Wet | R600a | MinimizeLCOE_Brownfield | IgnoreSilica | 154.5003 | 87.094 | 8.9776 | 4 | 3522.8954 | 4339.3863 | 71.819 | 88.4643 | 185.3624 | 0 | 170.0266 | 11212202.8679 | 986798.3358 | 11869281.3744 | 9209757.4692 | 0 | 1039595.5647 | 0 | 13383877.8887 | 34822104.8555 | 23766802.0866 | 106290420.4428 | 961560.8286 | 19257185.0261 | 19257185.0261 | 1478867.319 | 8584595.0803 | 0 | 126509166.2975 | 155829813.7229 | 42169.6503 | 35.9106 | 3522.8954 | 4339.3863 | 71.819 | 88.4643
1 | 5200 | 707 | 0.035 | 15 | 15 | 7 | 5.6234e-11 | 5spot_SharedNeighbor | Water | Porous | Wet | R600a | MinimizeLCOE_Brownfield | IgnoreSilica | 163.7614 | 91.6546 | 9.5914 | 4 | 3409.9696 | 4174.2158 | 69.5168 | 85.097 | 184.7091 | 0 | 225.7044 | 11628121.3594 | 1022691.1369 | 12363945.8005 | 9747379.4532 | 0 | 948944.226 | 0 | 13927321.9706 | 36236034.881 | 24731838.3824 | 110606277.21 | 961560.8286 | 19257185.0261 | 19257185.0261 | 1478867.319 | 8584595.0803 | 0 | 130825023.0647 | 160145670.4902 | 56234.1325 | 38.3655 | 3409.9696 | 4174.2158 | 69.5168 | 85.097
1 | 5200 | 707 | 0.035 | 15 | 15 | 7 | 7.4989e-11 | 5spot_SharedNeighbor | Water | Porous | Wet | R600a | MinimizeLCOE_Brownfield | IgnoreSilica | 171.2144 | 95.2429 | 10.0923 | 4 | 3323.3148 | 4049.6294 | 67.7503 | 82.5572 | 184.1573 | 0 | 271.7775 | 11951271.5957 | 1050555.9058 | 12749688.6646 | 10178427.7395 | 0 | 857611.6664 | 0 | 14347146.6731 | 37328332.6389 | 25477354.0466 | 113940388.9307 | 961560.8286 | 19257185.0261 | 19257185.0261 | 1478867.319 | 8584595.0803 | 0 | 134159134.7854 | 163479782.2108 | 74989.4209 | 40.3691 | 3323.3148 | 4049.6294 | 67.7503 | 82.5572
1 | 5200 | 707 | 0.035 | 15 | 15 | 7 | 1e-10 | 5spot_SharedNeighbor | Water | Porous | Wet | R600a | MinimizeLCOE_Brownfield | IgnoreSilica | 177.1466 | 98.0441 | 10.4942 | 4 | 3257.0461 | 3955.5444 | 66.3993 | 80.6391 | 183.7023 | 0 | 248.1467 | 12201163.7098 | 1072090.6405 | 13048807.4016 | 10520070.2281 | 0 | 772247.8804 | 0 | 14669608.1456 | 38167311.2443 | 26049974.1841 | 116501273.4344 | 961560.8286 | 19257185.0261 | 19257185.0261 | 1478867.319 | 8584595.0803 | 0 | 136720019.2891 | 166040666.7145 | 100000 | 41.9767 | 3257.0461 | 3955.5444 | 66.3993 | 80.6391
1 | 5200 | 707 | 0.035 | 15 | 15 | 7 | 1.3335e-10 | 5spot_SharedNeighbor | Water | Porous | Wet | R600a | MinimizeLCOE_Brownfield | IgnoreSilica | 181.6554 | 100.1401 | 10.8057 | 4 | 3206.5122 | 3884.8736 | 65.3691 | 79.1984 | 183.3473 | 0 | 274.7802 | 12386831.0951 | 1088083.4686 | 13271505.7947 | 10778985.5984 | 0 | 694113.1323 | 0 | 14905612.4447 | 38781346.0197 | 26469065.5354 | 118375543.0889 | 961560.8286 | 19257185.0261 | 19257185.0261 | 1478867.319 | 8584595.0803 | 0 | 138594288.9436 | 167914936.369 | 133352.1432 | 43.2228 | 3206.5122 | 3884.8736 | 65.3691 | 79.1984
1 | 5200 | 707 | 0.035 | 15 | 15 | 7 | 1.7783e-10 | 5spot_SharedNeighbor | Water | Porous | Wet | R600a | MinimizeLCOE_Brownfield | IgnoreSilica | 185.042 | 101.6957 | 11.0441 | 4 | 3168.0686 | 3831.7845 | 64.5854 | 78.1161 | 183.0754 | 0 | 249.9596 | 12523915.5592 | 1099887.5846 | 13436177.4193 | 10973198.3485 | 0 | 625410.2129 | 0 | 15076849.7586 | 39226870.3847 | 26773145.0692 | 119735454.337 | 961560.8286 | 19257185.0261 | 19257185.0261 | 1478867.319 | 8584595.0803 | 0 | 139954200.1918 | 169274847.6172 | 177827.941 | 44.1765 | 3168.0686 | 3831.7845 | 64.5854 | 78.1161
1 | 5200 | 707 | 0.035 | 15 | 15 | 7 | 2.3714e-10 | 5spot_SharedNeighbor | Water | Porous | Wet | R600a | MinimizeLCOE_Brownfield | IgnoreSilica | 187.6017 | 102.8601 | 11.2264 | 4 | 3138.8694 | 3791.8117 | 63.9901 | 77.3012 | 182.867 | 0 | 272.0563 | 12626141.4409 | 1108687.9354 | 13559109.9798 | 11119608.7909 | 0 | 567270.6163 | 0 | 15202519.3177 | 39553836.7991 | 26996306.3654 | 120733481.2454 | 961560.8286 | 19257185.0261 | 19257185.0261 | 1478867.319 | 8584595.0803 | 0 | 140952227.1001 | 170272874.5255 | 237137.3706 | 44.9054 | 3138.8694 | 3791.8117 | 63.9901 | 77.3012
1 | 5200 | 707 | 0.035 | 15 | 15 | 7 | 3.1623e-10 | 5spot_SharedNeighbor | Water | Porous | Wet | R600a | MinimizeLCOE_Brownfield | IgnoreSilica | 189.4387 | 103.6895 | 11.3612 | 4 | 3116.7272 | 3761.9181 | 63.5387 | 76.6918 | 182.7158 | 0 | 282.2378 | 12698759.3413 | 1114938.3063 | 13646506.5053 | 11224492.7798 | 0 | 517993.0899 | 0 | 15289049.1088 | 39778969.5659 | 27149964.1048 | 121420672.802 | 961560.8286 | 19257185.0261 | 19257185.0261 | 1478867.319 | 8584595.0803 | 0 | 141639418.6567 | 170960066.0821 | 316227.766 | 45.4449 | 3116.7272 | 3761.9181 | 63.5387 | 76.6918
1 | 5200 | 707 | 0.035 | 15 | 15 | 7 | 4.217e-10 | 5spot_SharedNeighbor | Water | Porous | Wet | R600a | MinimizeLCOE_Brownfield | IgnoreSilica | 190.7493 | 104.2781 | 11.4606 | 4 | 3099.962 | 3739.5605 | 63.1969 | 76.236 | 182.607 | 0 | 262.9425 | 12750196.0538 | 1119365.0148 | 13708445.8385 | 11299279.4133 | 0 | 477112.1694 | 0 | 15348215.411 | 39932908.1475 | 27255030.3499 | 121890552.3982 | 961560.8286 | 19257185.0261 | 19257185.0261 | 1478867.319 | 8584595.0803 | 0 | 142109298.2529 | 171429945.6783 | 421696.5034 | 45.8423 | 3099.962 | 3739.5605 | 63.1969 | 76.236
1 | 5200 | 707 | 0.035 | 15 | 15 | 7 | 5.6234e-10 | 5spot_SharedNeighbor | Water | Porous | Wet | R600a | MinimizeLCOE_Brownfield | IgnoreSilica | 191.6749 | 104.6922 | 11.5332 | 4 | 3087.2841 | 3722.8519 | 62.9385 | 75.8954 | 182.5297 | 0 | 280.217 | 12786327.7928 | 1122474.2839 | 13751972.2487 | 11352069.5781 | 0 | 443697.2656 | 0 | 15388051.0559 | 40036552.3242 | 27325769.6302 | 122206914.1794 | 961560.8286 | 19257185.0261 | 19257185.0261 | 1478867.319 | 8584595.0803 | 0 | 142425660.0341 | 171746307.4596 | 562341.3252 | 46.133 | 3087.2841 | 3722.8519 | 62.9385 | 75.8954
1 | 5200 | 707 | 0.035 | 15 | 15 | 7 | 7.4989e-10 | 5spot_SharedNeighbor | Water | Porous | Wet | R600a | MinimizeLCOE_Brownfield | IgnoreSilica | 192.3204 | 104.9801 | 11.5861 | 4 | 3077.7083 | 3710.3787 | 62.7432 | 75.6411 | 182.4755 | 0 | 258.8963 | 12811428.7327 | 1124634.1795 | 13782218.5962 | 11388875.1504 | 0 | 416694.2589 | 0 | 15414301.8579 | 40104851.5261 | 27372385.2389 | 122415389.5406 | 961560.8286 | 19257185.0261 | 19257185.0261 | 1478867.319 | 8584595.0803 | 0 | 142634135.3953 | 171954782.8207 | 749894.2093 | 46.3443 | 3077.7083 | 3710.3787 | 62.7432 | 75.6411
1 | 5200 | 707 | 0.035 | 15 | 15 | 7 | 1e-09 | 5spot_SharedNeighbor | Water | Porous | Wet | R600a | MinimizeLCOE_Brownfield | IgnoreSilica | 192.7808 | 105.185 | 11.6249 | 4 | 3070.4834 | 3701.042 | 62.596 | 75.4507 | 182.4367 | 0 | 264.4503 | 12829284.105 | 1126170.5394 | 13803738.2432 | 11415123.4584 | 0 | 395298.3465 | 0 | 15432149.7301 | 40151288.0285 | 27404079.1059 | 122557131.5569 | 961560.8286 | 19257185.0261 | 19257185.0261 | 1478867.319 | 8584595.0803 | 0 | 142775877.4116 | 172096524.837 | 1000000 | 46.4995 | 3070.4834 | 3701.042 | 62.596 | 75.4507
1 | 5200 | 707 | 0.035 | 15 | 15 | 7 | 1.3335e-09 | 5spot_SharedNeighbor | Water | Porous | Wet | R600a | MinimizeLCOE_Brownfield | IgnoreSilica | 193.0922 | 105.3233 | 11.6527 | 4 | 3065.0378 | 3694.0915 | 62.4849 | 75.3091 | 182.4103 | 0 | 309.8022 | 12841332.2822 | 1127207.1901 | 13818260.8797 | 11432873.2635 | 0 | 378271.8829 | 0 | 15443198.7444 | 40180035.2973 | 27423699.7076 | 122644879.2478 | 961560.8286 | 19257185.0261 | 19257185.0261 | 1478867.319 | 8584595.0803 | 0 | 142863625.1025 | 172184272.5279 | 1333521.4322 | 46.6107 | 3065.0378 | 3694.0915 | 62.4849 | 75.3091
1 | 5200 | 707 | 0.035 | 15 | 15 | 7 | 1.7783e-09 | 5spot_SharedNeighbor | Water | Porous | Wet | R600a | MinimizeLCOE_Brownfield | IgnoreSilica | 193.3091 | 105.4196 | 11.6729 | 4 | 3060.937 | 3688.9009 | 62.4013 | 75.2032 | 182.3919 | 0 | 312.7211 | 12849708.1356 | 1127927.8515 | 13828357.8873 | 11445231.9466 | 0 | 364951.2388 | 0 | 15450309.0533 | 40198534.8625 | 27436326.041 | 122701347.0166 | 961560.8286 | 19257185.0261 | 19257185.0261 | 1478867.319 | 8584595.0803 | 0 | 142920092.8713 | 172240740.2967 | 1778279.41 | 46.6916 | 3060.937 | 3688.9009 | 62.4013 | 75.2032
1 | 5200 | 707 | 0.035 | 15 | 15 | 7 | 2.3714e-09 | 5spot_SharedNeighbor | Water | Porous | Wet | R600a | MinimizeLCOE_Brownfield | IgnoreSilica | 193.4406 | 105.4778 | 11.6868 | 4 | 3057.8513 | 3685.0669 | 62.3384 | 75.1251 | 182.3806 | 0 | 317.6898 | 12854774.0981 | 1128363.7229 | 13834465.2197 | 11452723.0771 | 0 | 354332.0968 | 0 | 15453616.7037 | 40207140.6903 | 27442199.6952 | 122727615.3036 | 961560.8286 | 19257185.0261 | 19257185.0261 | 1478867.319 | 8584595.0803 | 0 | 142946361.1583 | 172267008.5838 | 2371373.7057 | 46.7473 | 3057.8513 | 3685.0669 | 62.3384 | 75.1251
1 | 5200 | 707 | 0.035 | 15 | 15 | 7 | 3.1623e-09 | 5spot_SharedNeighbor | Water | Porous | Wet | R600a | MinimizeLCOE_Brownfield | IgnoreSilica | 193.5527 | 105.5274 | 11.6978 | 4 | 3055.5311 | 3682.1569 | 62.2911 | 75.0657 | 182.3711 | 0 | 316.4178 | 12859093.0478 | 1128735.3184 | 13839672.1992 | 11459107.1919 | 0 | 346435.9576 | 0 | 15456887.0488 | 40215649.4575 | 27448007.1037 | 122753587.3248 | 961560.8286 | 19257185.0261 | 19257185.0261 | 1478867.319 | 8584595.0803 | 0 | 142972333.1796 | 172292980.605 | 3162277.6602 | 46.7913 | 3055.5311 | 3682.1569 | 62.2911 | 75.0657
1 | 5200 | 707 | 0.035 | 15 | 15 | 7 | 4.217e-09 | 5spot_SharedNeighbor | Water | Porous | Wet | R600a | MinimizeLCOE_Brownfield | IgnoreSilica | 193.6233 | 105.5586 | 11.7055 | 4 | 3053.7875 | 3680.0006 | 62.2556 | 75.0218 | 182.365 | 0 | 336.6779 | 12861807.3523 | 1128968.8511 | 13842944.7008 | 11463126.0102 | 0 | 340255.4612 | 0 | 15458469.9265 | 40219767.7805 | 27450817.9438 | 122766158.0263 | 961560.8286 | 19257185.0261 | 19257185.0261 | 1478867.319 | 8584595.0803 | 0 | 142984903.8811 | 172305551.3065 | 4216965.0343 | 46.8222 | 3053.7875 | 3680.0006 | 62.2556 | 75.0218
1 | 5200 | 707 | 0.035 | 15 | 15 | 7 | 5.6234e-09 | 5spot_SharedNeighbor | Water | Porous | Wet | R600a | MinimizeLCOE_Brownfield | IgnoreSilica | 193.6723 | 105.5803 | 11.7112 | 4 | 3052.4777 | 3678.3899 | 62.2289 | 74.989 | 182.3608 | 0 | 324.6648 | 12863693.5816 | 1129131.1374 | 13845218.88 | 11465921.2165 | 0 | 335524.92 | 0 | 15459400.9968 | 40222190.2346 | 27452471.3185 | 122773552.2854 | 961560.8286 | 19257185.0261 | 19257185.0261 | 1478867.319 | 8584595.0803 | 0 | 142992298.1401 | 172312945.5655 | 5623413.2519 | 46.8447 | 3052.4777 | 3678.3899 | 62.2289 | 74.989
1 | 5200 | 707 | 0.035 | 15 | 15 | 7 | 7.4989e-09 | 5spot_SharedNeighbor | Water | Porous | Wet | R600a | MinimizeLCOE_Brownfield | IgnoreSilica | 193.6964 | 105.5908 | 11.7149 | 4 | 3051.4942 | 3677.2085 | 62.2088 | 74.9649 | 182.3587 | 0 | 330.9163 | 12864613.7883 | 1129210.3093 | 13846328.3638 | 11467291.2608 | 0 | 331773.0915 | 0 | 15459294.5574 | 40221913.301 | 27452282.3056 | 122772706.9778 | 961560.8286 | 19257185.0261 | 19257185.0261 | 1478867.319 | 8584595.0803 | 0 | 142991452.8325 | 172312100.2579 | 7498942.0933 | 46.8595 | 3051.4942 | 3677.2085 | 62.2088 | 74.9649
1 | 5200 | 707 | 0.035 | 15 | 15 | 7 | 1e-08 | 5spot_SharedNeighbor | Water | Porous | Wet | R600a | MinimizeLCOE_Brownfield | IgnoreSilica | 193.7307 | 105.606 | 11.7183 | 4 | 3050.756 | 3676.2867 | 62.1938 | 74.9461 | 182.3557 | 0 | 314.2536 | 12865932.7763 | 1129323.7911 | 13847918.67 | 11469243.2002 | 0 | 329174.5928 | 0 | 15460221.2818 | 40224324.4479 | 27453927.9629 | 122780066.723 | 961560.8286 | 19257185.0261 | 19257185.0261 | 1478867.319 | 8584595.0803 | 0 | 142998812.5777 | 172319460.0031 | 10000000 | 46.8732 | 3050.756 | 3676.2867 | 62.1938 | 74.9461
1 | 5300 | 707 | 0.035 | 15 | 15 | 7 | 1e-13 | 5spot_SharedNeighbor | Water | Porous | Wet | R600a | MinimizeLCOE_Brownfield | IgnoreSilica | 0.83292 | 0.16914 | 0.0054223 | 4 | 1000810.3338 | 2385635.4809 | 20402.8724 | 48634.4061 | 113.1693 | 0 | 49.0517 | 112282.182 | 7516.8795 | 82767.1392 | 55222.2761 | 0 | 57730.7676 | 0 | 123052.5053 | 320157.3772 | 218513.9885 | 977243.1154 | 961560.8286 | 19768034.2612 | 19768034.2612 | 1478867.319 | 8788934.7744 | 0 | 21706838.2053 | 51742674.5599 | 100 | 0.021689 | 1000810.3338 | 2385635.4809 | 20402.8724 | 48634.4061
1 | 5300 | 707 | 0.035 | 15 | 15 | 7 | 1.3335e-13 | 5spot_SharedNeighbor | Water | Porous | Wet | R600a | MinimizeLCOE_Brownfield | IgnoreSilica | 1.0692 | 0.26356 | 0.013961 | 4 | 394769.2741 | 932620.5583 | 8047.9056 | 19012.7315 | 125.8215 | 0 | 51.9843 | 163762.6778 | 11864.8705 | 116983.4845 | 68378.1396 | 0 | 63887.587 | 0 | 165701.9362 | 431122.4477 | 294249.9293 | 1315951.0725 | 961560.8286 | 19768034.2612 | 19768034.2612 | 1478867.319 | 8788934.7744 | 0 | 22045546.1624 | 52081382.517 | 133.3521 | 0.055844 | 394769.2741 | 932620.5583 | 8047.9056 | 19012.7315
1 | 5300 | 707 | 0.035 | 15 | 15 | 7 | 1.7783e-13 | 5spot_SharedNeighbor | Water | Porous | Wet | R600a | MinimizeLCOE_Brownfield | IgnoreSilica | 1.3936 | 0.40753 | 0.028389 | 4 | 198319.9874 | 462821.9248 | 4043.0212 | 9435.2509 | 138.023 | 0 | 50.8647 | 235540.6085 | 18509.4612 | 164405.8574 | 87601.5444 | 0 | 72154.8348 | 0 | 225502.7994 | 586712.0271 | 400443.0143 | 1790870.1471 | 961560.8286 | 19768034.2612 | 19768034.2612 | 1478867.319 | 8788934.7744 | 0 | 22520465.2369 | 52556301.5916 | 177.8279 | 0.11356 | 198319.9874 | 462821.9248 | 4043.0212 | 9435.2509
1 | 5300 | 707 | 0.035 | 15 | 15 | 7 | 2.3714e-13 | 5spot_SharedNeighbor | Water | Porous | Wet | R600a | MinimizeLCOE_Brownfield | IgnoreSilica | 1.807 | 0.60722 | 0.050555 | 4 | 114381.1568 | 262910.2649 | 2331.8146 | 5359.7814 | 148.5004 | 0 | 294.6291 | 327130.2022 | 27870.9344 | 224501.2572 | 114555.1322 | 0 | 81073.7566 | 0 | 302301.2002 | 786525.7124 | 536819.9602 | 2400778.1554 | 961560.8286 | 19768034.2612 | 19768034.2612 | 1478867.319 | 8788934.7744 | 0 | 23130373.2452 | 53166209.5999 | 237.1374 | 0.20222 | 114381.1568 | 262910.2649 | 2331.8146 | 5359.7814
1 | 5300 | 707 | 0.035 | 15 | 15 | 7 | 3.1623e-13 | 5spot_SharedNeighbor | Water | Porous | Wet | R600a | MinimizeLCOE_Brownfield | IgnoreSilica | 2.3321 | 0.89076 | 0.082542 | 4 | 72412.286 | 163383.3475 | 1476.2224 | 3330.7905 | 157.2749 | 0 | 394.8793 | 441232.704 | 39908.9823 | 303559.7128 | 150591.3772 | 0 | 91005.6355 | 0 | 400256.3806 | 1041384.9983 | 710766.6597 | 3178706.4502 | 961560.8286 | 19768034.2612 | 19768034.2612 | 1478867.319 | 8788934.7744 | 0 | 23908301.5401 | 53944137.8947 | 316.2278 | 0.33017 | 72412.286 | 163383.3475 | 1476.2224 | 3330.7905
1 | 5300 | 707 | 0.035 | 15 | 15 | 7 | 4.217e-13 | 5spot_SharedNeighbor | Water | Porous | Wet | R600a | MinimizeLCOE_Brownfield | IgnoreSilica | 3.0322 | 1.3125 | 0.12522 | 4 | 49692.031 | 109657.0649 | 1013.0393 | 2235.5076 | 164.7983 | 0 | 517.9048 | 578434.3582 | 52349.3863 | 413922.9393 | 194208.1207 | 0 | 104406.0322 | 0 | 523895.1263 | 1363067.653 | 930321.6814 | 4160605.2974 | 961560.8286 | 19768034.2612 | 19768034.2612 | 1478867.319 | 8788934.7744 | 0 | 24890200.3873 | 54926036.7419 | 421.6965 | 0.50089 | 49692.031 | 109657.0649 | 1013.0393 | 2235.5076
1 | 5300 | 707 | 0.035 | 15 | 15 | 7 | 5.6234e-13 | 5spot_SharedNeighbor | Water | Porous | Wet | R600a | MinimizeLCOE_Brownfield | IgnoreSilica | 3.958 | 1.8742 | 0.18204 | 4 | 35834.2562 | 77082.8349 | 730.5298 | 1571.4379 | 171.0209 | 0 | 90.2586 | 742230.0466 | 67175.8742 | 550418.3493 | 251041.6821 | 0 | 120898.1671 | 0 | 675388.0065 | 1757221.0517 | 1199339.4751 | 5363712.6525 | 961560.8286 | 19768034.2612 | 19768034.2612 | 1478867.319 | 8788934.7744 | 0 | 26093307.7424 | 56129144.097 | 562.3413 | 0.72817 | 35834.2562 | 77082.8349 | 730.5298 | 1571.4379
1 | 5300 | 707 | 0.035 | 15 | 15 | 7 | 7.4989e-13 | 5spot_SharedNeighbor | Water | Porous | Wet | R600a | MinimizeLCOE_Brownfield | IgnoreSilica | 5.1689 | 2.6125 | 0.25689 | 4 | 26818.9939 | 56049.1147 | 546.7415 | 1142.637 | 176.0155 | 0 | 99.9553 | 936843.667 | 84756.6216 | 717920.1051 | 324806.4878 | 0 | 140417.5807 | 0 | 859850.3402 | 2237154.2057 | 1526903.7143 | 6828652.7223 | 961560.8286 | 19768034.2612 | 19768034.2612 | 1478867.319 | 8788934.7744 | 0 | 27558247.8121 | 57594084.1667 | 749.8942 | 1.0276 | 26818.9939 | 56049.1147 | 546.7415 | 1142.637
1 | 5300 | 707 | 0.035 | 15 | 15 | 7 | 1e-12 | 5spot_SharedNeighbor | Water | Porous | Wet | R600a | MinimizeLCOE_Brownfield | IgnoreSilica | 6.787 | 3.5996 | 0.35699 | 4 | 20577.9046 | 41611.8306 | 419.5084 | 848.3135 | 179.9875 | 0 | 59.5162 | 1173372.163 | 106075.0927 | 927760.4766 | 422858.2096 | 0 | 164363.2499 | 0 | 1089827.3848 | 2835507.3009 | 1935291.9967 | 8655055.8742 | 961560.8286 | 19768034.2612 | 19768034.2612 | 1478867.319 | 8788934.7744 | 0 | 29384650.9641 | 59420487.3187 | 1000 | 1.428 | 20577.9046 | 41611.8306 | 419.5084 | 848.3135
1 | 5300 | 707 | 0.035 | 15 | 15 | 7 | 1.3335e-12 | 5spot_SharedNeighbor | Water | Porous | Wet | R600a | MinimizeLCOE_Brownfield | IgnoreSilica | 8.8379 | 4.8387 | 0.48296 | 4 | 16323.9692 | 31871.7252 | 332.7862 | 649.7482 | 182.7384 | 0 | 76.6199 | 1444822.8146 | 130480.4805 | 1175480.5337 | 546638.049 | 0 | 191399.2615 | 0 | 1360640.2444 | 3540106.8101 | 2416195.6398 | 10805763.8337 | 961560.8286 | 19768034.2612 | 19768034.2612 | 1478867.319 | 8788934.7744 | 0 | 31535358.9236 | 61571195.2782 | 1333.5214 | 1.9318 | 16323.9692 | 31871.7252 | 332.7862 | 649.7482
1 | 5300 | 707 | 0.035 | 15 | 15 | 7 | 1.7783e-12 | 5spot_SharedNeighbor | Water | Porous | Wet | R600a | MinimizeLCOE_Brownfield | IgnoreSilica | 11.5951 | 6.5535 | 0.65822 | 4 | 13033.8365 | 24441.8337 | 265.7124 | 498.2798 | 185.6024 | 0 | 130.6697 | 1789105.2567 | 161349.6525 | 1498347.5754 | 713792.8143 | 0 | 224153.6298 | 0 | 1710832.0822 | 4451234.138 | 3038058.7629 | 13586873.9118 | 961560.8286 | 19768034.2612 | 19768034.2612 | 1478867.319 | 8788934.7744 | 0 | 34316469.0016 | 64352305.3562 | 1778.2794 | 2.6329 | 13033.8365 | 24441.8337 | 265.7124 | 498.2798
1 | 5300 | 707 | 0.035 | 15 | 15 | 7 | 2.3714e-12 | 5spot_SharedNeighbor | Water | Porous | Wet | R600a | MinimizeLCOE_Brownfield | IgnoreSilica | 15.2421 | 8.7954 | 0.8869 | 4 | 10640.5569 | 19107.0983 | 216.9221 | 389.524 | 187.5267 | 0 | 119.7985 | 2201907.9333 | 198251.3877 | 1896003.2847 | 934262.783 | 0 | 264365.7219 | 0 | 2142968.5331 | 5575564.5399 | 3805437.3648 | 17018761.5483 | 961560.8286 | 19768034.2612 | 19768034.2612 | 1478867.319 | 8788934.7744 | 0 | 37748356.6382 | 67784192.9928 | 2371.3737 | 3.5476 | 10640.5569 | 19107.0983 | 216.9221 | 389.524
1 | 5300 | 707 | 0.035 | 15 | 15 | 7 | 3.1623e-12 | 5spot_SharedNeighbor | Water | Porous | Wet | R600a | MinimizeLCOE_Brownfield | IgnoreSilica | 20.0675 | 11.7637 | 1.1898 | 4 | 8832.2674 | 15143.3183 | 180.0577 | 308.717 | 189.0165 | 0 | 115.5337 | 2704169.7322 | 243005.6228 | 2392587.0951 | 1225923.6098 | 0 | 313094.5046 | 0 | 2682724.4202 | 6979898.6388 | 4763924.2436 | 21305327.8671 | 961560.8286 | 19768034.2612 | 19768034.2612 | 1478867.319 | 8788934.7744 | 0 | 42034922.9569 | 72070759.3116 | 3162.2777 | 4.7592 | 8832.2674 | 15143.3183 | 180.0577 | 308.717
1 | 5300 | 707 | 0.035 | 15 | 15 | 7 | 4.217e-12 | 5spot_SharedNeighbor | Water | Porous | Wet | R600a | MinimizeLCOE_Brownfield | IgnoreSilica | 26.4601 | 15.6973 | 1.5912 | 4 | 7447.932 | 12167.0529 | 151.8362 | 248.0418 | 190.1653 | 0 | 104.1684 | 3316522.9357 | 297381.1405 | 3013651.3912 | 1612157.626 | 0 | 372540.1231 | 0 | 3358778.7544 | 8738853.3387 | 5964446.9691 | 26674332.2787 | 961560.8286 | 19768034.2612 | 19768034.2612 | 1478867.319 | 8788934.7744 | 0 | 47403927.3685 | 77439763.7231 | 4216.965 | 6.3647 | 7447.932 | 12167.0529 | 151.8362 | 248.0418
1 | 5300 | 707 | 0.035 | 15 | 15 | 7 | 5.6234e-12 | 5spot_SharedNeighbor | Water | Porous | Wet | R600a | MinimizeLCOE_Brownfield | IgnoreSilica | 34.8742 | 20.8765 | 2.1197 | 4 | 6380.1368 | 9922.5874 | 130.0677 | 202.2854 | 191.0434 | 0 | 108.3894 | 4059078.2678 | 363075.9314 | 3785824.562 | 2120585.1544 | 0 | 444367.7928 | 0 | 4201443.3663 | 10931293.8045 | 7460832.6372 | 33366501.5165 | 961560.8286 | 19768034.2612 | 19768034.2612 | 1478867.319 | 8788934.7744 | 0 | 54096096.6063 | 84131932.961 | 5623.4133 | 8.4788 | 6380.1368 | 9922.5874 | 130.0677 | 202.2854
1 | 5300 | 707 | 0.035 | 15 | 15 | 7 | 7.4989e-12 | 5spot_SharedNeighbor | Water | Porous | Wet | R600a | MinimizeLCOE_Brownfield | IgnoreSilica | 45.8559 | 27.6347 | 2.8094 | 4 | 5550.8761 | 8223.6865 | 113.1621 | 167.651 | 191.7016 | 0 | 91.3109 | 4952698.7421 | 441829.798 | 4738028.5745 | 2783916.6634 | 0 | 530485.3079 | 0 | 5244314.0435 | 13644629.3844 | 9312739.9239 | 41648642.4375 | 961560.8286 | 19768034.2612 | 19768034.2612 | 1478867.319 | 8788934.7744 | 0 | 62378237.5274 | 92414073.882 | 7498.9421 | 11.2375 | 5550.8761 | 8223.6865 | 113.1621 | 167.651
1 | 5300 | 707 | 0.035 | 15 | 15 | 7 | 1e-11 | 5spot_SharedNeighbor | Water | Porous | Wet | R600a | MinimizeLCOE_Brownfield | IgnoreSilica | 59.9757 | 36.2998 | 3.6933 | 4 | 4906.267 | 6939.4197 | 100.0209 | 141.4695 | 192.1271 | 0 | 122.03 | 6011576.4867 | 534773.1362 | 5893281.6346 | 3636429.3548 | 0 | 632568.275 | 0 | 6516365.266 | 16954245.7319 | 11571621.0869 | 51750860.9722 | 961560.8286 | 19768034.2612 | 19768034.2612 | 1478867.319 | 8788934.7744 | 0 | 72480456.062 | 102516292.4166 | 10000 | 14.773 | 4906.267 | 6939.4197 | 100.0209 | 141.4695
1 | 5300 | 707 | 0.035 | 15 | 15 | 7 | 1.3335e-11 | 5spot_SharedNeighbor | Water | Porous | Wet | R600a | MinimizeLCOE_Brownfield | IgnoreSilica | 77.6588 | 47.0329 | 4.7861 | 4 | 4411.0424 | 5979.94 | 89.9251 | 121.9092 | 192.1916 | 0 | 127.6642 | 7227743.2849 | 641088.5607 | 7250290.6813 | 4702004.521 | 0 | 751232.766 | 0 | 8023220.3274 | 20874773.5032 | 14247461.8496 | 63717815.4942 | 961560.8286 | 19768034.2612 | 19768034.2612 | 1478867.319 | 8788934.7744 | 0 | 84447410.584 | 114483246.9386 | 13335.2143 | 19.1445 | 4411.0424 | 5979.94 | 89.9251 | 121.9092
1 | 5300 | 707 | 0.035 | 15 | 15 | 7 | 1.7783e-11 | 5spot_SharedNeighbor | Water | Porous | Wet | R600a | MinimizeLCOE_Brownfield | IgnoreSilica | 98.9816 | 59.648 | 6.0646 | 4 | 4040.4691 | 5278.6356 | 82.3704 | 107.6121 | 191.6974 | 0 | 130.2166 | 8560131.4342 | 757100.683 | 8768199.0856 | 5981245.6156 | 0 | 886199.412 | 0 | 9731621.7299 | 25319683.511 | 17281204.2637 | 77285385.735 | 961560.8286 | 19768034.2612 | 19768034.2612 | 1478867.319 | 8788934.7744 | 0 | 98014980.8249 | 128050817.1795 | 17782.7941 | 24.2583 | 4040.4691 | 5278.6356 | 82.3704 | 107.6121
1 | 5300 | 707 | 0.035 | 15 | 15 | 7 | 2.3714e-11 | 5spot_SharedNeighbor | Water | Porous | Wet | R600a | MinimizeLCOE_Brownfield | IgnoreSilica | 123.3468 | 73.4362 | 7.45 | 4 | 3774.6777 | 4782.5959 | 76.9519 | 97.4997 | 190.5115 | 0 | 151.3334 | 9927730.5644 | 875736.6117 | 10355276.0422 | 7431821.8574 | 0 | 1034172.0018 | 0 | 11553647.4602 | 30060220.7125 | 20516718.3121 | 91755323.5623 | 961560.8286 | 19768034.2612 | 19768034.2612 | 1478867.319 | 8788934.7744 | 0 | 112484918.6522 | 142520755.0068 | 23713.7371 | 29.7999 | 3774.6777 | 4782.5959 | 76.9519 | 97.4997
1 | 5300 | 707 | 0.035 | 15 | 15 | 7 | 3.1623e-11 | 5spot_SharedNeighbor | Water | Porous | Wet | R600a | MinimizeLCOE_Brownfield | IgnoreSilica | 146.348 | 85.7786 | 8.7155 | 4 | 3590.3379 | 4451.897 | 73.1939 | 90.7579 | 189.0038 | 0 | 151.1171 | 11091105.2202 | 976341.6793 | 11725649.4553 | 8788699.096 | 0 | 1137576.8974 | 0 | 13150555.2158 | 34215047.1217 | 23352472.7095 | 104437447.3952 | 961560.8286 | 19768034.2612 | 19768034.2612 | 1478867.319 | 8788934.7744 | 0 | 125167042.4851 | 155202878.8397 | 31622.7766 | 34.8622 | 3590.3379 | 4451.897 | 73.1939 | 90.7579
1 | 5300 | 707 | 0.035 | 15 | 15 | 7 | 4.217e-11 | 5spot_SharedNeighbor | Water | Porous | Wet | R600a | MinimizeLCOE_Brownfield | IgnoreSilica | 157.3897 | 91.5081 | 9.4605 | 4 | 3451.0274 | 4244.7469 | 70.3539 | 86.5349 | 188.2358 | 0 | 182.7563 | 11614853.6374 | 1021546.6671 | 12348134.2607 | 9435963.1067 | 0 | 1050852.0425 | 0 | 13833826.3886 | 35992778.5553 | 24565810.9416 | 109863765.6 | 961560.8286 | 19768034.2612 | 19768034.2612 | 1478867.319 | 8788934.7744 | 0 | 130593360.6899 | 160629197.0445 | 42169.6503 | 37.8419 | 3451.0274 | 4244.7469 | 70.3539 | 86.5349
1 | 5300 | 707 | 0.035 | 15 | 15 | 7 | 5.6234e-11 | 5spot_SharedNeighbor | Water | Porous | Wet | R600a | MinimizeLCOE_Brownfield | IgnoreSilica | 166.5996 | 96.1632 | 10.0881 | 4 | 3343.6804 | 4088.016 | 68.1654 | 83.3397 | 187.5532 | 0 | 217.0786 | 12033600.6302 | 1057651.9529 | 12848157.3028 | 9973157.8609 | 0 | 957653.8854 | 0 | 14379386.4366 | 37412213.8902 | 25534604.7242 | 114196426.6832 | 961560.8286 | 19768034.2612 | 19768034.2612 | 1478867.319 | 8788934.7744 | 0 | 134926021.773 | 164961858.1277 | 56234.1325 | 40.3525 | 3343.6804 | 4088.016 | 68.1654 | 83.3397
1 | 5300 | 707 | 0.035 | 15 | 15 | 7 | 7.4989e-11 | 5spot_SharedNeighbor | Water | Porous | Wet | R600a | MinimizeLCOE_Brownfield | IgnoreSilica | 173.9749 | 99.8071 | 10.5981 | 4 | 3261.324 | 3969.8467 | 66.4865 | 80.9307 | 186.9804 | 0 | 252.1243 | 12357401.8982 | 1085548.9359 | 13236181.3357 | 10401714.789 | 0 | 864101.0751 | 0 | 14798529.7333 | 38502738.7701 | 26278910.3627 | 117525126.9 | 961560.8286 | 19768034.2612 | 19768034.2612 | 1478867.319 | 8788934.7744 | 0 | 138254721.9899 | 168290558.3445 | 74989.4209 | 42.3922 | 3261.324 | 3969.8467 | 66.4865 | 80.9307
1 | 5300 | 707 | 0.035 | 15 | 15 | 7 | 1e-10 | 5spot_SharedNeighbor | Water | Porous | Wet | R600a | MinimizeLCOE_Brownfield | IgnoreSilica | 179.7749 | 102.618 | 11.0038 | 4 | 3198.3524 | 3880.7487 | 65.2027 | 79.1143 | 186.5143 | 0 | 283.7812 | 12604910.3728 | 1106860.3604 | 13533568.982 | 10737434.5977 | 0 | 776287.9698 | 0 | 15116034.2902 | 39328820.4982 | 26842728.1165 | 120046645.1877 | 961560.8286 | 19768034.2612 | 19768034.2612 | 1478867.319 | 8788934.7744 | 0 | 140776240.2775 | 170812076.6321 | 100000 | 44.0152 | 3198.3524 | 3880.7487 | 65.2027 | 79.1143
1 | 5300 | 707 | 0.035 | 15 | 15 | 7 | 1.3335e-10 | 5spot_SharedNeighbor | Water | Porous | Wet | R600a | MinimizeLCOE_Brownfield | IgnoreSilica | 184.1964 | 104.7285 | 11.3186 | 4 | 3150.3425 | 3813.7594 | 64.224 | 77.7486 | 186.1499 | 0 | 305.3793 | 12789496.8364 | 1122746.981 | 13755790.536 | 10992938.4061 | 0 | 696614.241 | 0 | 15349458.9302 | 39936143.5295 | 27257238.5645 | 121900428.0247 | 961560.8286 | 19768034.2612 | 19768034.2612 | 1478867.319 | 8788934.7744 | 0 | 142630023.1146 | 172665859.4692 | 133352.1432 | 45.2745 | 3150.3425 | 3813.7594 | 64.224 | 77.7486
1 | 5300 | 707 | 0.035 | 15 | 15 | 7 | 1.7783e-10 | 5spot_SharedNeighbor | Water | Porous | Wet | R600a | MinimizeLCOE_Brownfield | IgnoreSilica | 187.5675 | 106.318 | 11.5614 | 4 | 3113.8131 | 3763.3006 | 63.4793 | 76.72 | 185.8668 | 0 | 335.8084 | 12927820.9657 | 1134648.1272 | 13922558.2983 | 11187283.4877 | 0 | 627484.0135 | 0 | 15521920.008 | 40384851.8773 | 27563491.2319 | 123270058.0095 | 961560.8286 | 19768034.2612 | 19768034.2612 | 1478867.319 | 8788934.7744 | 0 | 143999653.0994 | 174035489.454 | 177827.941 | 46.2454 | 3113.8131 | 3763.3006 | 63.4793 | 76.72
1 | 5300 | 707 | 0.035 | 15 | 15 | 7 | 2.3714e-10 | 5spot_SharedNeighbor | Water | Porous | Wet | R600a | MinimizeLCOE_Brownfield | IgnoreSilica | 190.0307 | 107.4682 | 11.7433 | 4 | 3086.0659 | 3725.491 | 62.9136 | 75.9492 | 185.657 | 0 | 317.3583 | 13027556.9253 | 1143227.1869 | 14042929.7411 | 11328969.7328 | 0 | 567939.1951 | 0 | 15643142.8847 | 40700248.9361 | 27778756.2054 | 124232770.8075 | 961560.8286 | 19768034.2612 | 19768034.2612 | 1478867.319 | 8788934.7744 | 0 | 144962365.8974 | 174998202.252 | 237137.3706 | 46.9732 | 3086.0659 | 3725.491 | 62.9136 | 75.9492
1 | 5300 | 707 | 0.035 | 15 | 15 | 7 | 3.1623e-10 | 5spot_SharedNeighbor | Water | Porous | Wet | R600a | MinimizeLCOE_Brownfield | IgnoreSilica | 191.8017 | 108.2895 | 11.8781 | 4 | 3065.0256 | 3697.1944 | 62.4847 | 75.3723 | 185.5046 | 0 | 309.4831 | 13098584.0041 | 1149335.7423 | 14128716.6687 | 11430769.4171 | 0 | 517685.9787 | 0 | 15726785.8062 | 40917870.6604 | 27927287.5039 | 124897035.7814 | 961560.8286 | 19768034.2612 | 19768034.2612 | 1478867.319 | 8788934.7744 | 0 | 145626630.8712 | 175662467.2259 | 316227.766 | 47.5124 | 3065.0256 | 3697.1944 | 62.4847 | 75.3723
1 | 5300 | 707 | 0.035 | 15 | 15 | 7 | 4.217e-10 | 5spot_SharedNeighbor | Water | Porous | Wet | R600a | MinimizeLCOE_Brownfield | IgnoreSilica | 193.0728 | 108.8759 | 11.9777 | 4 | 3049.0926 | 3676.0062 | 62.1599 | 74.9404 | 185.3943 | 0 | 329.7131 | 13149203.142 | 1153688.6283 | 14189887.2183 | 11503791.4231 | 0 | 476185.8337 | 0 | 15784374.9357 | 41067705.7622 | 28029553.0396 | 125354389.9828 | 961560.8286 | 19768034.2612 | 19768034.2612 | 1478867.319 | 8788934.7744 | 0 | 146083985.0727 | 176119821.4273 | 421696.5034 | 47.9106 | 3049.0926 | 3676.0062 | 62.1599 | 74.9404
1 | 5300 | 707 | 0.035 | 15 | 15 | 7 | 5.6234e-10 | 5spot_SharedNeighbor | Water | Porous | Wet | R600a | MinimizeLCOE_Brownfield | IgnoreSilica | 193.9741 | 109.29 | 12.0506 | 4 | 3037.0422 | 3660.1587 | 61.9142 | 74.6173 | 185.3156 | 0 | 320.3292 | 13184910.7353 | 1156758.9673 | 14233054.141 | 11555549.3877 | 0 | 442357.5014 | 0 | 15823325.9857 | 41169048.4044 | 28098721.4753 | 125663726.598 | 961560.8286 | 19768034.2612 | 19768034.2612 | 1478867.319 | 8788934.7744 | 0 | 146393321.6879 | 176429158.0425 | 562341.3252 | 48.2026 | 3037.0422 | 3660.1587 | 61.9142 | 74.6173
1 | 5300 | 707 | 0.035 | 15 | 15 | 7 | 7.4989e-10 | 5spot_SharedNeighbor | Water | Porous | Wet | R600a | MinimizeLCOE_Brownfield | IgnoreSilica | 194.6003 | 109.5769 | 12.1036 | 4 | 3027.9389 | 3648.3303 | 61.7286 | 74.3761 | 185.2607 | 0 | 315.7339 | 13209624.7947 | 1158883.8948 | 14262938.7968 | 11591500.7245 | 0 | 415008.6219 | 0 | 15848803.1648 | 41235334.7982 | 28143963.3012 | 125866058.0969 | 961560.8286 | 19768034.2612 | 19768034.2612 | 1478867.319 | 8788934.7744 | 0 | 146595653.1868 | 176631489.5414 | 749894.2093 | 48.4143 | 3027.9389 | 3648.3303 | 61.7286 | 74.3761
1 | 5300 | 707 | 0.035 | 15 | 15 | 7 | 1e-09 | 5spot_SharedNeighbor | Water | Porous | Wet | R600a | MinimizeLCOE_Brownfield | IgnoreSilica | 195.0265 | 109.7717 | 12.1416 | 4 | 3021.0696 | 3639.5177 | 61.5886 | 74.1965 | 185.2231 | 0 | 340.9507 | 13226393.8631 | 1160325.6495 | 14283219.8724 | 11615961.6006 | 0 | 393064.0232 | 0 | 15864796.3535 | 41276945.7945 | 28172363.6612 | 125993070.8181 | 961560.8286 | 19768034.2612 | 19768034.2612 | 1478867.319 | 8788934.7744 | 0 | 146722665.908 | 176758502.2626 | 1000000 | 48.5665 | 3021.0696 | 3639.5177 | 61.5886 | 74.1965
1 | 5300 | 707 | 0.035 | 15 | 15 | 7 | 1.3335e-09 | 5spot_SharedNeighbor | Water | Porous | Wet | R600a | MinimizeLCOE_Brownfield | IgnoreSilica | 195.3165 | 109.9041 | 12.169 | 4 | 3015.8913 | 3632.9487 | 61.483 | 74.0626 | 185.1974 | 0 | 336.6671 | 13237779.9196 | 1161304.5619 | 14296992.226 | 11632605.2859 | 0 | 375665.8775 | 0 | 15874695.6697 | 41302701.7847 | 28189942.6537 | 126071687.9791 | 961560.8286 | 19768034.2612 | 19768034.2612 | 1478867.319 | 8788934.7744 | 0 | 146801283.069 | 176837119.4236 | 1333521.4322 | 48.6759 | 3015.8913 | 3632.9487 | 61.483 | 74.0626
1 | 5300 | 707 | 0.035 | 15 | 15 | 7 | 1.7783e-09 | 5spot_SharedNeighbor | Water | Porous | Wet | R600a | MinimizeLCOE_Brownfield | IgnoreSilica | 195.5166 | 109.9952 | 12.1888 | 4 | 3011.9912 | 3628.0447 | 61.4035 | 73.9626 | 185.1796 | 0 | 332.1347 | 13245618.6912 | 1161978.485 | 14306474.6385 | 11644082.0311 | 0 | 362042.9604 | 0 | 15880876.7545 | 41318783.6993 | 28200918.8909 | 126120776.151 | 961560.8286 | 19768034.2612 | 19768034.2612 | 1478867.319 | 8788934.7744 | 0 | 146850371.2408 | 176886207.5955 | 1778279.41 | 48.7552 | 3011.9912 | 3628.0447 | 61.4035 | 73.9626
1 | 5300 | 707 | 0.035 | 15 | 15 | 7 | 2.3714e-09 | 5spot_SharedNeighbor | Water | Porous | Wet | R600a | MinimizeLCOE_Brownfield | IgnoreSilica | 195.6527 | 110.0571 | 12.2031 | 4 | 3009.0563 | 3624.3871 | 61.3437 | 73.888 | 185.1674 | 0 | 340.8692 | 13250944.8651 | 1162436.3866 | 14312917.975 | 11651891.2021 | 0 | 351428.0366 | 0 | 15884551.2015 | 41328343.8568 | 28207443.8948 | 126149957.4184 | 961560.8286 | 19768034.2612 | 19768034.2612 | 1478867.319 | 8788934.7744 | 0 | 146879552.5083 | 176915388.8629 | 2371373.7057 | 48.8125 | 3009.0563 | 3624.3871 | 61.3437 | 73.888
1 | 5300 | 707 | 0.035 | 15 | 15 | 7 | 3.1623e-09 | 5spot_SharedNeighbor | Water | Porous | Wet | R600a | MinimizeLCOE_Brownfield | IgnoreSilica | 195.7381 | 110.0959 | 12.2132 | 4 | 3006.8491 | 3621.6739 | 61.2987 | 73.8327 | 185.1597 | 0 | 340.3535 | 13254277.5749 | 1162722.9037 | 14316949.8696 | 11656787.2154 | 0 | 343106.7281 | 0 | 15886199.2737 | 41332631.8027 | 28210370.506 | 126163045.8742 | 961560.8286 | 19768034.2612 | 19768034.2612 | 1478867.319 | 8788934.7744 | 0 | 146892640.964 | 176928477.3187 | 3162277.6602 | 48.8527 | 3006.8491 | 3621.6739 | 61.2987 | 73.8327
1 | 5300 | 707 | 0.035 | 15 | 15 | 7 | 4.217e-09 | 5spot_SharedNeighbor | Water | Porous | Wet | R600a | MinimizeLCOE_Brownfield | IgnoreSilica | 195.7964 | 110.1223 | 12.2205 | 4 | 3005.1903 | 3619.6477 | 61.2649 | 73.7914 | 185.1544 | 0 | 348.6749 | 13256551.8855 | 1162918.4279 | 14319701.385 | 11660132.3845 | 0 | 336711.0512 | 0 | 15887045.9023 | 41334834.5565 | 28211873.9308 | 126169769.5237 | 961560.8286 | 19768034.2612 | 19768034.2612 | 1478867.319 | 8788934.7744 | 0 | 146899364.6135 | 176935200.9681 | 4216965.0343 | 48.8819 | 3005.1903 | 3619.6477 | 61.2649 | 73.7914
1 | 5300 | 707 | 0.035 | 15 | 15 | 7 | 5.6234e-09 | 5spot_SharedNeighbor | Water | Porous | Wet | R600a | MinimizeLCOE_Brownfield | IgnoreSilica | 195.8501 | 110.1467 | 12.2264 | 4 | 3003.9442 | 3618.1053 | 61.2395 | 73.76 | 185.1496 | 0 | 336.9438 | 13258649.7297 | 1163098.7803 | 14322239.4547 | 11663213.0333 | 0 | 332014.8183 | 0 | 15888294.1684 | 41338082.2888 | 28214090.5748 | 126179682.8484 | 961560.8286 | 19768034.2612 | 19768034.2612 | 1478867.319 | 8788934.7744 | 0 | 146909277.9382 | 176945114.2928 | 5623413.2519 | 48.9055 | 3003.9442 | 3618.1053 | 61.2395 | 73.76
1 | 5300 | 707 | 0.035 | 15 | 15 | 7 | 7.4989e-09 | 5spot_SharedNeighbor | Water | Porous | Wet | R600a | MinimizeLCOE_Brownfield | IgnoreSilica | 195.8696 | 110.1555 | 12.2299 | 4 | 3003.0084 | 3616.9913 | 61.2204 | 73.7373 | 185.1478 | 0 | 341.3296 | 13259401.3389 | 1163163.3963 | 14323148.7978 | 11664326.6818 | 0 | 328167.3993 | 0 | 15887900.9695 | 41337059.266 | 28213392.3407 | 126176560.1902 | 961560.8286 | 19768034.2612 | 19768034.2612 | 1478867.319 | 8788934.7744 | 0 | 146906155.2801 | 176941991.6347 | 7498942.0933 | 48.9197 | 3003.0084 | 3616.9913 | 61.2204 | 73.7373
1 | 5300 | 707 | 0.035 | 15 | 15 | 7 | 1e-08 | 5spot_SharedNeighbor | Water | Porous | Wet | R600a | MinimizeLCOE_Brownfield | IgnoreSilica | 195.889 | 110.1643 | 12.2328 | 4 | 3002.306 | 3616.145 | 61.2061 | 73.72 | 185.146 | 0 | 348.3986 | 13260156.6593 | 1163228.3312 | 14324062.6368 | 11665441.1672 | 0 | 325337.3952 | 0 | 15887908.214 | 41337078.1146 | 28213405.2052 | 126176617.7235 | 961560.8286 | 19768034.2612 | 19768034.2612 | 1478867.319 | 8788934.7744 | 0 | 146906212.8133 | 176942049.168 | 10000000 | 48.9311 | 3002.306 | 3616.145 | 61.2061 | 73.72
1 | 5400 | 707 | 0.035 | 15 | 15 | 7 | 1e-13 | 5spot_SharedNeighbor | Water | Porous | Wet | R600a | MinimizeLCOE_Brownfield | IgnoreSilica | 0.85236 | 0.17894 | 0.0064123 | 4 | 867853.5542 | 2067072.9208 | 17692.3686 | 42140.0774 | 115.2583 | 0 | 53.9021 | 118188.1918 | 8013.3653 | 86454.8725 | 56498.6935 | 0 | 58102.0356 | 0 | 127630.2919 | 332067.839 | 226643.1235 | 1013598.4132 | 961560.8286 | 20284743.5872 | 20284743.5872 | 1478867.319 | 8995618.5048 | 0 | 22259902.8291 | 53019132.2401 | 100 | 0.025649 | 867853.5542 | 2067072.9208 | 17692.3686 | 42140.0774
1 | 5400 | 707 | 0.035 | 15 | 15 | 7 | 1.3335e-13 | 5spot_SharedNeighbor | Water | Porous | Wet | R600a | MinimizeLCOE_Brownfield | IgnoreSilica | 1.1081 | 0.28505 | 0.016169 | 4 | 350025.5929 | 825625.4304 | 7135.7452 | 16831.4911 | 128.7502 | 0 | 60.3059 | 175565.334 | 12961.9636 | 124299.2759 | 71140.8367 | 0 | 65288.9598 | 0 | 175209.9843 | 455860.4386 | 311134.1164 | 1391460.9093 | 961560.8286 | 20284743.5872 | 20284743.5872 | 1478867.319 | 8995618.5048 | 0 | 22637765.3252 | 53396994.7362 | 133.3521 | 0.064675 | 350025.5929 | 825625.4304 | 7135.7452 | 16831.4911
1 | 5400 | 707 | 0.035 | 15 | 15 | 7 | 1.7783e-13 | 5spot_SharedNeighbor | Water | Porous | Wet | R600a | MinimizeLCOE_Brownfield | IgnoreSilica | 1.4176 | 0.42732 | 0.031181 | 4 | 185200.099 | 431822.4216 | 3775.5545 | 8803.2841 | 140.263 | 0 | 58.88 | 246076.8934 | 19644.5225 | 170498.0923 | 89911.1227 | 0 | 71890.2706 | 0 | 233228.1516 | 606811.8087 | 414161.5282 | 1852222.39 | 961560.8286 | 20284743.5872 | 20284743.5872 | 1478867.319 | 8995618.5048 | 0 | 23098526.8059 | 53857756.2169 | 177.8279 | 0.12472 | 185200.099 | 431822.4216 | 3775.5545 | 8803.2841
1 | 5400 | 707 | 0.035 | 15 | 15 | 7 | 2.3714e-13 | 5spot_SharedNeighbor | Water | Porous | Wet | R600a | MinimizeLCOE_Brownfield | IgnoreSilica | 1.8459 | 0.64096 | 0.055532 | 4 | 106910.0372 | 245384.581 | 2179.5057 | 5002.4966 | 151.093 | 0 | 309.4527 | 344018.7223 | 29971.2296 | 233980.9646 | 118537.418 | 0 | 81151.9552 | 0 | 314987.513 | 819532.896 | 559348.0413 | 2501528.74 | 961560.8286 | 20284743.5872 | 20284743.5872 | 1478867.319 | 8995618.5048 | 0 | 23747833.1559 | 54507062.5669 | 237.1374 | 0.22213 | 106910.0372 | 245384.581 | 2179.5057 | 5002.4966
1 | 5400 | 707 | 0.035 | 15 | 15 | 7 | 3.1623e-13 | 5spot_SharedNeighbor | Water | Porous | Wet | R600a | MinimizeLCOE_Brownfield | IgnoreSilica | 2.3904 | 0.95954 | 0.089997 | 4 | 68279.8915 | 153725.075 | 1391.9779 | 3133.8936 | 160.1124 | 0 | 404.7743 | 464737.9839 | 42041.5932 | 322168.024 | 155565.1032 | 0 | 91804.7482 | 0 | 419763.8064 | 1092139.3189 | 745407.5264 | 3333628.1042 | 961560.8286 | 20284743.5872 | 20284743.5872 | 1478867.319 | 8995618.5048 | 0 | 24579932.52 | 55339161.9311 | 316.2278 | 0.35999 | 68279.8915 | 153725.075 | 1391.9779 | 3133.8936
1 | 5400 | 707 | 0.035 | 15 | 15 | 7 | 4.217e-13 | 5spot_SharedNeighbor | Water | Porous | Wet | R600a | MinimizeLCOE_Brownfield | IgnoreSilica | 3.11 | 1.4066 | 0.13541 | 4 | 47263.9578 | 104054.5264 | 963.5397 | 2121.2923 | 167.7455 | 0 | 537.2948 | 607112.228 | 54947.2547 | 437480.6152 | 200483.4683 | 0 | 105437.0957 | 0 | 548129.6582 | 1426120.9337 | 973356.8411 | 4353068.0949 | 961560.8286 | 20284743.5872 | 20284743.5872 | 1478867.319 | 8995618.5048 | 0 | 25599372.5108 | 56358601.9218 | 421.6965 | 0.54163 | 47263.9578 | 104054.5264 | 963.5397 | 2121.2923
1 | 5400 | 707 | 0.035 | 15 | 15 | 7 | 5.6234e-13 | 5spot_SharedNeighbor | Water | Porous | Wet | R600a | MinimizeLCOE_Brownfield | IgnoreSilica | 4.0506 | 1.9952 | 0.19532 | 4 | 34348.3193 | 73719.3769 | 700.2369 | 1502.8692 | 173.9912 | 0 | 89.0478 | 775483.2908 | 70182.5381 | 578662.2899 | 258434.9036 | 0 | 121685.7138 | 0 | 703735.0071 | 1830974.1326 | 1249677.4682 | 5588835.3441 | 961560.8286 | 20284743.5872 | 20284743.5872 | 1478867.319 | 8995618.5048 | 0 | 26835139.7599 | 57594369.171 | 562.3413 | 0.78127 | 34348.3193 | 73719.3769 | 700.2369 | 1502.8692
1 | 5400 | 707 | 0.035 | 15 | 15 | 7 | 7.4989e-13 | 5spot_SharedNeighbor | Water | Porous | Wet | R600a | MinimizeLCOE_Brownfield | IgnoreSilica | 5.2958 | 2.7782 | 0.27505 | 4 | 25776.9594 | 53734.4792 | 525.4982 | 1095.45 | 179.0656 | 0 | 65.6346 | 978174.0683 | 88485.5095 | 754129.3629 | 334570.8029 | 0 | 141463.4799 | 0 | 895761.0571 | 2330586.5248 | 1590673.1919 | 7113843.9972 | 961560.8286 | 20284743.5872 | 20284743.5872 | 1478867.319 | 8995618.5048 | 0 | 28360148.4131 | 59119377.8241 | 749.8942 | 1.1002 | 25776.9594 | 53734.4792 | 525.4982 | 1095.45
1 | 5400 | 707 | 0.035 | 15 | 15 | 7 | 1e-12 | 5spot_SharedNeighbor | Water | Porous | Wet | R600a | MinimizeLCOE_Brownfield | IgnoreSilica | 6.8816 | 3.7761 | 0.37727 | 4 | 19993.489 | 40376.2499 | 407.5943 | 823.1245 | 182.9363 | 0 | 84.2704 | 1213533.3501 | 109689.8244 | 963979.4534 | 431148.326 | 0 | 163389.953 | 0 | 1123878.9537 | 2924102.4983 | 1995760.0394 | 8925482.3984 | 961560.8286 | 20284743.5872 | 20284743.5872 | 1478867.319 | 8995618.5048 | 0 | 30171786.8143 | 60931016.2253 | 1000 | 1.5091 | 19993.489 | 40376.2499 | 407.5943 | 823.1245
1 | 5400 | 707 | 0.035 | 15 | 15 | 7 | 1.3335e-12 | 5spot_SharedNeighbor | Water | Porous | Wet | R600a | MinimizeLCOE_Brownfield | IgnoreSilica | 8.9816 | 5.0874 | 0.51141 | 4 | 15843.3784 | 30879.8199 | 322.9887 | 629.5269 | 185.8014 | 0 | 88.5866 | 1496723.3819 | 135139.8199 | 1223573.4832 | 558552.6731 | 0 | 190375.3808 | 0 | 1405702.2482 | 3657348.9005 | 2496215.7756 | 11163631.6632 | 961560.8286 | 20284743.5872 | 20284743.5872 | 1478867.319 | 8995618.5048 | 0 | 32409936.0791 | 63169165.4901 | 1333.5214 | 2.0456 | 15843.3784 | 30879.8199 | 322.9887 | 629.5269
1 | 5400 | 707 | 0.035 | 15 | 15 | 7 | 1.7783e-12 | 5spot_SharedNeighbor | Water | Porous | Wet | R600a | MinimizeLCOE_Brownfield | IgnoreSilica | 11.7802 | 6.882 | 0.69587 | 4 | 12672.4896 | 23723.1904 | 258.3458 | 483.6293 | 188.6896 | 0 | 88.0715 | 1851877.8355 | 166968.5743 | 1558127.845 | 729144.608 | 0 | 222769.688 | 0 | 1766266.5348 | 4595463.2125 | 3136498.0698 | 14027116.3678 | 961560.8286 | 20284743.5872 | 20284743.5872 | 1478867.319 | 8995618.5048 | 0 | 35273420.7837 | 66032650.1948 | 1778.2794 | 2.7835 | 12672.4896 | 23723.1904 | 258.3458 | 483.6293
1 | 5400 | 707 | 0.035 | 15 | 15 | 7 | 2.3714e-12 | 5spot_SharedNeighbor | Water | Porous | Wet | R600a | MinimizeLCOE_Brownfield | IgnoreSilica | 15.481 | 9.2297 | 0.93677 | 4 | 10357.1041 | 18565.9936 | 211.1436 | 378.4929 | 190.6475 | 0 | 91.785 | 2278145.3816 | 205054.3129 | 1970538.8272 | 954045.7904 | 0 | 262536.4532 | 0 | 2211425.0985 | 5753674.4806 | 3927001.0592 | 17562421.4035 | 961560.8286 | 20284743.5872 | 20284743.5872 | 1478867.319 | 8995618.5048 | 0 | 38808725.8194 | 69567955.2304 | 2371.3737 | 3.7471 | 10357.1041 | 18565.9936 | 211.1436 | 378.4929
1 | 5400 | 707 | 0.035 | 15 | 15 | 7 | 3.1623e-12 | 5spot_SharedNeighbor | Water | Porous | Wet | R600a | MinimizeLCOE_Brownfield | IgnoreSilica | 20.3842 | 12.3421 | 1.2562 | 4 | 8603.415 | 14724.9073 | 175.3923 | 300.1872 | 192.1654 | 0 | 113.3834 | 2797546.8211 | 251310.0367 | 2486257.2022 | 1251903.4497 | 0 | 310906.8344 | 0 | 2768190.4942 | 7202263.832 | 4915693.057 | 21984071.7273 | 961560.8286 | 20284743.5872 | 20284743.5872 | 1478867.319 | 8995618.5048 | 0 | 43230376.1432 | 73989605.5542 | 3162.2777 | 5.0248 | 8603.415 | 14724.9073 | 175.3923 | 300.1872
1 | 5400 | 707 | 0.035 | 15 | 15 | 7 | 4.217e-12 | 5spot_SharedNeighbor | Water | Porous | Wet | R600a | MinimizeLCOE_Brownfield | IgnoreSilica | 26.8622 | 16.456 | 1.6785 | 4 | 7261.3903 | 11842.6903 | 148.0333 | 241.4293 | 193.3331 | 0 | 100.1626 | 3429259.0118 | 307371.3032 | 3129629.2643 | 1645403.7069 | 0 | 369519.2059 | 0 | 3463661.1719 | 9011735.8748 | 6150694.9072 | 27507274.446 | 961560.8286 | 20284743.5872 | 20284743.5872 | 1478867.319 | 8995618.5048 | 0 | 48753578.8619 | 79512808.2729 | 4216.965 | 6.7141 | 7261.3903 | 11842.6903 | 148.0333 | 241.4293
1 | 5400 | 707 | 0.035 | 15 | 15 | 7 | 5.6234e-12 | 5spot_SharedNeighbor | Water | Porous | Wet | R600a | MinimizeLCOE_Brownfield | IgnoreSilica | 35.3884 | 21.8724 | 2.2346 | 4 | 6224.623 | 9665.8715 | 126.8974 | 197.0519 | 194.2264 | 0 | 104.0837 | 4195448.6536 | 375114.6186 | 3929622.2451 | 2163385.0567 | 0 | 440401.6824 | 0 | 4330549.18 | 11267200.6485 | 7690095.9604 | 34391818.0453 | 961560.8286 | 20284743.5872 | 20284743.5872 | 1478867.319 | 8995618.5048 | 0 | 55638122.4612 | 86397351.8722 | 5623.4133 | 8.9384 | 6224.623 | 9665.8715 | 126.8974 | 197.0519
1 | 5400 | 707 | 0.035 | 15 | 15 | 7 | 7.4989e-12 | 5spot_SharedNeighbor | Water | Porous | Wet | R600a | MinimizeLCOE_Brownfield | IgnoreSilica | 46.499 | 28.9294 | 2.9592 | 4 | 5419.1441 | 8017.7218 | 110.4766 | 163.4521 | 194.8942 | 0 | 123.0749 | 5116352.574 | 456219.7271 | 4914792.3156 | 2838395.8578 | 0 | 525162.9611 | 0 | 5401860.1399 | 14054532.0101 | 9592506.8886 | 42899822.4742 | 961560.8286 | 20284743.5872 | 20284743.5872 | 1478867.319 | 8995618.5048 | 0 | 64146126.8901 | 94905356.3011 | 7498.9421 | 11.8369 | 5419.1441 | 8017.7218 | 110.4766 | 163.4521
1 | 5400 | 707 | 0.035 | 15 | 15 | 7 | 1e-11 | 5spot_SharedNeighbor | Water | Porous | Wet | R600a | MinimizeLCOE_Brownfield | IgnoreSilica | 60.7669 | 37.9637 | 3.8865 | 4 | 4792.7708 | 6771.3637 | 97.7071 | 138.0434 | 195.3191 | 0 | 117.4137 | 6206202.6824 | 551816.6181 | 6108419.3562 | 3704598.8824 | 0 | 625543.3668 | 0 | 6706666.5533 | 17449370.6451 | 11909554.014 | 53262172.1182 | 961560.8286 | 20284743.5872 | 20284743.5872 | 1478867.319 | 8995618.5048 | 0 | 74508476.5341 | 105267705.9451 | 10000 | 15.546 | 4792.7708 | 6771.3637 | 97.7071 | 138.0434
1 | 5400 | 707 | 0.035 | 15 | 15 | 7 | 1.3335e-11 | 5spot_SharedNeighbor | Water | Porous | Wet | R600a | MinimizeLCOE_Brownfield | IgnoreSilica | 78.6138 | 49.1351 | 5.0309 | 4 | 4311.6 | 5840.1083 | 87.8978 | 119.0585 | 195.3641 | 0 | 110.0428 | 7456210.7871 | 661014.0522 | 7508393.6777 | 4785908.9533 | 0 | 742376.2796 | 0 | 8250022.4625 | 21464866.1352 | 14650212.1961 | 65519004.5439 | 961560.8286 | 20284743.5872 | 20284743.5872 | 1478867.319 | 8995618.5048 | 0 | 86765308.9597 | 117524538.3708 | 13335.2143 | 20.1237 | 4311.6 | 5840.1083 | 87.8978 | 119.0585
1 | 5400 | 707 | 0.035 | 15 | 15 | 7 | 1.7783e-11 | 5spot_SharedNeighbor | Water | Porous | Wet | R600a | MinimizeLCOE_Brownfield | IgnoreSilica | 100.0869 | 62.2271 | 6.3656 | 4 | 3951.8788 | 5159.8954 | 80.5644 | 105.1914 | 194.8255 | 0 | 146.8286 | 8822230.954 | 779870.1802 | 9070212.4807 | 6081013.1961 | 0 | 875429.5744 | 0 | 9995214.9903 | 26005499.1042 | 17749287.4982 | 79378757.978 | 961560.8286 | 20284743.5872 | 20284743.5872 | 1478867.319 | 8995618.5048 | 0 | 100625062.3939 | 131384291.8049 | 17782.7941 | 25.4626 | 3951.8788 | 5159.8954 | 80.5644 | 105.1914
1 | 5400 | 707 | 0.035 | 15 | 15 | 7 | 2.3714e-11 | 5spot_SharedNeighbor | Water | Porous | Wet | R600a | MinimizeLCOE_Brownfield | IgnoreSilica | 124.5453 | 76.4797 | 7.8063 | 4 | 3694.2041 | 4679.2861 | 75.3113 | 95.3936 | 193.5727 | 0 | 134.6226 | 10219428.4957 | 900987.7319 | 10697213.7985 | 7544428.2635 | 0 | 1021436.4845 | 0 | 11849562.9619 | 30830132.1473 | 21042198.6864 | 94105388.5697 | 961560.8286 | 20284743.5872 | 20284743.5872 | 1478867.319 | 8995618.5048 | 0 | 115351692.9856 | 146110922.3966 | 23713.7371 | 31.225 | 3694.2041 | 4679.2861 | 75.3113 | 95.3936
1 | 5400 | 707 | 0.035 | 15 | 15 | 7 | 3.1623e-11 | 5spot_SharedNeighbor | Water | Porous | Wet | R600a | MinimizeLCOE_Brownfield | IgnoreSilica | 149.3318 | 90.1643 | 9.1912 | 4 | 3515.7633 | 4352.4084 | 71.6736 | 88.7297 | 191.8884 | 0 | 136.5144 | 11492860.0583 | 1011021.9908 | 12202848.4637 | 9014618.4106 | 0 | 1151680.3658 | 0 | 13600481.4228 | 35385662.8197 | 24151441.9771 | 108010615.5089 | 961560.8286 | 20284743.5872 | 20284743.5872 | 1478867.319 | 8995618.5048 | 0 | 129256919.9247 | 160016149.3358 | 31622.7766 | 36.765 | 3515.7633 | 4352.4084 | 71.6736 | 88.7297
1 | 5400 | 707 | 0.035 | 15 | 15 | 7 | 4.217e-11 | 5spot_SharedNeighbor | Water | Porous | Wet | R600a | MinimizeLCOE_Brownfield | IgnoreSilica | 160.2667 | 95.9838 | 9.9517 | 4 | 3383.2754 | 4155.9894 | 68.9726 | 84.7255 | 191.0888 | 0 | 161.3972 | 12017569.59 | 1056270.3133 | 12828977.4946 | 9659449.6704 | 0 | 1060782.8232 | 0 | 14282989.4577 | 37161408.7249 | 25363425.0453 | 113430873.1194 | 961560.8286 | 20284743.5872 | 20284743.5872 | 1478867.319 | 8995618.5048 | 0 | 134677177.5353 | 165436406.9463 | 42169.6503 | 39.8067 | 3383.2754 | 4155.9894 | 68.9726 | 84.7255
1 | 5400 | 707 | 0.035 | 15 | 15 | 7 | 5.6234e-11 | 5spot_SharedNeighbor | Water | Porous | Wet | R600a | MinimizeLCOE_Brownfield | IgnoreSilica | 169.3787 | 100.7061 | 10.5907 | 4 | 3281.2174 | 4007.3103 | 66.8921 | 81.6944 | 190.3806 | 0 | 208.0565 | 12436777.8426 | 1092384.6844 | 13331479.8811 | 10193860.77 | 0 | 964604.4563 | 0 | 14827451.9774 | 38577988.5167 | 26330269.861 | 117754817.9897 | 961560.8286 | 20284743.5872 | 20284743.5872 | 1478867.319 | 8995618.5048 | 0 | 139001122.4056 | 169760351.8166 | 56234.1325 | 42.3627 | 3281.2174 | 4007.3103 | 66.8921 | 81.6944
1 | 5400 | 707 | 0.035 | 15 | 15 | 7 | 7.4989e-11 | 5spot_SharedNeighbor | Water | Porous | Wet | R600a | MinimizeLCOE_Brownfield | IgnoreSilica | 176.6667 | 104.398 | 11.1086 | 4 | 3202.9399 | 3895.1819 | 65.2963 | 79.4086 | 189.7881 | 0 | 241.02 | 12760659.6305 | 1120265.4673 | 13721049.4267 | 10619791.4133 | 0 | 868935.0266 | 0 | 15245373.3761 | 39665334.2686 | 27072405.6794 | 121073814.2886 | 961560.8286 | 20284743.5872 | 20284743.5872 | 1478867.319 | 8995618.5048 | 0 | 142320118.7045 | 173079348.1155 | 74989.4209 | 44.4342 | 3202.9399 | 3895.1819 | 65.2963 | 79.4086
1 | 5400 | 707 | 0.035 | 15 | 15 | 7 | 1e-10 | 5spot_SharedNeighbor | Water | Porous | Wet | R600a | MinimizeLCOE_Brownfield | IgnoreSilica | 182.3593 | 107.2272 | 11.5186 | 4 | 3143.0974 | 3810.6989 | 64.0763 | 77.6863 | 189.3096 | 0 | 289.9564 | 13006685.5507 | 1141432.0192 | 14017731.3146 | 10951445.9934 | 0 | 779185.2455 | 0 | 15559627.2482 | 40482958.3813 | 27630450.9368 | 123569516.6897 | 961560.8286 | 20284743.5872 | 20284743.5872 | 1478867.319 | 8995618.5048 | 0 | 144815821.1056 | 175575050.5166 | 100000 | 46.0742 | 3143.0974 | 3810.6989 | 64.0763 | 77.6863
1 | 5400 | 707 | 0.035 | 15 | 15 | 7 | 1.3335e-10 | 5spot_SharedNeighbor | Water | Porous | Wet | R600a | MinimizeLCOE_Brownfield | IgnoreSilica | 186.7586 | 109.3806 | 11.8388 | 4 | 3097.4729 | 3747.0154 | 63.1462 | 76.388 | 188.9307 | 0 | 319.0196 | 13192710.9852 | 1157429.6479 | 14242485.6441 | 11207235.8763 | 0 | 698991.0533 | 0 | 15794552.7506 | 41094186.3489 | 28047626.5842 | 125435218.8906 | 961560.8286 | 20284743.5872 | 20284743.5872 | 1478867.319 | 8995618.5048 | 0 | 146681523.3064 | 177440752.7175 | 133352.1432 | 47.3552 | 3097.4729 | 3747.0154 | 63.1462 | 76.388
1 | 5400 | 707 | 0.035 | 15 | 15 | 7 | 1.7783e-10 | 5spot_SharedNeighbor | Water | Porous | Wet | R600a | MinimizeLCOE_Brownfield | IgnoreSilica | 190.0307 | 110.9618 | 12.082 | 4 | 3062.7499 | 3699.2173 | 62.4383 | 75.4135 | 188.6437 | 0 | 316.1933 | 13328655.4175 | 1169116.7739 | 14406961.8512 | 11396771.9117 | 0 | 628447.7435 | 0 | 15962681.9421 | 41531624.0172 | 28346186.7812 | 126770446.4384 | 961560.8286 | 20284743.5872 | 20284743.5872 | 1478867.319 | 8995618.5048 | 0 | 148016750.8542 | 178775980.2653 | 177827.941 | 48.3281 | 3062.7499 | 3699.2173 | 62.4383 | 75.4135
1 | 5400 | 707 | 0.035 | 15 | 15 | 7 | 2.3714e-10 | 5spot_SharedNeighbor | Water | Porous | Wet | R600a | MinimizeLCOE_Brownfield | IgnoreSilica | 192.4324 | 112.1119 | 12.2647 | 4 | 3036.3777 | 3663.364 | 61.9007 | 74.6826 | 188.4301 | 0 | 311.0971 | 13427190.75 | 1177585.915 | 14526297.4527 | 11535768.7328 | 0 | 568047.9465 | 0 | 16081607.4108 | 41841043.6917 | 28557372.0671 | 127714913.9667 | 961560.8286 | 20284743.5872 | 20284743.5872 | 1478867.319 | 8995618.5048 | 0 | 148961218.3826 | 179720447.7936 | 237137.3706 | 49.0589 | 3036.3777 | 3663.364 | 61.9007 | 74.6826
1 | 5400 | 707 | 0.035 | 15 | 15 | 7 | 3.1623e-10 | 5spot_SharedNeighbor | Water | Porous | Wet | R600a | MinimizeLCOE_Brownfield | IgnoreSilica | 194.1787 | 112.9424 | 12.4008 | 4 | 3016.378 | 3636.4818 | 61.4929 | 74.1346 | 188.2733 | 0 | 344.1349 | 13498167.5986 | 1183685.3979 | 14612319.0908 | 11636768.6082 | 0 | 517445.0349 | 0 | 16164870.4348 | 42057677.0006 | 28705228.7517 | 128376161.9174 | 961560.8286 | 20284743.5872 | 20284743.5872 | 1478867.319 | 8995618.5048 | 0 | 149622466.3333 | 180381695.7443 | 316227.766 | 49.6034 | 3016.378 | 3636.4818 | 61.4929 | 74.1346
1 | 5400 | 707 | 0.035 | 15 | 15 | 7 | 4.217e-10 | 5spot_SharedNeighbor | Water | Porous | Wet | R600a | MinimizeLCOE_Brownfield | IgnoreSilica | 195.4091 | 113.5244 | 12.5004 | 4 | 3001.2312 | 3616.3977 | 61.1842 | 73.7252 | 188.1618 | 0 | 360.1943 | 13547826.3069 | 1187952.3853 | 14672534.531 | 11707894.1792 | 0 | 475377.0516 | 0 | 16220717.9371 | 42202980.7455 | 28804401.5433 | 128819684.6798 | 961560.8286 | 20284743.5872 | 20284743.5872 | 1478867.319 | 8995618.5048 | 0 | 150065989.0957 | 180825218.5067 | 421696.5034 | 50.0015 | 3001.2312 | 3616.3977 | 61.1842 | 73.7252
1 | 5400 | 707 | 0.035 | 15 | 15 | 7 | 5.6234e-10 | 5spot_SharedNeighbor | Water | Porous | Wet | R600a | MinimizeLCOE_Brownfield | IgnoreSilica | 196.2787 | 113.9343 | 12.5732 | 4 | 2989.7741 | 3601.3772 | 60.9506 | 73.4189 | 188.0826 | 0 | 338.2975 | 13582746.2462 | 1190952.6822 | 14714893.0301 | 11758146.1043 | 0 | 441091.1872 | 0 | 16258253.4074 | 42300640.3398 | 28871056.2232 | 129117779.2203 | 961560.8286 | 20284743.5872 | 20284743.5872 | 1478867.319 | 8995618.5048 | 0 | 150364083.6361 | 181123313.0472 | 562341.3252 | 50.2928 | 2989.7741 | 3601.3772 | 60.9506 | 73.4189
1 | 5400 | 707 | 0.035 | 15 | 15 | 7 | 7.4989e-10 | 5spot_SharedNeighbor | Water | Porous | Wet | R600a | MinimizeLCOE_Brownfield | IgnoreSilica | 196.8855 | 114.2194 | 12.6261 | 4 | 2981.1178 | 3590.1572 | 60.7741 | 73.1902 | 188.027 | 0 | 330.7039 | 13607019.4105 | 1193038.0975 | 14744344.1218 | 11793199.6981 | 0 | 413440.5039 | 0 | 16282906.3144 | 42364782.1467 | 28914834.3243 | 129313564.6172 | 961560.8286 | 20284743.5872 | 20284743.5872 | 1478867.319 | 8995618.5048 | 0 | 150559869.0331 | 181319098.4441 | 749894.2093 | 50.5045 | 2981.1178 | 3590.1572 | 60.7741 | 73.1902
1 | 5400 | 707 | 0.035 | 15 | 15 | 7 | 1e-09 | 5spot_SharedNeighbor | Water | Porous | Wet | R600a | MinimizeLCOE_Brownfield | IgnoreSilica | 197.3971 | 114.4593 | 12.6683 | 4 | 2974.5841 | 3581.5935 | 60.6409 | 73.0156 | 187.9802 | 0 | 353.2572 | 13627433.9614 | 1194791.9274 | 14769118.1222 | 11822697.7555 | 0 | 392664.4972 | 0 | 16304615.4428 | 42421264.8457 | 28953384.927 | 129485971.4792 | 961560.8286 | 20284743.5872 | 20284743.5872 | 1478867.319 | 8995618.5048 | 0 | 150732275.8951 | 181491505.3061 | 1000000 | 50.6734 | 2974.5841 | 3581.5935 | 60.6409 | 73.0156
1 | 5400 | 707 | 0.035 | 15 | 15 | 7 | 1.3335e-09 | 5spot_SharedNeighbor | Water | Porous | Wet | R600a | MinimizeLCOE_Brownfield | IgnoreSilica | 197.6749 | 114.5891 | 12.6956 | 4 | 2969.6572 | 3575.3656 | 60.5405 | 72.8887 | 187.9544 | 0 | 341.2762 | 13638467.3072 | 1195739.7822 | 14782509.3585 | 11838670.7618 | 0 | 375066.7646 | 0 | 16313877.05 | 42445361.6478 | 28969831.4896 | 129559524.1617 | 961560.8286 | 20284743.5872 | 20284743.5872 | 1478867.319 | 8995618.5048 | 0 | 150805828.5776 | 181565057.9886 | 1333521.4322 | 50.7822 | 2969.6572 | 3575.3656 | 60.5405 | 72.8887
1 | 5400 | 707 | 0.035 | 15 | 15 | 7 | 1.7783e-09 | 5spot_SharedNeighbor | Water | Porous | Wet | R600a | MinimizeLCOE_Brownfield | IgnoreSilica | 197.8575 | 114.6742 | 12.7149 | 4 | 2965.9461 | 3570.7332 | 60.4648 | 72.7942 | 187.9374 | 0 | 367.1915 | 13645703.4477 | 1196361.4152 | 14791292.5752 | 11849167.0094 | 0 | 361168.0284 | 0 | 16319040.0656 | 42458794.7554 | 28978999.8616 | 129600527.1587 | 961560.8286 | 20284743.5872 | 20284743.5872 | 1478867.319 | 8995618.5048 | 0 | 150846831.5745 | 181606060.9856 | 1778279.41 | 50.8596 | 2965.9461 | 3570.7332 | 60.4648 | 72.7942
1 | 5400 | 707 | 0.035 | 15 | 15 | 7 | 2.3714e-09 | 5spot_SharedNeighbor | Water | Porous | Wet | R600a | MinimizeLCOE_Brownfield | IgnoreSilica | 197.987 | 114.7344 | 12.7291 | 4 | 2963.1532 | 3567.2655 | 60.4079 | 72.7235 | 187.9253 | 0 | 368.74 | 13650827.4027 | 1196801.5921 | 14797512.3452 | 11856607.8559 | 0 | 350431.7305 | 0 | 16322350.5613 | 42467407.9859 | 28984878.5684 | 129626818.0419 | 961560.8286 | 20284743.5872 | 20284743.5872 | 1478867.319 | 8995618.5048 | 0 | 150873122.4577 | 181632351.8688 | 2371373.7057 | 50.9164 | 2963.1532 | 3567.2655 | 60.4079 | 72.7235
1 | 5400 | 707 | 0.035 | 15 | 15 | 7 | 3.1623e-09 | 5spot_SharedNeighbor | Water | Porous | Wet | R600a | MinimizeLCOE_Brownfield | IgnoreSilica | 198.0692 | 114.7727 | 12.7391 | 4 | 2961.0527 | 3564.6897 | 60.3651 | 72.671 | 187.9176 | 0 | 334.7434 | 13654074.8614 | 1197080.5651 | 14801454.4471 | 11861332.9754 | 0 | 342040.4959 | 0 | 16323833.5045 | 42471266.3001 | 28987511.9471 | 129638595.0966 | 961560.8286 | 20284743.5872 | 20284743.5872 | 1478867.319 | 8995618.5048 | 0 | 150884899.5124 | 181644128.9235 | 3162277.6602 | 50.9565 | 2961.0527 | 3564.6897 | 60.3651 | 72.671
1 | 5400 | 707 | 0.035 | 15 | 15 | 7 | 4.217e-09 | 5spot_SharedNeighbor | Water | Porous | Wet | R600a | MinimizeLCOE_Brownfield | IgnoreSilica | 198.1204 | 114.7963 | 12.7462 | 4 | 2959.474 | 3562.7762 | 60.3329 | 72.632 | 187.9127 | 0 | 352.3047 | 13656087.3906 | 1197253.4505 | 14803897.5172 | 11864268.0827 | 0 | 335518.4492 | 0 | 16324239.7072 | 42472323.1561 | 28988233.273 | 129641821.0264 | 961560.8286 | 20284743.5872 | 20284743.5872 | 1478867.319 | 8995618.5048 | 0 | 150888125.4423 | 181647354.8533 | 4216965.0343 | 50.9848 | 2959.474 | 3562.7762 | 60.3329 | 72.632
1 | 5400 | 707 | 0.035 | 15 | 15 | 7 | 5.6234e-09 | 5spot_SharedNeighbor | Water | Porous | Wet | R600a | MinimizeLCOE_Brownfield | IgnoreSilica | 198.1593 | 114.8144 | 12.7515 | 4 | 2958.2879 | 3561.3381 | 60.3087 | 72.6027 | 187.909 | 0 | 359.6533 | 13657618.9086 | 1197385.0145 | 14805756.7008 | 11866501.7393 | 0 | 330591.2069 | 0 | 16324562.8924 | 42473164.0176 | 28988807.1783 | 129644387.6584 | 961560.8286 | 20284743.5872 | 20284743.5872 | 1478867.319 | 8995618.5048 | 0 | 150890692.0743 | 181649921.4853 | 5623413.2519 | 51.0061 | 2958.2879 | 3561.3381 | 60.3087 | 72.6027
1 | 5400 | 707 | 0.035 | 15 | 15 | 7 | 7.4989e-09 | 5spot_SharedNeighbor | Water | Porous | Wet | R600a | MinimizeLCOE_Brownfield | IgnoreSilica | 198.1741 | 114.8211 | 12.7549 | 4 | 2957.3973 | 3560.2877 | 60.2905 | 72.5813 | 187.9075 | 0 | 340.5581 | 13658194.3437 | 1197434.4467 | 14806455.2554 | 11867350.7714 | 0 | 326658.8755 | 0 | 16323876.5402 | 42471378.27 | 28987588.3688 | 129638936.8717 | 961560.8286 | 20284743.5872 | 20284743.5872 | 1478867.319 | 8995618.5048 | 0 | 150885241.2875 | 181644470.6986 | 7498942.0933 | 51.0196 | 2957.3973 | 3560.2877 | 60.2905 | 72.5813
1 | 5400 | 707 | 0.035 | 15 | 15 | 7 | 1e-08 | 5spot_SharedNeighbor | Water | Porous | Wet | R600a | MinimizeLCOE_Brownfield | IgnoreSilica | 198.1935 | 114.8301 | 12.7578 | 4 | 2956.7287 | 3559.4824 | 60.2769 | 72.5649 | 187.9057 | 0 | 342.9943 | 13658958.5964 | 1197500.0991 | 14807383.0319 | 11868467.2637 | 0 | 323817.4487 | 0 | 16323889.3115 | 42471411.4984 | 28987611.0479 | 129639038.2975 | 961560.8286 | 20284743.5872 | 20284743.5872 | 1478867.319 | 8995618.5048 | 0 | 150885342.7134 | 181644572.1244 | 10000000 | 51.0312 | 2956.7287 | 3559.4824 | 60.2769 | 72.5649
1 | 5500 | 707 | 0.035 | 15 | 15 | 7 | 1e-13 | 5spot_SharedNeighbor | Water | Porous | Wet | R600a | MinimizeLCOE_Brownfield | IgnoreSilica | 0.87181 | 0.18911 | 0.0074729 | 4 | 763411.5416 | 1816908.0263 | 15563.1769 | 37040.1277 | 117.3473 | 0 | 58.3973 | 124274.4076 | 8533.9044 | 90230.8192 | 57800.1629 | 0 | 58433.4033 | 0 | 132316.352 | 344260.006 | 234964.528 | 1050813.5834 | 961560.8286 | 20807313.0041 | 20807313.0041 | 1478867.319 | 9204646.2715 | 0 | 22819687.4161 | 54310514.0108 | 100 | 0.029892 | 763411.5416 | 1816908.0263 | 15563.1769 | 37040.1277
1 | 5500 | 707 | 0.035 | 15 | 15 | 7 | 1.3335e-13 | 5spot_SharedNeighbor | Water | Porous | Wet | R600a | MinimizeLCOE_Brownfield | IgnoreSilica | 1.1378 | 0.30333 | 0.01828 | 4 | 317587.6818 | 748249.7488 | 6474.4545 | 15254.0832 | 131.2564 | 0 | 44.0907 | 185667.1664 | 13934.5224 | 130412.8452 | 73431.4581 | 0 | 65918.0269 | 0 | 183051.9674 | 476263.6702 | 325059.7411 | 1453739.3978 | 961560.8286 | 20807313.0041 | 20807313.0041 | 1478867.319 | 9204646.2715 | 0 | 23222613.2306 | 54713439.8252 | 133.3521 | 0.073122 | 317587.6818 | 748249.7488 | 6474.4545 | 15254.0832
1 | 5500 | 707 | 0.035 | 15 | 15 | 7 | 1.7783e-13 | 5spot_SharedNeighbor | Water | Porous | Wet | R600a | MinimizeLCOE_Brownfield | IgnoreSilica | 1.4565 | 0.45517 | 0.034778 | 4 | 170437.879 | 396809.145 | 3474.6067 | 8089.4911 | 142.9606 | 0 | 67.9126 | 260528.5101 | 21218.9778 | 178988.8424 | 93368.8663 | 0 | 72572.6755 | 0 | 244404.3702 | 635890.0369 | 434008.0164 | 1940980.2957 | 961560.8286 | 20807313.0041 | 20807313.0041 | 1478867.319 | 9204646.2715 | 0 | 23709854.1284 | 55200680.7231 | 177.8279 | 0.13911 | 170437.879 | 396809.145 | 3474.6067 | 8089.4911
1 | 5500 | 707 | 0.035 | 15 | 15 | 7 | 2.3714e-13 | 5spot_SharedNeighbor | Water | Porous | Wet | R600a | MinimizeLCOE_Brownfield | IgnoreSilica | 1.8848 | 0.67592 | 0.060904 | 4 | 100060.0326 | 229324.8329 | 2039.8591 | 4675.0969 | 153.6847 | 0 | 314.9226 | 361801.2938 | 32318.4053 | 243639.7032 | 122877.2825 | 0 | 81153.3772 | 0 | 328298.1242 | 854164.3759 | 582984.7379 | 2607237.3 | 961560.8286 | 20807313.0041 | 20807313.0041 | 1478867.319 | 9204646.2715 | 0 | 24376111.1327 | 55866937.7273 | 237.1374 | 0.24361 | 100060.0326 | 229324.8329 | 2039.8591 | 4675.0969
1 | 5500 | 707 | 0.035 | 15 | 15 | 7 | 3.1623e-13 | 5spot_SharedNeighbor | Water | Porous | Wet | R600a | MinimizeLCOE_Brownfield | IgnoreSilica | 2.4488 | 1.0298 | 0.097653 | 4 | 64660.3685 | 145279.2778 | 1318.1891 | 2961.7146 | 162.9464 | 0 | 410.5267 | 488236.7339 | 44173.0734 | 340901.7532 | 160461.8408 | 0 | 92493.0527 | 0 | 439243.9171 | 1142822.5709 | 779999.8873 | 3488332.8294 | 961560.8286 | 20807313.0041 | 20807313.0041 | 1478867.319 | 9204646.2715 | 0 | 25257206.6621 | 56748033.2568 | 316.2278 | 0.39061 | 64660.3685 | 145279.2778 | 1318.1891 | 2961.7146
1 | 5500 | 707 | 0.035 | 15 | 15 | 7 | 4.217e-13 | 5spot_SharedNeighbor | Water | Porous | Wet | R600a | MinimizeLCOE_Brownfield | IgnoreSilica | 3.1878 | 1.5027 | 0.14588 | 4 | 45097.2362 | 99065.4513 | 919.3682 | 2019.5832 | 170.6882 | 0 | 546.7622 | 635850.5249 | 57549.744 | 461240.3244 | 206681.8214 | 0 | 106324.6932 | 0 | 572382.3721 | 1489221.5204 | 1016424.2881 | 4545675.2886 | 961560.8286 | 20807313.0041 | 20807313.0041 | 1478867.319 | 9204646.2715 | 0 | 26314549.1213 | 57805375.716 | 421.6965 | 0.58351 | 45097.2362 | 99065.4513 | 919.3682 | 2019.5832
1 | 5500 | 707 | 0.035 | 15 | 15 | 7 | 5.6234e-13 | 5spot_SharedNeighbor | Water | Porous | Wet | R600a | MinimizeLCOE_Brownfield | IgnoreSilica | 4.1432 | 2.1187 | 0.20894 | 4 | 33002.9957 | 70681.7975 | 672.8107 | 1440.944 | 176.9576 | 0 | 88.4869 | 808817.5595 | 73195.4072 | 607138.4894 | 265720.5303 | 0 | 122291.8577 | 0 | 732093.8992 | 1904758.1526 | 1300036.578 | 5814052.4739 | 961560.8286 | 20807313.0041 | 20807313.0041 | 1478867.319 | 9204646.2715 | 0 | 27582926.3066 | 59073752.9012 | 562.3413 | 0.83577 | 33002.9957 | 70681.7975 | 672.8107 | 1440.944
1 | 5500 | 707 | 0.035 | 15 | 15 | 7 | 7.4989e-13 | 5spot_SharedNeighbor | Water | Porous | Wet | R600a | MinimizeLCOE_Brownfield | IgnoreSilica | 5.3884 | 2.9255 | 0.29178 | 4 | 24955.4628 | 51937.5376 | 508.7509 | 1058.817 | 182.0026 | 0 | 79.2341 | 1014308.988 | 91744.3273 | 785953.3729 | 342172.3458 | 0 | 141051.138 | 0 | 926339.767 | 2410146.0554 | 1644974.2064 | 7356690.2007 | 961560.8286 | 20807313.0041 | 20807313.0041 | 1478867.319 | 9204646.2715 | 0 | 29125564.0334 | 60616390.6281 | 749.8942 | 1.1671 | 24955.4628 | 51937.5376 | 508.7509 | 1058.817
1 | 5500 | 707 | 0.035 | 15 | 15 | 7 | 1e-12 | 5spot_SharedNeighbor | Water | Porous | Wet | R600a | MinimizeLCOE_Brownfield | IgnoreSilica | 6.9937 | 3.9662 | 0.39908 | 4 | 19409.4742 | 39136.8355 | 395.6884 | 797.8573 | 185.9121 | 0 | 89.8857 | 1256172.7662 | 113526.0756 | 1002604.8851 | 440351.0636 | 0 | 162403.1304 | 0 | 1160272.5892 | 3018791.2724 | 2060387.0734 | 9214508.856 | 961560.8286 | 20807313.0041 | 20807313.0041 | 1478867.319 | 9204646.2715 | 0 | 30983382.6887 | 62474209.2834 | 1000 | 1.5963 | 19409.4742 | 39136.8355 | 395.6884 | 797.8573
1 | 5500 | 707 | 0.035 | 15 | 15 | 7 | 1.3335e-12 | 5spot_SharedNeighbor | Water | Porous | Wet | R600a | MinimizeLCOE_Brownfield | IgnoreSilica | 9.1326 | 5.3498 | 0.54149 | 4 | 15376.6645 | 29915.7511 | 313.4741 | 609.873 | 188.9494 | 0 | 103.1429 | 1550690.1174 | 139982.401 | 1273809.4304 | 570959.3829 | 0 | 189180.5522 | 0 | 1452602.5348 | 3779373.8257 | 2579500.2944 | 11536098.5388 | 961560.8286 | 20807313.0041 | 20807313.0041 | 1478867.319 | 9204646.2715 | 0 | 33304972.3715 | 64795798.9662 | 1333.5214 | 2.1659 | 15376.6645 | 29915.7511 | 313.4741 | 609.873
1 | 5500 | 707 | 0.035 | 15 | 15 | 7 | 1.7783e-12 | 5spot_SharedNeighbor | Water | Porous | Wet | R600a | MinimizeLCOE_Brownfield | IgnoreSilica | 11.9654 | 7.216 | 0.73435 | 4 | 12336.2006 | 23056.8291 | 251.4901 | 470.0446 | 191.7719 | 0 | 84.2717 | 1914836.4218 | 172601.3725 | 1618344.9453 | 744305.7689 | 0 | 220998.8597 | 0 | 1821724.0736 | 4739752.3525 | 3234978.3728 | 14467542.1671 | 961560.8286 | 20807313.0041 | 20807313.0041 | 1478867.319 | 9204646.2715 | 0 | 36236415.9998 | 67727242.5945 | 1778.2794 | 2.9374 | 12336.2006 | 23056.8291 | 251.4901 | 470.0446
1 | 5500 | 707 | 0.035 | 15 | 15 | 7 | 2.3714e-12 | 5spot_SharedNeighbor | Water | Porous | Wet | R600a | MinimizeLCOE_Brownfield | IgnoreSilica | 15.722 | 9.6728 | 0.98786 | 4 | 10091.8576 | 18061.3235 | 205.7362 | 368.2045 | 193.7635 | 0 | 124.6076 | 2354852.3229 | 211895.4995 | 2045850.7094 | 973729.6389 | 0 | 260285.8126 | 0 | 2280179.4535 | 5932559.2089 | 4049093.562 | 18108446.2077 | 961560.8286 | 20807313.0041 | 20807313.0041 | 1478867.319 | 9204646.2715 | 0 | 39877320.0404 | 71368146.6351 | 2371.3737 | 3.9514 | 10091.8576 | 18061.3235 | 205.7362 | 368.2045
1 | 5500 | 707 | 0.035 | 15 | 15 | 7 | 3.1623e-12 | 5spot_SharedNeighbor | Water | Porous | Wet | R600a | MinimizeLCOE_Brownfield | IgnoreSilica | 20.6937 | 12.9267 | 1.3238 | 4 | 8390.4118 | 14337.6865 | 171.0499 | 292.2931 | 195.3067 | 0 | 110.5667 | 2890633.8996 | 259583.9444 | 2580024.0919 | 1277425.1177 | 0 | 307964.571 | 0 | 2853096.3336 | 7423171.4096 | 5066467.0179 | 22658366.3858 | 961560.8286 | 20807313.0041 | 20807313.0041 | 1478867.319 | 9204646.2715 | 0 | 44427240.2186 | 75918066.8132 | 3162.2777 | 5.295 | 8390.4118 | 14337.6865 | 171.0499 | 292.2931
1 | 5500 | 707 | 0.035 | 15 | 15 | 7 | 4.217e-12 | 5spot_SharedNeighbor | Water | Porous | Wet | R600a | MinimizeLCOE_Brownfield | IgnoreSilica | 27.2689 | 17.2319 | 1.7682 | 4 | 7085.8628 | 11538.2824 | 144.4549 | 235.2235 | 196.4955 | 0 | 122.1869 | 3543014.4198 | 317445.6954 | 3247131.6206 | 1678985.3187 | 0 | 365926.2948 | 0 | 3569476.3062 | 9287045.1485 | 6338599.1435 | 28347623.9474 | 961560.8286 | 20807313.0041 | 20807313.0041 | 1478867.319 | 9204646.2715 | 0 | 50116497.7801 | 81607324.3748 | 4216.965 | 7.0727 | 7085.8628 | 11538.2824 | 144.4549 | 235.2235
1 | 5500 | 707 | 0.035 | 15 | 15 | 7 | 5.6234e-12 | 5spot_SharedNeighbor | Water | Porous | Wet | R600a | MinimizeLCOE_Brownfield | IgnoreSilica | 35.907 | 22.8895 | 2.3524 | 4 | 6078.2004 | 9424.8489 | 123.9123 | 192.1383 | 197.4035 | 0 | 103.1396 | 4332904.9868 | 387241.4432 | 4075140.8268 | 2206533.434 | 0 | 435709.0981 | 0 | 4460636.6177 | 11605661.4769 | 7921102.4305 | 35424930.314 | 961560.8286 | 20807313.0041 | 20807313.0041 | 1478867.319 | 9204646.2715 | 0 | 57193804.1468 | 88684630.7414 | 5623.4133 | 9.4097 | 6078.2004 | 9424.8489 | 123.9123 | 192.1383
1 | 5500 | 707 | 0.035 | 15 | 15 | 7 | 7.4989e-12 | 5spot_SharedNeighbor | Water | Porous | Wet | R600a | MinimizeLCOE_Brownfield | IgnoreSilica | 47.1595 | 30.2575 | 3.1134 | 4 | 5294.616 | 7823.2952 | 107.9379 | 159.4885 | 198.0809 | 0 | 102.7772 | 5282074.5068 | 470781.8077 | 5094483.4467 | 2893680.4153 | 0 | 519181.0544 | 0 | 5561478.48 | 14469826.189 | 9875953.6992 | 44167459.5991 | 961560.8286 | 20807313.0041 | 20807313.0041 | 1478867.319 | 9204646.2715 | 0 | 65936333.4318 | 97427160.0265 | 7498.9421 | 12.4535 | 5294.616 | 7823.2952 | 107.9379 | 159.4885
1 | 5500 | 707 | 0.035 | 15 | 15 | 7 | 1e-11 | 5spot_SharedNeighbor | Water | Porous | Wet | R600a | MinimizeLCOE_Brownfield | IgnoreSilica | 61.6022 | 39.6829 | 4.0863 | 4 | 4685.0627 | 6611.6938 | 95.5113 | 134.7883 | 198.5044 | 0 | 117.5867 | 6404761.6742 | 569192.5092 | 6328732.3786 | 3775027.9393 | 0 | 618148.4736 | 0 | 6901386.5602 | 17955992.1605 | 12255333.6083 | 54808575.3038 | 961560.8286 | 20807313.0041 | 20807313.0041 | 1478867.319 | 9204646.2715 | 0 | 76577449.1366 | 108068275.7312 | 10000 | 16.345 | 4685.0627 | 6611.6938 | 95.5113 | 134.7883
1 | 5500 | 707 | 0.035 | 15 | 15 | 7 | 1.3335e-11 | 5spot_SharedNeighbor | Water | Porous | Wet | R600a | MinimizeLCOE_Brownfield | IgnoreSilica | 79.6273 | 51.3054 | 5.2836 | 4 | 4217.3115 | 5707.3263 | 85.9756 | 116.3516 | 198.5271 | 0 | 122.4404 | 7689195.3285 | 681319.1667 | 7772559.9506 | 4872751.8834 | 0 | 733184.9495 | 0 | 8482114.3987 | 22068721.7445 | 15062356.0575 | 67362203.4793 | 961560.8286 | 20807313.0041 | 20807313.0041 | 1478867.319 | 9204646.2715 | 0 | 89131077.3121 | 120621903.9067 | 13335.2143 | 21.1346 | 4217.3115 | 5707.3263 | 85.9756 | 116.3516
1 | 5500 | 707 | 0.035 | 15 | 15 | 7 | 1.7783e-11 | 5spot_SharedNeighbor | Water | Porous | Wet | R600a | MinimizeLCOE_Brownfield | IgnoreSilica | 101.2468 | 64.8736 | 6.6748 | 4 | 3868.1412 | 5047.6092 | 78.8573 | 102.9023 | 197.941 | 0 | 147.0519 | 9087993.3229 | 802941.5136 | 9377516.9646 | 6183439.9216 | 0 | 864104.0849 | 0 | 10263238.365 | 26702840.9459 | 18225237.6341 | 81507312.7526 | 961560.8286 | 20807313.0041 | 20807313.0041 | 1478867.319 | 9204646.2715 | 0 | 103276186.5853 | 134767013.18 | 17782.7941 | 26.6992 | 3868.1412 | 5047.6092 | 78.8573 | 102.9023
1 | 5500 | 707 | 0.035 | 15 | 15 | 7 | 2.3714e-11 | 5spot_SharedNeighbor | Water | Porous | Wet | R600a | MinimizeLCOE_Brownfield | IgnoreSilica | 125.7757 | 79.5763 | 8.1695 | 4 | 3618.4029 | 4582.0705 | 73.766 | 93.4117 | 196.6201 | 0 | 154.6179 | 10512866.4884 | 926371.6771 | 11042332.9253 | 7658824.5271 | 0 | 1007733.1982 | 0 | 12147770.2382 | 31606006.3096 | 21571748.7448 | 96473654.1087 | 961560.8286 | 20807313.0041 | 20807313.0041 | 1478867.319 | 9204646.2715 | 0 | 118242527.9414 | 149733354.5361 | 23713.7371 | 32.6781 | 3618.4029 | 4582.0705 | 73.766 | 93.4117
1 | 5500 | 707 | 0.035 | 15 | 15 | 7 | 3.1623e-11 | 5spot_SharedNeighbor | Water | Porous | Wet | R600a | MinimizeLCOE_Brownfield | IgnoreSilica | 151.8385 | 94.3656 | 9.6572 | 4 | 3445.2681 | 4260.4839 | 70.2365 | 86.8557 | 194.7857 | 0 | 155.6483 | 11872593.8717 | 1043773.4136 | 12655659.8487 | 9212189.2799 | 0 | 1156584.2522 | 0 | 14016912.2597 | 36469130.4358 | 24890930.8881 | 111317774.2496 | 961560.8286 | 20807313.0041 | 20807313.0041 | 1478867.319 | 9204646.2715 | 0 | 133086648.0824 | 164577474.677 | 31622.7766 | 38.6288 | 3445.2681 | 4260.4839 | 70.2365 | 86.8557
1 | 5500 | 707 | 0.035 | 15 | 15 | 7 | 4.217e-11 | 5spot_SharedNeighbor | Water | Porous | Wet | R600a | MinimizeLCOE_Brownfield | IgnoreSilica | 163.1903 | 100.5538 | 10.454 | 4 | 3319.1948 | 4072.2742 | 67.6663 | 83.0188 | 193.9167 | 0 | 181.9109 | 12423340.0354 | 1091227.5172 | 13315341.5741 | 9883940.9143 | 0 | 1070213.1874 | 0 | 14735784.6591 | 38339488.9578 | 26167489.0114 | 117026825.8566 | 961560.8286 | 20807313.0041 | 20807313.0041 | 1478867.319 | 9204646.2715 | 0 | 138795699.6894 | 170286526.284 | 42169.6503 | 41.8161 | 3319.1948 | 4072.2742 | 67.6663 | 83.0188
1 | 5500 | 707 | 0.035 | 15 | 15 | 7 | 5.6234e-11 | 5spot_SharedNeighbor | Water | Porous | Wet | R600a | MinimizeLCOE_Brownfield | IgnoreSilica | 172.1561 | 105.3108 | 11.1013 | 4 | 3222.1462 | 3931.3191 | 65.6878 | 80.1453 | 193.1871 | 0 | 214.2659 | 12840237.9536 | 1127113.0328 | 13816941.7331 | 10412321.6252 | 0 | 970521.7353 | 0 | 15275183.0712 | 39742892.9804 | 27125341.0939 | 121310553.2257 | 961560.8286 | 20807313.0041 | 20807313.0041 | 1478867.319 | 9204646.2715 | 0 | 143079427.0584 | 174570253.6531 | 56234.1325 | 44.405 | 3222.1462 | 3931.3191 | 65.6878 | 80.1453
1 | 5500 | 707 | 0.035 | 15 | 15 | 7 | 7.4989e-11 | 5spot_SharedNeighbor | Water | Porous | Wet | R600a | MinimizeLCOE_Brownfield | IgnoreSilica | 179.3586 | 109.046 | 11.6263 | 4 | 3147.7307 | 3824.8767 | 64.1707 | 77.9753 | 192.5751 | 0 | 244.3201 | 13163873.3077 | 1154950.0774 | 14207620.369 | 10835288.5493 | 0 | 872961.3655 | 0 | 15691530.5308 | 40826143.6657 | 27864681.9452 | 124617049.8106 | 961560.8286 | 20807313.0041 | 20807313.0041 | 1478867.319 | 9204646.2715 | 0 | 146385923.6434 | 177876750.238 | 74989.4209 | 46.5052 | 3147.7307 | 3824.8767 | 64.1707 | 77.9753
1 | 5500 | 707 | 0.035 | 15 | 15 | 7 | 1e-10 | 5spot_SharedNeighbor | Water | Porous | Wet | R600a | MinimizeLCOE_Brownfield | IgnoreSilica | 184.954 | 111.8934 | 12.0402 | 4 | 3090.8534 | 3744.7226 | 63.0112 | 76.3412 | 192.084 | 0 | 288.5357 | 13408491.0012 | 1175978.7901 | 14503642.5844 | 11163086.7434 | 0 | 781586.2779 | 0 | 16002786.3048 | 41635967.3423 | 28417403.2447 | 127088942.2889 | 961560.8286 | 20807313.0041 | 20807313.0041 | 1478867.319 | 9204646.2715 | 0 | 148857816.1217 | 180348642.7163 | 100000 | 48.1607 | 3090.8534 | 3744.7226 | 63.0112 | 76.3412
1 | 5500 | 707 | 0.035 | 15 | 15 | 7 | 1.3335e-10 | 5spot_SharedNeighbor | Water | Porous | Wet | R600a | MinimizeLCOE_Brownfield | IgnoreSilica | 189.2756 | 114.0586 | 12.3629 | 4 | 3047.4856 | 3684.2842 | 62.1271 | 75.1091 | 191.6956 | 0 | 310.3919 | 13593332.8633 | 1191862.2373 | 14727737.2367 | 11415511.4067 | 0 | 700282.0418 | 0 | 16235203.0565 | 42240668.055 | 28830123.9064 | 128934720.8038 | 961560.8286 | 20807313.0041 | 20807313.0041 | 1478867.319 | 9204646.2715 | 0 | 150703594.6366 | 182194421.2312 | 133352.1432 | 49.4518 | 3047.4856 | 3684.2842 | 62.1271 | 75.1091
1 | 5500 | 707 | 0.035 | 15 | 15 | 7 | 1.7783e-10 | 5spot_SharedNeighbor | Water | Porous | Wet | R600a | MinimizeLCOE_Brownfield | IgnoreSilica | 192.4667 | 115.6383 | 12.607 | 4 | 3014.488 | 3638.9596 | 61.4544 | 74.1851 | 191.4037 | 0 | 293.9428 | 13727565.7602 | 1203393.3406 | 14890693.8429 | 11601620.2888 | 0 | 628693.8821 | 0 | 16400267.1747 | 42670131.0313 | 29123241.2124 | 130245606.533 | 961560.8286 | 20807313.0041 | 20807313.0041 | 1478867.319 | 9204646.2715 | 0 | 152014480.3658 | 183505306.9604 | 177827.941 | 50.428 | 3014.488 | 3638.9596 | 61.4544 | 74.1851
1 | 5500 | 707 | 0.035 | 15 | 15 | 7 | 2.3714e-10 | 5spot_SharedNeighbor | Water | Porous | Wet | R600a | MinimizeLCOE_Brownfield | IgnoreSilica | 194.8218 | 116.7936 | 12.7908 | 4 | 2989.4254 | 3604.9246 | 60.9435 | 73.4913 | 191.1853 | 0 | 372.0297 | 13825414.7693 | 1211797.0828 | 15009595.5649 | 11738867.1186 | 0 | 567747.2784 | 0 | 16517834.5074 | 42976017.1146 | 29332014.7496 | 131179288.1856 | 961560.8286 | 20807313.0041 | 20807313.0041 | 1478867.319 | 9204646.2715 | 0 | 152948162.0183 | 184438988.613 | 237137.3706 | 51.1631 | 2989.4254 | 3604.9246 | 60.9435 | 73.4913
1 | 5500 | 707 | 0.035 | 15 | 15 | 7 | 3.1623e-10 | 5spot_SharedNeighbor | Water | Porous | Wet | R600a | MinimizeLCOE_Brownfield | IgnoreSilica | 196.5151 | 117.6186 | 12.9268 | 4 | 2970.4171 | 3579.4397 | 60.556 | 72.9717 | 191.0268 | 0 | 345.5952 | 13895116.6476 | 1217782.4686 | 15094352.6789 | 11837488.0146 | 0 | 516503.5551 | 0 | 16598884.9123 | 43186893.6422 | 29475942.3127 | 131822964.232 | 961560.8286 | 20807313.0041 | 20807313.0041 | 1478867.319 | 9204646.2715 | 0 | 153591838.0647 | 185082664.6594 | 316227.766 | 51.7072 | 2970.4171 | 3579.4397 | 60.556 | 72.9717
1 | 5500 | 707 | 0.035 | 15 | 15 | 7 | 4.217e-10 | 5spot_SharedNeighbor | Water | Porous | Wet | R600a | MinimizeLCOE_Brownfield | IgnoreSilica | 197.8381 | 118.2594 | 13.0318 | 4 | 2956.0145 | 3560.1291 | 60.2624 | 72.578 | 190.9021 | 0 | 352.8234 | 13949158.8317 | 1222422.598 | 15160101.0312 | 11914250.6704 | 0 | 475782.4039 | 0 | 16661469.0588 | 43349724.7536 | 29587077.8921 | 132319987.2398 | 961560.8286 | 20807313.0041 | 20807313.0041 | 1478867.319 | 9204646.2715 | 0 | 154088861.0725 | 185579687.6672 | 421696.5034 | 52.1272 | 2956.0145 | 3560.1291 | 60.2624 | 72.578
1 | 5500 | 707 | 0.035 | 15 | 15 | 7 | 5.6234e-10 | 5spot_SharedNeighbor | Water | Porous | Wet | R600a | MinimizeLCOE_Brownfield | IgnoreSilica | 198.6734 | 118.6619 | 13.1042 | 4 | 2945.1181 | 3545.8975 | 60.0402 | 72.2879 | 190.8227 | 0 | 349.195 | 13983069.2139 | 1225333.9461 | 15201371.6162 | 11962648.9942 | 0 | 441077.7536 | 0 | 16697265.5943 | 43442859.9963 | 29650644.609 | 132604271.7236 | 961560.8286 | 20807313.0041 | 20807313.0041 | 1478867.319 | 9204646.2715 | 0 | 154373145.5564 | 185863972.151 | 562341.3252 | 52.4166 | 2945.1181 | 3545.8975 | 60.0402 | 72.2879
1 | 5500 | 707 | 0.035 | 15 | 15 | 7 | 7.4989e-10 | 5spot_SharedNeighbor | Water | Porous | Wet | R600a | MinimizeLCOE_Brownfield | IgnoreSilica | 199.2607 | 118.9442 | 13.1569 | 4 | 2936.8847 | 3535.2541 | 59.8724 | 72.0709 | 190.7666 | 0 | 336.3087 | 14006824.7354 | 1227373.347 | 15230290.0309 | 11996667.8569 | 0 | 413192.2231 | 0 | 16720995.7954 | 43504601.1118 | 29692784.1889 | 132792729.2894 | 961560.8286 | 20807313.0041 | 20807313.0041 | 1478867.319 | 9204646.2715 | 0 | 154561603.1222 | 186052429.7168 | 749894.2093 | 52.6277 | 2936.8847 | 3535.2541 | 59.8724 | 72.0709
1 | 5500 | 707 | 0.035 | 15 | 15 | 7 | 1e-09 | 5spot_SharedNeighbor | Water | Porous | Wet | R600a | MinimizeLCOE_Brownfield | IgnoreSilica | 199.648 | 119.1298 | 13.1943 | 4 | 2930.6703 | 3527.3445 | 59.7457 | 71.9097 | 190.7294 | 0 | 352.0736 | 14022440.0833 | 1228713.8685 | 15249302.1736 | 12019093.6452 | 0 | 390678.978 | 0 | 16734989.212 | 43541009.1112 | 29717633.3967 | 132903860.4685 | 961560.8286 | 20807313.0041 | 20807313.0041 | 1478867.319 | 9204646.2715 | 0 | 154672734.3012 | 186163560.8959 | 1000000 | 52.7773 | 2930.6703 | 3527.3445 | 59.7457 | 71.9097
1 | 5500 | 707 | 0.035 | 15 | 15 | 7 | 1.3335e-09 | 5spot_SharedNeighbor | Water | Porous | Wet | R600a | MinimizeLCOE_Brownfield | IgnoreSilica | 199.9038 | 119.2521 | 13.2209 | 4 | 2925.9847 | 3521.4596 | 59.6502 | 71.7897 | 190.7047 | 0 | 358.9474 | 14032726.4351 | 1229596.8935 | 15261827.4245 | 12033900.5957 | 0 | 372756.7483 | 0 | 16743015.1578 | 43561890.9761 | 29731885.6985 | 132967599.9295 | 961560.8286 | 20807313.0041 | 20807313.0041 | 1478867.319 | 9204646.2715 | 0 | 154736473.7622 | 186227300.3569 | 1333521.4322 | 52.8836 | 2925.9847 | 3521.4596 | 59.6502 | 71.7897
1 | 5500 | 707 | 0.035 | 15 | 15 | 7 | 1.7783e-09 | 5spot_SharedNeighbor | Water | Porous | Wet | R600a | MinimizeLCOE_Brownfield | IgnoreSilica | 200.087 | 119.3396 | 13.2405 | 4 | 2922.4551 | 3517.0492 | 59.5782 | 71.6998 | 190.6869 | 0 | 350.5848 | 14040082.8187 | 1230228.3869 | 15270785.6193 | 12044503.9973 | 0 | 358852.8746 | 0 | 16748336.9417 | 43575737.1661 | 29741336.0077 | 133009863.8123 | 961560.8286 | 20807313.0041 | 20807313.0041 | 1478867.319 | 9204646.2715 | 0 | 154778737.645 | 186269564.2396 | 1778279.41 | 52.9619 | 2922.4551 | 3517.0492 | 59.5782 | 71.6998
1 | 5500 | 707 | 0.035 | 15 | 15 | 7 | 2.3714e-09 | 5spot_SharedNeighbor | Water | Porous | Wet | R600a | MinimizeLCOE_Brownfield | IgnoreSilica | 200.2035 | 119.3951 | 13.2543 | 4 | 2919.7984 | 3513.7741 | 59.524 | 71.633 | 190.6755 | 0 | 302.2134 | 14044750.238 | 1230629.0473 | 15276469.6201 | 12051245.9212 | 0 | 347912.3824 | 0 | 16750892.8115 | 43582387.015 | 29745874.6662 | 133030161.7017 | 961560.8286 | 20807313.0041 | 20807313.0041 | 1478867.319 | 9204646.2715 | 0 | 154799035.5344 | 186289862.1291 | 2371373.7057 | 53.017 | 2919.7984 | 3513.7741 | 59.524 | 71.633
1 | 5500 | 707 | 0.035 | 15 | 15 | 7 | 3.1623e-09 | 5spot_SharedNeighbor | Water | Porous | Wet | R600a | MinimizeLCOE_Brownfield | IgnoreSilica | 200.2741 | 119.4287 | 13.2639 | 4 | 2917.8002 | 3511.3457 | 59.4833 | 71.5835 | 190.6686 | 0 | 324.4801 | 14047567.791 | 1230870.9099 | 15279900.9506 | 12055326.9491 | 0 | 339332.1137 | 0 | 16751669.4986 | 43584407.7954 | 29747253.8904 | 133036329.8986 | 961560.8286 | 20807313.0041 | 20807313.0041 | 1478867.319 | 9204646.2715 | 0 | 154805203.7314 | 186296030.326 | 3162277.6602 | 53.0555 | 2917.8002 | 3511.3457 | 59.4833 | 71.5835
1 | 5500 | 707 | 0.035 | 15 | 15 | 7 | 4.217e-09 | 5spot_SharedNeighbor | Water | Porous | Wet | R600a | MinimizeLCOE_Brownfield | IgnoreSilica | 200.313 | 119.4471 | 13.2705 | 4 | 2916.2982 | 3509.5491 | 59.4527 | 71.5469 | 190.6647 | 0 | 330.6588 | 14049112.5642 | 1231003.5148 | 15281782.2716 | 12057574.8222 | 0 | 332611.8711 | 0 | 16751313.1671 | 43583480.694 | 29746621.1246 | 133033500.0295 | 961560.8286 | 20807313.0041 | 20807313.0041 | 1478867.319 | 9204646.2715 | 0 | 154802373.8623 | 186293200.4569 | 4216965.0343 | 53.0818 | 2916.2982 | 3509.5491 | 59.4527 | 71.5469
1 | 5500 | 707 | 0.035 | 15 | 15 | 7 | 5.6234e-09 | 5spot_SharedNeighbor | Water | Porous | Wet | R600a | MinimizeLCOE_Brownfield | IgnoreSilica | 200.3466 | 119.463 | 13.2756 | 4 | 2915.1698 | 3508.191 | 59.4297 | 71.5192 | 190.6613 | 0 | 399.7134 | 14050450.5939 | 1231118.3723 | 15283411.8264 | 12059517.9286 | 0 | 327592.4254 | 0 | 16751315.5472 | 43583486.8865 | 29746625.3511 | 133033518.9314 | 961560.8286 | 20807313.0041 | 20807313.0041 | 1478867.319 | 9204646.2715 | 0 | 154802392.7641 | 186293219.3588 | 5623413.2519 | 53.1024 | 2915.1698 | 3508.191 | 59.4297 | 71.5192
1 | 5500 | 707 | 0.035 | 15 | 15 | 7 | 7.4989e-09 | 5spot_SharedNeighbor | Water | Porous | Wet | R600a | MinimizeLCOE_Brownfield | IgnoreSilica | 200.366 | 119.4721 | 13.2792 | 4 | 2914.3224 | 3507.1828 | 59.4124 | 71.4987 | 190.6593 | 0 | 401.4598 | 14051220.8527 | 1231184.4918 | 15284349.9145 | 12060641.4277 | 0 | 323715.3044 | 0 | 16750933.6765 | 43582493.3374 | 29745947.2334 | 133030486.2384 | 961560.8286 | 20807313.0041 | 20807313.0041 | 1478867.319 | 9204646.2715 | 0 | 154799360.0711 | 186290186.6658 | 7498942.0933 | 53.1168 | 2914.3224 | 3507.1828 | 59.4124 | 71.4987
1 | 5500 | 707 | 0.035 | 15 | 15 | 7 | 1e-08 | 5spot_SharedNeighbor | Water | Porous | Wet | R600a | MinimizeLCOE_Brownfield | IgnoreSilica | 200.3855 | 119.4814 | 13.2821 | 4 | 2913.6862 | 3506.4165 | 59.3994 | 71.483 | 190.6574 | 0 | 404.073 | 14051995.2807 | 1231250.9691 | 15285293.086 | 12061765.8504 | 0 | 320865.3922 | 0 | 16750956.5256 | 43582552.7859 | 29745987.8083 | 133030667.6982 | 961560.8286 | 20807313.0041 | 20807313.0041 | 1478867.319 | 9204646.2715 | 0 | 154799541.5309 | 186290368.1256 | 10000000 | 53.1284 | 2913.6862 | 3506.4165 | 59.3994 | 71.483
1 | 5600 | 707 | 0.035 | 15 | 15 | 7 | 1e-13 | 5spot_SharedNeighbor | Water | Porous | Wet | R600a | MinimizeLCOE_Brownfield | IgnoreSilica | 0.88403 | 0.19667 | 0.0084386 | 4 | 692475.3585 | 1647335.2277 | 14117.0468 | 33583.1568 | 118.9876 | 0 | 55.7984 | 128869.9227 | 8938.3452 | 92996.5598 | 58715.2225 | 0 | 58116.5415 | 0 | 135578.2708 | 352746.8497 | 240756.9731 | 1076718.6854 | 961560.8286 | 21335742.5118 | 21335742.5118 | 1478867.319 | 9416018.0746 | 0 | 23374022.0258 | 55604649.9313 | 100 | 0.033754 | 692475.3585 | 1647335.2277 | 14117.0468 | 33583.1568
1 | 5600 | 707 | 0.035 | 15 | 15 | 7 | 1.3335e-13 | 5spot_SharedNeighbor | Water | Porous | Wet | R600a | MinimizeLCOE_Brownfield | IgnoreSilica | 1.1619 | 0.31968 | 0.020336 | 4 | 292640.8363 | 688860.8412 | 5965.8793 | 14043.36 | 133.5172 | 0 | 50.1809 | 194718.0696 | 14831.5707 | 135797.462 | 75352.3813 | 0 | 66069.7983 | 0 | 189840.02 | 493924.7904 | 337113.8186 | 1507647.9109 | 961560.8286 | 21335742.5118 | 21335742.5118 | 1478867.319 | 9416018.0746 | 0 | 23804951.2513 | 56035579.1568 | 133.3521 | 0.081345 | 292640.8363 | 688860.8412 | 5965.8793 | 14043.36
1 | 5600 | 707 | 0.035 | 15 | 15 | 7 | 1.7783e-13 | 5spot_SharedNeighbor | Water | Porous | Wet | R600a | MinimizeLCOE_Brownfield | IgnoreSilica | 1.4908 | 0.48178 | 0.038415 | 4 | 158280.6937 | 368031.872 | 3226.766 | 7502.8275 | 145.5129 | 0 | 53.5388 | 274375.3711 | 22786.5781 | 186976.2094 | 96570.8185 | 0 | 72871.876 | 0 | 254896.5327 | 663188.4916 | 452639.7727 | 2024305.65 | 961560.8286 | 21335742.5118 | 21335742.5118 | 1478867.319 | 9416018.0746 | 0 | 24321608.9905 | 56552236.896 | 177.8279 | 0.15366 | 158280.6937 | 368031.872 | 3226.766 | 7502.8275
1 | 5600 | 707 | 0.035 | 15 | 15 | 7 | 2.3714e-13 | 5spot_SharedNeighbor | Water | Porous | Wet | R600a | MinimizeLCOE_Brownfield | IgnoreSilica | 1.9431 | 0.73447 | 0.067706 | 4 | 92532.8855 | 211543.0734 | 1886.408 | 4312.5917 | 156.6669 | 0 | 327.9116 | 385465.7587 | 34808.1553 | 260165.6642 | 129094.5954 | 0 | 82442.2731 | 0 | 347870.8142 | 905088.5005 | 617741.4993 | 2762677.2608 | 961560.8286 | 21335742.5118 | 21335742.5118 | 1478867.319 | 9416018.0746 | 0 | 25059980.6012 | 57290608.5067 | 237.1374 | 0.27082 | 92532.8855 | 211543.0734 | 1886.408 | 4312.5917
1 | 5600 | 707 | 0.035 | 15 | 15 | 7 | 3.1623e-13 | 5spot_SharedNeighbor | Water | Porous | Wet | R600a | MinimizeLCOE_Brownfield | IgnoreSilica | 2.5071 | 1.1015 | 0.10551 | 4 | 61463.4586 | 137831.9555 | 1253.0157 | 2809.8908 | 165.7771 | 0 | 415.9449 | 511733.3663 | 46303.8123 | 359758.5306 | 165274.2123 | 0 | 93065.2894 | 0 | 458692.7323 | 1193424.3986 | 814536.6745 | 3642789.0164 | 961560.8286 | 21335742.5118 | 21335742.5118 | 1478867.319 | 9416018.0746 | 0 | 25940092.3568 | 58170720.2623 | 316.2278 | 0.42204 | 61463.4586 | 137831.9555 | 1253.0157 | 2809.8908
1 | 5600 | 707 | 0.035 | 15 | 15 | 7 | 4.217e-13 | 5spot_SharedNeighbor | Water | Porous | Wet | R600a | MinimizeLCOE_Brownfield | IgnoreSilica | 3.2656 | 1.6009 | 0.15664 | 4 | 43149.6022 | 94590.1123 | 879.663 | 1928.3474 | 173.6264 | 0 | 555.2828 | 664671.5867 | 60158.8709 | 485215.255 | 212815.7065 | 0 | 107062.8355 | 0 | 596670.4593 | 1552414.1411 | 1059554.5502 | 4738563.4052 | 961560.8286 | 21335742.5118 | 21335742.5118 | 1478867.319 | 9416018.0746 | 0 | 27035866.7457 | 59266494.6512 | 421.6965 | 0.62656 | 43149.6022 | 94590.1123 | 879.663 | 1928.3474
1 | 5600 | 707 | 0.035 | 15 | 15 | 7 | 5.6234e-13 | 5spot_SharedNeighbor | Water | Porous | Wet | R600a | MinimizeLCOE_Brownfield | IgnoreSilica | 4.248 | 2.2529 | 0.22372 | 4 | 31683.4065 | 67699.7865 | 645.9091 | 1380.1517 | 179.9826 | 0 | 60.3864 | 844401.5107 | 76410.3838 | 637710.0357 | 273673.8635 | 0 | 123019.73 | 0 | 762534.0543 | 1983957.1919 | 1354091.5497 | 6055798.3197 | 961560.8286 | 21335742.5118 | 21335742.5118 | 1478867.319 | 9416018.0746 | 0 | 28353101.6602 | 60583729.5656 | 562.3413 | 0.89489 | 31683.4065 | 67699.7865 | 645.9091 | 1380.1517
1 | 5600 | 707 | 0.035 | 15 | 15 | 7 | 7.4989e-13 | 5spot_SharedNeighbor | Water | Porous | Wet | R600a | MinimizeLCOE_Brownfield | IgnoreSilica | 5.481 | 3.0753 | 0.30892 | 4 | 24194.4569 | 50277.9806 | 493.2367 | 1024.9846 | 184.936 | 0 | 77.3108 | 1050511.3179 | 95008.0002 | 817987.0849 | 349666.8651 | 0 | 140310.4659 | 0 | 956858.6563 | 2489549.945 | 1699168.9926 | 7599061.3279 | 961560.8286 | 21335742.5118 | 21335742.5118 | 1478867.319 | 9416018.0746 | 0 | 29896364.6684 | 62126992.5738 | 749.8942 | 1.2357 | 24194.4569 | 50277.9806 | 493.2367 | 1024.9846
1 | 5600 | 707 | 0.035 | 15 | 15 | 7 | 1e-12 | 5spot_SharedNeighbor | Water | Porous | Wet | R600a | MinimizeLCOE_Brownfield | IgnoreSilica | 7.1252 | 4.1725 | 0.42248 | 4 | 18832.0875 | 37904.1906 | 383.9176 | 772.7282 | 188.918 | 0 | 98.1296 | 1301798.8368 | 117629.311 | 1044125.2319 | 450725.4316 | 0 | 161902.5154 | 0 | 1199710.7174 | 3121401.1922 | 2130420.4521 | 9527713.6884 | 961560.8286 | 21335742.5118 | 21335742.5118 | 1478867.319 | 9416018.0746 | 0 | 31825017.0289 | 64055644.9344 | 1000 | 1.6899 | 18832.0875 | 37904.1906 | 383.9176 | 772.7282
1 | 5600 | 707 | 0.035 | 15 | 15 | 7 | 1.3335e-12 | 5spot_SharedNeighbor | Water | Porous | Wet | R600a | MinimizeLCOE_Brownfield | IgnoreSilica | 9.2984 | 5.6301 | 0.57354 | 4 | 14919.2894 | 28968.382 | 304.1499 | 590.5596 | 192.1683 | 0 | 89.6547 | 1607489.8368 | 145076.7644 | 1326925.8568 | 584159.5527 | 0 | 188044.4244 | 0 | 1502161.6097 | 3908316.3727 | 2667506.2322 | 11929680.6496 | 961560.8286 | 21335742.5118 | 21335742.5118 | 1478867.319 | 9416018.0746 | 0 | 34226983.9901 | 66457611.8956 | 1333.5214 | 2.2941 | 14919.2894 | 28968.382 | 304.1499 | 590.5596
1 | 5600 | 707 | 0.035 | 15 | 15 | 7 | 1.7783e-12 | 5spot_SharedNeighbor | Water | Porous | Wet | R600a | MinimizeLCOE_Brownfield | IgnoreSilica | 12.1675 | 7.5675 | 0.77472 | 4 | 12012.2653 | 22412.9688 | 244.8863 | 456.9187 | 194.8606 | 0 | 104.8237 | 1980180.0657 | 178444.677 | 1681109.7618 | 760460.2097 | 0 | 219357.6261 | 0 | 1879625.4127 | 4890399.7597 | 3337798.3236 | 14927375.8362 | 961560.8286 | 21335742.5118 | 21335742.5118 | 1478867.319 | 9416018.0746 | 0 | 37224679.1767 | 69455307.0822 | 1778.2794 | 3.0989 | 12012.2653 | 22412.9688 | 244.8863 | 456.9187
1 | 5600 | 707 | 0.035 | 15 | 15 | 7 | 2.3714e-12 | 5spot_SharedNeighbor | Water | Porous | Wet | R600a | MinimizeLCOE_Brownfield | IgnoreSilica | 15.9802 | 10.1359 | 1.0412 | 4 | 9837.6242 | 17576.448 | 200.5533 | 358.3197 | 196.8811 | 0 | 87.0763 | 2433966.9403 | 218947.6783 | 2123849.7061 | 994531.2336 | 0 | 258046.6659 | 0 | 2351443.4674 | 6117973.5549 | 4175642.663 | 18674401.9095 | 961560.8286 | 21335742.5118 | 21335742.5118 | 1478867.319 | 9416018.0746 | 0 | 40971705.25 | 73202333.1554 | 2371.3737 | 4.1648 | 9837.6242 | 17576.448 | 200.5533 | 358.3197
1 | 5600 | 707 | 0.035 | 15 | 15 | 7 | 3.1623e-12 | 5spot_SharedNeighbor | Water | Porous | Wet | R600a | MinimizeLCOE_Brownfield | IgnoreSilica | 21.0226 | 13.535 | 1.394 | 4 | 8186.8257 | 13966.9793 | 166.8995 | 284.7358 | 198.4468 | 0 | 115.0601 | 2986222.6516 | 268075.4171 | 2676701.5333 | 1304024.493 | 0 | 304924.7124 | 0 | 2940580.0349 | 7650786.0549 | 5221818.6904 | 23353133.5875 | 961560.8286 | 21335742.5118 | 21335742.5118 | 1478867.319 | 9416018.0746 | 0 | 45650436.928 | 77881064.8335 | 3162.2777 | 5.5761 | 8186.8257 | 13966.9793 | 166.8995 | 284.7358
1 | 5600 | 707 | 0.035 | 15 | 15 | 7 | 4.217e-12 | 5spot_SharedNeighbor | Water | Porous | Wet | R600a | MinimizeLCOE_Brownfield | IgnoreSilica | 27.6905 | 18.0319 | 1.8608 | 4 | 6919.1305 | 11249.3011 | 141.0558 | 229.3322 | 199.6538 | 0 | 118.9696 | 3658776.4709 | 327691.6512 | 3367182.6493 | 1713288.8734 | 0 | 361946.6221 | 0 | 3677265.6441 | 9567490.8949 | 6530009.1281 | 29203651.9339 | 961560.8286 | 21335742.5118 | 21335742.5118 | 1478867.319 | 9416018.0746 | 0 | 51500955.2743 | 83731583.1798 | 4216.965 | 7.4433 | 6919.1305 | 11249.3011 | 141.0558 | 229.3322
1 | 5600 | 707 | 0.035 | 15 | 15 | 7 | 5.6234e-12 | 5spot_SharedNeighbor | Water | Porous | Wet | R600a | MinimizeLCOE_Brownfield | IgnoreSilica | 36.4406 | 23.935 | 2.4738 | 4 | 5939.2714 | 9196.424 | 121.0801 | 187.4815 | 200.5753 | 0 | 104.3969 | 4472396.3 | 399540.0496 | 4223387.1562 | 2250396.4458 | 0 | 430454.8521 | 0 | 4592708.1734 | 11949284.5733 | 8155632.2545 | 36473799.8048 | 961560.8286 | 21335742.5118 | 21335742.5118 | 1478867.319 | 9416018.0746 | 0 | 58771103.1453 | 91001731.0508 | 5623.4133 | 9.8953 | 5939.2714 | 9196.424 | 121.0801 | 187.4815
1 | 5600 | 707 | 0.035 | 15 | 15 | 7 | 7.4989e-12 | 5spot_SharedNeighbor | Water | Porous | Wet | R600a | MinimizeLCOE_Brownfield | IgnoreSilica | 47.8562 | 31.6339 | 3.2732 | 4 | 5175.8546 | 7637.5823 | 105.5168 | 155.7024 | 201.2623 | 0 | 117.3775 | 5451646.9128 | 485672.3711 | 5279050.8113 | 2951043.9472 | 0 | 512861.5877 | 0 | 5725307.4957 | 14896075.6818 | 10166877.7366 | 45468536.5442 | 961560.8286 | 21335742.5118 | 21335742.5118 | 1478867.319 | 9416018.0746 | 0 | 67765839.8847 | 99996467.7902 | 7498.9421 | 13.0927 | 5175.8546 | 7637.5823 | 105.5168 | 155.7024
1 | 5600 | 707 | 0.035 | 15 | 15 | 7 | 1e-11 | 5spot_SharedNeighbor | Water | Porous | Wet | R600a | MinimizeLCOE_Brownfield | IgnoreSilica | 62.4648 | 41.4506 | 4.2921 | 4 | 4582.7709 | 6460.1081 | 93.426 | 131.698 | 201.6823 | 0 | 119.5106 | 6606378.8473 | 586823.928 | 6553269.5515 | 3847034.9744 | 0 | 610018.1172 | 0 | 7099374.9132 | 18471117.2421 | 12606917.0612 | 56380934.6349 | 961560.8286 | 21335742.5118 | 21335742.5118 | 1478867.319 | 9416018.0746 | 0 | 78678237.9754 | 110908865.8808 | 10000 | 17.1683 | 4582.7709 | 6460.1081 | 93.426 | 131.698
1 | 5600 | 707 | 0.035 | 15 | 15 | 7 | 1.3335e-11 | 5spot_SharedNeighbor | Water | Porous | Wet | R600a | MinimizeLCOE_Brownfield | IgnoreSilica | 80.6742 | 53.5331 | 5.5436 | 4 | 4127.8261 | 5581.3424 | 84.1513 | 113.7832 | 201.6804 | 0 | 131.1767 | 7925455.0918 | 701895.3038 | 8041401.9699 | 4961474.4101 | 0 | 723167.2224 | 0 | 8717823.6592 | 22681988.8897 | 15480923.4855 | 69234130.0324 | 961560.8286 | 21335742.5118 | 21335742.5118 | 1478867.319 | 9416018.0746 | 0 | 91531433.3729 | 123762061.2784 | 13335.2143 | 22.1742 | 4127.8261 | 5581.3424 | 84.1513 | 113.7832
1 | 5600 | 707 | 0.035 | 15 | 15 | 7 | 1.7783e-11 | 5spot_SharedNeighbor | Water | Porous | Wet | R600a | MinimizeLCOE_Brownfield | IgnoreSilica | 102.4453 | 67.5819 | 6.9918 | 4 | 3788.7701 | 4941.2213 | 77.2392 | 100.7335 | 201.044 | 0 | 131.1034 | 9356816.2213 | 826262.1619 | 9689426.888 | 6287702.8646 | 0 | 851887.2671 | 0 | 10534717.2071 | 27409173.2053 | 18707323.9148 | 83663309.7301 | 961560.8286 | 21335742.5118 | 21335742.5118 | 1478867.319 | 9416018.0746 | 0 | 105960613.0706 | 138191240.976 | 17782.7941 | 27.967 | 3788.7701 | 4941.2213 | 77.2392 | 100.7335
1 | 5600 | 707 | 0.035 | 15 | 15 | 7 | 2.3714e-11 | 5spot_SharedNeighbor | Water | Porous | Wet | R600a | MinimizeLCOE_Brownfield | IgnoreSilica | 127.0669 | 82.7433 | 8.5413 | 4 | 3546.6419 | 4490.0203 | 72.3031 | 91.5351 | 199.6512 | 0 | 132.7893 | 10809649.3298 | 952027.2174 | 11392520.1107 | 7775548.411 | 0 | 993413.6959 | 0 | 12450031.9183 | 32392429.1987 | 22108498.526 | 98874118.4078 | 961560.8286 | 21335742.5118 | 21335742.5118 | 1478867.319 | 9416018.0746 | 0 | 121171421.7483 | 153402049.6537 | 23713.7371 | 34.1651 | 3546.6419 | 4490.0203 | 72.3031 | 91.5351
1 | 5600 | 707 | 0.035 | 15 | 15 | 7 | 3.1623e-11 | 5spot_SharedNeighbor | Water | Porous | Wet | R600a | MinimizeLCOE_Brownfield | IgnoreSilica | 153.1032 | 97.9286 | 10.0777 | 4 | 3378.6119 | 4178.1681 | 68.8776 | 85.1776 | 197.7573 | 0 | 154.4998 | 12190898.6439 | 1071206.2589 | 13036506.2617 | 9335255.3115 | 0 | 1139593.7445 | 0 | 14341649.486 | 37314030.0857 | 25467592.2602 | 113896732.0524 | 961560.8286 | 21335742.5118 | 21335742.5118 | 1478867.319 | 9416018.0746 | 0 | 136194035.3929 | 168424663.2984 | 31622.7766 | 40.3106 | 3378.6119 | 4178.1681 | 68.8776 | 85.1776
1 | 5600 | 707 | 0.035 | 15 | 15 | 7 | 4.217e-11 | 5spot_SharedNeighbor | Water | Porous | Wet | R600a | MinimizeLCOE_Brownfield | IgnoreSilica | 166.0797 | 105.1825 | 10.965 | 4 | 3258.4641 | 3993.3185 | 66.4282 | 81.4092 | 196.725 | 0 | 184.8312 | 12829068.4822 | 1126151.9866 | 13803478.3499 | 10107143.7446 | 0 | 1077873.0837 | 0 | 15188049.1023 | 39516188.2669 | 26970610.4686 | 120618563.4846 | 961560.8286 | 21335742.5118 | 21335742.5118 | 1478867.319 | 9416018.0746 | 0 | 142915866.8251 | 175146494.7305 | 42169.6503 | 43.8599 | 3258.4641 | 3993.3185 | 66.4282 | 81.4092
1 | 5600 | 707 | 0.035 | 15 | 15 | 7 | 5.6234e-11 | 5spot_SharedNeighbor | Water | Porous | Wet | R600a | MinimizeLCOE_Brownfield | IgnoreSilica | 174.9601 | 110.0001 | 11.622 | 4 | 3166.1809 | 3859.4898 | 64.5469 | 78.6809 | 195.9696 | 0 | 220.5895 | 13246037.9385 | 1162014.5287 | 14306981.812 | 10632794.1849 | 0 | 975801.9319 | 0 | 15726215.8544 | 40916387.7628 | 27926275.3958 | 124892509.409 | 961560.8286 | 21335742.5118 | 21335742.5118 | 1478867.319 | 9416018.0746 | 0 | 147189812.7494 | 179420440.6549 | 56234.1325 | 46.4881 | 3166.1809 | 3859.4898 | 64.5469 | 78.6809
1 | 5600 | 707 | 0.035 | 15 | 15 | 7 | 7.4989e-11 | 5spot_SharedNeighbor | Water | Porous | Wet | R600a | MinimizeLCOE_Brownfield | IgnoreSilica | 182.0434 | 113.7551 | 12.1519 | 4 | 3095.4344 | 3758.5119 | 63.1046 | 76.6223 | 195.3413 | 0 | 254.1502 | 13567486.0125 | 1189641.5582 | 14696380.5696 | 11050471.2782 | 0 | 876050.5609 | 0 | 16138211.692 | 41988316.4201 | 28657888.7303 | 128164446.8218 | 961560.8286 | 21335742.5118 | 21335742.5118 | 1478867.319 | 9416018.0746 | 0 | 150461750.1623 | 182692378.0678 | 74989.4209 | 48.6076 | 3095.4344 | 3758.5119 | 63.1046 | 76.6223
1 | 5600 | 707 | 0.035 | 15 | 15 | 7 | 1e-10 | 5spot_SharedNeighbor | Water | Porous | Wet | R600a | MinimizeLCOE_Brownfield | IgnoreSilica | 187.6212 | 116.656 | 12.5723 | 4 | 3041.3671 | 3682.2724 | 62.0024 | 75.0681 | 194.8309 | 0 | 290.2703 | 13813773.1024 | 1210797.322 | 14995444.0958 | 11378412.9228 | 0 | 784330.7843 | 0 | 16451275.7086 | 42802844.7732 | 29213821.0682 | 130650699.7774 | 961560.8286 | 21335742.5118 | 21335742.5118 | 1478867.319 | 9416018.0746 | 0 | 152948003.1179 | 185178631.0233 | 100000 | 50.2892 | 3041.3671 | 3682.2724 | 62.0024 | 75.0681
1 | 5600 | 707 | 0.035 | 15 | 15 | 7 | 1.3335e-10 | 5spot_SharedNeighbor | Water | Porous | Wet | R600a | MinimizeLCOE_Brownfield | IgnoreSilica | 191.8601 | 118.8257 | 12.8967 | 4 | 3000.1364 | 3624.921 | 61.1618 | 73.8989 | 194.4339 | 0 | 305.5607 | 13996852.7197 | 1226517.2649 | 15218150.0722 | 11626680.671 | 0 | 701981.8178 | 0 | 16680371.1928 | 43398904.229 | 29620643.8946 | 132470101.862 | 961560.8286 | 21335742.5118 | 21335742.5118 | 1478867.319 | 9416018.0746 | 0 | 154767405.2025 | 186998033.1079 | 133352.1432 | 51.5868 | 3000.1364 | 3624.921 | 61.1618 | 73.8989
1 | 5600 | 707 | 0.035 | 15 | 15 | 7 | 1.7783e-10 | 5spot_SharedNeighbor | Water | Porous | Wet | R600a | MinimizeLCOE_Brownfield | IgnoreSilica | 195.005 | 120.4163 | 13.1425 | 4 | 2968.7679 | 3581.8691 | 60.5224 | 73.0212 | 194.1342 | 0 | 346.7113 | 14130476.8709 | 1237987.3713 | 15380906.0031 | 11810668.9513 | 0 | 629944.9531 | 0 | 16844093.8184 | 43824876.9168 | 29911379.0069 | 133770333.8921 | 961560.8286 | 21335742.5118 | 21335742.5118 | 1478867.319 | 9416018.0746 | 0 | 156067637.2325 | 188298265.138 | 177827.941 | 52.5698 | 2968.7679 | 3581.8691 | 60.5224 | 73.0212
1 | 5600 | 707 | 0.035 | 15 | 15 | 7 | 2.3714e-10 | 5spot_SharedNeighbor | Water | Porous | Wet | R600a | MinimizeLCOE_Brownfield | IgnoreSilica | 197.3434 | 121.5881 | 13.3281 | 4 | 2944.9403 | 3549.4997 | 60.0366 | 72.3614 | 193.9085 | 0 | 348.301 | 14228596.067 | 1246407.9744 | 15500528.0936 | 11947270.568 | 0 | 568980.5203 | 0 | 16961795.4571 | 44131112.4368 | 30120391.0418 | 134705082.159 | 961560.8286 | 21335742.5118 | 21335742.5118 | 1478867.319 | 9416018.0746 | 0 | 157002385.4995 | 189233013.405 | 237137.3706 | 53.3126 | 2944.9403 | 3549.4997 | 60.0366 | 72.3614
1 | 5600 | 707 | 0.035 | 15 | 15 | 7 | 3.1623e-10 | 5spot_SharedNeighbor | Water | Porous | Wet | R600a | MinimizeLCOE_Brownfield | IgnoreSilica | 199.0218 | 122.4231 | 13.4653 | 4 | 2926.8659 | 3525.2656 | 59.6681 | 71.8673 | 193.7449 | 0 | 348.9915 | 14298350.4454 | 1252393.3789 | 15585626.3121 | 12045162.9949 | 0 | 517733.1879 | 0 | 17042713.8645 | 44341645.5342 | 30264084.2068 | 135347709.9248 | 961560.8286 | 21335742.5118 | 21335742.5118 | 1478867.319 | 9416018.0746 | 0 | 157645013.2652 | 189875641.1707 | 316227.766 | 53.8614 | 2926.8659 | 3525.2656 | 59.6681 | 71.8673
1 | 5600 | 707 | 0.035 | 15 | 15 | 7 | 4.217e-10 | 5spot_SharedNeighbor | Water | Porous | Wet | R600a | MinimizeLCOE_Brownfield | IgnoreSilica | 200.1841 | 122.9982 | 13.5647 | 4 | 2913.1749 | 3507.1928 | 59.389 | 71.4989 | 193.6307 | 0 | 294.0809 | 14346320.477 | 1256509.0923 | 15644175.7054 | 12112916.7406 | 0 | 474953.2789 | 0 | 17095601.3647 | 44479247.961 | 30358000.6905 | 135767725.3103 | 961560.8286 | 21335742.5118 | 21335742.5118 | 1478867.319 | 9416018.0746 | 0 | 158065028.6508 | 190295656.5562 | 421696.5034 | 54.2587 | 2913.1749 | 3507.1928 | 59.389 | 71.4989
1 | 5600 | 707 | 0.035 | 15 | 15 | 7 | 5.6234e-10 | 5spot_SharedNeighbor | Water | Porous | Wet | R600a | MinimizeLCOE_Brownfield | IgnoreSilica | 201.0124 | 123.4065 | 13.6376 | 4 | 2902.8171 | 3493.6572 | 59.1779 | 71.2229 | 193.5488 | 0 | 311.2651 | 14380339.5405 | 1259427.6272 | 15685710.8648 | 12161185.3149 | 0 | 440268.5371 | 0 | 17131503.4349 | 44572657.7831 | 30421754.8135 | 136052847.9158 | 961560.8286 | 21335742.5118 | 21335742.5118 | 1478867.319 | 9416018.0746 | 0 | 158350151.2563 | 190580779.1618 | 562341.3252 | 54.5505 | 2902.8171 | 3493.6572 | 59.1779 | 71.2229
1 | 5600 | 707 | 0.035 | 15 | 15 | 7 | 7.4989e-10 | 5spot_SharedNeighbor | Water | Porous | Wet | R600a | MinimizeLCOE_Brownfield | IgnoreSilica | 201.5723 | 123.6817 | 13.6898 | 4 | 2894.9902 | 3483.5777 | 59.0183 | 71.0174 | 193.4931 | 0 | 402.193 | 14403248.4619 | 1261392.9079 | 15713687.5279 | 12193808.6358 | 0 | 412081.018 | 0 | 17153845.2351 | 44630786.5642 | 30461428.901 | 136230279.2517 | 961560.8286 | 21335742.5118 | 21335742.5118 | 1478867.319 | 9416018.0746 | 0 | 158527582.5921 | 190758210.4976 | 749894.2093 | 54.7593 | 2894.9902 | 3483.5777 | 59.0183 | 71.0174
1 | 5600 | 707 | 0.035 | 15 | 15 | 7 | 1e-09 | 5spot_SharedNeighbor | Water | Porous | Wet | R600a | MinimizeLCOE_Brownfield | IgnoreSilica | 201.9519 | 123.8678 | 13.7273 | 4 | 2889.0822 | 3476.0642 | 58.8978 | 70.8643 | 193.4551 | 0 | 398.625 | 14418728.2136 | 1262720.8182 | 15732594.4596 | 12215913.1888 | 0 | 389513.6853 | 0 | 17167593.4425 | 44666556.5798 | 30485842.6717 | 136339463.0596 | 961560.8286 | 21335742.5118 | 21335742.5118 | 1478867.319 | 9416018.0746 | 0 | 158636766.4 | 190867394.3055 | 1000000 | 54.9091 | 2889.0822 | 3476.0642 | 58.8978 | 70.8643
1 | 5600 | 707 | 0.035 | 15 | 15 | 7 | 1.3335e-09 | 5spot_SharedNeighbor | Water | Porous | Wet | R600a | MinimizeLCOE_Brownfield | IgnoreSilica | 202.1908 | 123.9846 | 13.7533 | 4 | 2884.6272 | 3470.4959 | 58.807 | 70.7508 | 193.431 | 0 | 372.0751 | 14428443.4786 | 1263554.2104 | 15744461.8397 | 12229824.7149 | 0 | 371381.7699 | 0 | 17174689.7453 | 44685019.7039 | 30498444.1332 | 136395819.5959 | 961560.8286 | 21335742.5118 | 21335742.5118 | 1478867.319 | 9416018.0746 | 0 | 158693122.9364 | 190923750.8418 | 1333521.4322 | 55.0134 | 2884.6272 | 3470.4959 | 58.807 | 70.7508
1 | 5600 | 707 | 0.035 | 15 | 15 | 7 | 1.7783e-09 | 5spot_SharedNeighbor | Water | Porous | Wet | R600a | MinimizeLCOE_Brownfield | IgnoreSilica | 202.354 | 124.0642 | 13.7722 | 4 | 2881.2709 | 3466.337 | 58.7386 | 70.666 | 193.4145 | 0 | 390.9341 | 14435065.0836 | 1264122.2146 | 15752550.776 | 12239323.0746 | 0 | 357206.332 | 0 | 17178824.3175 | 44695777.0128 | 30505786.2176 | 136428655.0289 | 961560.8286 | 21335742.5118 | 21335742.5118 | 1478867.319 | 9416018.0746 | 0 | 158725958.3693 | 190956586.2748 | 1778279.41 | 55.0889 | 2881.2709 | 3466.337 | 58.7386 | 70.666
1 | 5600 | 707 | 0.035 | 15 | 15 | 7 | 2.3714e-09 | 5spot_SharedNeighbor | Water | Porous | Wet | R600a | MinimizeLCOE_Brownfield | IgnoreSilica | 202.464 | 124.1178 | 13.7858 | 4 | 2878.7446 | 3463.2331 | 58.6871 | 70.6027 | 193.4033 | 0 | 392.9263 | 14439521.5842 | 1264504.4914 | 15757995.0635 | 12245726.616 | 0 | 346181.6806 | 0 | 17181032.4799 | 44701522.1984 | 30509707.4249 | 136446191.5389 | 961560.8286 | 21335742.5118 | 21335742.5118 | 1478867.319 | 9416018.0746 | 0 | 158743494.8794 | 190974122.7849 | 2371373.7057 | 55.1433 | 2878.7446 | 3463.2331 | 58.6871 | 70.6027
1 | 5600 | 707 | 0.035 | 15 | 15 | 7 | 3.1623e-09 | 5spot_SharedNeighbor | Water | Porous | Wet | R600a | MinimizeLCOE_Brownfield | IgnoreSilica | 202.5197 | 124.1448 | 13.7948 | 4 | 2876.8443 | 3460.9513 | 58.6484 | 70.5562 | 193.3975 | 0 | 378.0886 | 14441764.639 | 1264696.8985 | 15760735.3654 | 12248967.8086 | 0 | 337383.2369 | 0 | 17180883.6999 | 44701135.1032 | 30509443.2244 | 136445009.9758 | 961560.8286 | 21335742.5118 | 21335742.5118 | 1478867.319 | 9416018.0746 | 0 | 158742313.3163 | 190972941.2218 | 3162277.6602 | 55.1793 | 2876.8443 | 3460.9513 | 58.6484 | 70.5562
1 | 5600 | 707 | 0.035 | 15 | 15 | 7 | 4.217e-09 | 5spot_SharedNeighbor | Water | Porous | Wet | R600a | MinimizeLCOE_Brownfield | IgnoreSilica | 202.5586 | 124.1636 | 13.8015 | 4 | 2875.4159 | 3459.2426 | 58.6192 | 70.5213 | 193.3934 | 0 | 387.1405 | 14443327.2197 | 1264830.9347 | 15762644.3724 | 12251228.972 | 0 | 330662.2558 | 0 | 17180550.5643 | 44700268.3529 | 30508851.6495 | 136442364.3214 | 961560.8286 | 21335742.5118 | 21335742.5118 | 1478867.319 | 9416018.0746 | 0 | 158739667.6619 | 190970295.5673 | 4216965.0343 | 55.2058 | 2875.4159 | 3459.2426 | 58.6192 | 70.5213
1 | 5600 | 707 | 0.035 | 15 | 15 | 7 | 5.6234e-09 | 5spot_SharedNeighbor | Water | Porous | Wet | R600a | MinimizeLCOE_Brownfield | IgnoreSilica | 202.5929 | 124.1802 | 13.8067 | 4 | 2874.3426 | 3457.9495 | 58.5974 | 70.495 | 193.3898 | 0 | 370.6751 | 14444707.6959 | 1264949.35 | 15764330.9214 | 12253221.7892 | 0 | 325653.1275 | 0 | 17180616.5247 | 44700439.9683 | 30508968.7806 | 136442888.1576 | 961560.8286 | 21335742.5118 | 21335742.5118 | 1478867.319 | 9416018.0746 | 0 | 158740191.4981 | 190970819.4035 | 5623413.2519 | 55.2266 | 2874.3426 | 3457.9495 | 58.5974 | 70.495
1 | 5600 | 707 | 0.035 | 15 | 15 | 7 | 7.4989e-09 | 5spot_SharedNeighbor | Water | Porous | Wet | R600a | MinimizeLCOE_Brownfield | IgnoreSilica | 202.6124 | 124.1896 | 13.8103 | 4 | 2873.5366 | 3456.9906 | 58.5809 | 70.4754 | 193.3878 | 0 | 373.9197 | 14445486.7459 | 1265016.1756 | 15765282.707 | 12254351.9373 | 0 | 321774.7855 | 0 | 17180245.817 | 44699475.4628 | 30508310.4858 | 136439944.1169 | 961560.8286 | 21335742.5118 | 21335742.5118 | 1478867.319 | 9416018.0746 | 0 | 158737247.4574 | 190967875.3628 | 7498942.0933 | 55.2411 | 2873.5366 | 3456.9906 | 58.5809 | 70.4754
1 | 5600 | 707 | 0.035 | 15 | 15 | 7 | 1e-08 | 5spot_SharedNeighbor | Water | Porous | Wet | R600a | MinimizeLCOE_Brownfield | IgnoreSilica | 202.6272 | 124.1967 | 13.813 | 4 | 2872.9315 | 3456.2705 | 58.5686 | 70.4607 | 193.3862 | 0 | 374.9328 | 14446080.4697 | 1265067.1042 | 15766008.0786 | 12255213.0421 | 0 | 318854.2351 | 0 | 17179976.9426 | 44698775.9068 | 30507833.0244 | 136437808.8035 | 961560.8286 | 21335742.5118 | 21335742.5118 | 1478867.319 | 9416018.0746 | 0 | 158735112.144 | 190965740.0495 | 10000000 | 55.252 | 2872.9315 | 3456.2705 | 58.5686 | 70.4607
1 | 5700 | 707 | 0.035 | 15 | 15 | 7 | 1e-13 | 5spot_SharedNeighbor | Water | Porous | Wet | R600a | MinimizeLCOE_Brownfield | IgnoreSilica | 0.92292 | 0.21582 | 0.010136 | 4 | 591490.8382 | 1404919.8734 | 12058.3408 | 28641.1919 | 122.2694 | 0 | 63.2367 | 139929.527 | 9905.2226 | 99944.7812 | 61218.5855 | 0 | 59995.1146 | 0 | 144687.3601 | 376446.8314 | 256932.6977 | 1149060.1201 | 961560.8286 | 21870032.1104 | 21870032.1104 | 1478867.319 | 9629733.914 | 0 | 23980653.0592 | 56959286.4027 | 100 | 0.040543 | 591490.8382 | 1404919.8734 | 12058.3408 | 28641.1919
1 | 5700 | 707 | 0.035 | 15 | 15 | 7 | 1.3335e-13 | 5spot_SharedNeighbor | Water | Porous | Wet | R600a | MinimizeLCOE_Brownfield | IgnoreSilica | 1.1813 | 0.33451 | 0.022369 | 4 | 272557.5754 | 641133.3632 | 5556.4548 | 13070.3708 | 135.5766 | 0 | 55.186 | 203014.8993 | 15681.6483 | 140611.0414 | 77158.7768 | 0 | 65826.6534 | 0 | 195894.2775 | 509676.7266 | 347864.8387 | 1555728.8622 | 961560.8286 | 21870032.1104 | 21870032.1104 | 1478867.319 | 9629733.914 | 0 | 24387321.8012 | 57365955.1447 | 133.3521 | 0.089476 | 272557.5754 | 641133.3632 | 5556.4548 | 13070.3708
1 | 5700 | 707 | 0.035 | 15 | 15 | 7 | 1.7783e-13 | 5spot_SharedNeighbor | Water | Porous | Wet | R600a | MinimizeLCOE_Brownfield | IgnoreSilica | 1.5297 | 0.51204 | 0.042582 | 4 | 146490.2559 | 340106.6783 | 2986.402 | 6933.5347 | 148.2024 | 0 | 60.4826 | 290096.8087 | 24634.0518 | 195924.2084 | 100428.2429 | 0 | 73411.2004 | 0 | 266952.8598 | 694556.5816 | 474049.1386 | 2120053.0922 | 961560.8286 | 21870032.1104 | 21870032.1104 | 1478867.319 | 9629733.914 | 0 | 24951646.0312 | 57930279.3747 | 177.8279 | 0.17033 | 146490.2559 | 340106.6783 | 2986.402 | 6933.5347
1 | 5700 | 707 | 0.035 | 15 | 15 | 7 | 2.3714e-13 | 5spot_SharedNeighbor | Water | Porous | Wet | R600a | MinimizeLCOE_Brownfield | IgnoreSilica | 1.982 | 0.78401 | 0.073331 | 4 | 87650.6941 | 200081.3617 | 1786.878 | 4078.9292 | 159.2549 | 0 | 323.5912 | 403642.2803 | 36497.3588 | 274088.4556 | 132659.5445 | 0 | 82476.0407 | 0 | 362451.8352 | 943025.326 | 643634.1622 | 2878475.0033 | 961560.8286 | 21870032.1104 | 21870032.1104 | 1478867.319 | 9629733.914 | 0 | 25710067.9423 | 58688701.2859 | 237.1374 | 0.29332 | 87650.6941 | 200081.3617 | 1786.878 | 4078.9292
1 | 5700 | 707 | 0.035 | 15 | 15 | 7 | 3.1623e-13 | 5spot_SharedNeighbor | Water | Porous | Wet | R600a | MinimizeLCOE_Brownfield | IgnoreSilica | 2.5655 | 1.1747 | 0.11358 | 4 | 58614.9961 | 131207.1237 | 1194.946 | 2674.8347 | 168.6044 | 0 | 418.0003 | 535257.8358 | 48436.5174 | 378757.288 | 170027.1933 | 0 | 93518.2221 | 0 | 478138.8521 | 1244019.2133 | 849068.6751 | 3797223.7971 | 961560.8286 | 21870032.1104 | 21870032.1104 | 1478867.319 | 9629733.914 | 0 | 26628816.7361 | 59607450.0796 | 316.2278 | 0.4543 | 58614.9961 | 131207.1237 | 1194.946 | 2674.8347
1 | 5700 | 707 | 0.035 | 15 | 15 | 7 | 4.217e-13 | 5spot_SharedNeighbor | Water | Porous | Wet | R600a | MinimizeLCOE_Brownfield | IgnoreSilica | 3.3434 | 1.7013 | 0.1677 | 4 | 41388.8826 | 90552.762 | 843.7684 | 1846.0405 | 176.5604 | 0 | 559.9169 | 693576.7067 | 62774.7468 | 509401.8236 | 218868.8863 | 0 | 107643.6785 | 0 | 620983.6783 | 1615672.1497 | 1102729.4409 | 4931651.1108 | 961560.8286 | 21870032.1104 | 21870032.1104 | 1478867.319 | 9629733.914 | 0 | 27763244.0499 | 60741877.3934 | 421.6965 | 0.67079 | 41388.8826 | 90552.762 | 843.7684 | 1846.0405
1 | 5700 | 707 | 0.035 | 15 | 15 | 7 | 5.6234e-13 | 5spot_SharedNeighbor | Water | Porous | Wet | R600a | MinimizeLCOE_Brownfield | IgnoreSilica | 4.3212 | 2.3686 | 0.23688 | 4 | 30697.8077 | 65502.4256 | 625.8163 | 1335.3555 | 182.8421 | 0 | 73.3565 | 874592.5496 | 79137.1322 | 663783.7196 | 279635.6928 | 0 | 122604.5856 | 0 | 787703.9351 | 2049444.0588 | 1398787.682 | 6255689.3556 | 961560.8286 | 21870032.1104 | 21870032.1104 | 1478867.319 | 9629733.914 | 0 | 29087282.2946 | 62065915.6381 | 562.3413 | 0.94754 | 30697.8077 | 65502.4256 | 625.8163 | 1335.3555
1 | 5700 | 707 | 0.035 | 15 | 15 | 7 | 7.4989e-13 | 5spot_SharedNeighbor | Water | Porous | Wet | R600a | MinimizeLCOE_Brownfield | IgnoreSilica | 5.5905 | 3.2395 | 0.32746 | 4 | 23434.5416 | 48611.8922 | 477.7448 | 991.0192 | 187.9185 | 0 | 95.3171 | 1089594.7467 | 98530.0496 | 852733.5136 | 358182.5897 | 0 | 140052.6155 | 0 | 990246.4709 | 2576418.1897 | 1758458.3546 | 7864216.5303 | 961560.8286 | 21870032.1104 | 21870032.1104 | 1478867.319 | 9629733.914 | 0 | 30695809.4694 | 63674442.8129 | 749.8942 | 1.3099 | 23434.5416 | 48611.8922 | 477.7448 | 991.0192
1 | 5700 | 707 | 0.035 | 15 | 15 | 7 | 1e-12 | 5spot_SharedNeighbor | Water | Porous | Wet | R600a | MinimizeLCOE_Brownfield | IgnoreSilica | 7.2495 | 4.3778 | 0.44603 | 4 | 18308.2125 | 36792.6689 | 373.2377 | 750.0683 | 191.9046 | 0 | 95.8724 | 1346545.5858 | 121651.7637 | 1085029.5588 | 460545.4704 | 0 | 160846.1427 | 0 | 1238101.2233 | 3221285.4135 | 2198593.4855 | 9832598.6436 | 961560.8286 | 21870032.1104 | 21870032.1104 | 1478867.319 | 9629733.914 | 0 | 32664191.5827 | 65642824.9262 | 1000 | 1.7841 | 18308.2125 | 36792.6689 | 373.2377 | 750.0683
1 | 5700 | 707 | 0.035 | 15 | 15 | 7 | 1.3335e-12 | 5spot_SharedNeighbor | Water | Porous | Wet | R600a | MinimizeLCOE_Brownfield | IgnoreSilica | 9.4615 | 5.9102 | 0.60573 | 4 | 14506.6226 | 28117.7141 | 295.7371 | 573.2176 | 195.3043 | 0 | 100.6988 | 1663432.7032 | 150091.8863 | 1379477.0858 | 597128.3224 | 0 | 186568.5601 | 0 | 1550912.4375 | 4035156.0266 | 2754076.9023 | 12316843.9242 | 961560.8286 | 21870032.1104 | 21870032.1104 | 1478867.319 | 9629733.914 | 0 | 35148436.8632 | 68127070.2068 | 1333.5214 | 2.4229 | 14506.6226 | 28117.7141 | 295.7371 | 573.2176
1 | 5700 | 707 | 0.035 | 15 | 15 | 7 | 1.7783e-12 | 5spot_SharedNeighbor | Water | Porous | Wet | R600a | MinimizeLCOE_Brownfield | IgnoreSilica | 12.3721 | 7.9278 | 0.81626 | 4 | 11706.9484 | 21807.499 | 238.662 | 444.5754 | 197.9459 | 0 | 102.4042 | 2046248.2181 | 184349.8441 | 1744838.0753 | 776744.712 | 0 | 217377.5951 | 0 | 1938127.7934 | 5042610.9537 | 3441685.5912 | 15391982.783 | 961560.8286 | 21870032.1104 | 21870032.1104 | 1478867.319 | 9629733.914 | 0 | 38223575.7221 | 71202209.0656 | 1778.2794 | 3.265 | 11706.9484 | 21807.499 | 238.662 | 444.5754
1 | 5700 | 707 | 0.035 | 15 | 15 | 7 | 2.3714e-12 | 5spot_SharedNeighbor | Water | Porous | Wet | R600a | MinimizeLCOE_Brownfield | IgnoreSilica | 16.2534 | 10.6184 | 1.0968 | 4 | 9593.9437 | 17111.1659 | 195.5855 | 348.8343 | 199.999 | 0 | 71.1393 | 2515287.3263 | 226192.6008 | 2204355.0774 | 1016155.8329 | 0 | 255703.9148 | 0 | 2424900.9533 | 6309094.8649 | 4306086.8842 | 19257777.4546 | 961560.8286 | 21870032.1104 | 21870032.1104 | 1478867.319 | 9629733.914 | 0 | 42089370.3936 | 75068003.7371 | 2371.3737 | 4.3871 | 9593.9437 | 17111.1659 | 195.5855 | 348.8343
1 | 5700 | 707 | 0.035 | 15 | 15 | 7 | 3.1623e-12 | 5spot_SharedNeighbor | Water | Porous | Wet | R600a | MinimizeLCOE_Brownfield | IgnoreSilica | 21.371 | 14.1688 | 1.4672 | 4 | 7991.5043 | 13610.6876 | 162.9176 | 277.4723 | 201.5854 | 0 | 119.2771 | 3084518.4403 | 276802.4092 | 2776517.2547 | 1331823.1879 | 0 | 301753.4567 | 0 | 3030851.752 | 7885654.5456 | 5382121.2614 | 24070042.3078 | 961560.8286 | 21870032.1104 | 21870032.1104 | 1478867.319 | 9629733.914 | 0 | 46901635.2468 | 79880268.5903 | 3162.2777 | 5.8689 | 7991.5043 | 13610.6876 | 162.9176 | 277.4723
1 | 5700 | 707 | 0.035 | 15 | 15 | 7 | 4.217e-12 | 5spot_SharedNeighbor | Water | Porous | Wet | R600a | MinimizeLCOE_Brownfield | IgnoreSilica | 28.1191 | 18.8528 | 1.9562 | 4 | 6760.9197 | 10975.5785 | 137.8305 | 223.752 | 202.8067 | 0 | 96.073 | 3776041.2094 | 338064.4244 | 3489267.0647 | 1748132.0116 | 0 | 357382.3787 | 0 | 3786465.9646 | 9851607.7289 | 6723924.7053 | 30070885.4875 | 961560.8286 | 21870032.1104 | 21870032.1104 | 1478867.319 | 9629733.914 | 0 | 52902478.4266 | 85881111.7701 | 4216.965 | 7.8247 | 6760.9197 | 10975.5785 | 137.8305 | 223.752
1 | 5700 | 707 | 0.035 | 15 | 15 | 7 | 5.6234e-12 | 5spot_SharedNeighbor | Water | Porous | Wet | R600a | MinimizeLCOE_Brownfield | IgnoreSilica | 37.0131 | 25.0281 | 2.6006 | 4 | 5805.6613 | 8975.91 | 118.3563 | 182.9861 | 203.7437 | 0 | 110.4806 | 4616382.3315 | 412226.9425 | 4376998.3726 | 2296799.3818 | 0 | 425117.641 | 0 | 4729734.621 | 12305799.2819 | 8398960.8688 | 37562019.441 | 961560.8286 | 21870032.1104 | 21870032.1104 | 1478867.319 | 9629733.914 | 0 | 60393612.3801 | 93372245.7236 | 5623.4133 | 10.4025 | 5805.6613 | 8975.91 | 118.3563 | 182.9861
1 | 5700 | 707 | 0.035 | 15 | 15 | 7 | 7.4989e-12 | 5spot_SharedNeighbor | Water | Porous | Wet | R600a | MinimizeLCOE_Brownfield | IgnoreSilica | 48.5601 | 33.0423 | 3.4373 | 4 | 5063.1346 | 7461.7064 | 103.2188 | 152.117 | 204.4371 | 0 | 107.9272 | 5623000.5986 | 500709.4573 | 5466256.5326 | 3009066.8785 | 0 | 505592.5485 | 0 | 5890804.1461 | 15326664.018 | 10460763.1237 | 46782857.3034 | 961560.8286 | 21870032.1104 | 21870032.1104 | 1478867.319 | 9629733.914 | 0 | 69614450.2424 | 102593083.586 | 7498.9421 | 13.7493 | 5063.1346 | 7461.7064 | 103.2188 | 152.117
1 | 5700 | 707 | 0.035 | 15 | 15 | 7 | 1e-11 | 5spot_SharedNeighbor | Water | Porous | Wet | R600a | MinimizeLCOE_Brownfield | IgnoreSilica | 63.3662 | 43.2786 | 4.5051 | 4 | 4485.1039 | 6315.1689 | 91.4349 | 128.7433 | 204.8528 | 0 | 132.9176 | 6812326.1538 | 604821.7323 | 6783468.7772 | 3921780.1972 | 0 | 601318.6007 | 0 | 7302249.0299 | 18998954.0785 | 12967176.548 | 57992095.1177 | 961560.8286 | 21870032.1104 | 21870032.1104 | 1478867.319 | 9629733.914 | 0 | 80823688.0567 | 113802321.4002 | 10000 | 18.0205 | 4485.1039 | 6315.1689 | 91.4349 | 128.7433
1 | 5700 | 707 | 0.035 | 15 | 15 | 7 | 1.3335e-11 | 5spot_SharedNeighbor | Water | Porous | Wet | R600a | MinimizeLCOE_Brownfield | IgnoreSilica | 81.7654 | 55.8303 | 5.8119 | 4 | 4042.5321 | 5461.1205 | 82.4125 | 111.3323 | 204.8233 | 0 | 138.3005 | 8166172.7889 | 722845.1045 | 8316285.3111 | 5053288.8141 | 0 | 712459.3462 | 0 | 8958710.0322 | 23308725.8198 | 15908684.3184 | 71147171.5352 | 961560.8286 | 21870032.1104 | 21870032.1104 | 1478867.319 | 9629733.914 | 0 | 93978764.4742 | 126957397.8177 | 13335.2143 | 23.2475 | 4042.5321 | 5461.1205 | 82.4125 | 111.3323
1 | 5700 | 707 | 0.035 | 15 | 15 | 7 | 1.7783e-11 | 5spot_SharedNeighbor | Water | Porous | Wet | R600a | MinimizeLCOE_Brownfield | IgnoreSilica | 103.7 | 70.3688 | 7.3181 | 4 | 3713.224 | 4839.8325 | 75.6991 | 98.6665 | 204.1331 | 0 | 122.7795 | 9630269.0058 | 849967.9504 | 10007779.5521 | 6395494.8229 | 0 | 839021.8376 | 0 | 10811787.9359 | 28130054.4065 | 19199340.1472 | 85863715.6585 | 961560.8286 | 21870032.1104 | 21870032.1104 | 1478867.319 | 9629733.914 | 0 | 108695308.5976 | 141673941.9411 | 17782.7941 | 29.2725 | 3713.224 | 4839.8325 | 75.6991 | 98.6665
1 | 5700 | 707 | 0.035 | 15 | 15 | 7 | 2.3714e-11 | 5spot_SharedNeighbor | Water | Porous | Wet | R600a | MinimizeLCOE_Brownfield | IgnoreSilica | 128.3775 | 85.9633 | 8.9203 | 4 | 3478.5993 | 4402.8529 | 70.916 | 89.7581 | 202.6682 | 0 | 116.268 | 11108141.2128 | 977812.8911 | 11745844.6912 | 7893445.5004 | 0 | 977791.5747 | 0 | 12754183.9894 | 33183770.4976 | 22648605.2229 | 101289595.5801 | 961560.8286 | 21870032.1104 | 21870032.1104 | 1478867.319 | 9629733.914 | 0 | 124121188.5192 | 157099821.8627 | 23713.7371 | 35.6814 | 3478.5993 | 4402.8529 | 70.916 | 89.7581
1 | 5700 | 707 | 0.035 | 15 | 15 | 7 | 3.1623e-11 | 5spot_SharedNeighbor | Water | Porous | Wet | R600a | MinimizeLCOE_Brownfield | IgnoreSilica | 154.4138 | 101.5528 | 10.506 | 4 | 3315.4575 | 4100.2173 | 67.5901 | 83.5885 | 200.7134 | 0 | 140.6089 | 12511343.8823 | 1098805.1963 | 13421067.1593 | 9460020.522 | 0 | 1121671.0947 | 0 | 14669034.0632 | 38165817.5999 | 26048954.7411 | 116496714.2587 | 961560.8286 | 21870032.1104 | 21870032.1104 | 1478867.319 | 9629733.914 | 0 | 139328307.1978 | 172306940.5413 | 31622.7766 | 42.0239 | 3315.4575 | 4100.2173 | 67.5901 | 83.5885
1 | 5700 | 707 | 0.035 | 15 | 15 | 7 | 4.217e-11 | 5spot_SharedNeighbor | Water | Porous | Wet | R600a | MinimizeLCOE_Brownfield | IgnoreSilica | 168.9567 | 109.8774 | 11.4852 | 4 | 3200.6873 | 3918.5392 | 65.2503 | 79.8847 | 199.512 | 0 | 162.4255 | 13235484.8087 | 1161107.2423 | 14294215.9954 | 10328616.0284 | 0 | 1083936.8119 | 0 | 15640310.7458 | 40692880.2918 | 27773726.9542 | 124210278.8787 | 961560.8286 | 21870032.1104 | 21870032.1104 | 1478867.319 | 9629733.914 | 0 | 147041871.8177 | 180020505.1613 | 42169.6503 | 45.9407 | 3200.6873 | 3918.5392 | 65.2503 | 79.8847
1 | 5700 | 707 | 0.035 | 15 | 15 | 7 | 5.6234e-11 | 5spot_SharedNeighbor | Water | Porous | Wet | R600a | MinimizeLCOE_Brownfield | IgnoreSilica | 177.7593 | 114.7542 | 12.1514 | 4 | 3112.9589 | 3791.4514 | 63.4619 | 77.2939 | 198.7304 | 0 | 183.9971 | 13652505.459 | 1196945.7458 | 14799549.3306 | 10851787.195 | 0 | 979861.0719 | 0 | 16177453.0329 | 42090414.3397 | 28727572.6583 | 128476088.8331 | 961560.8286 | 21870032.1104 | 21870032.1104 | 1478867.319 | 9629733.914 | 0 | 151307681.7722 | 184286315.1157 | 56234.1325 | 48.6057 | 3112.9589 | 3791.4514 | 63.4619 | 77.2939
1 | 5700 | 707 | 0.035 | 15 | 15 | 7 | 7.4989e-11 | 5spot_SharedNeighbor | Water | Porous | Wet | R600a | MinimizeLCOE_Brownfield | IgnoreSilica | 184.7307 | 118.5286 | 12.6857 | 4 | 3045.7263 | 3695.6446 | 62.0912 | 75.3407 | 198.0857 | 0 | 235.8557 | 13971843.2226 | 1224370.1682 | 15187707.7756 | 11264827.4734 | 0 | 878244.2551 | 0 | 16585527.229 | 43152139.6904 | 29452222.0265 | 131716881.8409 | 961560.8286 | 21870032.1104 | 21870032.1104 | 1478867.319 | 9629733.914 | 0 | 154548474.7799 | 187527108.1234 | 74989.4209 | 50.7427 | 3045.7263 | 3695.6446 | 62.0912 | 75.3407
1 | 5700 | 707 | 0.035 | 15 | 15 | 7 | 1e-10 | 5spot_SharedNeighbor | Water | Porous | Wet | R600a | MinimizeLCOE_Brownfield | IgnoreSilica | 190.2398 | 121.4539 | 13.1098 | 4 | 2994.3462 | 3623.2392 | 61.0438 | 73.8646 | 197.5608 | 0 | 282.9199 | 14217370.1573 | 1245444.6425 | 15486837.2511 | 11589988.4508 | 0 | 785666.1212 | 0 | 16896869.5829 | 43962188.6302 | 30005097.0728 | 134189461.9089 | 961560.8286 | 21870032.1104 | 21870032.1104 | 1478867.319 | 9629733.914 | 0 | 157021054.8479 | 189999688.1914 | 100000 | 52.4392 | 2994.3462 | 3623.2392 | 61.0438 | 73.8646
1 | 5700 | 707 | 0.035 | 15 | 15 | 7 | 1.3335e-10 | 5spot_SharedNeighbor | Water | Porous | Wet | R600a | MinimizeLCOE_Brownfield | IgnoreSilica | 194.3692 | 123.6131 | 13.4343 | 4 | 2955.1784 | 3568.8822 | 60.2453 | 72.7565 | 197.1582 | 0 | 268.3034 | 14397533.2972 | 1260902.6305 | 15706707.6231 | 11833282.4547 | 0 | 702075.2923 | 0 | 17121195.5061 | 44545838.6668 | 30403450.2155 | 135970985.6862 | 961560.8286 | 21870032.1104 | 21870032.1104 | 1478867.319 | 9629733.914 | 0 | 158802578.6252 | 191781211.9687 | 133352.1432 | 53.7371 | 2955.1784 | 3568.8822 | 60.2453 | 72.7565
1 | 5700 | 707 | 0.035 | 15 | 15 | 7 | 1.7783e-10 | 5spot_SharedNeighbor | Water | Porous | Wet | R600a | MinimizeLCOE_Brownfield | IgnoreSilica | 197.5286 | 125.2449 | 13.6842 | 4 | 2925.375 | 3527.8714 | 59.6377 | 71.9204 | 196.8451 | 0 | 336.511 | 14533102.5574 | 1272531.1133 | 15872362.358 | 12018957.4496 | 0 | 630577.0075 | 0 | 17287736.8895 | 44979145.184 | 30699190.8171 | 137293603.3764 | 961560.8286 | 21870032.1104 | 21870032.1104 | 1478867.319 | 9629733.914 | 0 | 160125196.3154 | 193103829.6589 | 177827.941 | 54.7366 | 2925.375 | 3527.8714 | 59.6377 | 71.9204
1 | 5700 | 707 | 0.035 | 15 | 15 | 7 | 2.3714e-10 | 5spot_SharedNeighbor | Water | Porous | Wet | R600a | MinimizeLCOE_Brownfield | IgnoreSilica | 199.8092 | 126.4113 | 13.8697 | 4 | 2902.7324 | 3497.17 | 59.1761 | 71.2945 | 196.6161 | 0 | 322.7736 | 14629707.1982 | 1280815.6545 | 15990512.7334 | 12152669.4126 | 0 | 569146.7779 | 0 | 17402912.1929 | 45278807.6978 | 30903716.6402 | 138208288.3075 | 961560.8286 | 21870032.1104 | 21870032.1104 | 1478867.319 | 9629733.914 | 0 | 161039881.2466 | 194018514.5901 | 237137.3706 | 55.4787 | 2902.7324 | 3497.17 | 59.1761 | 71.2945
1 | 5700 | 707 | 0.035 | 15 | 15 | 7 | 3.1623e-10 | 5spot_SharedNeighbor | Water | Porous | Wet | R600a | MinimizeLCOE_Brownfield | IgnoreSilica | 201.4339 | 127.2366 | 14.0062 | 4 | 2885.5579 | 3474.2027 | 58.826 | 70.8263 | 196.4513 | 0 | 305.2958 | 14697904.2295 | 1286663.171 | 16073973.1569 | 12247870.8909 | 0 | 517445.7655 | 0 | 17481304.3134 | 45482767.9149 | 31042923.6793 | 138830853.1215 | 961560.8286 | 21870032.1104 | 21870032.1104 | 1478867.319 | 9629733.914 | 0 | 161662446.0606 | 194641079.4041 | 316227.766 | 56.0247 | 2885.5579 | 3474.2027 | 58.826 | 70.8263
1 | 5700 | 707 | 0.035 | 15 | 15 | 7 | 4.217e-10 | 5spot_SharedNeighbor | Water | Porous | Wet | R600a | MinimizeLCOE_Brownfield | IgnoreSilica | 202.5929 | 127.8223 | 14.1065 | 4 | 2872.5483 | 3457.0059 | 58.5608 | 70.4757 | 196.3329 | 0 | 362.6003 | 14746227.5713 | 1290806.1958 | 16133138.5333 | 12315752.8216 | 0 | 474864.4386 | 0 | 17534707.9286 | 45621713.1672 | 31137756.6691 | 139254967.3255 | 961560.8286 | 21870032.1104 | 21870032.1104 | 1478867.319 | 9629733.914 | 0 | 162086560.2646 | 195065193.6081 | 421696.5034 | 56.4261 | 2872.5483 | 3457.0059 | 58.5608 | 70.4757
1 | 5700 | 707 | 0.035 | 15 | 15 | 7 | 5.6234e-10 | 5spot_SharedNeighbor | Water | Porous | Wet | R600a | MinimizeLCOE_Brownfield | IgnoreSilica | 203.3823 | 128.2195 | 14.1785 | 4 | 2862.7055 | 3444.1957 | 58.3601 | 70.2146 | 196.2517 | 0 | 379.603 | 14778970.3618 | 1293613.2109 | 16173240.1545 | 12361969.9209 | 0 | 439821.7841 | 0 | 17568570.0186 | 45709815.3792 | 31197888.2391 | 139523889.0692 | 961560.8286 | 21870032.1104 | 21870032.1104 | 1478867.319 | 9629733.914 | 0 | 162355482.0083 | 195334115.3518 | 562341.3252 | 56.714 | 2862.7055 | 3444.1957 | 58.3601 | 70.2146
1 | 5700 | 707 | 0.035 | 15 | 15 | 7 | 7.4989e-10 | 5spot_SharedNeighbor | Water | Porous | Wet | R600a | MinimizeLCOE_Brownfield | IgnoreSilica | 203.9398 | 128.4993 | 14.2311 | 4 | 2855.2674 | 3434.6078 | 58.2085 | 70.0191 | 196.1941 | 0 | 386.1783 | 14802012.1986 | 1295588.4721 | 16201466.6134 | 12394602.9969 | 0 | 411749.8273 | 0 | 17591113.8422 | 45768469.7839 | 31237921.0755 | 139702924.81 | 961560.8286 | 21870032.1104 | 21870032.1104 | 1478867.319 | 9629733.914 | 0 | 162534517.7491 | 195513151.0926 | 749894.2093 | 56.9244 | 2855.2674 | 3434.6078 | 58.2085 | 70.0191
1 | 5700 | 707 | 0.035 | 15 | 15 | 7 | 1e-09 | 5spot_SharedNeighbor | Water | Porous | Wet | R600a | MinimizeLCOE_Brownfield | IgnoreSilica | 204.2908 | 128.6749 | 14.2676 | 4 | 2849.6525 | 3427.5115 | 58.094 | 69.8745 | 196.1575 | 0 | 366.1553 | 14816465.2374 | 1296827.4171 | 16219174.2629 | 12415140.6011 | 0 | 388877.2678 | 0 | 17603229.0667 | 45799991.1126 | 31259435.0301 | 139799139.9957 | 961560.8286 | 21870032.1104 | 21870032.1104 | 1478867.319 | 9629733.914 | 0 | 162630732.9347 | 195609366.2782 | 1000000 | 57.0704 | 2849.6525 | 3427.5115 | 58.094 | 69.8745
1 | 5700 | 707 | 0.035 | 15 | 15 | 7 | 1.3335e-09 | 5spot_SharedNeighbor | Water | Porous | Wet | R600a | MinimizeLCOE_Brownfield | IgnoreSilica | 204.5419 | 128.8003 | 14.2945 | 4 | 2845.4183 | 3422.1916 | 58.0077 | 69.766 | 196.1313 | 0 | 370.8267 | 14826787.4204 | 1297712.237 | 16231822.0491 | 12429833.9378 | 0 | 371007.7543 | 0 | 17611293.7254 | 45820973.7004 | 31273756.0774 | 139863186.9018 | 961560.8286 | 21870032.1104 | 21870032.1104 | 1478867.319 | 9629733.914 | 0 | 162694779.8408 | 195673413.1843 | 1333521.4322 | 57.1778 | 2845.4183 | 3422.1916 | 58.0077 | 69.766
1 | 5700 | 707 | 0.035 | 15 | 15 | 7 | 1.7783e-09 | 5spot_SharedNeighbor | Water | Porous | Wet | R600a | MinimizeLCOE_Brownfield | IgnoreSilica | 204.6929 | 128.8755 | 14.3129 | 4 | 2842.2283 | 3418.2583 | 57.9427 | 69.6858 | 196.1153 | 0 | 359.9278 | 14832969.8776 | 1298242.1908 | 16239397.9018 | 12438661.7725 | 0 | 356710.2808 | 0 | 17614732.9892 | 45829921.9593 | 31279863.4479 | 139890500.4199 | 961560.8286 | 21870032.1104 | 21870032.1104 | 1478867.319 | 9629733.914 | 0 | 162722093.359 | 195700726.7025 | 1778279.41 | 57.2516 | 2842.2283 | 3418.2583 | 57.9427 | 69.6858
1 | 5700 | 707 | 0.035 | 15 | 15 | 7 | 2.3714e-09 | 5spot_SharedNeighbor | Water | Porous | Wet | R600a | MinimizeLCOE_Brownfield | IgnoreSilica | 204.7829 | 128.9201 | 14.3257 | 4 | 2839.827 | 3415.3433 | 57.8937 | 69.6264 | 196.1057 | 0 | 400.7698 | 14836641.829 | 1298556.9439 | 16243897.6033 | 12443922.8351 | 0 | 345426.4007 | 0 | 17615693.7887 | 45832421.7625 | 31281569.615 | 139898130.7782 | 961560.8286 | 21870032.1104 | 21870032.1104 | 1478867.319 | 9629733.914 | 0 | 162729723.7173 | 195708357.0608 | 2371373.7057 | 57.3027 | 2839.827 | 3415.3433 | 57.8937 | 69.6264
1 | 5700 | 707 | 0.035 | 15 | 15 | 7 | 3.1623e-09 | 5spot_SharedNeighbor | Water | Porous | Wet | R600a | MinimizeLCOE_Brownfield | IgnoreSilica | 204.8561 | 128.9564 | 14.3355 | 4 | 2838.0207 | 3413.1417 | 57.8569 | 69.5815 | 196.0979 | 0 | 375.9439 | 14839629.081 | 1298813.0043 | 16247558.35 | 12448199.872 | 0 | 336921.3658 | 0 | 17616737.4525 | 45835137.1617 | 31283422.9308 | 139906419.2181 | 961560.8286 | 21870032.1104 | 21870032.1104 | 1478867.319 | 9629733.914 | 0 | 162738012.1572 | 195716645.5007 | 3162277.6602 | 57.3421 | 2838.0207 | 3413.1417 | 57.8569 | 69.5815
1 | 5700 | 707 | 0.035 | 15 | 15 | 7 | 4.217e-09 | 5spot_SharedNeighbor | Water | Porous | Wet | R600a | MinimizeLCOE_Brownfield | IgnoreSilica | 204.8903 | 128.9733 | 14.342 | 4 | 2836.6628 | 3411.5258 | 57.8292 | 69.5486 | 196.0941 | 0 | 384.9491 | 14841015.1543 | 1298931.8149 | 16249256.9507 | 12450200.4831 | 0 | 330151.002 | 0 | 17616126.608 | 45833547.8695 | 31282338.2062 | 139901568.0886 | 961560.8286 | 21870032.1104 | 21870032.1104 | 1478867.319 | 9629733.914 | 0 | 162733161.0277 | 195711794.3712 | 4216965.0343 | 57.3678 | 2836.6628 | 3411.5258 | 57.8292 | 69.5486
1 | 5700 | 707 | 0.035 | 15 | 15 | 7 | 5.6234e-09 | 5spot_SharedNeighbor | Water | Porous | Wet | R600a | MinimizeLCOE_Brownfield | IgnoreSilica | 204.9144 | 128.9851 | 14.3467 | 4 | 2835.6426 | 3410.3152 | 57.8084 | 69.5239 | 196.0914 | 0 | 388.1946 | 14841987.4096 | 1299015.1538 | 16250448.4378 | 12451605.9871 | 0 | 325002.1783 | 0 | 17615543.075 | 45832029.6364 | 31281301.9808 | 139896933.8588 | 961560.8286 | 21870032.1104 | 21870032.1104 | 1478867.319 | 9629733.914 | 0 | 162728526.7978 | 195707160.1413 | 5623413.2519 | 57.3868 | 2835.6426 | 3410.3152 | 57.8084 | 69.5239
1 | 5700 | 707 | 0.035 | 15 | 15 | 7 | 7.4989e-09 | 5spot_SharedNeighbor | Water | Porous | Wet | R600a | MinimizeLCOE_Brownfield | IgnoreSilica | 204.9339 | 128.9947 | 14.3503 | 4 | 2834.8764 | 3409.4037 | 57.7928 | 69.5053 | 196.0893 | 0 | 396.0369 | 14842774.0619 | 1299082.5834 | 16251412.4772 | 12452741.4856 | 0 | 321135.2875 | 0 | 17615186.8993 | 45831102.9402 | 31280669.4917 | 139894105.2268 | 961560.8286 | 21870032.1104 | 21870032.1104 | 1478867.319 | 9629733.914 | 0 | 162725698.1659 | 195704331.5094 | 7498942.0933 | 57.4013 | 2834.8764 | 3409.4037 | 57.7928 | 69.5053
1 | 5700 | 707 | 0.035 | 15 | 15 | 7 | 1e-08 | 5spot_SharedNeighbor | Water | Porous | Wet | R600a | MinimizeLCOE_Brownfield | IgnoreSilica | 204.9339 | 128.9945 | 14.3524 | 4 | 2834.3011 | 3408.7466 | 57.7811 | 69.4919 | 196.0892 | 0 | 396.4404 | 14842759.8407 | 1299081.3644 | 16251395.049 | 12452738.6449 | 0 | 317993.6103 | 0 | 17613947.7186 | 45827878.8464 | 31278468.9814 | 139884264.0556 | 961560.8286 | 21870032.1104 | 21870032.1104 | 1478867.319 | 9629733.914 | 0 | 162715856.9947 | 195694490.3382 | 10000000 | 57.4095 | 2834.3011 | 3408.7466 | 57.7811 | 69.4919
1 | 5800 | 707 | 0.035 | 15 | 15 | 7 | 1e-13 | 5spot_SharedNeighbor | Water | Porous | Wet | R600a | MinimizeLCOE_Brownfield | IgnoreSilica | 0.94237 | 0.22726 | 0.01145 | 4 | 536278.1069 | 1272865.7364 | 10932.7546 | 25949.0897 | 124.3552 | 0 | 68.6375 | 146633.3952 | 10514.4996 | 104010.8373 | 62587.8622 | 0 | 60193.8345 | 0 | 149736.7672 | 389584.3531 | 265899.3262 | 1189160.8754 | 961560.8286 | 22410181.7999 | 22410181.7999 | 1478867.319 | 9845793.7898 | 0 | 24560903.5039 | 58295746.4127 | 100 | 0.045799 | 536278.1069 | 1272865.7364 | 10932.7546 | 25949.0897
1 | 5800 | 707 | 0.035 | 15 | 15 | 7 | 1.3335e-13 | 5spot_SharedNeighbor | Water | Porous | Wet | R600a | MinimizeLCOE_Brownfield | IgnoreSilica | 1.2202 | 0.35896 | 0.02522 | 4 | 247906.6225 | 582317.0533 | 5053.9118 | 11871.3208 | 138.4776 | 0 | 66.3577 | 216131.0342 | 17020.9553 | 148490.8678 | 79830.1799 | 0 | 66969.517 | 0 | 206092.5961 | 536210.6597 | 365974.7933 | 1636720.6033 | 961560.8286 | 22410181.7999 | 22410181.7999 | 1478867.319 | 9845793.7898 | 0 | 25008463.2318 | 58743306.1406 | 133.3521 | 0.10088 | 247906.6225 | 582317.0533 | 5053.9118 | 11871.3208
1 | 5800 | 707 | 0.035 | 15 | 15 | 7 | 1.7783e-13 | 5spot_SharedNeighbor | Water | Porous | Wet | R600a | MinimizeLCOE_Brownfield | IgnoreSilica | 1.5834 | 0.55145 | 0.047834 | 4 | 133885.9554 | 310198.2835 | 2729.4463 | 6323.8116 | 151.3219 | 0 | 54.3306 | 310247.2979 | 27080.002 | 207411.364 | 105384.4087 | 0 | 74848.4088 | 0 | 282738.8778 | 735628.5622 | 502081.6094 | 2245420.5308 | 961560.8286 | 22410181.7999 | 22410181.7999 | 1478867.319 | 9845793.7898 | 0 | 25617163.1593 | 59352006.0681 | 177.8279 | 0.19134 | 133885.9554 | 310198.2835 | 2729.4463 | 6323.8116
1 | 5800 | 707 | 0.035 | 15 | 15 | 7 | 2.3714e-13 | 5spot_SharedNeighbor | Water | Porous | Wet | R600a | MinimizeLCOE_Brownfield | IgnoreSilica | 2.0404 | 0.84813 | 0.08017 | 4 | 82326.0354 | 187524.0581 | 1678.3276 | 3822.9316 | 162.2235 | 0 | 338.7451 | 426388.4909 | 38561.9104 | 291878.2408 | 137364.2785 | 0 | 83616.6563 | 0 | 381345.735 | 992183.3776 | 677185.5426 | 3028524.232 | 961560.8286 | 22410181.7999 | 22410181.7999 | 1478867.319 | 9845793.7898 | 0 | 26400266.8606 | 60135109.7693 | 237.1374 | 0.32068 | 82326.0354 | 187524.0581 | 1678.3276 | 3822.9316
1 | 5800 | 707 | 0.035 | 15 | 15 | 7 | 3.1623e-13 | 5spot_SharedNeighbor | Water | Porous | Wet | R600a | MinimizeLCOE_Brownfield | IgnoreSilica | 2.6433 | 1.2628 | 0.12299 | 4 | 55605.2575 | 124177.9924 | 1133.5884 | 2531.5363 | 171.6746 | 0 | 444.8152 | 563021.4752 | 50952.8148 | 401327.0669 | 175956.4157 | 0 | 94932.6371 | 0 | 501614.2598 | 1305097.4089 | 890755.7986 | 3983657.8772 | 961560.8286 | 22410181.7999 | 22410181.7999 | 1478867.319 | 9845793.7898 | 0 | 27355400.5057 | 61090243.4144 | 316.2278 | 0.49196 | 55605.2575 | 124177.9924 | 1133.5884 | 2531.5363
1 | 5800 | 707 | 0.035 | 15 | 15 | 7 | 4.217e-13 | 5spot_SharedNeighbor | Water | Porous | Wet | R600a | MinimizeLCOE_Brownfield | IgnoreSilica | 3.4212 | 1.8038 | 0.1791 | 4 | 39776.741 | 86865.4386 | 810.9027 | 1770.8695 | 179.4901 | 0 | 553.5611 | 722591.5383 | 65399.6879 | 533817.4062 | 224857.7829 | 0 | 107940.4266 | 0 | 645296.6683 | 1678929.5624 | 1145903.9249 | 5124736.9975 | 961560.8286 | 22410181.7999 | 22410181.7999 | 1478867.319 | 9845793.7898 | 0 | 28496479.626 | 62231322.5348 | 421.6965 | 0.71641 | 39776.741 | 86865.4386 | 810.9027 | 1770.8695
1 | 5800 | 707 | 0.035 | 15 | 15 | 7 | 5.6234e-13 | 5spot_SharedNeighbor | Water | Porous | Wet | R600a | MinimizeLCOE_Brownfield | IgnoreSilica | 4.4092 | 2.4967 | 0.25134 | 4 | 29688.0572 | 63242.5792 | 605.2312 | 1289.2855 | 185.7739 | 0 | 71.5815 | 907513.6595 | 82109.4323 | 692351.8742 | 286441.1231 | 0 | 122422.4506 | 0 | 815427.0305 | 2121573.8662 | 1448017.7577 | 6475857.1941 | 961560.8286 | 22410181.7999 | 22410181.7999 | 1478867.319 | 9845793.7898 | 0 | 29847599.8226 | 63582442.7314 | 562.3413 | 1.0054 | 29688.0572 | 63242.5792 | 605.2312 | 1289.2855
1 | 5800 | 707 | 0.035 | 15 | 15 | 7 | 7.4989e-13 | 5spot_SharedNeighbor | Water | Porous | Wet | R600a | MinimizeLCOE_Brownfield | IgnoreSilica | 5.7025 | 3.4088 | 0.34665 | 4 | 22721.2796 | 47050.3685 | 463.204 | 959.1854 | 190.9047 | 0 | 104.5519 | 1129315.2993 | 102108.0901 | 888214.4778 | 366804.1317 | 0 | 139659.8631 | 0 | 1024179.7262 | 2664705.5594 | 1818716.2985 | 8133703.4462 | 961560.8286 | 22410181.7999 | 22410181.7999 | 1478867.319 | 9845793.7898 | 0 | 31505446.0747 | 65240288.9835 | 749.8942 | 1.3866 | 22721.2796 | 47050.3685 | 463.204 | 959.1854
1 | 5800 | 707 | 0.035 | 15 | 15 | 7 | 1e-12 | 5spot_SharedNeighbor | Water | Porous | Wet | R600a | MinimizeLCOE_Brownfield | IgnoreSilica | 7.3958 | 4.6027 | 0.47152 | 4 | 17781.7985 | 35668.0636 | 362.506 | 727.1417 | 194.9243 | 0 | 87.3362 | 1394849.1151 | 125992.086 | 1129383.4154 | 471727.305 | 0 | 160332.9177 | 0 | 1280091.0872 | 3330534.4262 | 2273158.1815 | 10166068.5339 | 961560.8286 | 22410181.7999 | 22410181.7999 | 1478867.319 | 9845793.7898 | 0 | 33537811.1625 | 67272654.0712 | 1000 | 1.8861 | 17781.7985 | 35668.0636 | 362.506 | 727.1417
1 | 5800 | 707 | 0.035 | 15 | 15 | 7 | 1.3335e-12 | 5spot_SharedNeighbor | Water | Porous | Wet | R600a | MinimizeLCOE_Brownfield | IgnoreSilica | 9.6273 | 6.1947 | 0.63851 | 4 | 14125.2987 | 27333.6862 | 287.9633 | 557.2342 | 198.3841 | 0 | 94.404 | 1719470.8194 | 155113.2126 | 1432345.2823 | 610169.5055 | 0 | 184901.354 | 0 | 1599780.0678 | 4162299.5764 | 2840854.9876 | 12704934.8056 | 961560.8286 | 22410181.7999 | 22410181.7999 | 1478867.319 | 9845793.7898 | 0 | 36076677.4341 | 69811520.3429 | 1333.5214 | 2.554 | 14125.2987 | 27333.6862 | 287.9633 | 557.2342
1 | 5800 | 707 | 0.035 | 15 | 15 | 7 | 1.7783e-12 | 5spot_SharedNeighbor | Water | Porous | Wet | R600a | MinimizeLCOE_Brownfield | IgnoreSilica | 12.589 | 8.3041 | 0.85962 | 4 | 11413.1538 | 21224.0797 | 232.6726 | 432.6816 | 201.0342 | 0 | 108.7315 | 2114333.3136 | 190432.2669 | 1810784.8753 | 793773.5264 | 0 | 215331.1265 | 0 | 1998615.4924 | 5199987.5389 | 3549098.3443 | 15872356.4844 | 961560.8286 | 22410181.7999 | 22410181.7999 | 1478867.319 | 9845793.7898 | 0 | 39244099.1129 | 72978942.0216 | 1778.2794 | 3.4385 | 11413.1538 | 21224.0797 | 232.6726 | 432.6816
1 | 5800 | 707 | 0.035 | 15 | 15 | 7 | 2.3714e-12 | 5spot_SharedNeighbor | Water | Porous | Wet | R600a | MinimizeLCOE_Brownfield | IgnoreSilica | 16.5138 | 11.1021 | 1.153 | 4 | 9367.7275 | 16682.4013 | 190.9738 | 340.0933 | 203.106 | 0 | 88.3795 | 2595748.1172 | 233357.1529 | 2284330.5618 | 1037069.4213 | 0 | 252477.9079 | 0 | 2497163.4329 | 6497107.0137 | 4434409.0391 | 19831662.6469 | 961560.8286 | 22410181.7999 | 22410181.7999 | 1478867.319 | 9845793.7898 | 0 | 43203405.2754 | 76938248.1842 | 2371.3737 | 4.6119 | 9367.7275 | 16682.4013 | 190.9738 | 340.0933
1 | 5800 | 707 | 0.035 | 15 | 15 | 7 | 3.1623e-12 | 5spot_SharedNeighbor | Water | Porous | Wet | R600a | MinimizeLCOE_Brownfield | IgnoreSilica | 21.7265 | 14.8212 | 1.5428 | 4 | 7805.5604 | 13271.9604 | 159.1269 | 270.5669 | 204.7196 | 0 | 106.6112 | 3184388.5926 | 285664.142 | 2878335.1624 | 1360203.3923 | 0 | 298108.9821 | 0 | 3122613.1059 | 8124398.7654 | 5545069.0971 | 24798781.2399 | 961560.8286 | 22410181.7999 | 22410181.7999 | 1478867.319 | 9845793.7898 | 0 | 48170523.8684 | 81905366.7771 | 3162.2777 | 6.1713 | 7805.5604 | 13271.9604 | 159.1269 | 270.5669
1 | 5800 | 707 | 0.035 | 15 | 15 | 7 | 4.217e-12 | 5spot_SharedNeighbor | Water | Porous | Wet | R600a | MinimizeLCOE_Brownfield | IgnoreSilica | 28.5795 | 19.713 | 2.056 | 4 | 6607.9951 | 10710.0044 | 134.7129 | 218.3379 | 205.9577 | 0 | 107.9531 | 3897356.2902 | 348789.0697 | 3616056.7271 | 1784966.756 | 0 | 352747.4257 | 0 | 3899967.3448 | 10146915.0379 | 6925478.0116 | 30972276.663 | 961560.8286 | 22410181.7999 | 22410181.7999 | 1478867.319 | 9845793.7898 | 0 | 54344019.2915 | 88078862.2003 | 4216.965 | 8.224 | 6607.9951 | 10710.0044 | 134.7129 | 218.3379
1 | 5800 | 707 | 0.035 | 15 | 15 | 7 | 5.6234e-12 | 5spot_SharedNeighbor | Water | Porous | Wet | R600a | MinimizeLCOE_Brownfield | IgnoreSilica | 37.581 | 26.1504 | 2.7313 | 4 | 5679.0666 | 8766.8921 | 115.7755 | 178.725 | 206.9051 | 0 | 100.3248 | 4762352.9491 | 425080.5921 | 4533318.9428 | 2346384.4771 | 0 | 418990.1903 | 0 | 4869589.589 | 12669673.2205 | 8647312.3087 | 38672702.2696 | 961560.8286 | 22410181.7999 | 22410181.7999 | 1478867.319 | 9845793.7898 | 0 | 62044444.8981 | 95779287.8069 | 5623.4133 | 10.9251 | 5679.0666 | 8766.8921 | 115.7755 | 178.725
1 | 5800 | 707 | 0.035 | 15 | 15 | 7 | 7.4989e-12 | 5spot_SharedNeighbor | Water | Porous | Wet | R600a | MinimizeLCOE_Brownfield | IgnoreSilica | 49.2984 | 34.5089 | 3.6082 | 4 | 4955.0285 | 7292.374 | 101.015 | 148.6649 | 207.6061 | 0 | 107.2154 | 5799231.0083 | 516164.3629 | 5659502.5951 | 3071237.8678 | 0 | 497972.6464 | 0 | 6062202.3074 | 15772606.8751 | 10765128.2869 | 48144045.9499 | 961560.8286 | 22410181.7999 | 22410181.7999 | 1478867.319 | 9845793.7898 | 0 | 71515788.5784 | 105250631.4871 | 7498.9421 | 14.433 | 4955.0285 | 7292.374 | 101.015 | 148.6649
1 | 5800 | 707 | 0.035 | 15 | 15 | 7 | 1e-11 | 5spot_SharedNeighbor | Water | Porous | Wet | R600a | MinimizeLCOE_Brownfield | IgnoreSilica | 64.2675 | 45.1491 | 4.724 | 4 | 4392.3548 | 6177.6613 | 89.5441 | 125.94 | 208.0149 | 0 | 127.9377 | 7020529.6927 | 623004.3842 | 7017028.1549 | 3999081.6445 | 0 | 591422.2764 | 0 | 7507915.7995 | 19534056.825 | 13332395.1678 | 59625433.9449 | 961560.8286 | 22410181.7999 | 22410181.7999 | 1478867.319 | 9845793.7898 | 0 | 82997176.5734 | 116732019.4822 | 10000 | 18.8958 | 4392.3548 | 6177.6613 | 89.5441 | 125.94
1 | 5800 | 707 | 0.035 | 15 | 15 | 7 | 1.3335e-11 | 5spot_SharedNeighbor | Water | Porous | Wet | R600a | MinimizeLCOE_Brownfield | IgnoreSilica | 82.8669 | 58.1855 | 6.0878 | 4 | 3961.4437 | 5346.7975 | 80.7594 | 109.0017 | 207.9561 | 0 | 125.3383 | 8410085.4252 | 744058.2986 | 8595786.751 | 5148991.8689 | 0 | 700577.1487 | 0 | 9203804.802 | 23946412.1349 | 16343918.3316 | 73093634.761 | 961560.8286 | 22410181.7999 | 22410181.7999 | 1478867.319 | 9845793.7898 | 0 | 96465377.3895 | 130200220.2982 | 13335.2143 | 24.3511 | 3961.4437 | 5346.7975 | 80.7594 | 109.0017
1 | 5800 | 707 | 0.035 | 15 | 15 | 7 | 1.7783e-11 | 5spot_SharedNeighbor | Water | Porous | Wet | R600a | MinimizeLCOE_Brownfield | IgnoreSilica | 104.9474 | 73.2078 | 7.6519 | 4 | 3641.5788 | 4743.7571 | 74.2385 | 96.7079 | 207.2106 | 0 | 128.788 | 9905706.8363 | 873829.3778 | 10329505.92 | 6506918.9832 | 0 | 824595.6206 | 0 | 11091817.1278 | 28858632.922 | 19696609.9549 | 88087616.7426 | 961560.8286 | 22410181.7999 | 22410181.7999 | 1478867.319 | 9845793.7898 | 0 | 111459359.3711 | 145194202.2799 | 17782.7941 | 30.6074 | 3641.5788 | 4743.7571 | 74.2385 | 96.7079
1 | 5800 | 707 | 0.035 | 15 | 15 | 7 | 2.3714e-11 | 5spot_SharedNeighbor | Water | Porous | Wet | R600a | MinimizeLCOE_Brownfield | IgnoreSilica | 129.7394 | 89.2587 | 9.3087 | 4 | 3413.816 | 4319.8189 | 69.5953 | 88.0654 | 205.6684 | 0 | 138.2242 | 11410363.6365 | 1003903.2398 | 12104701.3687 | 8014265.6811 | 0 | 961294.3415 | 0 | 13062866.0244 | 33986897.8331 | 23196756.132 | 103741048.257 | 961560.8286 | 22410181.7999 | 22410181.7999 | 1478867.319 | 9845793.7898 | 0 | 127112790.8855 | 160847633.7943 | 23713.7371 | 37.2348 | 3413.816 | 4319.8189 | 69.5953 | 88.0654
1 | 5800 | 707 | 0.035 | 15 | 15 | 7 | 3.1623e-11 | 5spot_SharedNeighbor | Water | Porous | Wet | R600a | MinimizeLCOE_Brownfield | IgnoreSilica | 155.7562 | 105.2365 | 10.9422 | 4 | 3255.4656 | 4026.2159 | 66.3671 | 82.0799 | 203.6544 | 0 | 161.0727 | 12833766.6886 | 1126556.2333 | 13809141.2795 | 9586643.4349 | 0 | 1102546.1427 | 0 | 14998874.9739 | 39023995.9897 | 26634679.1259 | 119116203.8685 | 961560.8286 | 22410181.7999 | 22410181.7999 | 1478867.319 | 9845793.7898 | 0 | 142487946.4971 | 176222789.4058 | 31622.7766 | 43.7688 | 3255.4656 | 4026.2159 | 66.3671 | 82.0799
1 | 5800 | 707 | 0.035 | 15 | 15 | 7 | 4.217e-11 | 5spot_SharedNeighbor | Water | Porous | Wet | R600a | MinimizeLCOE_Brownfield | IgnoreSilica | 171.8675 | 114.6692 | 12.0173 | 4 | 3145.6182 | 3847.4128 | 64.1277 | 78.4347 | 202.2732 | 0 | 162.105 | 13645285.1156 | 1196325.4779 | 14790784.7899 | 10552594.4067 | 0 | 1089068.7347 | 0 | 16096882.8247 | 41880787.1851 | 28584497.818 | 127836226.3526 | 961560.8286 | 22410181.7999 | 22410181.7999 | 1478867.319 | 9845793.7898 | 0 | 151207968.9811 | 184942811.8899 | 42169.6503 | 48.0694 | 3145.6182 | 3847.4128 | 64.1277 | 78.4347
1 | 5800 | 707 | 0.035 | 15 | 15 | 7 | 5.6234e-11 | 5spot_SharedNeighbor | Water | Porous | Wet | R600a | MinimizeLCOE_Brownfield | IgnoreSilica | 180.5413 | 119.5704 | 12.6894 | 4 | 3062.2414 | 3726.8654 | 62.4279 | 75.9772 | 201.4703 | 0 | 221.0828 | 14059473.0901 | 1231892.863 | 15294400.5728 | 11069846.4954 | 0 | 982441.8156 | 0 | 16628841.3864 | 43264834.243 | 29529138.3743 | 132060868.8407 | 961560.8286 | 22410181.7999 | 22410181.7999 | 1478867.319 | 9845793.7898 | 0 | 155432611.4692 | 189167454.378 | 56234.1325 | 50.7578 | 3062.2414 | 3726.8654 | 62.4279 | 75.9772
1 | 5800 | 707 | 0.035 | 15 | 15 | 7 | 7.4989e-11 | 5spot_SharedNeighbor | Water | Porous | Wet | R600a | MinimizeLCOE_Brownfield | IgnoreSilica | 187.4808 | 123.4016 | 13.2307 | 4 | 2998.3657 | 3635.7997 | 61.1257 | 74.1207 | 200.8021 | 0 | 246.2476 | 14379926.6997 | 1259392.2101 | 15685206.7448 | 11482353.5703 | 0 | 880347.1259 | 0 | 17038018.2768 | 44329428.5781 | 30255745.8832 | 135310419.089 | 961560.8286 | 22410181.7999 | 22410181.7999 | 1478867.319 | 9845793.7898 | 0 | 158682161.7175 | 192417004.6262 | 74989.4209 | 52.9229 | 2998.3657 | 3635.7997 | 61.1257 | 74.1207
1 | 5800 | 707 | 0.035 | 15 | 15 | 7 | 1e-10 | 5spot_SharedNeighbor | Water | Porous | Wet | R600a | MinimizeLCOE_Brownfield | IgnoreSilica | 192.8734 | 126.321 | 13.6557 | 4 | 2949.5569 | 3567.155 | 60.1307 | 72.7213 | 200.2675 | 0 | 285.8923 | 14622241.1935 | 1280175.4425 | 15981378.4179 | 11801733.1281 | 0 | 786409.2806 | 0 | 17344055.6104 | 45125674.9434 | 30799200.3888 | 137740868.4053 | 961560.8286 | 22410181.7999 | 22410181.7999 | 1478867.319 | 9845793.7898 | 0 | 161112611.0338 | 194847453.9425 | 100000 | 54.6226 | 2949.5569 | 3567.155 | 60.1307 | 72.7213
1 | 5800 | 707 | 0.035 | 15 | 15 | 7 | 1.3335e-10 | 5spot_SharedNeighbor | Water | Porous | Wet | R600a | MinimizeLCOE_Brownfield | IgnoreSilica | 196.9903 | 128.5156 | 13.9839 | 4 | 2912.3532 | 3515.4557 | 59.3723 | 71.6673 | 199.8503 | 0 | 323.5855 | 14803351.1457 | 1295703.2508 | 16203106.9892 | 12045044.8774 | 0 | 703092.2466 | 0 | 17569616.4188 | 45712537.8977 | 31199746.4139 | 139532199.24 | 961560.8286 | 22410181.7999 | 22410181.7999 | 1478867.319 | 9845793.7898 | 0 | 162903941.8686 | 196638784.7773 | 133352.1432 | 55.9355 | 2912.3532 | 3515.4557 | 59.3723 | 71.6673
1 | 5800 | 707 | 0.035 | 15 | 15 | 7 | 1.7783e-10 | 5spot_SharedNeighbor | Water | Porous | Wet | R600a | MinimizeLCOE_Brownfield | IgnoreSilica | 200.0501 | 130.1265 | 14.2323 | 4 | 2884.0447 | 3476.6205 | 58.7952 | 70.8756 | 199.535 | 0 | 334.4914 | 14935741.2212 | 1307050.7907 | 16365384.1246 | 12225436.1463 | 0 | 630696.0716 | 0 | 17731080.2582 | 46132633.6872 | 31486470.4224 | 140814492.7223 | 961560.8286 | 22410181.7999 | 22410181.7999 | 1478867.319 | 9845793.7898 | 0 | 164186235.3508 | 197921078.2596 | 177827.941 | 56.9292 | 2884.0447 | 3476.6205 | 58.7952 | 70.8756
1 | 5800 | 707 | 0.035 | 15 | 15 | 7 | 2.3714e-10 | 5spot_SharedNeighbor | Water | Porous | Wet | R600a | MinimizeLCOE_Brownfield | IgnoreSilica | 202.2692 | 131.2841 | 14.4172 | 4 | 2862.5424 | 3447.5193 | 58.3568 | 70.2823 | 199.3035 | 0 | 302.5864 | 15030597.5876 | 1315179.5697 | 16481754.7963 | 12356164.9417 | 0 | 568869.0201 | 0 | 17843500.707 | 46425128.6343 | 31686104.2339 | 141707299.4905 | 961560.8286 | 22410181.7999 | 22410181.7999 | 1478867.319 | 9845793.7898 | 0 | 165079042.119 | 198813885.0277 | 237137.3706 | 57.6687 | 2862.5424 | 3447.5193 | 58.3568 | 70.2823
1 | 5800 | 707 | 0.035 | 15 | 15 | 7 | 3.1623e-10 | 5spot_SharedNeighbor | Water | Porous | Wet | R600a | MinimizeLCOE_Brownfield | IgnoreSilica | 203.8692 | 132.1131 | 14.554 | 4 | 2846.2332 | 3425.7098 | 58.0243 | 69.8377 | 199.135 | 0 | 354.0628 | 15098377.0024 | 1320987.1387 | 16564958.2808 | 12450369.5007 | 0 | 517225.3085 | 0 | 17921247.7201 | 46627410.4144 | 31824165.7053 | 142324741.0709 | 961560.8286 | 22410181.7999 | 22410181.7999 | 1478867.319 | 9845793.7898 | 0 | 165696483.6994 | 199431326.6082 | 316227.766 | 58.2161 | 2846.2332 | 3425.7098 | 58.0243 | 69.8377
1 | 5800 | 707 | 0.035 | 15 | 15 | 7 | 4.217e-10 | 5spot_SharedNeighbor | Water | Porous | Wet | R600a | MinimizeLCOE_Brownfield | IgnoreSilica | 205.007 | 132.6995 | 14.6544 | 4 | 2833.8788 | 3409.3857 | 57.7725 | 69.5049 | 199.0143 | 0 | 371.8446 | 15146254.5774 | 1325089.0343 | 16623756.5495 | 12517332.096 | 0 | 474683.6657 | 0 | 17973975.2099 | 46764596.527 | 31917798.046 | 142743485.7059 | 961560.8286 | 22410181.7999 | 22410181.7999 | 1478867.319 | 9845793.7898 | 0 | 166115228.3344 | 199850071.2432 | 421696.5034 | 58.6176 | 2833.8788 | 3409.3857 | 57.7725 | 69.5049
1 | 5800 | 707 | 0.035 | 15 | 15 | 7 | 5.6234e-10 | 5spot_SharedNeighbor | Water | Porous | Wet | R600a | MinimizeLCOE_Brownfield | IgnoreSilica | 205.8307 | 133.1223 | 14.7286 | 4 | 2824.5301 | 3397.1359 | 57.5819 | 69.2552 | 198.9264 | 0 | 370.1969 | 15180729.0811 | 1328042.4132 | 16666107.6117 | 12565715.2156 | 0 | 440416.985 | 0 | 18010594.4096 | 46859872.1729 | 31982825.6321 | 143034303.5212 | 961560.8286 | 22410181.7999 | 22410181.7999 | 1478867.319 | 9845793.7898 | 0 | 166406046.1497 | 200140889.0585 | 562341.3252 | 58.9146 | 2824.5301 | 3397.1359 | 57.5819 | 69.2552
1 | 5800 | 707 | 0.035 | 15 | 15 | 7 | 7.4989e-10 | 5spot_SharedNeighbor | Water | Porous | Wet | R600a | MinimizeLCOE_Brownfield | IgnoreSilica | 206.3714 | 133.3987 | 14.7809 | 4 | 2817.465 | 3388.046 | 57.4378 | 69.0699 | 198.8683 | 0 | 344.5214 | 15203259.9213 | 1329972.5002 | 16693792.0762 | 12597454.1154 | 0 | 412327.6752 | 0 | 18032354.4525 | 46916487.3408 | 32021466.6475 | 143207114.7292 | 961560.8286 | 22410181.7999 | 22410181.7999 | 1478867.319 | 9845793.7898 | 0 | 166578857.3577 | 200313700.2665 | 749894.2093 | 59.1237 | 2817.465 | 3388.046 | 57.4378 | 69.0699
1 | 5800 | 707 | 0.035 | 15 | 15 | 7 | 1e-09 | 5spot_SharedNeighbor | Water | Porous | Wet | R600a | MinimizeLCOE_Brownfield | IgnoreSilica | 206.7346 | 133.584 | 14.8182 | 4 | 2812.1317 | 3381.2758 | 57.3291 | 68.9319 | 198.8291 | 0 | 355.2089 | 15218347.7451 | 1331264.9445 | 16712333.6356 | 12618769.6914 | 0 | 389813.3334 | 0 | 18045506.4465 | 46950706.1314 | 32044821.6752 | 143311563.6031 | 961560.8286 | 22410181.7999 | 22410181.7999 | 1478867.319 | 9845793.7898 | 0 | 166683306.2317 | 200418149.1404 | 1000000 | 59.2729 | 2812.1317 | 3381.2758 | 57.3291 | 68.9319
1 | 5800 | 707 | 0.035 | 15 | 15 | 7 | 1.3335e-09 | 5spot_SharedNeighbor | Water | Porous | Wet | R600a | MinimizeLCOE_Brownfield | IgnoreSilica | 206.9561 | 133.6965 | 14.8439 | 4 | 2808.1099 | 3376.2707 | 57.2471 | 68.8298 | 198.8049 | 0 | 361.1125 | 15227515.7644 | 1332050.2733 | 16723601.3129 | 12631764.4189 | 0 | 371638.9087 | 0 | 18051762.5645 | 46966983.2673 | 32055931.1549 | 143361247.665 | 961560.8286 | 22410181.7999 | 22410181.7999 | 1478867.319 | 9845793.7898 | 0 | 166732990.2935 | 200467833.2023 | 1333521.4322 | 59.3755 | 2808.1099 | 3376.2707 | 57.2471 | 68.8298
1 | 5800 | 707 | 0.035 | 15 | 15 | 7 | 1.7783e-09 | 5spot_SharedNeighbor | Water | Porous | Wet | R600a | MinimizeLCOE_Brownfield | IgnoreSilica | 207.107 | 133.7731 | 14.8624 | 4 | 2805.0799 | 3372.5318 | 57.1853 | 68.7536 | 198.7883 | 0 | 368.2364 | 15233750.0955 | 1332584.2965 | 16731263.8687 | 12640617.8517 | 0 | 357444.6063 | 0 | 18055307.6803 | 46976206.9312 | 32062226.4951 | 143389401.8253 | 961560.8286 | 22410181.7999 | 22410181.7999 | 1478867.319 | 9845793.7898 | 0 | 166761144.4538 | 200495987.3626 | 1778279.41 | 59.4497 | 2805.0799 | 3372.5318 | 57.1853 | 68.7536
1 | 5800 | 707 | 0.035 | 15 | 15 | 7 | 2.3714e-09 | 5spot_SharedNeighbor | Water | Porous | Wet | R600a | MinimizeLCOE_Brownfield | IgnoreSilica | 207.1996 | 133.8199 | 14.8754 | 4 | 2802.7991 | 3369.7571 | 57.1388 | 68.6971 | 198.7781 | 0 | 361.1741 | 15237561.0159 | 1332910.7311 | 16735948.0089 | 12646046.8967 | 0 | 346278.0898 | 0 | 18056510.4496 | 46979336.2902 | 32064362.3469 | 143398953.8292 | 961560.8286 | 22410181.7999 | 22410181.7999 | 1478867.319 | 9845793.7898 | 0 | 166770696.4577 | 200505539.3665 | 2371373.7057 | 59.5015 | 2802.7991 | 3369.7571 | 57.1388 | 68.6971
1 | 5800 | 707 | 0.035 | 15 | 15 | 7 | 3.1623e-09 | 5spot_SharedNeighbor | Water | Porous | Wet | R600a | MinimizeLCOE_Brownfield | IgnoreSilica | 207.2682 | 133.8546 | 14.885 | 4 | 2801.0834 | 3367.673 | 57.1039 | 68.6546 | 198.7704 | 0 | 353.6025 | 15240379.3263 | 1333152.1397 | 16739412.1816 | 12650064.1667 | 0 | 337763.2019 | 0 | 18057300.6964 | 46981392.3503 | 32065765.6501 | 143405229.7131 | 961560.8286 | 22410181.7999 | 22410181.7999 | 1478867.319 | 9845793.7898 | 0 | 166776972.3416 | 200511815.2503 | 3162277.6602 | 59.5402 | 2801.0834 | 3367.673 | 57.1039 | 68.6546
1 | 5800 | 707 | 0.035 | 15 | 15 | 7 | 4.217e-09 | 5spot_SharedNeighbor | Water | Porous | Wet | R600a | MinimizeLCOE_Brownfield | IgnoreSilica | 207.3117 | 133.8765 | 14.8919 | 4 | 2799.7936 | 3366.1214 | 57.0776 | 68.6229 | 198.7655 | 0 | 361.6409 | 15242163.3589 | 1333304.9544 | 16741605.0923 | 12652614.5354 | 0 | 331180.5301 | 0 | 18057338.7037 | 46981491.2377 | 32065833.1428 | 143405531.5554 | 961560.8286 | 22410181.7999 | 22410181.7999 | 1478867.319 | 9845793.7898 | 0 | 166777274.1839 | 200512117.0926 | 4216965.0343 | 59.5677 | 2799.7936 | 3366.1214 | 57.0776 | 68.6229
1 | 5800 | 707 | 0.035 | 15 | 15 | 7 | 5.6234e-09 | 5spot_SharedNeighbor | Water | Porous | Wet | R600a | MinimizeLCOE_Brownfield | IgnoreSilica | 207.3239 | 133.8824 | 14.8961 | 4 | 2798.8246 | 3364.9928 | 57.0578 | 68.5999 | 198.764 | 0 | 374.6531 | 15242647.1948 | 1333346.3982 | 16742199.8223 | 12653326.9197 | 0 | 325880.8627 | 0 | 18055986.4671 | 46977972.9953 | 32063431.8701 | 143394792.5302 | 961560.8286 | 22410181.7999 | 22410181.7999 | 1478867.319 | 9845793.7898 | 0 | 166766535.1587 | 200501378.0674 | 5623413.2519 | 59.5845 | 2798.8246 | 3364.9928 | 57.0578 | 68.5999
1 | 5800 | 707 | 0.035 | 15 | 15 | 7 | 7.4989e-09 | 5spot_SharedNeighbor | Water | Porous | Wet | R600a | MinimizeLCOE_Brownfield | IgnoreSilica | 207.3434 | 133.8922 | 14.8998 | 4 | 2798.0968 | 3364.1269 | 57.043 | 68.5823 | 198.7618 | 0 | 374.6524 | 15243439.9968 | 1333414.3069 | 16743174.3375 | 12654465.6006 | 0 | 322039.7085 | 0 | 18055648.2406 | 46977092.9994 | 32062831.2549 | 143392106.4453 | 961560.8286 | 22410181.7999 | 22410181.7999 | 1478867.319 | 9845793.7898 | 0 | 166763849.0738 | 200498691.9826 | 7498942.0933 | 59.599 | 2798.0968 | 3364.1269 | 57.043 | 68.5823
1 | 5800 | 707 | 0.035 | 15 | 15 | 7 | 1e-08 | 5spot_SharedNeighbor | Water | Porous | Wet | R600a | MinimizeLCOE_Brownfield | IgnoreSilica | 207.3434 | 133.892 | 14.9018 | 4 | 2797.5504 | 3363.5032 | 57.0318 | 68.5696 | 198.7616 | 0 | 372.6431 | 15243424.911 | 1333413.0147 | 16743155.7939 | 12654462.574 | 0 | 318915.1663 | 0 | 18054414.8693 | 46973884.0203 | 32060641.0606 | 143382311.4101 | 961560.8286 | 22410181.7999 | 22410181.7999 | 1478867.319 | 9845793.7898 | 0 | 166754054.0386 | 200488896.9474 | 10000000 | 59.6072 | 2797.5504 | 3363.5032 | 57.0318 | 68.5696
1 | 5900 | 707 | 0.035 | 15 | 15 | 7 | 1e-13 | 5spot_SharedNeighbor | Water | Porous | Wet | R600a | MinimizeLCOE_Brownfield | IgnoreSilica | 0.95719 | 0.23714 | 0.01273 | 4 | 493736.7521 | 1171263.213 | 10065.4915 | 23877.7848 | 126.1635 | 0 | 49.6946 | 152500.7611 | 11063.3801 | 107478.2826 | 63864.7499 | 0 | 59971.1228 | 0 | 154002.5357 | 400683.0075 | 273474.3858 | 1223038.2256 | 961560.8286 | 22956191.5802 | 22956191.5802 | 1478867.319 | 10064197.702 | 0 | 25140790.6344 | 59640047.2356 | 100 | 0.050919 | 493736.7521 | 1171263.213 | 10065.4915 | 23877.7848
1 | 5900 | 707 | 0.035 | 15 | 15 | 7 | 1.3335e-13 | 5spot_SharedNeighbor | Water | Porous | Wet | R600a | MinimizeLCOE_Brownfield | IgnoreSilica | 1.2545 | 0.38261 | 0.02818 | 4 | 227395.9826 | 533452.7278 | 4635.7747 | 10875.1554 | 141.1686 | 0 | 49.5597 | 228883.0945 | 18376.1463 | 155973.7576 | 82689.9451 | 0 | 67704.3676 | 0 | 215914.6514 | 561765.6327 | 383416.5874 | 1714724.1827 | 961560.8286 | 22956191.5802 | 22956191.5802 | 1478867.319 | 10064197.702 | 0 | 25632476.5915 | 60131733.1927 | 133.3521 | 0.11272 | 227395.9826 | 533452.7278 | 4635.7747 | 10875.1554
1 | 5900 | 707 | 0.035 | 15 | 15 | 7 | 1.7783e-13 | 5spot_SharedNeighbor | Water | Porous | Wet | R600a | MinimizeLCOE_Brownfield | IgnoreSilica | 1.6125 | 0.57848 | 0.05208 | 4 | 125992.9859 | 291599.9678 | 2568.5374 | 5944.6598 | 153.7143 | 0 | 255.6207 | 324682.9017 | 28994.5312 | 215108.3191 | 108624.6388 | 0 | 74582.9676 | 0 | 293277.4098 | 763047.6607 | 520795.7075 | 2329114.1364 | 961560.8286 | 22956191.5802 | 22956191.5802 | 1478867.319 | 10064197.702 | 0 | 26246866.5452 | 60746123.1464 | 177.8279 | 0.20832 | 125992.9859 | 291599.9678 | 2568.5374 | 5944.6598
1 | 5900 | 707 | 0.035 | 15 | 15 | 7 | 2.3714e-13 | 5spot_SharedNeighbor | Water | Porous | Wet | R600a | MinimizeLCOE_Brownfield | IgnoreSilica | 2.0987 | 0.91378 | 0.087213 | 4 | 77673.3106 | 176567.536 | 1583.4755 | 3599.568 | 165.1822 | 0 | 333.5754 | 449157.4642 | 40628.0473 | 309818.4875 | 142004.2949 | 0 | 84651.4756 | 0 | 400241.3101 | 1041345.788 | 710739.8978 | 3178586.7654 | 961560.8286 | 22956191.5802 | 22956191.5802 | 1478867.319 | 10064197.702 | 0 | 27096339.1742 | 61595595.7754 | 237.1374 | 0.34885 | 77673.3106 | 176567.536 | 1583.4755 | 3599.568
1 | 5900 | 707 | 0.035 | 15 | 15 | 7 | 3.1623e-13 | 5spot_SharedNeighbor | Water | Porous | Wet | R600a | MinimizeLCOE_Brownfield | IgnoreSilica | 2.7016 | 1.3394 | 0.13152 | 4 | 53330.1279 | 118907.3023 | 1087.2068 | 2424.0862 | 174.493 | 0 | 440.6095 | 586678.4645 | 53096.2897 | 420679.176 | 180603.0931 | 0 | 95126.7856 | 0 | 521111.6854 | 1355825.7107 | 925378.907 | 4138500.1118 | 961560.8286 | 22956191.5802 | 22956191.5802 | 1478867.319 | 10064197.702 | 0 | 28056252.5207 | 62555509.1219 | 316.2278 | 0.52609 | 53330.1279 | 118907.3023 | 1087.2068 | 2424.0862
1 | 5900 | 707 | 0.035 | 15 | 15 | 7 | 4.217e-13 | 5spot_SharedNeighbor | Water | Porous | Wet | R600a | MinimizeLCOE_Brownfield | IgnoreSilica | 3.4795 | 1.8947 | 0.18953 | 4 | 38525.5966 | 84031.8112 | 785.3964 | 1713.1021 | 182.2611 | 0 | 544.3846 | 747902.4618 | 67688.8373 | 555224.4617 | 229598.1181 | 0 | 107339.3982 | 0 | 666023.7781 | 1732857.2503 | 1182710.68 | 5289344.9854 | 961560.8286 | 22956191.5802 | 22956191.5802 | 1478867.319 | 10064197.702 | 0 | 29207097.3942 | 63706353.9954 | 421.6965 | 0.75812 | 38525.5966 | 84031.8112 | 785.3964 | 1713.1021
1 | 5900 | 707 | 0.035 | 15 | 15 | 7 | 5.6234e-13 | 5spot_SharedNeighbor | Water | Porous | Wet | R600a | MinimizeLCOE_Brownfield | IgnoreSilica | 4.4916 | 2.6236 | 0.26584 | 4 | 28783.1055 | 61226.7034 | 586.7825 | 1248.1892 | 188.6742 | 0 | 92.3088 | 939628.0584 | 85007.8847 | 720352.9529 | 292899.6663 | 0 | 121792.3159 | 0 | 842275.5425 | 2191428.1871 | 1495694.767 | 6689079.3748 | 961560.8286 | 22956191.5802 | 22956191.5802 | 1478867.319 | 10064197.702 | 0 | 30606831.7836 | 65106088.3848 | 562.3413 | 1.0634 | 28783.1055 | 61226.7034 | 586.7825 | 1248.1892
1 | 5900 | 707 | 0.035 | 15 | 15 | 7 | 7.4989e-13 | 5spot_SharedNeighbor | Water | Porous | Wet | R600a | MinimizeLCOE_Brownfield | IgnoreSilica | 5.8124 | 3.5801 | 0.3662 | 4 | 22063.5822 | 45615.5768 | 449.796 | 929.9352 | 193.8795 | 0 | 61.9027 | 1168908.5829 | 105673.258 | 923744.9343 | 375234.7291 | 0 | 138925.2094 | 0 | 1057869.8184 | 2752360.2685 | 1878542.4386 | 8401259.2392 | 961560.8286 | 22956191.5802 | 22956191.5802 | 1478867.319 | 10064197.702 | 0 | 32319011.648 | 66818268.2492 | 749.8942 | 1.4648 | 22063.5822 | 45615.5768 | 449.796 | 929.9352
1 | 5900 | 707 | 0.035 | 15 | 15 | 7 | 1e-12 | 5spot_SharedNeighbor | Water | Porous | Wet | R600a | MinimizeLCOE_Brownfield | IgnoreSilica | 7.5273 | 4.8217 | 0.49675 | 4 | 17312.9465 | 34675.5867 | 352.9478 | 706.9087 | 197.9105 | 0 | 92.5717 | 1441250.0779 | 130159.6615 | 1172178.0124 | 481978.3637 | 0 | 158969.014 | 0 | 1319968.7005 | 3434287.7959 | 2343971.9882 | 10482763.6141 | 961560.8286 | 22956191.5802 | 22956191.5802 | 1478867.319 | 10064197.702 | 0 | 34400516.0229 | 68899772.6241 | 1000 | 1.987 | 17312.9465 | 34675.5867 | 352.9478 | 706.9087
1 | 5900 | 707 | 0.035 | 15 | 15 | 7 | 1.3335e-12 | 5spot_SharedNeighbor | Water | Porous | Wet | R600a | MinimizeLCOE_Brownfield | IgnoreSilica | 9.8099 | 6.4962 | 0.6731 | 4 | 13754.0951 | 26567.6737 | 280.3958 | 541.618 | 201.4574 | 0 | 110.1513 | 1778066.2622 | 160361.2365 | 1487862.1548 | 624250.0687 | 0 | 183452.9392 | 0 | 1651257.138 | 4296232.3535 | 2932266.86 | 13113749.013 | 961560.8286 | 22956191.5802 | 22956191.5802 | 1478867.319 | 10064197.702 | 0 | 37031501.4218 | 71530758.023 | 1333.5214 | 2.6924 | 13754.0951 | 26567.6737 | 280.3958 | 541.618
1 | 5900 | 707 | 0.035 | 15 | 15 | 7 | 1.7783e-12 | 5spot_SharedNeighbor | Water | Porous | Wet | R600a | MinimizeLCOE_Brownfield | IgnoreSilica | 12.8131 | 8.6939 | 0.90463 | 4 | 11132.1152 | 20666.1926 | 226.9432 | 421.3083 | 204.122 | 0 | 105.0625 | 2183926.9372 | 196646.3498 | 1878470.6054 | 811314.1898 | 0 | 213044.247 | 0 | 2060526.9084 | 5361068.3434 | 3659039.3033 | 16364036.8842 | 961560.8286 | 22956191.5802 | 22956191.5802 | 1478867.319 | 10064197.702 | 0 | 40281789.2931 | 74781045.8942 | 1778.2794 | 3.6185 | 11132.1152 | 20666.1926 | 226.9432 | 421.3083
1 | 5900 | 707 | 0.035 | 15 | 15 | 7 | 2.3714e-12 | 5spot_SharedNeighbor | Water | Porous | Wet | R600a | MinimizeLCOE_Brownfield | IgnoreSilica | 16.789 | 11.6171 | 1.2126 | 4 | 9146.8099 | 16259.5269 | 186.4701 | 331.4724 | 206.213 | 0 | 99.589 | 2680307.8775 | 240882.716 | 2368714.3401 | 1062499.2177 | 0 | 249442.059 | 0 | 2574720.0221 | 6698893.3497 | 4572132.3596 | 20447591.9418 | 961560.8286 | 22956191.5802 | 22956191.5802 | 1478867.319 | 10064197.702 | 0 | 44365344.3506 | 78864600.9518 | 2371.3737 | 4.8504 | 9146.8099 | 16259.5269 | 186.4701 | 331.4724
1 | 5900 | 707 | 0.035 | 15 | 15 | 7 | 3.1623e-12 | 5spot_SharedNeighbor | Water | Porous | Wet | R600a | MinimizeLCOE_Brownfield | IgnoreSilica | 22.0775 | 15.4869 | 1.6203 | 4 | 7629.6931 | 12952.5083 | 155.5416 | 264.0544 | 207.8465 | 0 | 85.4499 | 3284993.6859 | 294586.0648 | 2981301.5125 | 1389221.1751 | 0 | 293745.2105 | 0 | 3215100.583 | 8365032.2093 | 5709306.3671 | 25533286.8082 | 961560.8286 | 22956191.5802 | 22956191.5802 | 1478867.319 | 10064197.702 | 0 | 49451039.2171 | 83950295.8183 | 3162.2777 | 6.4814 | 7629.6931 | 12952.5083 | 155.5416 | 264.0544
1 | 5900 | 707 | 0.035 | 15 | 15 | 7 | 4.217e-12 | 5spot_SharedNeighbor | Water | Porous | Wet | R600a | MinimizeLCOE_Brownfield | IgnoreSilica | 29.0548 | 20.6066 | 2.1598 | 4 | 6461.1917 | 10454.5138 | 131.7201 | 213.1294 | 209.1042 | 0 | 92.3317 | 4021792.9361 | 359783.0535 | 3746609.9033 | 1824194.0275 | 0 | 347718.1879 | 0 | 4017038.2622 | 10451509.5505 | 7133370.0252 | 31902015.9462 | 961560.8286 | 22956191.5802 | 22956191.5802 | 1478867.319 | 10064197.702 | 0 | 55819768.3551 | 90319024.9563 | 4216.965 | 8.6392 | 6461.1917 | 10454.5138 | 131.7201 | 213.1294
1 | 5900 | 707 | 0.035 | 15 | 15 | 7 | 5.6234e-12 | 5spot_SharedNeighbor | Water | Porous | Wet | R600a | MinimizeLCOE_Brownfield | IgnoreSilica | 38.1922 | 27.3134 | 2.8669 | 4 | 5556.4274 | 8564.8891 | 113.2753 | 174.6068 | 210.0631 | 0 | 93.0817 | 4911745.7525 | 438227.3243 | 4693903.8676 | 2393896.5411 | 0 | 412341.6069 | 0 | 5011544.8861 | 13039011.7844 | 8899393.4677 | 39800065.2307 | 961560.8286 | 22956191.5802 | 22956191.5802 | 1478867.319 | 10064197.702 | 0 | 63717817.6395 | 98217074.2407 | 5623.4133 | 11.4674 | 5556.4274 | 8564.8891 | 113.2753 | 174.6068
1 | 5900 | 707 | 0.035 | 15 | 15 | 7 | 7.4989e-12 | 5spot_SharedNeighbor | Water | Porous | Wet | R600a | MinimizeLCOE_Brownfield | IgnoreSilica | 50.0675 | 36.0247 | 3.7852 | 4 | 4851.0956 | 7129.6313 | 98.8961 | 145.3472 | 210.7691 | 0 | 122.9432 | 5979150.9295 | 531932.4687 | 5857518.5558 | 3134197.3864 | 0 | 489618.4627 | 0 | 6237042.9432 | 16227506.3447 | 11075606.5222 | 49532573.613 | 961560.8286 | 22956191.5802 | 22956191.5802 | 1478867.319 | 10064197.702 | 0 | 73450326.0219 | 107949582.6231 | 7498.9421 | 15.141 | 4851.0956 | 7129.6313 | 98.8961 | 145.3472
1 | 5900 | 707 | 0.035 | 15 | 15 | 7 | 1e-11 | 5spot_SharedNeighbor | Water | Porous | Wet | R600a | MinimizeLCOE_Brownfield | IgnoreSilica | 65.2226 | 47.0907 | 4.9512 | 4 | 4302.9406 | 6044.8986 | 87.7213 | 123.2334 | 211.1692 | 0 | 125.0902 | 7234057.0468 | 641639.397 | 7257410.6575 | 4078154.4044 | 0 | 580930.5334 | 0 | 7718954.8952 | 20083137.2621 | 13707153.8486 | 61301438.045 | 961560.8286 | 22956191.5802 | 22956191.5802 | 1478867.319 | 10064197.702 | 0 | 85219190.4538 | 119718447.055 | 10000 | 19.8049 | 4302.9406 | 6044.8986 | 87.7213 | 123.2334
1 | 5900 | 707 | 0.035 | 15 | 15 | 7 | 1.3335e-11 | 5spot_SharedNeighbor | Water | Porous | Wet | R600a | MinimizeLCOE_Brownfield | IgnoreSilica | 84.0117 | 60.6089 | 6.3722 | 4 | 3883.605 | 5237.114 | 79.1725 | 106.7657 | 211.0778 | 0 | 119.101 | 8658147.2833 | 765617.5618 | 8881016.6938 | 5245313.0919 | 0 | 687667.734 | 0 | 9452727.3223 | 24594057.4715 | 16785949.5817 | 75070496.7402 | 961560.8286 | 22956191.5802 | 22956191.5802 | 1478867.319 | 10064197.702 | 0 | 98988249.1491 | 133487505.7503 | 13335.2143 | 25.4888 | 3883.605 | 5237.114 | 79.1725 | 106.7657
1 | 5900 | 707 | 0.035 | 15 | 15 | 7 | 1.7783e-11 | 5spot_SharedNeighbor | Water | Porous | Wet | R600a | MinimizeLCOE_Brownfield | IgnoreSilica | 106.258 | 76.1288 | 7.9956 | 4 | 3572.8323 | 4651.5335 | 72.837 | 94.8278 | 210.2729 | 0 | 109.8807 | 10185962.6683 | 898091.6333 | 10657926.0382 | 6619505.7762 | 0 | 809308.899 | 0 | 11376610.0558 | 29599605.7016 | 20202339.1024 | 90349349.8748 | 961560.8286 | 22956191.5802 | 22956191.5802 | 1478867.319 | 10064197.702 | 0 | 114267102.2837 | 148766358.8849 | 17782.7941 | 31.9822 | 3572.8323 | 4651.5335 | 72.837 | 94.8278
1 | 5900 | 707 | 0.035 | 15 | 15 | 7 | 2.3714e-11 | 5spot_SharedNeighbor | Water | Porous | Wet | R600a | MinimizeLCOE_Brownfield | IgnoreSilica | 131.1152 | 92.6264 | 9.7064 | 4 | 3352.2626 | 4240.8292 | 68.3404 | 86.455 | 208.6533 | 0 | 149.4969 | 11715987.922 | 1030269.6528 | 12468711.2407 | 8141678.3242 | 0 | 943527.8879 | 0 | 13377068.2608 | 34804387.6005 | 23754709.696 | 106236340.5848 | 961560.8286 | 22956191.5802 | 22956191.5802 | 1478867.319 | 10064197.702 | 0 | 130154092.9937 | 164653349.5949 | 23713.7371 | 38.8257 | 3352.2626 | 4240.8292 | 68.3404 | 86.455
1 | 5900 | 707 | 0.035 | 15 | 15 | 7 | 3.1623e-11 | 5spot_SharedNeighbor | Water | Porous | Wet | R600a | MinimizeLCOE_Brownfield | IgnoreSilica | 157.0669 | 109.0626 | 11.3959 | 4 | 3199.3965 | 3956.2318 | 65.224 | 80.6531 | 206.582 | 0 | 141.4086 | 13165306.6132 | 1155073.3216 | 14209353.0556 | 9752841.0863 | 0 | 1082029.7963 | 0 | 15352195.5105 | 39943263.55 | 27262098.1249 | 121922161.0585 | 961560.8286 | 22956191.5802 | 22956191.5802 | 1478867.319 | 10064197.702 | 0 | 145839913.4673 | 180339170.0685 | 31622.7766 | 45.5836 | 3199.3965 | 3956.2318 | 65.224 | 80.6531
1 | 5900 | 707 | 0.035 | 15 | 15 | 7 | 4.217e-11 | 5spot_SharedNeighbor | Water | Porous | Wet | R600a | MinimizeLCOE_Brownfield | IgnoreSilica | 174.7102 | 119.5018 | 12.5572 | 4 | 3093.0044 | 3779.8481 | 63.0551 | 77.0573 | 205.0172 | 0 | 153.894 | 14053715.7538 | 1231398.655 | 15287388.4618 | 10773467.0496 | 0 | 1091558.1828 | 0 | 16550635.9602 | 43061359.7661 | 29390262.8628 | 131439786.6922 | 961560.8286 | 22956191.5802 | 22956191.5802 | 1478867.319 | 10064197.702 | 0 | 155357539.101 | 189856795.7022 | 42169.6503 | 50.2287 | 3093.0044 | 3779.8481 | 63.0551 | 77.0573
1 | 5900 | 707 | 0.035 | 15 | 15 | 7 | 5.6234e-11 | 5spot_SharedNeighbor | Water | Porous | Wet | R600a | MinimizeLCOE_Brownfield | IgnoreSilica | 183.3555 | 124.4786 | 13.2387 | 4 | 3013.807 | 3665.2911 | 61.4405 | 74.7219 | 204.1841 | 0 | 181.3935 | 14469507.2402 | 1267076.5679 | 15794632.0268 | 11290484.9925 | 0 | 984202.7324 | 0 | 17084302.3883 | 44449850.3422 | 30337936.2116 | 135677992.5019 | 961560.8286 | 22956191.5802 | 22956191.5802 | 1478867.319 | 10064197.702 | 0 | 159595744.9107 | 194095001.5119 | 56234.1325 | 52.9549 | 3013.807 | 3665.2911 | 61.4405 | 74.7219
1 | 5900 | 707 | 0.035 | 15 | 15 | 7 | 7.4989e-11 | 5spot_SharedNeighbor | Water | Porous | Wet | R600a | MinimizeLCOE_Brownfield | IgnoreSilica | 190.207 | 128.3311 | 13.7836 | 4 | 2953.1477 | 3578.8774 | 60.2039 | 72.9603 | 203.498 | 0 | 231.406 | 14788157.8447 | 1294400.8175 | 16184494.306 | 11698861.8627 | 0 | 881032.3462 | 0 | 17490309.3991 | 45506197.3007 | 31058914.7166 | 138902368.5935 | 961560.8286 | 22956191.5802 | 22956191.5802 | 1478867.319 | 10064197.702 | 0 | 162820121.0023 | 197319377.6035 | 74989.4209 | 55.1344 | 2953.1477 | 3578.8774 | 60.2039 | 72.9603
1 | 5900 | 707 | 0.035 | 15 | 15 | 7 | 1e-10 | 5spot_SharedNeighbor | Water | Porous | Wet | R600a | MinimizeLCOE_Brownfield | IgnoreSilica | 195.5607 | 131.2836 | 14.2123 | 4 | 2906.8157 | 3513.6695 | 59.2594 | 71.6309 | 202.9464 | 0 | 257.3896 | 15030554.4607 | 1315175.8742 | 16481701.8688 | 12017192.7419 | 0 | 787052.2681 | 0 | 17796354.1134 | 46302462.8688 | 31602382.3284 | 141332876.5243 | 961560.8286 | 22956191.5802 | 22956191.5802 | 1478867.319 | 10064197.702 | 0 | 165250628.9331 | 199749885.5343 | 100000 | 56.8494 | 2906.8157 | 3513.6695 | 59.2594 | 71.6309
1 | 5900 | 707 | 0.035 | 15 | 15 | 7 | 1.3335e-10 | 5spot_SharedNeighbor | Water | Porous | Wet | R600a | MinimizeLCOE_Brownfield | IgnoreSilica | 199.6091 | 133.4801 | 14.5411 | 4 | 2871.4942 | 3464.6264 | 58.5393 | 70.6311 | 202.5202 | 0 | 310.8485 | 15209889.8488 | 1330540.4333 | 16701939.3957 | 12256900.7856 | 0 | 703395.4208 | 0 | 18019039.6949 | 46881845.0728 | 31997822.5878 | 143101373.2398 | 961560.8286 | 22956191.5802 | 22956191.5802 | 1478867.319 | 10064197.702 | 0 | 167019125.6486 | 201518382.2498 | 133352.1432 | 58.1645 | 2871.4942 | 3464.6264 | 58.5393 | 70.6311
1 | 5900 | 707 | 0.035 | 15 | 15 | 7 | 1.7783e-10 | 5spot_SharedNeighbor | Water | Porous | Wet | R600a | MinimizeLCOE_Brownfield | IgnoreSilica | 202.6176 | 135.093 | 14.7899 | 4 | 2844.6235 | 3427.781 | 57.9915 | 69.88 | 202.1984 | 0 | 301.4508 | 15341045.1287 | 1341774.115 | 16863194.729 | 12434850.655 | 0 | 630919.8167 | 0 | 18178595.9333 | 47296977.6757 | 32281159.1194 | 144368517.1728 | 961560.8286 | 22956191.5802 | 22956191.5802 | 1478867.319 | 10064197.702 | 0 | 168286269.5816 | 202785526.1828 | 177827.941 | 59.1594 | 2844.6235 | 3427.781 | 57.9915 | 69.88
1 | 5900 | 707 | 0.035 | 15 | 15 | 7 | 2.3714e-10 | 5spot_SharedNeighbor | Water | Porous | Wet | R600a | MinimizeLCOE_Brownfield | IgnoreSilica | 204.8218 | 136.2637 | 14.9759 | 4 | 2824.2146 | 3400.1281 | 57.5754 | 69.3162 | 201.9598 | 0 | 380.4313 | 15435975.7583 | 1349903.4974 | 16980009.4369 | 12565106.246 | 0 | 569481.1125 | 0 | 18291185.6599 | 47589913.049 | 32481093.5309 | 145262668.291 | 961560.8286 | 22956191.5802 | 22956191.5802 | 1478867.319 | 10064197.702 | 0 | 169180420.6998 | 203679677.301 | 237137.3706 | 59.9035 | 2824.2146 | 3400.1281 | 57.5754 | 69.3162
1 | 5900 | 707 | 0.035 | 15 | 15 | 7 | 3.1623e-10 | 5spot_SharedNeighbor | Water | Porous | Wet | R600a | MinimizeLCOE_Brownfield | IgnoreSilica | 206.4102 | 137.1014 | 15.1134 | 4 | 2808.7337 | 3379.4061 | 57.2598 | 68.8938 | 201.7862 | 0 | 346.6936 | 15503754.7133 | 1355706.9321 | 17063463.1053 | 12658849.4744 | 0 | 518203.6135 | 0 | 18368991.3571 | 47792347.5129 | 32619259.2121 | 145880575.9206 | 961560.8286 | 22956191.5802 | 22956191.5802 | 1478867.319 | 10064197.702 | 0 | 169798328.3294 | 204297584.9306 | 316227.766 | 60.4537 | 2808.7337 | 3379.4061 | 57.2598 | 68.8938
1 | 5900 | 707 | 0.035 | 15 | 15 | 7 | 4.217e-10 | 5spot_SharedNeighbor | Water | Porous | Wet | R600a | MinimizeLCOE_Brownfield | IgnoreSilica | 207.5239 | 137.6856 | 15.2135 | 4 | 2797.0072 | 3363.9254 | 57.0208 | 68.5782 | 201.6635 | 0 | 359.4033 | 15550954.2645 | 1359747.8979 | 17121602.5482 | 12724546.3952 | 0 | 475767.499 | 0 | 18420721.2559 | 47926938.0983 | 32711120.0522 | 146291398.0112 | 961560.8286 | 22956191.5802 | 22956191.5802 | 1478867.319 | 10064197.702 | 0 | 170209150.4201 | 204708407.0212 | 421696.5034 | 60.854 | 2797.0072 | 3363.9254 | 57.0208 | 68.5782
1 | 5900 | 707 | 0.035 | 15 | 15 | 7 | 5.6234e-10 | 5spot_SharedNeighbor | Water | Porous | Wet | R600a | MinimizeLCOE_Brownfield | IgnoreSilica | 208.3009 | 138.0915 | 15.2861 | 4 | 2788.1352 | 3352.36 | 56.8399 | 68.3424 | 201.5774 | 0 | 349.843 | 15583719.3166 | 1362552.8691 | 17161973.6232 | 12770365.969 | 0 | 441194.9221 | 0 | 18454724.613 | 48015407.8585 | 32771502.4814 | 146561441.653 | 961560.8286 | 22956191.5802 | 22956191.5802 | 1478867.319 | 10064197.702 | 0 | 170479194.0618 | 204978450.663 | 562341.3252 | 61.1445 | 2788.1352 | 3352.36 | 56.8399 | 68.3424
1 | 5900 | 707 | 0.035 | 15 | 15 | 7 | 7.4989e-10 | 5spot_SharedNeighbor | Water | Porous | Wet | R600a | MinimizeLCOE_Brownfield | IgnoreSilica | 208.8197 | 138.3616 | 15.3377 | 4 | 2781.4308 | 3343.7577 | 56.7032 | 68.167 | 201.5195 | 0 | 356.3243 | 15605506.4225 | 1364417.9463 | 17188823.6713 | 12800949.3418 | 0 | 413077.9663 | 0 | 18475382.3858 | 48069155.1458 | 32808186.1093 | 146725498.989 | 961560.8286 | 22956191.5802 | 22956191.5802 | 1478867.319 | 10064197.702 | 0 | 170643251.3979 | 205142507.9991 | 749894.2093 | 61.3509 | 2781.4308 | 3343.7577 | 56.7032 | 68.167
1 | 5900 | 707 | 0.035 | 15 | 15 | 7 | 1e-09 | 5spot_SharedNeighbor | Water | Porous | Wet | R600a | MinimizeLCOE_Brownfield | IgnoreSilica | 209.1681 | 138.5425 | 15.3746 | 4 | 2776.3699 | 3337.3495 | 56.6001 | 68.0364 | 201.4804 | 0 | 350.8911 | 15620090.5418 | 1365666.3756 | 17206799.2561 | 12821481.7114 | 0 | 390574.6098 | 0 | 18487798.8729 | 48101460.2984 | 32830235.0398 | 146824106.7059 | 961560.8286 | 22956191.5802 | 22956191.5802 | 1478867.319 | 10064197.702 | 0 | 170741859.1147 | 205241115.7159 | 1000000 | 61.4982 | 2776.3699 | 3337.3495 | 56.6001 | 68.0364
1 | 5900 | 707 | 0.035 | 15 | 15 | 7 | 1.3335e-09 | 5spot_SharedNeighbor | Water | Porous | Wet | R600a | MinimizeLCOE_Brownfield | IgnoreSilica | 209.3922 | 138.6585 | 15.4005 | 4 | 2772.5536 | 3332.5901 | 56.5223 | 67.9394 | 201.455 | 0 | 349.9714 | 15629442.5181 | 1366466.9069 | 17218326.9885 | 12834685.7014 | 0 | 372619.0189 | 0 | 18494401.0421 | 48118637.7884 | 32841959.0297 | 146876538.9939 | 961560.8286 | 22956191.5802 | 22956191.5802 | 1478867.319 | 10064197.702 | 0 | 170794291.4028 | 205293548.004 | 1333521.4322 | 61.6018 | 2772.5536 | 3332.5901 | 56.5223 | 67.9394
1 | 5900 | 707 | 0.035 | 15 | 15 | 7 | 1.7783e-09 | 5spot_SharedNeighbor | Water | Porous | Wet | R600a | MinimizeLCOE_Brownfield | IgnoreSilica | 209.5554 | 138.7429 | 15.4197 | 4 | 2769.6785 | 3329.0175 | 56.4636 | 67.8665 | 201.4365 | 0 | 364.0104 | 15636242.2583 | 1367048.9581 | 17226709.1921 | 12844297.983 | 0 | 358753.1879 | 0 | 18498890.116 | 48130317.4377 | 32849930.6303 | 146912189.7635 | 961560.8286 | 22956191.5802 | 22956191.5802 | 1478867.319 | 10064197.702 | 0 | 170829942.1723 | 205329198.7735 | 1778279.41 | 61.6786 | 2769.6785 | 3329.0175 | 56.4636 | 67.8665
1 | 5900 | 707 | 0.035 | 15 | 15 | 7 | 2.3714e-09 | 5spot_SharedNeighbor | Water | Porous | Wet | R600a | MinimizeLCOE_Brownfield | IgnoreSilica | 209.6427 | 138.7878 | 15.4324 | 4 | 2767.5143 | 3326.392 | 56.4195 | 67.813 | 201.4264 | 0 | 425.2975 | 15639859.8124 | 1367358.6145 | 17231168.8064 | 12849438.2875 | 0 | 347614.2557 | 0 | 18499821.5128 | 48132740.7412 | 32851584.5848 | 146919586.6154 | 961560.8286 | 22956191.5802 | 22956191.5802 | 1478867.319 | 10064197.702 | 0 | 170837339.0243 | 205336595.6255 | 2371373.7057 | 61.7295 | 2767.5143 | 3326.392 | 56.4195 | 67.813
1 | 5900 | 707 | 0.035 | 15 | 15 | 7 | 3.1623e-09 | 5spot_SharedNeighbor | Water | Porous | Wet | R600a | MinimizeLCOE_Brownfield | IgnoreSilica | 209.7035 | 138.819 | 15.4417 | 4 | 2765.8864 | 3324.4268 | 56.3863 | 67.7729 | 201.4194 | 0 | 390.8666 | 15642372.8207 | 1367573.7226 | 17234266.8378 | 12853014.8375 | 0 | 339063.201 | 0 | 18500153.6536 | 48133604.9034 | 32852174.3933 | 146922224.3699 | 961560.8286 | 22956191.5802 | 22956191.5802 | 1478867.319 | 10064197.702 | 0 | 170839976.7787 | 205339233.3799 | 3162277.6602 | 61.7668 | 2765.8864 | 3324.4268 | 56.3863 | 67.7729
1 | 5900 | 707 | 0.035 | 15 | 15 | 7 | 4.217e-09 | 5spot_SharedNeighbor | Water | Porous | Wet | R600a | MinimizeLCOE_Brownfield | IgnoreSilica | 209.7398 | 138.8375 | 15.4482 | 4 | 2764.6627 | 3322.9664 | 56.3614 | 67.7432 | 201.4151 | 0 | 426.7662 | 15643865.5634 | 1367701.4977 | 17236107.1146 | 12855149.3068 | 0 | 332431.1213 | 0 | 18499749.2955 | 48132552.8464 | 32851456.3427 | 146919013.0883 | 961560.8286 | 22956191.5802 | 22956191.5802 | 1478867.319 | 10064197.702 | 0 | 170836765.4972 | 205336022.0983 | 4216965.0343 | 61.793 | 2764.6627 | 3322.9664 | 56.3614 | 67.7432
1 | 5900 | 707 | 0.035 | 15 | 15 | 7 | 5.6234e-09 | 5spot_SharedNeighbor | Water | Porous | Wet | R600a | MinimizeLCOE_Brownfield | IgnoreSilica | 209.7546 | 138.8449 | 15.4526 | 4 | 2763.7433 | 3321.8913 | 56.3426 | 67.7212 | 201.4132 | 0 | 405.4029 | 15644461.9798 | 1367752.5494 | 17236842.3917 | 12856018.2161 | 0 | 327218.212 | 0 | 18498594.4061 | 48129548.0611 | 32849405.515 | 146909841.3312 | 961560.8286 | 22956191.5802 | 22956191.5802 | 1478867.319 | 10064197.702 | 0 | 170827593.74 | 205326850.3412 | 5623413.2519 | 61.8102 | 2763.7433 | 3321.8913 | 56.3426 | 67.7212
1 | 5900 | 707 | 0.035 | 15 | 15 | 7 | 7.4989e-09 | 5spot_SharedNeighbor | Water | Porous | Wet | R600a | MinimizeLCOE_Brownfield | IgnoreSilica | 209.7741 | 138.8549 | 15.4562 | 4 | 2763.0528 | 3321.0696 | 56.3286 | 67.7045 | 201.4109 | 0 | 410.1673 | 15645260.6644 | 1367820.9146 | 17237827.0351 | 12857161.7492 | 0 | 323413.6364 | 0 | 18498278.7599 | 48128726.8145 | 32848844.9974 | 146907334.5715 | 961560.8286 | 22956191.5802 | 22956191.5802 | 1478867.319 | 10064197.702 | 0 | 170825086.9804 | 205324343.5816 | 7498942.0933 | 61.8248 | 2763.0528 | 3321.0696 | 56.3286 | 67.7045
1 | 5900 | 707 | 0.035 | 15 | 15 | 7 | 1e-08 | 5spot_SharedNeighbor | Water | Porous | Wet | R600a | MinimizeLCOE_Brownfield | IgnoreSilica | 209.7935 | 138.8648 | 15.4592 | 4 | 2762.5344 | 3320.4443 | 56.318 | 67.6917 | 201.4086 | 0 | 411.8821 | 15646064.5915 | 1367889.7285 | 17238818.1475 | 12858306.3081 | 0 | 320622.539 | 0 | 18498363.5127 | 48128947.3238 | 32848995.4995 | 146908007.6505 | 961560.8286 | 22956191.5802 | 22956191.5802 | 1478867.319 | 10064197.702 | 0 | 170825760.0594 | 205325016.6606 | 10000000 | 61.8366 | 2762.5344 | 3320.4443 | 56.318 | 67.6917
1 | 6000 | 707 | 0.035 | 15 | 15 | 7 | 1e-13 | 5spot_SharedNeighbor | Water | Porous | Wet | R600a | MinimizeLCOE_Brownfield | IgnoreSilica | 0.99609 | 0.25864 | 0.014882 | 4 | 432913.7408 | 1025431.0166 | 8825.5322 | 20904.7983 | 129.4034 | 0 | 56.832 | 164690.957 | 12200.3339 | 114946.9589 | 66615.5122 | 0 | 61672.1859 | 0 | 163849.1197 | 426301.7993 | 290959.7377 | 1301236.6045 | 961560.8286 | 23508061.4514 | 23508061.4514 | 1478867.319 | 10284945.6504 | 0 | 25770858.8845 | 61042733.3054 | 100 | 0.059529 | 432913.7408 | 1025431.0166 | 8825.5322 | 20904.7983
1 | 6000 | 707 | 0.035 | 15 | 15 | 7 | 1.3335e-13 | 5spot_SharedNeighbor | Water | Porous | Wet | R600a | MinimizeLCOE_Brownfield | IgnoreSilica | 1.2739 | 0.39951 | 0.030683 | 4 | 213784.587 | 501173.4903 | 4358.288 | 10217.0995 | 143.2329 | 0 | 53.8169 | 238273.5382 | 19431.1809 | 161224.4345 | 84805.709 | 0 | 67297.468 | 0 | 222702.6089 | 579426.5059 | 395470.4963 | 1768631.9417 | 961560.8286 | 23508061.4514 | 23508061.4514 | 1478867.319 | 10284945.6504 | 0 | 26238254.2218 | 61510128.6426 | 133.3521 | 0.12273 | 213784.587 | 501173.4903 | 4358.288 | 10217.0995
1 | 6000 | 707 | 0.035 | 15 | 15 | 7 | 1.7783e-13 | 5spot_SharedNeighbor | Water | Porous | Wet | R600a | MinimizeLCOE_Brownfield | IgnoreSilica | 1.6514 | 0.62134 | 0.057247 | 4 | 117539.7925 | 271574.1139 | 2396.2077 | 5536.4056 | 156.389 | 0 | 256.9678 | 342901.7694 | 30918.3888 | 227597.8387 | 113152.7092 | 0 | 74991.8089 | 0 | 307929.3808 | 801169.0839 | 546814.3622 | 2445475.3419 | 961560.8286 | 23508061.4514 | 23508061.4514 | 1478867.319 | 10284945.6504 | 0 | 26915097.6219 | 62186972.0427 | 177.8279 | 0.22899 | 117539.7925 | 271574.1139 | 2396.2077 | 5536.4056
1 | 6000 | 707 | 0.035 | 15 | 15 | 7 | 2.3714e-13 | 5spot_SharedNeighbor | Water | Porous | Wet | R600a | MinimizeLCOE_Brownfield | IgnoreSilica | 2.1376 | 0.96704 | 0.093276 | 4 | 74412.0478 | 168948.4292 | 1516.9902 | 3444.2422 | 167.7647 | 0 | 339.4541 | 467271.5954 | 42271.4333 | 324181.7037 | 145335.0913 | 0 | 84394.7995 | 0 | 414747.3031 | 1079087.4063 | 736499.3278 | 3293788.6607 | 961560.8286 | 23508061.4514 | 23508061.4514 | 1478867.319 | 10284945.6504 | 0 | 27763410.9407 | 63035285.3615 | 237.1374 | 0.3731 | 74412.0478 | 168948.4292 | 1516.9902 | 3444.2422
1 | 6000 | 707 | 0.035 | 15 | 15 | 7 | 3.1623e-13 | 5spot_SharedNeighbor | Water | Porous | Wet | R600a | MinimizeLCOE_Brownfield | IgnoreSilica | 2.76 | 1.4174 | 0.14022 | 4 | 51281.5557 | 114166.8466 | 1045.4439 | 2327.4456 | 177.3082 | 0 | 444.2214 | 610392.164 | 55244.323 | 440184.7518 | 185186.0265 | 0 | 95319.832 | 0 | 540667.568 | 1406706.1057 | 960105.822 | 4293806.593 | 961560.8286 | 23508061.4514 | 23508061.4514 | 1478867.319 | 10284945.6504 | 0 | 28763428.873 | 64035303.2939 | 316.2278 | 0.56089 | 51281.5557 | 114166.8466 | 1045.4439 | 2327.4456
1 | 6000 | 707 | 0.035 | 15 | 15 | 7 | 4.217e-13 | 5spot_SharedNeighbor | Water | Porous | Wet | R600a | MinimizeLCOE_Brownfield | IgnoreSilica | 3.5573 | 2.0014 | 0.20148 | 4 | 37166.5837 | 80932.3948 | 757.6911 | 1649.9163 | 185.1842 | 0 | 553.7306 | 777170.2133 | 70335.035 | 580099.4874 | 235499.2152 | 0 | 107426.8618 | 0 | 690507.0169 | 1796557.6156 | 1226187.4882 | 5483782.9334 | 961560.8286 | 23508061.4514 | 23508061.4514 | 1478867.319 | 10284945.6504 | 0 | 29953405.2134 | 65225279.6343 | 421.6965 | 0.80592 | 37166.5837 | 80932.3948 | 757.6911 | 1649.9163
1 | 6000 | 707 | 0.035 | 15 | 15 | 7 | 5.6234e-13 | 5spot_SharedNeighbor | Water | Porous | Wet | R600a | MinimizeLCOE_Brownfield | IgnoreSilica | 4.5842 | 2.7604 | 0.28136 | 4 | 27888.8404 | 59229.3319 | 568.5517 | 1207.47 | 191.6221 | 0 | 88.6115 | 973769.1962 | 88088.173 | 750260.4895 | 299938.5377 | 0 | 121413.4393 | 0 | 871053.236 | 2266301.8424 | 1546797.5753 | 6917622.4895 | 961560.8286 | 23508061.4514 | 23508061.4514 | 1478867.319 | 10284945.6504 | 0 | 31387244.7695 | 66659119.1903 | 562.3413 | 1.1254 | 27888.8404 | 59229.3319 | 568.5517 | 1207.47
1 | 6000 | 707 | 0.035 | 15 | 15 | 7 | 7.4989e-13 | 5spot_SharedNeighbor | Water | Porous | Wet | R600a | MinimizeLCOE_Brownfield | IgnoreSilica | 5.9265 | 3.7584 | 0.38657 | 4 | 21436.0079 | 44246.8873 | 437.002 | 902.0326 | 196.8625 | 0 | 85.2468 | 1209525.6836 | 109329.1753 | 960358.0567 | 383971.9169 | 0 | 138111.0276 | 0 | 1092505.3854 | 2842474.9093 | 1940047.5326 | 8676323.6874 | 961560.8286 | 23508061.4514 | 23508061.4514 | 1478867.319 | 10284945.6504 | 0 | 33145945.9674 | 68417820.3883 | 749.8942 | 1.5463 | 21436.0079 | 44246.8873 | 437.002 | 902.0326
1 | 6000 | 707 | 0.035 | 15 | 15 | 7 | 1e-12 | 5spot_SharedNeighbor | Water | Porous | Wet | R600a | MinimizeLCOE_Brownfield | IgnoreSilica | 7.671 | 5.0542 | 0.52342 | 4 | 16853.5831 | 33700.3431 | 343.5831 | 687.0271 | 200.9108 | 0 | 100.8824 | 1489847.9843 | 134522.7081 | 1217189.9578 | 492991.8827 | 0 | 157747.0871 | 0 | 1361996.8518 | 3543636.4244 | 2418604.6741 | 10816537.5703 | 961560.8286 | 23508061.4514 | 23508061.4514 | 1478867.319 | 10284945.6504 | 0 | 35286159.8503 | 70558034.2712 | 1000 | 2.0937 | 16853.5831 | 33700.3431 | 343.5831 | 687.0271
1 | 6000 | 707 | 0.035 | 15 | 15 | 7 | 1.3335e-12 | 5spot_SharedNeighbor | Water | Porous | Wet | R600a | MinimizeLCOE_Brownfield | IgnoreSilica | 9.9951 | 6.8063 | 0.70879 | 4 | 13402.4002 | 25843.2493 | 273.2261 | 526.8496 | 204.5224 | 0 | 106.271 | 1837505.3316 | 165682.3032 | 1544417.3468 | 638561.6464 | 0 | 181706.0761 | 0 | 1703470.3546 | 4432080.4329 | 3024985.9656 | 13528409.4572 | 961560.8286 | 23508061.4514 | 23508061.4514 | 1478867.319 | 10284945.6504 | 0 | 37998031.7372 | 73269906.1581 | 1333.5214 | 2.8352 | 13402.4002 | 25843.2493 | 273.2261 | 526.8496
1 | 6000 | 707 | 0.035 | 15 | 15 | 7 | 1.7783e-12 | 5spot_SharedNeighbor | Water | Porous | Wet | R600a | MinimizeLCOE_Brownfield | IgnoreSilica | 13.0495 | 9.103 | 0.95184 | 4 | 10859.4666 | 20123.575 | 221.3849 | 410.2463 | 207.2124 | 0 | 113.282 | 2256012.2277 | 203079.6709 | 1948866.9394 | 830175.3753 | 0 | 210683.101 | 0 | 2125038.7526 | 5528914.9289 | 3773598.0468 | 16876369.0427 | 961560.8286 | 23508061.4514 | 23508061.4514 | 1478867.319 | 10284945.6504 | 0 | 41345991.3228 | 76617865.7436 | 1778.2794 | 3.8074 | 10859.4666 | 20123.575 | 221.3849 | 410.2463
1 | 6000 | 707 | 0.035 | 15 | 15 | 7 | 2.3714e-12 | 5spot_SharedNeighbor | Water | Porous | Wet | R600a | MinimizeLCOE_Brownfield | IgnoreSilica | 17.1058 | 12.1558 | 1.2749 | 4 | 8930.1462 | 15846.7227 | 182.0531 | 323.0569 | 209.3307 | 0 | 99.7096 | 2767616.1791 | 248648.7007 | 2456189.6377 | 1084252.9108 | 0 | 246313.7675 | 0 | 2653178.2664 | 6903025.6074 | 4711456.82 | 21070681.8896 | 961560.8286 | 23508061.4514 | 23508061.4514 | 1478867.319 | 10284945.6504 | 0 | 45540304.1697 | 80812178.5905 | 2371.3737 | 5.0996 | 8930.1462 | 15846.7227 | 182.0531 | 323.0569
1 | 6000 | 707 | 0.035 | 15 | 15 | 7 | 3.1623e-12 | 5spot_SharedNeighbor | Water | Porous | Wet | R600a | MinimizeLCOE_Brownfield | IgnoreSilica | 22.4648 | 16.1926 | 1.7023 | 4 | 7456.96 | 12637.059 | 152.0202 | 257.6235 | 210.9755 | 0 | 100.3143 | 3390299.6023 | 303919.5835 | 3089495.7279 | 1420018.5021 | 0 | 289485.6056 | 0 | 3312355.4184 | 8618069.341 | 5882009.4089 | 26305653.1897 | 961560.8286 | 23508061.4514 | 23508061.4514 | 1478867.319 | 10284945.6504 | 0 | 50775275.4697 | 86047149.8906 | 3162.2777 | 6.8091 | 7456.96 | 12637.059 | 152.0202 | 257.6235
1 | 6000 | 707 | 0.035 | 15 | 15 | 7 | 4.217e-12 | 5spot_SharedNeighbor | Water | Porous | Wet | R600a | MinimizeLCOE_Brownfield | IgnoreSilica | 29.5347 | 21.5208 | 2.2665 | 4 | 6321.1039 | 10211.6649 | 128.8643 | 208.1786 | 212.2445 | 0 | 102.5766 | 4147511.4232 | 370883.6315 | 3879008.4045 | 1862935.565 | 0 | 341822.9345 | 0 | 4134843.1639 | 10758013.7395 | 7342565.4323 | 32837584.2944 | 961560.8286 | 23508061.4514 | 23508061.4514 | 1478867.319 | 10284945.6504 | 0 | 57307206.5744 | 92579080.9952 | 4216.965 | 9.066 | 6321.1039 | 10211.6649 | 128.8643 | 208.1786
1 | 6000 | 707 | 0.035 | 15 | 15 | 7 | 5.6234e-12 | 5spot_SharedNeighbor | Water | Porous | Wet | R600a | MinimizeLCOE_Brownfield | IgnoreSilica | 38.8185 | 28.5197 | 3.0077 | 4 | 5438.6654 | 8370.4662 | 110.8746 | 170.6433 | 213.2153 | 0 | 89.8225 | 5064790.223 | 451686.935 | 4859025.0097 | 2444619.9369 | 0 | 405082.0353 | 0 | 5157829.6145 | 13419614.6407 | 9159162.7378 | 40961811.1328 | 961560.8286 | 23508061.4514 | 23508061.4514 | 1478867.319 | 10284945.6504 | 0 | 65431433.4128 | 100703307.8337 | 5623.4133 | 12.0308 | 5438.6654 | 8370.4662 | 110.8746 | 170.6433
1 | 6000 | 707 | 0.035 | 15 | 15 | 7 | 7.4989e-12 | 5spot_SharedNeighbor | Water | Porous | Wet | R600a | MinimizeLCOE_Brownfield | IgnoreSilica | 50.8595 | 37.5909 | 3.9685 | 4 | 4751.1914 | 6973.1581 | 96.8595 | 142.1573 | 213.9255 | 0 | 108.9283 | 6162806.5878 | 548017.4251 | 6060379.3203 | 3198963.8049 | 0 | 480404.1244 | 0 | 6415722.7924 | 16692394.6601 | 11392902.35 | 50951591.0651 | 961560.8286 | 23508061.4514 | 23508061.4514 | 1478867.319 | 10284945.6504 | 0 | 75421213.3451 | 110693087.7659 | 7498.9421 | 15.8742 | 4751.1914 | 6973.1581 | 96.8595 | 142.1573
1 | 6000 | 707 | 0.035 | 15 | 15 | 7 | 1e-11 | 5spot_SharedNeighbor | Water | Porous | Wet | R600a | MinimizeLCOE_Brownfield | IgnoreSilica | 66.2238 | 49.1077 | 5.1875 | 4 | 4216.7259 | 5916.5791 | 85.9637 | 120.6175 | 214.3151 | 0 | 110.2135 | 7453250.6829 | 660755.9803 | 7505043.5844 | 4160618.0542 | 0 | 569730.4021 | 0 | 7936265.4945 | 20648534.8649 | 14093049.3303 | 63027248.3936 | 961560.8286 | 23508061.4514 | 23508061.4514 | 1478867.319 | 10284945.6504 | 0 | 87496870.6737 | 122768745.0945 | 10000 | 20.75 | 4216.7259 | 5916.5791 | 85.9637 | 120.6175
1 | 6000 | 707 | 0.035 | 15 | 15 | 7 | 1.3335e-11 | 5spot_SharedNeighbor | Water | Porous | Wet | R600a | MinimizeLCOE_Brownfield | IgnoreSilica | 85.2032 | 63.1141 | 6.6666 | 4 | 3808.7646 | 5131.4812 | 77.6468 | 104.6122 | 214.1878 | 0 | 120.1801 | 8911648.8602 | 787634.538 | 9173488.7392 | 5345059.9924 | 0 | 673833.0251 | 0 | 9707749.4104 | 25257572.6327 | 17238812.3131 | 77095799.5112 | 961560.8286 | 23508061.4514 | 23508061.4514 | 1478867.319 | 10284945.6504 | 0 | 101565421.7912 | 136837296.2121 | 13335.2143 | 26.6662 | 3808.7646 | 5131.4812 | 77.6468 | 104.6122
1 | 6000 | 707 | 0.035 | 15 | 15 | 7 | 1.7783e-11 | 5spot_SharedNeighbor | Water | Porous | Wet | R600a | MinimizeLCOE_Brownfield | IgnoreSilica | 107.6005 | 79.124 | 8.3488 | 4 | 3506.9762 | 4563.1758 | 71.4945 | 93.0265 | 213.321 | 0 | 117.3512 | 10470208.4316 | 922682.6222 | 10992091.8481 | 6734644.464 | 0 | 792724.683 | 0 | 11665817.2991 | 30352063.624 | 20715907.0959 | 92646140.0679 | 961560.8286 | 23508061.4514 | 23508061.4514 | 1478867.319 | 10284945.6504 | 0 | 117115762.3479 | 152387636.7688 | 17782.7941 | 33.3951 | 3506.9762 | 4563.1758 | 71.4945 | 93.0265
1 | 6000 | 707 | 0.035 | 15 | 15 | 7 | 2.3714e-11 | 5spot_SharedNeighbor | Water | Porous | Wet | R600a | MinimizeLCOE_Brownfield | IgnoreSilica | 132.5379 | 96.0628 | 10.1131 | 4 | 3293.212 | 4165.1455 | 67.1366 | 84.9121 | 211.6208 | 0 | 130.885 | 12024632.1379 | 1056879.0067 | 12837426.8851 | 8268019.3158 | 0 | 924466.3323 | 0 | 13693455.2344 | 35627561.6059 | 24316542.8692 | 108748983.3874 | 961560.8286 | 23508061.4514 | 23508061.4514 | 1478867.319 | 10284945.6504 | 0 | 133218605.6674 | 168490480.0883 | 23713.7371 | 40.4525 | 3293.212 | 4165.1455 | 67.1366 | 84.9121
1 | 6000 | 707 | 0.035 | 15 | 15 | 7 | 3.1623e-11 | 5spot_SharedNeighbor | Water | Porous | Wet | R600a | MinimizeLCOE_Brownfield | IgnoreSilica | 158.5212 | 112.8052 | 11.8413 | 4 | 3143.9642 | 3888.6452 | 64.094 | 79.2753 | 209.4895 | 0 | 127.8183 | 13486458.3012 | 1182679.2024 | 14598124.2411 | 9851309.8154 | 0 | 1060408.6942 | 0 | 15669802.2992 | 40769611.264 | 27826097.4194 | 124444491.2368 | 961560.8286 | 23508061.4514 | 23508061.4514 | 1478867.319 | 10284945.6504 | 0 | 148914113.5168 | 184185987.9376 | 31622.7766 | 47.3651 | 3143.9642 | 3888.6452 | 64.094 | 79.2753
1 | 6000 | 707 | 0.035 | 15 | 15 | 7 | 4.217e-11 | 5spot_SharedNeighbor | Water | Porous | Wet | R600a | MinimizeLCOE_Brownfield | IgnoreSilica | 177.6682 | 124.4987 | 13.115 | 4 | 3042.798 | 3715.1534 | 62.0316 | 75.7384 | 207.7258 | 0 | 149.3102 | 14471172.646 | 1267219.4171 | 15796667.0999 | 11007937.9271 | 0 | 1094387.9653 | 0 | 17018580.1716 | 44278854.6157 | 30221228.1147 | 135156047.9574 | 961560.8286 | 23508061.4514 | 23508061.4514 | 1478867.319 | 10284945.6504 | 0 | 159625670.2374 | 194897544.6583 | 42169.6503 | 52.4602 | 3042.798 | 3715.1534 | 62.0316 | 75.7384
1 | 6000 | 707 | 0.035 | 15 | 15 | 7 | 5.6234e-11 | 5spot_SharedNeighbor | Water | Porous | Wet | R600a | MinimizeLCOE_Brownfield | IgnoreSilica | 184.905 | 128.7437 | 13.7383 | 4 | 2967.6671 | 3609.5195 | 60.4999 | 73.5849 | 206.9993 | 0 | 196.2043 | 14822125.8899 | 1297312.6516 | 16226110.1451 | 11442436.369 | 0 | 965644.7996 | 0 | 17453915.6435 | 45411508.2141 | 30994287.4693 | 138613341.1821 | 961560.8286 | 23508061.4514 | 23508061.4514 | 1478867.319 | 10284945.6504 | 0 | 163082963.4621 | 198354837.883 | 56234.1325 | 54.9533 | 2967.6671 | 3609.5195 | 60.4999 | 73.5849
1 | 6000 | 707 | 0.035 | 15 | 15 | 7 | 7.4989e-11 | 5spot_SharedNeighbor | Water | Porous | Wet | R600a | MinimizeLCOE_Brownfield | IgnoreSilica | 195.4157 | 134.7243 | 14.4618 | 4 | 2910.4653 | 3520.2065 | 59.3338 | 71.7642 | 205.9032 | 0 | 215.0213 | 15311101.6911 | 1339209.6322 | 16826365.4805 | 12063347.0502 | 0 | 918201.7725 | 0 | 18118707.9943 | 47141161.5432 | 32174811.4073 | 143892906.5713 | 961560.8286 | 23508061.4514 | 23508061.4514 | 1478867.319 | 10284945.6504 | 0 | 168362528.8513 | 203634403.2722 | 74989.4209 | 57.8473 | 2910.4653 | 3520.2065 | 59.3338 | 71.7642
1 | 6000 | 707 | 0.035 | 15 | 15 | 7 | 1e-10 | 5spot_SharedNeighbor | Water | Porous | Wet | R600a | MinimizeLCOE_Brownfield | IgnoreSilica | 198.1988 | 136.2839 | 14.7749 | 4 | 2865.9121 | 3462.7313 | 58.4255 | 70.5925 | 205.6076 | 0 | 257.6516 | 15437611.4833 | 1350043.561 | 16982022.9554 | 12229320.0364 | 0 | 786030.2408 | 0 | 18246161.028 | 47472768.1925 | 32401139.7592 | 144905097.2565 | 961560.8286 | 23508061.4514 | 23508061.4514 | 1478867.319 | 10284945.6504 | 0 | 169374719.5365 | 204646593.9574 | 100000 | 59.0998 | 2865.9121 | 3462.7313 | 58.4255 | 70.5925
1 | 6000 | 707 | 0.035 | 15 | 15 | 7 | 1.3335e-10 | 5spot_SharedNeighbor | Water | Porous | Wet | R600a | MinimizeLCOE_Brownfield | IgnoreSilica | 202.1696 | 138.4776 | 15.1036 | 4 | 2832.4228 | 3416.2541 | 57.7428 | 69.645 | 205.1738 | 0 | 309.4311 | 15614859.0056 | 1365218.5494 | 17200350.9331 | 12465806.2002 | 0 | 702096.6937 | 0 | 18465849.239 | 48044351.8533 | 32791257.3526 | 146649789.8269 | 961560.8286 | 23508061.4514 | 23508061.4514 | 1478867.319 | 10284945.6504 | 0 | 171119412.1069 | 206391286.5277 | 133352.1432 | 60.4145 | 2832.4228 | 3416.2541 | 57.7428 | 69.645
1 | 6000 | 707 | 0.035 | 15 | 15 | 7 | 1.7783e-10 | 5spot_SharedNeighbor | Water | Porous | Wet | R600a | MinimizeLCOE_Brownfield | IgnoreSilica | 205.2117 | 140.1372 | 15.3564 | 4 | 2806.944 | 3381.1666 | 57.2234 | 68.9297 | 204.8364 | 0 | 351.9562 | 15748430.6598 | 1376651.2045 | 17365065.973 | 12646472.2055 | 0 | 630912.6972 | 0 | 18629337.7686 | 48469715.4712 | 33081576.7622 | 147948162.742 | 961560.8286 | 23508061.4514 | 23508061.4514 | 1478867.319 | 10284945.6504 | 0 | 172417785.022 | 207689659.4428 | 177827.941 | 61.4254 | 2806.944 | 3381.1666 | 57.2234 | 68.9297
1 | 6000 | 707 | 0.035 | 15 | 15 | 7 | 2.3714e-10 | 5spot_SharedNeighbor | Water | Porous | Wet | R600a | MinimizeLCOE_Brownfield | IgnoreSilica | 207.3776 | 141.3068 | 15.5421 | 4 | 2787.5885 | 3354.9492 | 56.8288 | 68.3952 | 204.5931 | 0 | 353.4932 | 15842295.8147 | 1384683.7527 | 17480911.2877 | 12774732.723 | 0 | 569667.719 | 0 | 18740393.6059 | 48758659.9793 | 33278787.3261 | 148830132.2084 | 961560.8286 | 23508061.4514 | 23508061.4514 | 1478867.319 | 10284945.6504 | 0 | 173299754.4885 | 208571628.9093 | 237137.3706 | 62.1683 | 2787.5885 | 3354.9492 | 56.8288 | 68.3952
1 | 6000 | 707 | 0.035 | 15 | 15 | 7 | 3.1623e-10 | 5spot_SharedNeighbor | Water | Porous | Wet | R600a | MinimizeLCOE_Brownfield | IgnoreSilica | 208.9512 | 142.1507 | 15.68 | 4 | 2772.9077 | 3335.279 | 56.5295 | 67.9942 | 204.4148 | 0 | 345.3358 | 15909889.7136 | 1390467.3389 | 17564381.5981 | 12867866.516 | 0 | 518822.9894 | 0 | 18818056.9809 | 48960724.15 | 33416700.2747 | 149446909.5618 | 961560.8286 | 23508061.4514 | 23508061.4514 | 1478867.319 | 10284945.6504 | 0 | 173916531.8418 | 209188406.2626 | 316227.766 | 62.7199 | 2772.9077 | 3335.279 | 56.5295 | 67.9942
1 | 6000 | 707 | 0.035 | 15 | 15 | 7 | 4.217e-10 | 5spot_SharedNeighbor | Water | Porous | Wet | R600a | MinimizeLCOE_Brownfield | IgnoreSilica | 210.0649 | 142.7448 | 15.7808 | 4 | 2761.788 | 3320.5679 | 56.3028 | 67.6943 | 204.2877 | 0 | 352.6433 | 15957404.2364 | 1394532.4649 | 17623080.3192 | 12933751.0893 | 0 | 476935.4175 | 0 | 18870424.3757 | 49096973.3693 | 33509693.1664 | 149862794.4388 | 961560.8286 | 23508061.4514 | 23508061.4514 | 1478867.319 | 10284945.6504 | 0 | 174332416.7189 | 209604291.1397 | 421696.5034 | 63.123 | 2761.788 | 3320.5679 | 56.3028 | 67.6943
1 | 6000 | 707 | 0.035 | 15 | 15 | 7 | 5.6234e-10 | 5spot_SharedNeighbor | Water | Porous | Wet | R600a | MinimizeLCOE_Brownfield | IgnoreSilica | 210.8265 | 143.1492 | 15.8531 | 4 | 2753.3759 | 3309.6067 | 56.1313 | 67.4708 | 204.2002 | 0 | 428.9336 | 15989723.4177 | 1397297.3615 | 17663018.2435 | 12978784.9465 | 0 | 442591.2007 | 0 | 18903851.9163 | 49183944.9729 | 33569053.073 | 150128265.132 | 961560.8286 | 23508061.4514 | 23508061.4514 | 1478867.319 | 10284945.6504 | 0 | 174597887.4121 | 209869761.8329 | 562341.3252 | 63.4123 | 2753.3759 | 3309.6067 | 56.1313 | 67.4708
1 | 6000 | 707 | 0.035 | 15 | 15 | 7 | 7.4989e-10 | 5spot_SharedNeighbor | Water | Porous | Wet | R600a | MinimizeLCOE_Brownfield | IgnoreSilica | 211.3406 | 143.4214 | 15.9047 | 4 | 2747.0194 | 3301.4445 | 56.0017 | 67.3044 | 204.1407 | 0 | 423.6233 | 16011455.6982 | 1399156.4675 | 17689878.7033 | 13009180.9623 | 0 | 414775.0877 | 0 | 18924534.2984 | 49237756.2888 | 33605780.4018 | 150292517.9081 | 961560.8286 | 23508061.4514 | 23508061.4514 | 1478867.319 | 10284945.6504 | 0 | 174762140.1881 | 210034014.609 | 749894.2093 | 63.6188 | 2747.0194 | 3301.4445 | 56.0017 | 67.3044
1 | 6000 | 707 | 0.035 | 15 | 15 | 7 | 1e-09 | 5spot_SharedNeighbor | Water | Porous | Wet | R600a | MinimizeLCOE_Brownfield | IgnoreSilica | 211.689 | 143.6053 | 15.9417 | 4 | 2742.2215 | 3295.3601 | 55.9039 | 67.1804 | 204.1001 | 0 | 429.7958 | 16026134.3815 | 1400412.1294 | 17708023.4568 | 13029771.3799 | 0 | 392569.3004 | 0 | 18937195.1528 | 49270697.2346 | 33628263.2742 | 150393066.3097 | 961560.8286 | 23508061.4514 | 23508061.4514 | 1478867.319 | 10284945.6504 | 0 | 174862688.5897 | 210134563.0105 | 1000000 | 63.7668 | 2742.2215 | 3295.3601 | 55.9039 | 67.1804
1 | 6000 | 707 | 0.035 | 15 | 15 | 7 | 1.3335e-09 | 5spot_SharedNeighbor | Water | Porous | Wet | R600a | MinimizeLCOE_Brownfield | IgnoreSilica | 211.9324 | 143.7336 | 15.9686 | 4 | 2738.6039 | 3290.8101 | 55.8301 | 67.0876 | 204.0717 | 0 | 412.3112 | 16036365.6724 | 1401287.3288 | 17720671.7686 | 13044153.2878 | 0 | 375145.0944 | 0 | 18945273.0292 | 49291714.2122 | 33642607.7933 | 150457218.1867 | 961560.8286 | 23508061.4514 | 23508061.4514 | 1478867.319 | 10284945.6504 | 0 | 174926840.4667 | 210198714.8876 | 1333521.4322 | 63.8745 | 2738.6039 | 3290.8101 | 55.8301 | 67.0876
1 | 6000 | 707 | 0.035 | 15 | 15 | 7 | 1.7783e-09 | 5spot_SharedNeighbor | Water | Porous | Wet | R600a | MinimizeLCOE_Brownfield | IgnoreSilica | 212.0787 | 143.8103 | 15.987 | 4 | 2735.8786 | 3287.4481 | 55.7746 | 67.0191 | 204.0544 | 0 | 419.106 | 16042491.9232 | 1401811.37 | 17728245.71 | 13052795.4471 | 0 | 361208.97 | 0 | 18948755.8339 | 49300775.7556 | 33648792.4829 | 150484877.4928 | 961560.8286 | 23508061.4514 | 23508061.4514 | 1478867.319 | 10284945.6504 | 0 | 174954499.7728 | 210226374.1937 | 1778279.41 | 63.9482 | 2735.8786 | 3287.4481 | 55.7746 | 67.0191
1 | 6000 | 707 | 0.035 | 15 | 15 | 7 | 2.3714e-09 | 5spot_SharedNeighbor | Water | Porous | Wet | R600a | MinimizeLCOE_Brownfield | IgnoreSilica | 212.1714 | 143.8588 | 16 | 4 | 2733.8274 | 3284.9489 | 55.7328 | 66.9681 | 204.0433 | 0 | 393.5305 | 16046355.8477 | 1402141.8884 | 17733022.8844 | 13058262.8296 | 0 | 350296.902 | 0 | 18950131.3373 | 49304354.5333 | 33651235.0722 | 150495801.2949 | 961560.8286 | 23508061.4514 | 23508061.4514 | 1478867.319 | 10284945.6504 | 0 | 174965423.5749 | 210237297.9958 | 2371373.7057 | 64.0002 | 2733.8274 | 3284.9489 | 55.7328 | 66.9681
1 | 6000 | 707 | 0.035 | 15 | 15 | 7 | 3.1623e-09 | 5spot_SharedNeighbor | Water | Porous | Wet | R600a | MinimizeLCOE_Brownfield | IgnoreSilica | 212.2445 | 143.8971 | 16.01 | 4 | 2732.2845 | 3283.0642 | 55.7013 | 66.9297 | 204.0346 | 0 | 385.9216 | 16049409.9065 | 1402403.1297 | 17736798.8708 | 13062582.5118 | 0 | 342052.9472 | 0 | 18951366.4728 | 49307568.1023 | 33653428.399 | 150505610.3402 | 961560.8286 | 23508061.4514 | 23508061.4514 | 1478867.319 | 10284945.6504 | 0 | 174975232.6202 | 210247107.041 | 3162277.6602 | 64.0399 | 2732.2845 | 3283.0642 | 55.7013 | 66.9297
1 | 6000 | 707 | 0.035 | 15 | 15 | 7 | 4.217e-09 | 5spot_SharedNeighbor | Water | Porous | Wet | R600a | MinimizeLCOE_Brownfield | IgnoreSilica | 212.2808 | 143.9159 | 16.0165 | 4 | 2731.1248 | 3281.6797 | 55.6777 | 66.9015 | 204.0302 | 0 | 420.5781 | 16050910.955 | 1402531.5275 | 17738654.7715 | 13064722.7628 | 0 | 335508.4424 | 0 | 18951008.0992 | 49306635.6877 | 33652792.0069 | 150502764.2532 | 961560.8286 | 23508061.4514 | 23508061.4514 | 1478867.319 | 10284945.6504 | 0 | 174972386.5332 | 210244260.954 | 4216965.0343 | 64.0661 | 2731.1248 | 3281.6797 | 55.6777 | 66.9015
1 | 6000 | 707 | 0.035 | 15 | 15 | 7 | 5.6234e-09 | 5spot_SharedNeighbor | Water | Porous | Wet | R600a | MinimizeLCOE_Brownfield | IgnoreSilica | 212.2956 | 143.9234 | 16.0208 | 4 | 2730.2535 | 3280.6608 | 55.6599 | 66.8807 | 204.0282 | 0 | 401.6031 | 16051509.9671 | 1402582.7662 | 17739395.3973 | 13065593.8825 | 0 | 330361.8469 | 0 | 18949883.1054 | 49303708.6847 | 33650794.2672 | 150493829.9174 | 961560.8286 | 23508061.4514 | 23508061.4514 | 1478867.319 | 10284945.6504 | 0 | 174963452.1974 | 210235326.6182 | 5623413.2519 | 64.0832 | 2730.2535 | 3280.6608 | 55.6599 | 66.8807
1 | 6000 | 707 | 0.035 | 15 | 15 | 7 | 7.4989e-09 | 5spot_SharedNeighbor | Water | Porous | Wet | R600a | MinimizeLCOE_Brownfield | IgnoreSilica | 210 | 142.6965 | 15.9105 | 4 | 2729.4375 | 3283.6617 | 55.6433 | 66.9419 | 204.2845 | 0 | 405.0199 | 15953546.5709 | 1394202.4328 | 17618313.8798 | 12929694.956 | 0 | 287873.6986 | 0 | 18791616.2998 | 48891930.9216 | 33369747.4827 | 149236926.2422 | 961560.8286 | 23508061.4514 | 23508061.4514 | 1478867.319 | 10284945.6504 | 0 | 173706548.5222 | 208978422.943 | 7498942.0933 | 63.6419 | 2729.4375 | 3283.6617 | 55.6433 | 66.9419
1 | 6000 | 707 | 0.035 | 15 | 15 | 7 | 1e-08 | 5spot_SharedNeighbor | Water | Porous | Wet | R600a | MinimizeLCOE_Brownfield | IgnoreSilica | 210.805 | 143.1277 | 15.9527 | 4 | 2728.8839 | 3281.6408 | 55.632 | 66.9007 | 204.1948 | 0 | 618.4068 | 15988002.3987 | 1397150.1326 | 17660891.2908 | 12977356.6844 | 0 | 297709.8353 | 0 | 18845233.0333 | 49031430.6638 | 33464958.9232 | 149662732.9619 | 961560.8286 | 23508061.4514 | 23508061.4514 | 1478867.319 | 10284945.6504 | 0 | 174132355.2419 | 209404229.6628 | 10000000 | 63.8108 | 2728.8839 | 3281.6408 | 55.632 | 66.9007
1 | 6100 | 707 | 0.035 | 15 | 15 | 7 | 1e-13 | 5spot_SharedNeighbor | Water | Porous | Wet | R600a | MinimizeLCOE_Brownfield | IgnoreSilica | 1.0155 | 0.27163 | 0.016517 | 4 | 399185.0489 | 944884.3254 | 8137.9272 | 19262.745 | 131.4874 | 0 | 61.4055 | 172199.595 | 12932.4124 | 119370.9988 | 68213.0706 | 0 | 61731.2048 | 0 | 169434.4398 | 440833.6567 | 300878.0289 | 1345593.4071 | 961560.8286 | 24065791.4134 | 24065791.4134 | 1478867.319 | 10508037.6352 | 0 | 26372945.6492 | 62425642.0169 | 100 | 0.066067 | 399185.0489 | 944884.3254 | 8137.9272 | 19262.745
1 | 6100 | 707 | 0.035 | 15 | 15 | 7 | 1.3335e-13 | 5spot_SharedNeighbor | Water | Porous | Wet | R600a | MinimizeLCOE_Brownfield | IgnoreSilica | 1.323 | 0.43323 | 0.034846 | 4 | 193049.0094 | 451706.9771 | 3935.5652 | 9208.6577 | 146.5282 | 0 | 55.93 | 256130.3791 | 21432.8317 | 171615.0019 | 89008.2817 | 0 | 68972.9723 | 0 | 236792.192 | 616084.7108 | 420490.4744 | 1880526.8438 | 961560.8286 | 24065791.4134 | 24065791.4134 | 1478867.319 | 10508037.6352 | 0 | 26907879.0859 | 62960575.4536 | 133.3521 | 0.13938 | 193049.0094 | 451706.9771 | 3935.5652 | 9208.6577
1 | 6100 | 707 | 0.035 | 15 | 15 | 7 | 1.7783e-13 | 5spot_SharedNeighbor | Water | Porous | Wet | R600a | MinimizeLCOE_Brownfield | IgnoreSilica | 1.7098 | 0.68041 | 0.063506 | 4 | 108740.7333 | 250667.3314 | 2216.8269 | 5110.1926 | 159.6067 | 0 | 270.1529 | 365676.733 | 33050.4177 | 244709.784 | 117899.0762 | 0 | 76617.1382 | 0 | 326801.7282 | 850271.0605 | 580327.4701 | 2595353.4079 | 961560.8286 | 24065791.4134 | 24065791.4134 | 1478867.319 | 10508037.6352 | 0 | 27622705.6499 | 63675402.0176 | 177.8279 | 0.25402 | 108740.7333 | 250667.3314 | 2216.8269 | 5110.1926
1 | 6100 | 707 | 0.035 | 15 | 15 | 7 | 2.3714e-13 | 5spot_SharedNeighbor | Water | Porous | Wet | R600a | MinimizeLCOE_Brownfield | IgnoreSilica | 2.196 | 1.0355 | 0.1007 | 4 | 70683.862 | 160189.3392 | 1440.9861 | 3265.6764 | 170.7118 | 0 | 351.7101 | 490120.4006 | 44343.9098 | 342408.9289 | 149875.87 | 0 | 85210.4041 | 0 | 433664.2102 | 1128305.3183 | 770091.5641 | 3444020.606 | 961560.8286 | 24065791.4134 | 24065791.4134 | 1478867.319 | 10508037.6352 | 0 | 28471372.8481 | 64524069.2158 | 237.1374 | 0.4028 | 70683.862 | 160189.3392 | 1440.9861 | 3265.6764
1 | 6100 | 707 | 0.035 | 15 | 15 | 7 | 3.1623e-13 | 5spot_SharedNeighbor | Water | Porous | Wet | R600a | MinimizeLCOE_Brownfield | IgnoreSilica | 2.8377 | 1.5116 | 0.1505 | 4 | 49016.763 | 108904.0011 | 999.273 | 2220.1554 | 180.3567 | 0 | 439.8889 | 638485.423 | 57788.313 | 463426.1636 | 190960.46 | 0 | 96174.016 | 0 | 564265.4065 | 1468102.8409 | 1002010.3554 | 4481212.9785 | 961560.8286 | 24065791.4134 | 24065791.4134 | 1478867.319 | 10508037.6352 | 0 | 29508565.2205 | 65561261.5882 | 316.2278 | 0.60201 | 49016.763 | 108904.0011 | 999.273 | 2220.1554
1 | 6100 | 707 | 0.035 | 15 | 15 | 7 | 4.217e-13 | 5spot_SharedNeighbor | Water | Porous | Wet | R600a | MinimizeLCOE_Brownfield | IgnoreSilica | 3.6351 | 2.1105 | 0.21377 | 4 | 35910.9777 | 78074.121 | 732.0939 | 1591.6466 | 188.1031 | 0 | 576.1806 | 806635.5135 | 72998.2203 | 605269.5711 | 241402.5522 | 0 | 107340.1541 | 0 | 715121.9443 | 1860600.6075 | 1269898.1461 | 5679266.709 | 961560.8286 | 24065791.4134 | 24065791.4134 | 1478867.319 | 10508037.6352 | 0 | 30706618.9511 | 66759315.3188 | 421.6965 | 0.85508 | 35910.9777 | 78074.121 | 732.0939 | 1591.6466
1 | 6100 | 707 | 0.035 | 15 | 15 | 7 | 5.6234e-13 | 5spot_SharedNeighbor | Water | Porous | Wet | R600a | MinimizeLCOE_Brownfield | IgnoreSilica | 4.687 | 2.908 | 0.298 | 4 | 27004.9512 | 57250.7034 | 550.5325 | 1167.133 | 194.6158 | 0 | 83.6501 | 1010047.5683 | 91360.0761 | 782192.4486 | 307611.9026 | 0 | 121267.3709 | 0 | 901866.9529 | 2346472.8132 | 1601515.9102 | 7162335.0429 | 961560.8286 | 24065791.4134 | 24065791.4134 | 1478867.319 | 10508037.6352 | 0 | 32189687.285 | 68242383.6527 | 562.3413 | 1.192 | 27004.9512 | 57250.7034 | 550.5325 | 1167.133
1 | 6100 | 707 | 0.035 | 15 | 15 | 7 | 7.4989e-13 | 5spot_SharedNeighbor | Water | Porous | Wet | R600a | MinimizeLCOE_Brownfield | IgnoreSilica | 6.0385 | 3.9389 | 0.40734 | 4 | 20853.2329 | 42980.1442 | 425.1214 | 876.2084 | 199.8343 | 0 | 88.7834 | 1250099.3896 | 112979.752 | 997092.6645 | 392557.5795 | 0 | 136948.1099 | 0 | 1126974.2233 | 2932155.7547 | 2001256.5524 | 8950064.0259 | 961560.8286 | 24065791.4134 | 24065791.4134 | 1478867.319 | 10508037.6352 | 0 | 33977416.2679 | 70030112.6356 | 749.8942 | 1.6294 | 20853.2329 | 42980.1442 | 425.1214 | 876.2084
1 | 6100 | 707 | 0.035 | 15 | 15 | 7 | 1e-12 | 5spot_SharedNeighbor | Water | Porous | Wet | R600a | MinimizeLCOE_Brownfield | IgnoreSilica | 7.822 | 5.2974 | 0.55132 | 4 | 16410.3162 | 32758.7418 | 334.5465 | 667.8313 | 203.9153 | 0 | 114.2778 | 1539976.3259 | 139021.2038 | 1263818.1306 | 504502.4813 | 0 | 156464.8588 | 0 | 1405475.3701 | 3656758.6105 | 2495812.8905 | 11161829.8716 | 961560.8286 | 24065791.4134 | 24065791.4134 | 1478867.319 | 10508037.6352 | 0 | 36189182.1136 | 72241878.4813 | 1000 | 2.2053 | 16410.3162 | 32758.7418 | 334.5465 | 667.8313
1 | 6100 | 707 | 0.035 | 15 | 15 | 7 | 1.3335e-12 | 5spot_SharedNeighbor | Water | Porous | Wet | R600a | MinimizeLCOE_Brownfield | IgnoreSilica | 10.1795 | 7.124 | 0.74553 | 4 | 13069.6888 | 25159.3766 | 266.4433 | 512.9079 | 207.5799 | 0 | 107.0971 | 1897587.9709 | 171058.456 | 1601822.1649 | 653253.9011 | 0 | 179560.1517 | 0 | 1756280.2314 | 4569480.8995 | 3118764.6073 | 13947808.3828 | 961560.8286 | 24065791.4134 | 24065791.4134 | 1478867.319 | 10508037.6352 | 0 | 38975160.6248 | 75027856.9925 | 1333.5214 | 2.9821 | 13069.6888 | 25159.3766 | 266.4433 | 512.9079
1 | 6100 | 707 | 0.035 | 15 | 15 | 7 | 1.7783e-12 | 5spot_SharedNeighbor | Water | Porous | Wet | R600a | MinimizeLCOE_Brownfield | IgnoreSilica | 13.2884 | 9.5226 | 1.0005 | 4 | 10600.1891 | 19609.1234 | 216.0992 | 399.7585 | 210.2986 | 0 | 96.4895 | 2328972.2732 | 209587.7636 | 2020406.3674 | 848920.8971 | 0 | 207848.7361 | 0 | 2190137.0546 | 5698287.3573 | 3889198.2094 | 17393358.6588 | 961560.8286 | 24065791.4134 | 24065791.4134 | 1478867.319 | 10508037.6352 | 0 | 42420710.9009 | 78473407.2686 | 1778.2794 | 4.0019 | 10600.1891 | 19609.1234 | 216.0992 | 399.7585
1 | 6100 | 707 | 0.035 | 15 | 15 | 7 | 2.3714e-12 | 5spot_SharedNeighbor | Water | Porous | Wet | R600a | MinimizeLCOE_Brownfield | IgnoreSilica | 17.3958 | 12.6958 | 1.3379 | 4 | 8729.3435 | 15465.916 | 177.9595 | 315.2936 | 212.4314 | 0 | 96.2161 | 2854017.9955 | 256329.9488 | 2543095.3592 | 1107469.9787 | 0 | 242138.9181 | 0 | 2731190.3581 | 7105997.0677 | 4849989.0123 | 21690228.6385 | 961560.8286 | 24065791.4134 | 24065791.4134 | 1478867.319 | 10508037.6352 | 0 | 46717580.8805 | 82770277.2483 | 2371.3737 | 5.3518 | 8729.3435 | 15465.916 | 177.9595 | 315.2936
1 | 6100 | 707 | 0.035 | 15 | 15 | 7 | 3.1623e-12 | 5spot_SharedNeighbor | Water | Porous | Wet | R600a | MinimizeLCOE_Brownfield | IgnoreSilica | 22.8474 | 16.9112 | 1.7862 | 4 | 7293.1222 | 12339.1784 | 148.6802 | 251.5508 | 214.0969 | 0 | 96.7923 | 3496183.6939 | 313299.0116 | 3198701.406 | 1450705.4963 | 0 | 284346.4737 | 0 | 3409862.0718 | 8871761.6519 | 6055159.6239 | 27080019.4291 | 961560.8286 | 24065791.4134 | 24065791.4134 | 1478867.319 | 10508037.6352 | 0 | 52107371.6711 | 88160068.0388 | 3162.2777 | 7.1447 | 7293.1222 | 12339.1784 | 148.6802 | 251.5508
1 | 6100 | 707 | 0.035 | 15 | 15 | 7 | 4.217e-12 | 5spot_SharedNeighbor | Water | Porous | Wet | R600a | MinimizeLCOE_Brownfield | IgnoreSilica | 30.0358 | 22.4727 | 2.3777 | 4 | 6185.5344 | 9976.234 | 126.1005 | 203.379 | 215.381 | 0 | 106.4106 | 4276798.924 | 382292.5178 | 4015675.2605 | 1903375.4249 | 0 | 335465.2842 | 0 | 4256306.8904 | 11074037.4403 | 7558258.1018 | 33802209.844 | 961560.8286 | 24065791.4134 | 24065791.4134 | 1478867.319 | 10508037.6352 | 0 | 58829562.086 | 94882258.4537 | 4216.965 | 9.5108 | 6185.5344 | 9976.234 | 126.1005 | 203.379
1 | 6100 | 707 | 0.035 | 15 | 15 | 7 | 5.6234e-12 | 5spot_SharedNeighbor | Water | Porous | Wet | R600a | MinimizeLCOE_Brownfield | IgnoreSilica | 39.4615 | 29.7671 | 3.1537 | 4 | 5325.2726 | 8183.2385 | 108.5629 | 166.8264 | 216.3617 | 0 | 117.1023 | 5221132.3176 | 465427.9024 | 5028324.4302 | 2496899.1496 | 0 | 397030.7936 | 0 | 5307437.6914 | 13808864.1679 | 9424833.5384 | 42149949.9912 | 961560.8286 | 24065791.4134 | 24065791.4134 | 1478867.319 | 10508037.6352 | 0 | 67177302.2332 | 103229998.6009 | 5623.4133 | 12.6148 | 5325.2726 | 8183.2385 | 108.5629 | 166.8264
1 | 6100 | 707 | 0.035 | 15 | 15 | 7 | 7.4989e-12 | 5spot_SharedNeighbor | Water | Porous | Wet | R600a | MinimizeLCOE_Brownfield | IgnoreSilica | 51.6754 | 39.2116 | 4.1586 | 4 | 4654.9195 | 6822.2696 | 94.8968 | 139.0812 | 217.0751 | 0 | 104.4788 | 6350574.4733 | 564451.7736 | 6268526.878 | 3265903.7419 | 0 | 470279.2251 | 0 | 6598697.0758 | 17168456.2124 | 11717824.1415 | 52404713.5217 | 961560.8286 | 24065791.4134 | 24065791.4134 | 1478867.319 | 10508037.6352 | 0 | 77432065.7637 | 113484762.1314 | 7498.9421 | 16.6345 | 4654.9195 | 6822.2696 | 94.8968 | 139.0812
1 | 6100 | 707 | 0.035 | 15 | 15 | 7 | 1e-11 | 5spot_SharedNeighbor | Water | Porous | Wet | R600a | MinimizeLCOE_Brownfield | IgnoreSilica | 67.23 | 51.1738 | 5.4305 | 4 | 4134.1138 | 5793.8573 | 84.2795 | 118.1156 | 217.4519 | 0 | 126.3116 | 7675144.5352 | 680095.0128 | 7756601.6849 | 4244240.3411 | 0 | 557037.7807 | 0 | 8156116.5484 | 21220542.2093 | 14483456.0964 | 64773234.2088 | 961560.8286 | 24065791.4134 | 24065791.4134 | 1478867.319 | 10508037.6352 | 0 | 89800586.4509 | 125853282.8186 | 10000 | 21.7218 | 4134.1138 | 5793.8573 | 84.2795 | 118.1156
1 | 6100 | 707 | 0.035 | 15 | 15 | 7 | 1.3335e-11 | 5spot_SharedNeighbor | Water | Porous | Wet | R600a | MinimizeLCOE_Brownfield | IgnoreSilica | 86.4166 | 65.688 | 6.9698 | 4 | 3736.8944 | 5030.0616 | 76.1816 | 102.5446 | 217.2861 | 0 | 113.9366 | 9169160.049 | 809984.5242 | 9471581.4256 | 5447183.4354 | 0 | 658582.0568 | 0 | 9967031.6815 | 25932171.9159 | 17699240.1855 | 79154935.2739 | 961560.8286 | 24065791.4134 | 24065791.4134 | 1478867.319 | 10508037.6352 | 0 | 104182287.516 | 140234983.8837 | 13335.2143 | 27.8794 | 3736.8944 | 5030.0616 | 76.1816 | 102.5446
1 | 6100 | 707 | 0.035 | 15 | 15 | 7 | 1.7783e-11 | 5spot_SharedNeighbor | Water | Porous | Wet | R600a | MinimizeLCOE_Brownfield | IgnoreSilica | 108.9816 | 82.2031 | 8.7125 | 4 | 3443.724 | 4478.2328 | 70.205 | 91.2948 | 216.3539 | 0 | 130.1963 | 10759261.1823 | 947672.6299 | 11332985.8027 | 6853232.5121 | 0 | 774868.2396 | 0 | 11960527.943 | 31118840.266 | 21239247.9097 | 94986636.4852 | 961560.8286 | 24065791.4134 | 24065791.4134 | 1478867.319 | 10508037.6352 | 0 | 120013988.7273 | 156066685.095 | 17782.7941 | 34.8501 | 3443.724 | 4478.2328 | 70.205 | 91.2948
1 | 6100 | 707 | 0.035 | 15 | 15 | 7 | 2.3714e-11 | 5spot_SharedNeighbor | Water | Porous | Wet | R600a | MinimizeLCOE_Brownfield | IgnoreSilica | 134.0117 | 99.5881 | 10.5308 | 4 | 3236.5774 | 4092.4664 | 65.982 | 83.4305 | 214.5695 | 0 | 138.9563 | 12338038.6281 | 1083881.2278 | 13212944.467 | 8398264.4491 | 0 | 904299.4187 | 0 | 14015596.9944 | 36465708.3851 | 24888595.2682 | 111307328.8383 | 961560.8286 | 24065791.4134 | 24065791.4134 | 1478867.319 | 10508037.6352 | 0 | 136334681.0804 | 172387377.4481 | 23713.7371 | 42.1231 | 3236.5774 | 4092.4664 | 65.982 | 83.4305
1 | 6100 | 707 | 0.035 | 15 | 15 | 7 | 3.1623e-11 | 5spot_SharedNeighbor | Water | Porous | Wet | R600a | MinimizeLCOE_Brownfield | IgnoreSilica | 159.9757 | 116.7034 | 12.3053 | 4 | 3091.7401 | 3824.2015 | 63.0293 | 77.9615 | 212.3807 | 0 | 153.7773 | 13817780.4265 | 1211141.4647 | 15000315.1971 | 9986416.2366 | 0 | 1037523.6459 | 0 | 16010739.0186 | 41656658.6723 | 28431525.5026 | 127152100.1642 | 961560.8286 | 24065791.4134 | 24065791.4134 | 1478867.319 | 10508037.6352 | 0 | 152179452.4063 | 188232148.774 | 31622.7766 | 49.2213 | 3091.7401 | 3824.2015 | 63.0293 | 77.9615
1 | 6100 | 707 | 0.035 | 15 | 15 | 7 | 4.217e-11 | 5spot_SharedNeighbor | Water | Porous | Wet | R600a | MinimizeLCOE_Brownfield | IgnoreSilica | 180.6009 | 129.5485 | 13.6817 | 4 | 2994.4518 | 3653.2294 | 61.046 | 74.476 | 210.4132 | 0 | 154.0531 | 14888290.6239 | 1302983.9684 | 16307202.7112 | 11236423.5506 | 0 | 1094813.0605 | 0 | 17483588.4267 | 45488710.7091 | 31046979.7585 | 138848992.8088 | 961560.8286 | 24065791.4134 | 24065791.4134 | 1478867.319 | 10508037.6352 | 0 | 163876345.0509 | 199929041.4186 | 42169.6503 | 54.7267 | 2994.4518 | 3653.2294 | 61.046 | 74.476
1 | 6100 | 707 | 0.035 | 15 | 15 | 7 | 5.6234e-11 | 5spot_SharedNeighbor | Water | Porous | Wet | R600a | MinimizeLCOE_Brownfield | IgnoreSilica | 189.0487 | 134.5794 | 14.3727 | 4 | 2923.1405 | 3550.2428 | 59.5922 | 72.3765 | 209.5328 | 0 | 193.358 | 15299332.8178 | 1338201.6596 | 16811892.4631 | 11744606.3932 | 0 | 984531.1208 | 0 | 18009640.1372 | 46857389.3519 | 31981131.0557 | 143026724.9991 | 961560.8286 | 24065791.4134 | 24065791.4134 | 1478867.319 | 10508037.6352 | 0 | 168054077.2412 | 204106773.6089 | 56234.1325 | 57.4909 | 2923.1405 | 3550.2428 | 59.5922 | 72.3765
1 | 6100 | 707 | 0.035 | 15 | 15 | 7 | 7.4989e-11 | 5spot_SharedNeighbor | Water | Porous | Wet | R600a | MinimizeLCOE_Brownfield | IgnoreSilica | 195.7519 | 138.4766 | 14.9238 | 4 | 2868.5626 | 3472.5094 | 58.4795 | 70.7918 | 208.8086 | 0 | 197.1849 | 15614773.5508 | 1365211.2343 | 17200245.6047 | 12146429.4179 | 0 | 880297.8561 | 0 | 18410713.489 | 47900899.9416 | 32693348.4752 | 146211919.5698 | 961560.8286 | 24065791.4134 | 24065791.4134 | 1478867.319 | 10508037.6352 | 0 | 171239271.8119 | 207291968.1796 | 74989.4209 | 59.6951 | 2868.5626 | 3472.5094 | 58.4795 | 70.7918
1 | 6100 | 707 | 0.035 | 15 | 15 | 7 | 1e-10 | 5spot_SharedNeighbor | Water | Porous | Wet | R600a | MinimizeLCOE_Brownfield | IgnoreSilica | 200.925 | 141.425 | 15.353 | 4 | 2826.8948 | 3413.9574 | 57.6301 | 69.5981 | 208.2344 | 0 | 246.3272 | 15851771.6684 | 1385494.5819 | 17492610.4004 | 12455645.8148 | 0 | 785345.2488 | 0 | 18708638.4086 | 48676039.4698 | 33222397.1307 | 148577942.7234 | 961560.8286 | 24065791.4134 | 24065791.4134 | 1478867.319 | 10508037.6352 | 0 | 173605294.9655 | 209657991.3332 | 100000 | 61.412 | 2826.8948 | 3413.9574 | 57.6301 | 69.5981
1 | 6100 | 707 | 0.035 | 15 | 15 | 7 | 1.3335e-10 | 5spot_SharedNeighbor | Water | Porous | Wet | R600a | MinimizeLCOE_Brownfield | IgnoreSilica | 204.9003 | 143.6549 | 15.6847 | 4 | 2795.1468 | 3369.7931 | 56.9828 | 68.6978 | 207.7841 | 0 | 302.3926 | 16030092.3817 | 1400750.7043 | 17712916.3794 | 12692669.5349 | 0 | 702447.0236 | 0 | 18930161.6493 | 49252397.5014 | 33615773.3303 | 150337208.5049 | 961560.8286 | 24065791.4134 | 24065791.4134 | 1478867.319 | 10508037.6352 | 0 | 175364560.7469 | 211417257.1146 | 133352.1432 | 62.7389 | 2795.1468 | 3369.7931 | 56.9828 | 68.6978
1 | 6100 | 707 | 0.035 | 15 | 15 | 7 | 1.7783e-10 | 5spot_SharedNeighbor | Water | Porous | Wet | R600a | MinimizeLCOE_Brownfield | IgnoreSilica | 207.8381 | 145.2821 | 15.9343 | 4 | 2770.9973 | 3336.6419 | 56.4905 | 68.022 | 207.4462 | 0 | 351.9346 | 16159721.6889 | 1411838.2045 | 17873240.8201 | 12867430.6927 | 0 | 630715.8523 | 0 | 19087749.4308 | 49662408.5832 | 33895614.3185 | 151588719.591 | 961560.8286 | 24065791.4134 | 24065791.4134 | 1478867.319 | 10508037.6352 | 0 | 176616071.8331 | 212668768.2008 | 177827.941 | 63.7374 | 2770.9973 | 3336.6419 | 56.4905 | 68.022
1 | 6100 | 707 | 0.035 | 15 | 15 | 7 | 2.3714e-10 | 5spot_SharedNeighbor | Water | Porous | Wet | R600a | MinimizeLCOE_Brownfield | IgnoreSilica | 210 | 146.4684 | 16.1212 | 4 | 2752.6579 | 3311.7447 | 56.1167 | 67.5144 | 207.1946 | 0 | 326.686 | 16253973.02 | 1419898.243 | 17989901.4209 | 12995937.665 | 0 | 570269.9332 | 0 | 19199692.31 | 49953660.9922 | 34094400.0722 | 152477733.6564 | 961560.8286 | 24065791.4134 | 24065791.4134 | 1478867.319 | 10508037.6352 | 0 | 177505085.8985 | 213557782.2662 | 237137.3706 | 64.485 | 2752.6579 | 3311.7447 | 56.1167 | 67.5144
1 | 6100 | 707 | 0.035 | 15 | 15 | 7 | 3.1623e-10 | 5spot_SharedNeighbor | Water | Porous | Wet | R600a | MinimizeLCOE_Brownfield | IgnoreSilica | 210 | 146.4617 | 16.1818 | 4 | 2738.8037 | 3295.7986 | 55.8342 | 67.1893 | 207.1894 | 0 | 421.2027 | 16253442.8722 | 1419852.9101 | 17989245.0105 | 12995833.7302 | 0 | 497314.9595 | 0 | 19170718.8981 | 49878278.1178 | 34042949.7115 | 152247636.2098 | 961560.8286 | 24065791.4134 | 24065791.4134 | 1478867.319 | 10508037.6352 | 0 | 177274988.4519 | 213327684.8196 | 316227.766 | 64.7272 | 2738.8037 | 3295.7986 | 55.8342 | 67.1893
1 | 6100 | 707 | 0.035 | 15 | 15 | 7 | 4.217e-10 | 5spot_SharedNeighbor | Water | Porous | Wet | R600a | MinimizeLCOE_Brownfield | IgnoreSilica | 210 | 146.4567 | 16.227 | 4 | 2728.3687 | 3283.8131 | 55.6215 | 66.945 | 207.1855 | 0 | 419.1637 | 16253043.8179 | 1419818.787 | 17988750.9172 | 12995755.5157 | 0 | 439411.1865 | 0 | 19147744.2875 | 49818502.8936 | 34002151.8927 | 152065179.2981 | 961560.8286 | 24065791.4134 | 24065791.4134 | 1478867.319 | 10508037.6352 | 0 | 177092531.5401 | 213145227.9079 | 421696.5034 | 64.9078 | 2728.3687 | 3283.8131 | 55.6215 | 66.945
1 | 6100 | 707 | 0.035 | 15 | 15 | 7 | 5.6234e-10 | 5spot_SharedNeighbor | Water | Porous | Wet | R600a | MinimizeLCOE_Brownfield | IgnoreSilica | 210 | 146.4529 | 16.2607 | 4 | 2720.4929 | 3274.7847 | 55.4609 | 66.7609 | 207.1826 | 0 | 409.8233 | 16252743.7195 | 1419793.1256 | 17988379.348 | 12995696.7076 | 0 | 393667.0862 | 0 | 19129609.1949 | 49771319.1027 | 33969947.986 | 151921156.2705 | 961560.8286 | 24065791.4134 | 24065791.4134 | 1478867.319 | 10508037.6352 | 0 | 176948508.5126 | 213001204.8803 | 562341.3252 | 65.0428 | 2720.4929 | 3274.7847 | 55.4609 | 66.7609
1 | 6100 | 707 | 0.035 | 15 | 15 | 7 | 7.4989e-10 | 5spot_SharedNeighbor | Water | Porous | Wet | R600a | MinimizeLCOE_Brownfield | IgnoreSilica | 210 | 146.4501 | 16.2859 | 4 | 2714.5425 | 3267.9757 | 55.3396 | 66.6221 | 207.1804 | 0 | 406.1577 | 16252518.1967 | 1419773.8412 | 17988100.1157 | 12995652.5198 | 0 | 357721.5935 | 0 | 19115368.8441 | 49734268.631 | 33944660.2777 | 151808064.0196 | 961560.8286 | 24065791.4134 | 24065791.4134 | 1478867.319 | 10508037.6352 | 0 | 176835416.2617 | 212888112.6294 | 749894.2093 | 65.1437 | 2714.5425 | 3267.9757 | 55.3396 | 66.6221
1 | 6100 | 707 | 0.035 | 15 | 15 | 7 | 1e-09 | 5spot_SharedNeighbor | Water | Porous | Wet | R600a | MinimizeLCOE_Brownfield | IgnoreSilica | 210 | 146.4479 | 16.3048 | 4 | 2710.0458 | 3262.8382 | 55.2479 | 66.5174 | 207.1788 | 0 | 402.6528 | 16252348.8068 | 1419759.3567 | 17987890.385 | 12995619.3339 | 0 | 329637.3683 | 0 | 19104249.5478 | 49705338.5029 | 33924914.8708 | 151719758.1722 | 961560.8286 | 24065791.4134 | 24065791.4134 | 1478867.319 | 10508037.6352 | 0 | 176747110.4143 | 212799806.782 | 1000000 | 65.2192 | 2710.0458 | 3262.8382 | 55.2479 | 66.5174
1 | 6100 | 707 | 0.035 | 15 | 15 | 7 | 1.3335e-09 | 5spot_SharedNeighbor | Water | Porous | Wet | R600a | MinimizeLCOE_Brownfield | IgnoreSilica | 210 | 146.4463 | 16.3189 | 4 | 2706.6486 | 3258.9623 | 55.1787 | 66.4384 | 207.1775 | 0 | 397.1717 | 16252221.6291 | 1419748.4817 | 17987732.9196 | 12995594.42 | 0 | 307822.7142 | 0 | 19095616.8642 | 49682878.0311 | 33909585.1373 | 151651200.1972 | 961560.8286 | 24065791.4134 | 24065791.4134 | 1478867.319 | 10508037.6352 | 0 | 176678552.4393 | 212731248.807 | 1333521.4322 | 65.2758 | 2706.6486 | 3258.9623 | 55.1787 | 66.4384
1 | 6100 | 707 | 0.035 | 15 | 15 | 7 | 1.7783e-09 | 5spot_SharedNeighbor | Water | Porous | Wet | R600a | MinimizeLCOE_Brownfield | IgnoreSilica | 210 | 146.4451 | 16.3295 | 4 | 2704.0839 | 3256.0396 | 55.1264 | 66.3788 | 207.1766 | 0 | 397.697 | 16252126.1729 | 1419740.3192 | 17987614.7304 | 12995575.7214 | 0 | 290973.301 | 0 | 19088951.7955 | 49665536.8895 | 33897749.4518 | 151598268.3818 | 961560.8286 | 24065791.4134 | 24065791.4134 | 1478867.319 | 10508037.6352 | 0 | 176625620.6238 | 212678316.9915 | 1778279.41 | 65.3181 | 2704.0839 | 3256.0396 | 55.1264 | 66.3788
1 | 6100 | 707 | 0.035 | 15 | 15 | 7 | 2.3714e-09 | 5spot_SharedNeighbor | Water | Porous | Wet | R600a | MinimizeLCOE_Brownfield | IgnoreSilica | 210 | 146.4442 | 16.3375 | 4 | 2702.1493 | 3253.8371 | 55.087 | 66.3339 | 207.1759 | 0 | 395.3537 | 16252054.5421 | 1419734.1941 | 17987526.0407 | 12995561.6905 | 0 | 278026.7474 | 0 | 19083832.2538 | 49652216.8921 | 33888658.2799 | 151557610.6406 | 961560.8286 | 24065791.4134 | 24065791.4134 | 1478867.319 | 10508037.6352 | 0 | 176584962.8826 | 212637659.2503 | 2371373.7057 | 65.3498 | 2702.1493 | 3253.8371 | 55.087 | 66.3339
1 | 6100 | 707 | 0.035 | 15 | 15 | 7 | 3.1623e-09 | 5spot_SharedNeighbor | Water | Porous | Wet | R600a | MinimizeLCOE_Brownfield | IgnoreSilica | 210 | 146.4439 | 16.3443 | 4 | 2700.4707 | 3251.9264 | 55.0527 | 66.2949 | 207.1757 | 0 | 417.7383 | 16252030.6972 | 1419732.1551 | 17987496.517 | 12995557.0199 | 0 | 266644.7324 | 0 | 19079369.8374 | 49640606.6001 | 33880734.0171 | 151522171.5763 | 961560.8286 | 24065791.4134 | 24065791.4134 | 1478867.319 | 10508037.6352 | 0 | 176549523.8183 | 212602220.186 | 3162277.6602 | 65.3773 | 2700.4707 | 3251.9264 | 55.0527 | 66.2949
1 | 6100 | 707 | 0.035 | 15 | 15 | 7 | 4.217e-09 | 5spot_SharedNeighbor | Water | Porous | Wet | R600a | MinimizeLCOE_Brownfield | IgnoreSilica | 210 | 146.4434 | 16.3487 | 4 | 2699.4009 | 3250.7105 | 55.0309 | 66.2701 | 207.1752 | 0 | 416.2498 | 16251986.4872 | 1419728.3747 | 17987441.7785 | 12995548.3606 | 0 | 259276.6295 | 0 | 19076452.8359 | 49633017.1605 | 33875554.0686 | 151499005.6955 | 961560.8286 | 24065791.4134 | 24065791.4134 | 1478867.319 | 10508037.6352 | 0 | 176526357.9375 | 212579054.3052 | 4216965.0343 | 65.3946 | 2699.4009 | 3250.7105 | 55.0309 | 66.2701
1 | 6100 | 707 | 0.035 | 15 | 15 | 7 | 5.6234e-09 | 5spot_SharedNeighbor | Water | Porous | Wet | R600a | MinimizeLCOE_Brownfield | IgnoreSilica | 210 | 146.4429 | 16.3519 | 4 | 2698.596 | 3249.7962 | 55.0145 | 66.2515 | 207.1749 | 0 | 419.2342 | 16251953.3237 | 1419725.5389 | 17987400.717 | 12995541.865 | 0 | 253684.1143 | 0 | 19074239.168 | 49627257.6506 | 33871623.0847 | 151481425.4622 | 961560.8286 | 24065791.4134 | 24065791.4134 | 1478867.319 | 10508037.6352 | 0 | 176508777.7042 | 212561474.0719 | 5623413.2519 | 65.4076 | 2698.596 | 3249.7962 | 55.0145 | 66.2515
1 | 6100 | 707 | 0.035 | 15 | 15 | 7 | 7.4989e-09 | 5spot_SharedNeighbor | Water | Porous | Wet | R600a | MinimizeLCOE_Brownfield | IgnoreSilica | 210 | 146.4426 | 16.3543 | 4 | 2697.9909 | 3249.109 | 55.0022 | 66.2375 | 207.1747 | 0 | 440.2664 | 16251928.4484 | 1419723.4118 | 17987369.9178 | 12995536.9929 | 0 | 249450.6765 | 0 | 19072563.6845 | 49622898.3862 | 33868647.7972 | 151468119.3153 | 961560.8286 | 24065791.4134 | 24065791.4134 | 1478867.319 | 10508037.6352 | 0 | 176495471.5573 | 212548167.9251 | 7498942.0933 | 65.4174 | 2697.9909 | 3249.109 | 55.0022 | 66.2375
1 | 6100 | 707 | 0.035 | 15 | 15 | 7 | 1e-08 | 5spot_SharedNeighbor | Water | Porous | Wet | R600a | MinimizeLCOE_Brownfield | IgnoreSilica | 210 | 146.4424 | 16.3562 | 4 | 2697.5363 | 3248.5929 | 54.9929 | 66.227 | 207.1745 | 0 | 412.0138 | 16251909.7912 | 1419721.8164 | 17987346.8173 | 12995533.3387 | 0 | 246252.9159 | 0 | 19071298.225 | 49619605.9203 | 33866400.6215 | 151458069.4463 | 961560.8286 | 24065791.4134 | 24065791.4134 | 1478867.319 | 10508037.6352 | 0 | 176485421.6884 | 212538118.0561 | 10000000 | 65.4247 | 2697.5363 | 3248.5929 | 54.9929 | 66.227
1 | 6200 | 707 | 0.035 | 15 | 15 | 7 | 1e-13 | 5spot_SharedNeighbor | Water | Porous | Wet | R600a | MinimizeLCOE_Brownfield | IgnoreSilica | 1.0452 | 0.2902 | 0.018649 | 4 | 361958.5472 | 855833.1623 | 7379.0146 | 17447.3166 | 134.1599 | 0 | 44.2151 | 182678.3779 | 13964.4462 | 125624.9559 | 70474.6692 | 0 | 62562.563 | 0 | 177568.9547 | 461997.9958 | 315323.1253 | 1410195.088 | 961560.8286 | 24629381.4663 | 24629381.4663 | 1478867.319 | 10733473.6564 | 0 | 27001137.383 | 63842859.8248 | 100 | 0.074597 | 361958.5472 | 855833.1623 | 7379.0146 | 17447.3166
1 | 6200 | 707 | 0.035 | 15 | 15 | 7 | 1.3335e-13 | 5spot_SharedNeighbor | Water | Porous | Wet | R600a | MinimizeLCOE_Brownfield | IgnoreSilica | 1.3445 | 0.45285 | 0.037854 | 4 | 181844.5081 | 425159.3279 | 3707.1463 | 8667.448 | 148.6794 | 0 | 64.7925 | 267002.7624 | 22753.7961 | 177521.0374 | 91525.9525 | 0 | 68591.0254 | 0 | 244683.8838 | 636617.274 | 434504.3707 | 1943200.1022 | 961560.8286 | 24629381.4663 | 24629381.4663 | 1478867.319 | 10733473.6564 | 0 | 27534142.3972 | 64375864.839 | 133.3521 | 0.15142 | 181844.5081 | 425159.3279 | 3707.1463 | 8667.448
1 | 6200 | 707 | 0.035 | 15 | 15 | 7 | 1.7783e-13 | 5spot_SharedNeighbor | Water | Porous | Wet | R600a | MinimizeLCOE_Brownfield | IgnoreSilica | 1.7487 | 0.72739 | 0.068704 | 4 | 102969.2238 | 237028.3739 | 2099.1669 | 4832.144 | 162.2682 | 0 | 274.2196 | 383091.2417 | 34631.6551 | 258135.1218 | 121185.3358 | 0 | 76873.601 | 0 | 340827.6126 | 886763.5346 | 605234.3335 | 2706742.436 | 961560.8286 | 24629381.4663 | 24629381.4663 | 1478867.319 | 10733473.6564 | 0 | 28297684.731 | 65139407.1728 | 177.8279 | 0.27482 | 102969.2238 | 237028.3739 | 2099.1669 | 4832.144
1 | 6200 | 707 | 0.035 | 15 | 15 | 7 | 2.3714e-13 | 5spot_SharedNeighbor | Water | Porous | Wet | R600a | MinimizeLCOE_Brownfield | IgnoreSilica | 2.2543 | 1.1055 | 0.10834 | 4 | 67347.672 | 152362.6674 | 1372.9734 | 3106.1191 | 173.6502 | 0 | 359.1998 | 513041.6653 | 46422.4362 | 360812.0381 | 154375.5947 | 0 | 85907.7489 | 0 | 452618.1985 | 1177619.7076 | 803749.6481 | 3594547.0374 | 961560.8286 | 24629381.4663 | 24629381.4663 | 1478867.319 | 10733473.6564 | 0 | 29185489.3323 | 66027211.7741 | 237.1374 | 0.43336 | 67347.672 | 152362.6674 | 1372.9734 | 3106.1191
1 | 6200 | 707 | 0.035 | 15 | 15 | 7 | 3.1623e-13 | 5spot_SharedNeighbor | Water | Porous | Wet | R600a | MinimizeLCOE_Brownfield | IgnoreSilica | 2.8961 | 1.5932 | 0.15975 | 4 | 47305.6209 | 104961.4685 | 964.3891 | 2139.7815 | 183.1639 | 0 | 450.5194 | 662427.0998 | 59955.7118 | 483343.0289 | 195473.556 | 0 | 95949.7599 | 0 | 583888.171 | 1519157.249 | 1036856.038 | 4637050.6145 | 961560.8286 | 24629381.4663 | 24629381.4663 | 1478867.319 | 10733473.6564 | 0 | 30227992.9094 | 67069715.3512 | 316.2278 | 0.63899 | 47305.6209 | 104961.4685 | 964.3891 | 2139.7815
1 | 6200 | 707 | 0.035 | 15 | 15 | 7 | 4.217e-13 | 5spot_SharedNeighbor | Water | Porous | Wet | R600a | MinimizeLCOE_Brownfield | IgnoreSilica | 3.717 | 2.2252 | 0.22668 | 4 | 34711.4947 | 75344.1317 | 707.6408 | 1535.992 | 191.0495 | 0 | 62.0149 | 837123.8074 | 75752.9526 | 631443.2404 | 247532.613 | 0 | 107269.9898 | 0 | 740657.8152 | 1927039.7055 | 1315244.1957 | 5882064.3196 | 961560.8286 | 24629381.4663 | 24629381.4663 | 1478867.319 | 10733473.6564 | 0 | 31473006.6146 | 68314729.0563 | 421.6965 | 0.9067 | 34711.4947 | 75344.1317 | 707.6408 | 1535.992
1 | 6200 | 707 | 0.035 | 15 | 15 | 7 | 5.6234e-13 | 5spot_SharedNeighbor | Water | Porous | Wet | R600a | MinimizeLCOE_Brownfield | IgnoreSilica | 4.7816 | 3.0528 | 0.31455 | 4 | 26218.126 | 55499.42 | 534.492 | 1131.4307 | 197.5648 | 0 | 85.0895 | 1045109.854 | 94521.1305 | 813198.229 | 314785.8 | 0 | 120533.7488 | 0 | 931378.0173 | 2423254.5492 | 1653921.0227 | 7396702.3516 | 961560.8286 | 24629381.4663 | 24629381.4663 | 1478867.319 | 10733473.6564 | 0 | 32987644.6465 | 69829367.0883 | 562.3413 | 1.2582 | 26218.126 | 55499.42 | 534.492 | 1131.4307
1 | 6200 | 707 | 0.035 | 15 | 15 | 7 | 7.4989e-13 | 5spot_SharedNeighbor | Water | Porous | Wet | R600a | MinimizeLCOE_Brownfield | IgnoreSilica | 6.1654 | 4.1351 | 0.42974 | 4 | 20266.5866 | 41699.2919 | 413.1618 | 850.0965 | 202.8452 | 0 | 73.8438 | 1293581.237 | 116890.4177 | 1036632.9264 | 402118.5474 | 0 | 136093.1823 | 0 | 1164273.3612 | 3029200.4606 | 2067491.5582 | 9246281.6909 | 961560.8286 | 24629381.4663 | 24629381.4663 | 1478867.319 | 10733473.6564 | 0 | 34837223.9859 | 71678946.4276 | 749.8942 | 1.7189 | 20266.5866 | 41699.2919 | 413.1618 | 850.0965
1 | 6200 | 707 | 0.035 | 15 | 15 | 7 | 1e-12 | 5spot_SharedNeighbor | Water | Porous | Wet | R600a | MinimizeLCOE_Brownfield | IgnoreSilica | 7.9754 | 5.5499 | 0.58034 | 4 | 15985.5342 | 31856.1625 | 325.8867 | 649.431 | 206.9149 | 0 | 76.586 | 1591330.3892 | 143627.6754 | 1311789.375 | 516877.2741 | 0 | 154998.7997 | 0 | 1450263.1702 | 3773287.279 | 2575346.1012 | 11517520.0639 | 961560.8286 | 24629381.4663 | 24629381.4663 | 1478867.319 | 10733473.6564 | 0 | 37108462.3589 | 73950184.8006 | 1000 | 2.3214 | 15985.5342 | 31856.1625 | 325.8867 | 649.431
1 | 6200 | 707 | 0.035 | 15 | 15 | 7 | 1.3335e-12 | 5spot_SharedNeighbor | Water | Porous | Wet | R600a | MinimizeLCOE_Brownfield | IgnoreSilica | 10.3648 | 7.4489 | 0.78327 | 4 | 12754.4022 | 24513.3459 | 260.0157 | 499.7377 | 210.6325 | 0 | 99.9422 | 1958231.7079 | 176482.286 | 1659997.8478 | 667780.7283 | 0 | 176982.8759 | 0 | 1809395.4239 | 4707675.7349 | 3213085.4221 | 14369632.0266 | 961560.8286 | 24629381.4663 | 24629381.4663 | 1478867.319 | 10733473.6564 | 0 | 39960574.3216 | 76802296.7634 | 1333.5214 | 3.1331 | 12754.4022 | 24513.3459 | 260.0157 | 499.7377
1 | 6200 | 707 | 0.035 | 15 | 15 | 7 | 1.7783e-12 | 5spot_SharedNeighbor | Water | Porous | Wet | R600a | MinimizeLCOE_Brownfield | IgnoreSilica | 13.5396 | 9.9619 | 1.0514 | 4 | 10348.1359 | 19108.3221 | 210.9607 | 389.549 | 213.3871 | 0 | 104.4785 | 2404363.8143 | 216309.332 | 2094626.2272 | 868565.9855 | 0 | 204824.5301 | 0 | 2257589.0567 | 5873783.6304 | 4008978.0219 | 17929040.5981 | 961560.8286 | 24629381.4663 | 24629381.4663 | 1478867.319 | 10733473.6564 | 0 | 43519982.893 | 80361705.3348 | 1778.2794 | 4.2056 | 10348.1359 | 19108.3221 | 210.9607 | 389.549
1 | 6200 | 707 | 0.035 | 15 | 15 | 7 | 2.3714e-12 | 5spot_SharedNeighbor | Water | Porous | Wet | R600a | MinimizeLCOE_Brownfield | IgnoreSilica | 17.7099 | 13.2676 | 1.4046 | 4 | 8531.6535 | 15089.2012 | 173.9293 | 307.6138 | 215.5353 | 0 | 121.1869 | 2944362.3249 | 264357.4135 | 2634316.4984 | 1132427.0471 | 0 | 237938.4268 | 0 | 2813226.6672 | 7319438.7158 | 4995667.323 | 22341734.4166 | 961560.8286 | 24629381.4663 | 24629381.4663 | 1478867.319 | 10733473.6564 | 0 | 47932676.7115 | 84774399.1533 | 2371.3737 | 5.6182 | 8531.6535 | 15089.2012 | 173.9293 | 307.6138
1 | 6200 | 707 | 0.035 | 15 | 15 | 7 | 3.1623e-12 | 5spot_SharedNeighbor | Water | Porous | Wet | R600a | MinimizeLCOE_Brownfield | IgnoreSilica | 23.2541 | 17.6662 | 1.8743 | 4 | 7133.0863 | 12047.1928 | 145.4176 | 245.5983 | 217.2172 | 0 | 116.2146 | 3606040.4691 | 323024.8133 | 3312434.1607 | 1483240.8279 | 0 | 278969.7524 | 0 | 3511446.9091 | 9136064.5606 | 6235551.79 | 27886773.283 | 961560.8286 | 24629381.4663 | 24629381.4663 | 1478867.319 | 10733473.6564 | 0 | 53477715.5779 | 90319438.0197 | 3162.2777 | 7.4971 | 7133.0863 | 12047.1928 | 145.4176 | 245.5983
1 | 6200 | 707 | 0.035 | 15 | 15 | 7 | 4.217e-12 | 5spot_SharedNeighbor | Water | Porous | Wet | R600a | MinimizeLCOE_Brownfield | IgnoreSilica | 30.5576 | 23.4637 | 2.4936 | 4 | 6054.1318 | 9747.7163 | 123.4217 | 198.7204 | 218.5132 | 0 | 105.0874 | 4409739.5661 | 394016.7137 | 4156727.4772 | 1945464.0365 | 0 | 328553.595 | 0 | 4381455.5415 | 11399648.5589 | 7780494.3808 | 34796099.8697 | 961560.8286 | 24629381.4663 | 24629381.4663 | 1478867.319 | 10733473.6564 | 0 | 60387042.1646 | 97228764.6064 | 4216.965 | 9.9745 | 6054.1318 | 9747.7163 | 123.4217 | 198.7204
1 | 6200 | 707 | 0.035 | 15 | 15 | 7 | 5.6234e-12 | 5spot_SharedNeighbor | Water | Porous | Wet | R600a | MinimizeLCOE_Brownfield | IgnoreSilica | 40.1212 | 31.0575 | 3.3051 | 4 | 5215.8776 | 8002.6106 | 106.3327 | 163.144 | 219.502 | 0 | 108.7427 | 5380892.623 | 479460.4632 | 5201954.9641 | 2550718.1948 | 0 | 388100.4422 | 0 | 5460439.4081 | 14206943.2497 | 9696530.6914 | 43365040.0365 | 961560.8286 | 24629381.4663 | 24629381.4663 | 1478867.319 | 10733473.6564 | 0 | 68955982.3315 | 105797704.7732 | 5623.4133 | 13.2204 | 5215.8776 | 8002.6106 | 106.3327 | 163.144
1 | 6200 | 707 | 0.035 | 15 | 15 | 7 | 7.4989e-12 | 5spot_SharedNeighbor | Water | Porous | Wet | R600a | MinimizeLCOE_Brownfield | IgnoreSilica | 52.5185 | 40.8919 | 4.356 | 4 | 4561.8579 | 6676.2626 | 92.9996 | 136.1046 | 220.2177 | 0 | 104.0521 | 6542921.4681 | 581275.8777 | 6482509.4624 | 3335189.6337 | 0 | 459195.9418 | 0 | 6786426.0297 | 17656888.4418 | 12051189.1743 | 53895596.0294 | 961560.8286 | 24629381.4663 | 24629381.4663 | 1478867.319 | 10733473.6564 | 0 | 79486538.3244 | 116328260.7662 | 7498.9421 | 17.4242 | 4561.8579 | 6676.2626 | 92.9996 | 136.1046
1 | 6200 | 707 | 0.035 | 15 | 15 | 7 | 1e-11 | 5spot_SharedNeighbor | Water | Porous | Wet | R600a | MinimizeLCOE_Brownfield | IgnoreSilica | 68.2849 | 53.3244 | 5.6836 | 4 | 4054.0593 | 5674.5975 | 82.6475 | 115.6843 | 220.5795 | 0 | 99.4713 | 7903438.5611 | 699978.4628 | 8016308.9657 | 4331677.5996 | 0 | 543465.1884 | 0 | 8382998.8233 | 21810843.3486 | 14886348.7535 | 66575059.703 | 961560.8286 | 24629381.4663 | 24629381.4663 | 1478867.319 | 10733473.6564 | 0 | 92166001.998 | 129007724.4398 | 10000 | 22.7343 | 4054.0593 | 5674.5975 | 82.6475 | 115.6843
1 | 6200 | 707 | 0.035 | 15 | 15 | 7 | 1.3335e-11 | 5spot_SharedNeighbor | Water | Porous | Wet | R600a | MinimizeLCOE_Brownfield | IgnoreSilica | 87.669 | 68.3463 | 7.2836 | 4 | 3667.5626 | 4932.1031 | 74.7682 | 100.5476 | 220.3719 | 0 | 134.4628 | 9432134.6014 | 832793.2031 | 9777005.7255 | 5552657.7173 | 0 | 642061.5484 | 0 | 10232294.5904 | 26622331.592 | 18170288.3457 | 81261567.3239 | 961560.8286 | 24629381.4663 | 24629381.4663 | 1478867.319 | 10733473.6564 | 0 | 106852509.6189 | 143694232.0607 | 13335.2143 | 29.1345 | 3667.5626 | 4932.1031 | 74.7682 | 100.5476
1 | 6200 | 707 | 0.035 | 15 | 15 | 7 | 1.7783e-11 | 5spot_SharedNeighbor | Water | Porous | Wet | R600a | MinimizeLCOE_Brownfield | IgnoreSilica | 110.399 | 85.3677 | 9.0871 | 4 | 3382.8482 | 4396.4213 | 68.9639 | 89.627 | 219.3711 | 0 | 122.8921 | 11053167.1941 | 973065.1858 | 11680688.8531 | 6975052.4697 | 0 | 755570.7508 | 0 | 12260642.3368 | 31899676.3569 | 21772184.5864 | 97370047.7335 | 961560.8286 | 24629381.4663 | 24629381.4663 | 1478867.319 | 10733473.6564 | 0 | 122960990.0285 | 159802712.4703 | 17782.7941 | 36.3484 | 3382.8482 | 4396.4213 | 68.9639 | 89.627
1 | 6200 | 707 | 0.035 | 15 | 15 | 7 | 2.3714e-11 | 5spot_SharedNeighbor | Water | Porous | Wet | R600a | MinimizeLCOE_Brownfield | IgnoreSilica | 135.5005 | 103.1819 | 10.9578 | 4 | 3182.2238 | 4022.7597 | 64.8739 | 82.0094 | 217.5017 | 0 | 140.1599 | 12654340.6344 | 1111115.2066 | 13593041.2391 | 8530392.188 | 0 | 882346.6875 | 0 | 14340782.0227 | 37311773.1242 | 25466051.8375 | 113889842.9401 | 961560.8286 | 24629381.4663 | 24629381.4663 | 1478867.319 | 10733473.6564 | 0 | 139480785.235 | 176322507.6768 | 23713.7371 | 43.8312 | 3182.2238 | 4022.7597 | 64.8739 | 82.0094
1 | 6200 | 707 | 0.035 | 15 | 15 | 7 | 3.1623e-11 | 5spot_SharedNeighbor | Water | Porous | Wet | R600a | MinimizeLCOE_Brownfield | IgnoreSilica | 161.4442 | 120.6664 | 12.7784 | 4 | 3041.668 | 3762.4467 | 62.0085 | 76.7026 | 215.2561 | 0 | 165.5275 | 14151441.2813 | 1239786.6682 | 15406456.8644 | 10123470.8524 | 0 | 1012833.4866 | 0 | 16354255.7696 | 42550418.7934 | 29041535.1502 | 129880198.8661 | 961560.8286 | 24629381.4663 | 24629381.4663 | 1478867.319 | 10733473.6564 | 0 | 155471141.1611 | 192312863.6029 | 31622.7766 | 51.1138 | 3041.668 | 3762.4467 | 62.0085 | 76.7026
1 | 6200 | 707 | 0.035 | 15 | 15 | 7 | 4.217e-11 | 5spot_SharedNeighbor | Water | Porous | Wet | R600a | MinimizeLCOE_Brownfield | IgnoreSilica | 183.5318 | 134.6807 | 14.2599 | 4 | 2947.9536 | 3593.8513 | 60.098 | 73.2655 | 213.076 | 0 | 143.0961 | 15307561.6643 | 1338906.4405 | 16822011.9261 | 11465844.3231 | 0 | 1093237.8607 | 0 | 17950749.2638 | 46704167.3793 | 31876553.911 | 142559032.7689 | 961560.8286 | 24629381.4663 | 24629381.4663 | 1478867.319 | 10733473.6564 | 0 | 168149975.0638 | 204991697.5056 | 42169.6503 | 57.0396 | 2947.9536 | 3593.8513 | 60.098 | 73.2655
1 | 6200 | 707 | 0.035 | 15 | 15 | 7 | 5.6234e-11 | 5spot_SharedNeighbor | Water | Porous | Wet | R600a | MinimizeLCOE_Brownfield | IgnoreSilica | 191.9038 | 139.7445 | 14.9553 | 4 | 2880.3938 | 3496.2595 | 58.7207 | 71.276 | 212.1701 | 0 | 168.8575 | 15716865.7956 | 1373949.7414 | 17326127.171 | 11970823.2929 | 0 | 982330.6231 | 0 | 18474337.6834 | 48066437.0444 | 32806330.9493 | 146717202.301 | 961560.8286 | 24629381.4663 | 24629381.4663 | 1478867.319 | 10733473.6564 | 0 | 172308144.596 | 209149867.0378 | 56234.1325 | 59.821 | 2880.3938 | 3496.2595 | 58.7207 | 71.276
1 | 6200 | 707 | 0.035 | 15 | 15 | 7 | 7.4989e-11 | 5spot_SharedNeighbor | Water | Porous | Wet | R600a | MinimizeLCOE_Brownfield | IgnoreSilica | 198.5339 | 143.6581 | 15.5081 | 4 | 2828.7109 | 3422.6202 | 57.6671 | 69.7747 | 211.4271 | 0 | 187.9352 | 16030348.5841 | 1400772.6202 | 17713233.1043 | 12369312.2538 | 0 | 878002.4185 | 0 | 18872750.9025 | 49103026.5149 | 33513824.5627 | 149881270.961 | 961560.8286 | 24629381.4663 | 24629381.4663 | 1478867.319 | 10733473.6564 | 0 | 175472213.256 | 212313935.6978 | 74989.4209 | 62.0326 | 2828.7109 | 3422.6202 | 57.6671 | 69.7747
1 | 6200 | 707 | 0.035 | 15 | 15 | 7 | 1e-10 | 5spot_SharedNeighbor | Water | Porous | Wet | R600a | MinimizeLCOE_Brownfield | IgnoreSilica | 203.6977 | 146.6457 | 15.9406 | 4 | 2789.2647 | 3367.0628 | 56.8629 | 68.6421 | 210.833 | 0 | 216.7554 | 16268037.8768 | 1421100.9116 | 18007316.9135 | 12678783.3918 | 0 | 784096.6015 | 0 | 19172140.9211 | 49881977.9299 | 34045474.9093 | 152258929.4556 | 961560.8286 | 24629381.4663 | 24629381.4663 | 1478867.319 | 10733473.6564 | 0 | 177849871.7506 | 214691594.1924 | 100000 | 63.7623 | 2789.2647 | 3367.0628 | 56.8629 | 68.6421
1 | 6200 | 707 | 0.035 | 15 | 15 | 7 | 1.3335e-10 | 5spot_SharedNeighbor | Water | Porous | Wet | R600a | MinimizeLCOE_Brownfield | IgnoreSilica | 207.5876 | 148.8593 | 16.2704 | 4 | 2759.2119 | 3325.2959 | 56.2503 | 67.7907 | 210.3764 | 0 | 256.1574 | 16443277.9205 | 1436083.1354 | 18224446.1268 | 12911107.828 | 0 | 701173.3144 | 0 | 19389274.4468 | 50446914.8235 | 34431055.9475 | 153983333.5428 | 961560.8286 | 24629381.4663 | 24629381.4663 | 1478867.319 | 10733473.6564 | 0 | 179574275.8378 | 216415998.2795 | 133352.1432 | 65.0817 | 2759.2119 | 3325.2959 | 56.2503 | 67.7907
1 | 6200 | 707 | 0.035 | 15 | 15 | 7 | 1.7783e-10 | 5spot_SharedNeighbor | Water | Porous | Wet | R600a | MinimizeLCOE_Brownfield | IgnoreSilica | 210.4936 | 150.4928 | 16.5201 | 4 | 2736.3588 | 3293.8885 | 55.7844 | 67.1504 | 210.0302 | 0 | 304.5783 | 16572126.2466 | 1447096.3335 | 18384261.1013 | 13084486.9728 | 0 | 630123.9318 | 0 | 19546056.8886 | 50854830.5765 | 34709466.8308 | 155228448.882 | 961560.8286 | 24629381.4663 | 24629381.4663 | 1478867.319 | 10733473.6564 | 0 | 180819391.177 | 217661113.6188 | 177827.941 | 66.0803 | 2736.3588 | 3293.8885 | 55.7844 | 67.1504
1 | 6200 | 707 | 0.035 | 15 | 15 | 7 | 2.3714e-10 | 5spot_SharedNeighbor | Water | Porous | Wet | R600a | MinimizeLCOE_Brownfield | IgnoreSilica | 212.6707 | 151.7044 | 16.7087 | 4 | 2719.0032 | 3270.2383 | 55.4306 | 66.6682 | 209.7679 | 0 | 370.9229 | 16667443.4424 | 1455242.0005 | 18502576.5994 | 13214036.3686 | 0 | 570924.9316 | 0 | 19659987.1036 | 51151253.6258 | 34911781.6528 | 156133245.7248 | 961560.8286 | 24629381.4663 | 24629381.4663 | 1478867.319 | 10733473.6564 | 0 | 181724188.0198 | 218565910.4616 | 237137.3706 | 66.8349 | 2719.0032 | 3270.2383 | 55.4306 | 66.6682
1 | 6200 | 707 | 0.035 | 15 | 15 | 7 | 3.1623e-10 | 5spot_SharedNeighbor | Water | Porous | Wet | R600a | MinimizeLCOE_Brownfield | IgnoreSilica | 214.1982 | 152.548 | 16.8458 | 4 | 2705.8432 | 3252.5922 | 55.1623 | 66.3085 | 209.5821 | 0 | 396.4705 | 16733685.1144 | 1460902.1749 | 18584846.1751 | 13304846.3589 | 0 | 521056.3919 | 0 | 19736081.1239 | 51349234.6576 | 35046907.7751 | 156737559.7719 | 961560.8286 | 24629381.4663 | 24629381.4663 | 1478867.319 | 10733473.6564 | 0 | 182328502.0669 | 219170224.5086 | 316227.766 | 67.3832 | 2705.8432 | 3252.5922 | 55.1623 | 66.3085
1 | 6200 | 707 | 0.035 | 15 | 15 | 7 | 4.217e-10 | 5spot_SharedNeighbor | Water | Porous | Wet | R600a | MinimizeLCOE_Brownfield | IgnoreSilica | 215.2971 | 153.1517 | 16.9468 | 4 | 2695.8778 | 3239.3687 | 54.9591 | 66.0389 | 209.4476 | 0 | 406.2095 | 16781020.8591 | 1464946.5172 | 18643657.8417 | 13370145.6484 | 0 | 480349.3018 | 0 | 19788646.8656 | 51485999.9347 | 35140252.8869 | 157155019.8553 | 961560.8286 | 24629381.4663 | 24629381.4663 | 1478867.319 | 10733473.6564 | 0 | 182745962.1503 | 219587684.5921 | 421696.5034 | 67.7872 | 2695.8778 | 3239.3687 | 54.9591 | 66.0389
1 | 6200 | 707 | 0.035 | 15 | 15 | 7 | 5.6234e-10 | 5spot_SharedNeighbor | Water | Porous | Wet | R600a | MinimizeLCOE_Brownfield | IgnoreSilica | 216.0546 | 153.566 | 17.0195 | 4 | 2688.3407 | 3229.5111 | 54.8055 | 65.838 | 209.3542 | 0 | 386.8564 | 16813480.4457 | 1467719.6697 | 18683997.6412 | 13415144.1512 | 0 | 447109.791 | 0 | 19822706.1625 | 51574615.2388 | 35200734.6528 | 157425507.753 | 961560.8286 | 24629381.4663 | 24629381.4663 | 1478867.319 | 10733473.6564 | 0 | 183016450.0479 | 219858172.4897 | 562341.3252 | 68.0778 | 2688.3407 | 3229.5111 | 54.8055 | 65.838
1 | 6200 | 707 | 0.035 | 15 | 15 | 7 | 7.4989e-10 | 5spot_SharedNeighbor | Water | Porous | Wet | R600a | MinimizeLCOE_Brownfield | IgnoreSilica | 216.5929 | 153.8595 | 17.0726 | 4 | 2682.647 | 3222.133 | 54.6894 | 65.6875 | 209.2875 | 0 | 408.6028 | 16836456.392 | 1469682.5092 | 18712556.7669 | 13447106.7413 | 0 | 420612.541 | 0 | 19845701.8307 | 51634445.2502 | 35241569.865 | 157608131.8962 | 961560.8286 | 24629381.4663 | 24629381.4663 | 1478867.319 | 10733473.6564 | 0 | 183199074.1912 | 220040796.633 | 749894.2093 | 68.2904 | 2682.647 | 3222.133 | 54.6894 | 65.6875
1 | 6200 | 707 | 0.035 | 15 | 15 | 7 | 1e-09 | 5spot_SharedNeighbor | Water | Porous | Wet | R600a | MinimizeLCOE_Brownfield | IgnoreSilica | 216.9561 | 154.0569 | 17.1105 | 4 | 2678.3507 | 3216.642 | 54.6018 | 65.5756 | 209.2423 | 0 | 395.2039 | 16851907.16 | 1471002.4306 | 18731764.5596 | 13468668.5896 | 0 | 399411.002 | 0 | 19859873.9593 | 51671318.2218 | 35266736.4258 | 157720682.3486 | 961560.8286 | 24629381.4663 | 24629381.4663 | 1478867.319 | 10733473.6564 | 0 | 183311624.6436 | 220153347.0854 | 1000000 | 68.442 | 2678.3507 | 3216.642 | 54.6018 | 65.5756
1 | 6200 | 707 | 0.035 | 15 | 15 | 7 | 1.3335e-09 | 5spot_SharedNeighbor | Water | Porous | Wet | R600a | MinimizeLCOE_Brownfield | IgnoreSilica | 217.1996 | 154.189 | 17.1375 | 4 | 2675.1121 | 3212.5553 | 54.5358 | 65.4923 | 209.2118 | 0 | 397.891 | 16862237.5402 | 1471884.9115 | 18744607.9935 | 13483123.4862 | 0 | 382615.6872 | 0 | 19868343.1513 | 51693353.322 | 35281775.8345 | 157787941.9263 | 961560.8286 | 24629381.4663 | 24629381.4663 | 1478867.319 | 10733473.6564 | 0 | 183378884.2213 | 220220606.6631 | 1333521.4322 | 68.55 | 2675.1121 | 3212.5553 | 54.5358 | 65.4923
1 | 6200 | 707 | 0.035 | 15 | 15 | 7 | 1.7783e-09 | 5spot_SharedNeighbor | Water | Porous | Wet | R600a | MinimizeLCOE_Brownfield | IgnoreSilica | 217.3628 | 154.2772 | 17.1568 | 4 | 2672.673 | 3209.5122 | 54.4861 | 65.4302 | 209.1912 | 0 | 416.2046 | 16869139.578 | 1472474.5153 | 18753189.5725 | 13492804.3223 | 0 | 369435.9943 | 0 | 19873247.1532 | 51706112.529 | 35290484.2554 | 157826887.9201 | 961560.8286 | 24629381.4663 | 24629381.4663 | 1478867.319 | 10733473.6564 | 0 | 183417830.2151 | 220259552.6569 | 1778279.41 | 68.6271 | 2672.673 | 3209.5122 | 54.4861 | 65.4302
1 | 6200 | 707 | 0.035 | 15 | 15 | 7 | 2.3714e-09 | 5spot_SharedNeighbor | Water | Porous | Wet | R600a | MinimizeLCOE_Brownfield | IgnoreSilica | 217.4749 | 154.3377 | 17.1707 | 4 | 2670.8376 | 3207.2407 | 54.4486 | 65.3839 | 209.177 | 0 | 417.3386 | 16873869.476 | 1472878.5613 | 18759070.672 | 13499451.0721 | 0 | 359217.9909 | 0 | 19876150.2312 | 51713665.7425 | 35295639.4789 | 157849943.2249 | 961560.8286 | 24629381.4663 | 24629381.4663 | 1478867.319 | 10733473.6564 | 0 | 183440885.5199 | 220282607.9616 | 2371373.7057 | 68.6829 | 2670.8376 | 3207.2407 | 54.4486 | 65.3839
1 | 6200 | 707 | 0.035 | 15 | 15 | 7 | 3.1623e-09 | 5spot_SharedNeighbor | Water | Porous | Wet | R600a | MinimizeLCOE_Brownfield | IgnoreSilica | 217.546 | 154.376 | 17.1805 | 4 | 2669.4575 | 3205.5543 | 54.4205 | 65.3496 | 209.1679 | 0 | 409.525 | 16876861.2578 | 1473134.1291 | 18762790.7143 | 13503668.3915 | 0 | 351248.0017 | 0 | 19877403.9728 | 51716927.721 | 35297865.8462 | 157859900.0344 | 961560.8286 | 24629381.4663 | 24629381.4663 | 1478867.319 | 10733473.6564 | 0 | 183450842.3294 | 220292564.7711 | 3162277.6602 | 68.7221 | 2669.4575 | 3205.5543 | 54.4205 | 65.3496
1 | 6200 | 707 | 0.035 | 15 | 15 | 7 | 4.217e-09 | 5spot_SharedNeighbor | Water | Porous | Wet | R600a | MinimizeLCOE_Brownfield | IgnoreSilica | 215.799 | 153.4144 | 17.0968 | 4 | 2668.2453 | 3206.967 | 54.3958 | 65.3784 | 209.3767 | 0 | 383.863 | 16801602.716 | 1466704.9245 | 18669235.3356 | 13399773.7419 | 0 | 315026.9796 | 0 | 19754414.0421 | 51396933.15 | 35079462.9762 | 156883153.8659 | 961560.8286 | 24629381.4663 | 24629381.4663 | 1478867.319 | 10733473.6564 | 0 | 182474096.1608 | 219315818.6026 | 4216965.0343 | 68.3873 | 2668.2453 | 3206.967 | 54.3958 | 65.3784
1 | 6200 | 707 | 0.035 | 15 | 15 | 7 | 5.6234e-09 | 5spot_SharedNeighbor | Water | Porous | Wet | R600a | MinimizeLCOE_Brownfield | IgnoreSilica | 216.328 | 153.7057 | 17.1274 | 4 | 2667.4458 | 3205.2047 | 54.3795 | 65.3424 | 209.3133 | 0 | 596.4111 | 16824417.687 | 1468654.0494 | 18697592.0953 | 13431230.46 | 0 | 318249.2353 | 0 | 19788655.9755 | 51486023.6368 | 35140269.0641 | 157155092.2035 | 961560.8286 | 24629381.4663 | 24629381.4663 | 1478867.319 | 10733473.6564 | 0 | 182746034.4985 | 219587756.9403 | 5623413.2519 | 68.5097 | 2667.4458 | 3205.2047 | 54.3795 | 65.3424
1 | 6200 | 707 | 0.035 | 15 | 15 | 7 | 7.4989e-09 | 5spot_SharedNeighbor | Water | Porous | Wet | R600a | MinimizeLCOE_Brownfield | IgnoreSilica | 217.105 | 154.133 | 17.1698 | 4 | 2666.8322 | 3203.2626 | 54.367 | 65.3028 | 209.2201 | 0 | 396.1129 | 16857854.7533 | 1471510.5102 | 18739158.9053 | 13477433.1707 | 0 | 326689.3548 | 0 | 19840332.2108 | 51620474.6008 | 35232034.6097 | 157565488.1158 | 961560.8286 | 24629381.4663 | 24629381.4663 | 1478867.319 | 10733473.6564 | 0 | 183156430.4108 | 219998152.8525 | 7498942.0933 | 68.6794 | 2666.8322 | 3203.2626 | 54.367 | 65.3028
1 | 6200 | 707 | 0.035 | 15 | 15 | 7 | 1e-08 | 5spot_SharedNeighbor | Water | Porous | Wet | R600a | MinimizeLCOE_Brownfield | IgnoreSilica | 217.7138 | 154.4669 | 17.2029 | 4 | 2666.3842 | 3201.7854 | 54.3578 | 65.2727 | 209.1469 | 0 | 389.2474 | 16883970.2948 | 1473741.4014 | 18771630.5335 | 13513627.6352 | 0 | 333418.9375 | 0 | 19880791.633 | 51725741.7178 | 35303881.5801 | 157886803.7334 | 961560.8286 | 24629381.4663 | 24629381.4663 | 1478867.319 | 10733473.6564 | 0 | 183477746.0284 | 220319468.4701 | 10000000 | 68.8114 | 2666.3842 | 3201.7854 | 54.3578 | 65.2727
1 | 6300 | 707 | 0.035 | 15 | 15 | 7 | 1e-13 | 5spot_SharedNeighbor | Water | Porous | Wet | R600a | MinimizeLCOE_Brownfield | IgnoreSilica | 1.0692 | 0.30669 | 0.020719 | 4 | 333346.2972 | 787499.3413 | 6795.7152 | 16054.2392 | 136.5073 | 0 | 55.8121 | 192042.5497 | 14919.3926 | 131089.8538 | 72516.6965 | 0 | 62892.8863 | 0 | 184649.9378 | 480421.2612 | 327897.3825 | 1466429.9605 | 961560.8286 | 25198831.6101 | 25198831.6101 | 1478867.319 | 10961253.7139 | 0 | 27626822.3992 | 65265775.0423 | 100 | 0.082877 | 333346.2972 | 787499.3413 | 6795.7152 | 16054.2392
1 | 6300 | 707 | 0.035 | 15 | 15 | 7 | 1.3335e-13 | 5spot_SharedNeighbor | Water | Porous | Wet | R600a | MinimizeLCOE_Brownfield | IgnoreSilica | 1.3834 | 0.48314 | 0.042067 | 4 | 167606.1026 | 391290.9114 | 3416.8771 | 7976.9945 | 151.5359 | 0 | 76.8517 | 283341.7908 | 24774.2278 | 186551.2805 | 95343.9449 | 0 | 69385.5814 | 0 | 257164.7619 | 669089.9587 | 456667.6452 | 2042319.1912 | 961560.8286 | 25198831.6101 | 25198831.6101 | 1478867.319 | 10961253.7139 | 0 | 28202711.6299 | 65841664.2729 | 133.3521 | 0.16827 | 167606.1026 | 391290.9114 | 3416.8771 | 7976.9945
1 | 6300 | 707 | 0.035 | 15 | 15 | 7 | 1.7783e-13 | 5spot_SharedNeighbor | Water | Porous | Wet | R600a | MinimizeLCOE_Brownfield | IgnoreSilica | 1.7875 | 0.77528 | 0.074031 | 4 | 97858.5348 | 224963.5555 | 1994.9786 | 4586.1864 | 164.9266 | 0 | 297.2616 | 400501.9514 | 36212.2913 | 271643.1903 | 124422.2803 | 0 | 77042.3134 | 0 | 354830.5904 | 923196.4106 | 630100.52 | 2817949.5477 | 961560.8286 | 25198831.6101 | 25198831.6101 | 1478867.319 | 10961253.7139 | 0 | 28978341.9865 | 66617294.6295 | 177.8279 | 0.29612 | 97858.5348 | 224963.5555 | 1994.9786 | 4586.1864
1 | 6300 | 707 | 0.035 | 15 | 15 | 7 | 2.3714e-13 | 5spot_SharedNeighbor | Water | Porous | Wet | R600a | MinimizeLCOE_Brownfield | IgnoreSilica | 2.3126 | 1.1771 | 0.11619 | 4 | 64344.6173 | 145327.9647 | 1311.7521 | 2962.7071 | 176.5803 | 0 | 394.9927 | 536036.5927 | 48507.1091 | 379388.2147 | 158822.7681 | 0 | 86481.583 | 0 | 471602.1444 | 1227012.0408 | 837460.9304 | 3745311.3832 | 961560.8286 | 25198831.6101 | 25198831.6101 | 1478867.319 | 10961253.7139 | 0 | 29905703.822 | 67544656.465 | 237.1374 | 0.46477 | 64344.6173 | 145327.9647 | 1311.7521 | 2962.7071
1 | 6300 | 707 | 0.035 | 15 | 15 | 7 | 3.1623e-13 | 5spot_SharedNeighbor | Water | Porous | Wet | R600a | MinimizeLCOE_Brownfield | IgnoreSilica | 2.9544 | 1.6765 | 0.16923 | 4 | 45727.837 | 101331.8161 | 932.2238 | 2065.7861 | 185.9683 | 0 | 490.6826 | 686479.2584 | 62132.5166 | 503450.141 | 199949.6302 | 0 | 95581.9946 | 0 | 603561.4809 | 1570343.1658 | 1071791.478 | 4793289.6654 | 961560.8286 | 25198831.6101 | 25198831.6101 | 1478867.319 | 10961253.7139 | 0 | 30953682.1041 | 68592634.7472 | 316.2278 | 0.67691 | 45727.837 | 101331.8161 | 932.2238 | 2065.7861
1 | 6300 | 707 | 0.035 | 15 | 15 | 7 | 4.217e-13 | 5spot_SharedNeighbor | Water | Porous | Wet | R600a | MinimizeLCOE_Brownfield | IgnoreSilica | 3.7948 | 2.3393 | 0.23965 | 4 | 33631.8336 | 72896.0212 | 685.6304 | 1486.084 | 193.9598 | 0 | 83.9913 | 866982.2586 | 78449.8821 | 657199.8248 | 253375.1571 | 0 | 106809.9433 | 0 | 765498.6557 | 1991670.4768 | 1359356.0252 | 6079342.2237 | 961560.8286 | 25198831.6101 | 25198831.6101 | 1478867.319 | 10961253.7139 | 0 | 32239734.6624 | 69878687.3054 | 421.6965 | 0.95861 | 33631.8336 | 72896.0212 | 685.6304 | 1486.084
1 | 6300 | 707 | 0.035 | 15 | 15 | 7 | 5.6234e-13 | 5spot_SharedNeighbor | Water | Porous | Wet | R600a | MinimizeLCOE_Brownfield | IgnoreSilica | 4.8742 | 3.1993 | 0.33141 | 4 | 25489.557 | 53882.6639 | 519.6391 | 1098.471 | 200.4996 | 0 | 82.1145 | 1080075.1928 | 97672.3125 | 844254.9957 | 321829.9094 | 0 | 119481.2499 | 0 | 960692.3275 | 2499524.3712 | 1705976.7434 | 7629507.1024 | 961560.8286 | 25198831.6101 | 25198831.6101 | 1478867.319 | 10961253.7139 | 0 | 33789899.5412 | 71428852.1842 | 562.3413 | 1.3256 | 25489.557 | 53882.6639 | 519.6391 | 1098.471
1 | 6300 | 707 | 0.035 | 15 | 15 | 7 | 7.4989e-13 | 5spot_SharedNeighbor | Water | Porous | Wet | R600a | MinimizeLCOE_Brownfield | IgnoreSilica | 6.2775 | 4.3241 | 0.45168 | 4 | 19750.751 | 40583.2887 | 402.6458 | 827.3452 | 205.8063 | 0 | 74.2554 | 1334895.0554 | 120604.6148 | 1074362.2281 | 410765.1323 | 0 | 134372.8135 | 0 | 1199249.9392 | 3120202.3419 | 2129602.2121 | 9524054.3374 | 961560.8286 | 25198831.6101 | 25198831.6101 | 1478867.319 | 10961253.7139 | 0 | 35684446.7762 | 73323399.4192 | 749.8942 | 1.8067 | 19750.751 | 40583.2887 | 402.6458 | 827.3452
1 | 6300 | 707 | 0.035 | 15 | 15 | 7 | 1e-12 | 5spot_SharedNeighbor | Water | Porous | Wet | R600a | MinimizeLCOE_Brownfield | IgnoreSilica | 8.1191 | 5.7977 | 0.60919 | 4 | 15601.458 | 31047.8329 | 318.0568 | 632.9521 | 209.8898 | 0 | 87.8364 | 1641061.2943 | 148086.6337 | 1358434.3561 | 527725.8695 | 0 | 152747.5305 | 0 | 1492941.7168 | 3884328.1027 | 2651133.745 | 11856459.2486 | 961560.8286 | 25198831.6101 | 25198831.6101 | 1478867.319 | 10961253.7139 | 0 | 38016851.6873 | 75655804.3304 | 1000 | 2.4367 | 15601.458 | 31047.8329 | 318.0568 | 632.9521
1 | 6300 | 707 | 0.035 | 15 | 15 | 7 | 1.3335e-12 | 5spot_SharedNeighbor | Water | Porous | Wet | R600a | MinimizeLCOE_Brownfield | IgnoreSilica | 10.5622 | 7.7914 | 0.82301 | 4 | 12445.309 | 23878.5725 | 253.7145 | 486.797 | 213.6931 | 0 | 101.5267 | 2021334.2131 | 182123.3739 | 1720775.3354 | 683176.2959 | 0 | 174334.0238 | 0 | 1864879.8644 | 4852034.8677 | 3311613.4966 | 14810271.4708 | 961560.8286 | 25198831.6101 | 25198831.6101 | 1478867.319 | 10961253.7139 | 0 | 40970663.9095 | 78609616.5526 | 1333.5214 | 3.2921 | 12445.309 | 23878.5725 | 253.7145 | 486.797
1 | 6300 | 707 | 0.035 | 15 | 15 | 7 | 1.7783e-12 | 5spot_SharedNeighbor | Water | Porous | Wet | R600a | MinimizeLCOE_Brownfield | IgnoreSilica | 13.7754 | 10.3996 | 1.1027 | 4 | 10114.8609 | 18648.5863 | 206.2051 | 380.1767 | 216.459 | 0 | 87.8925 | 2478544.2583 | 222919.6019 | 2167939.2663 | 887428.5421 | 0 | 200812.8251 | 0 | 2323481.3525 | 6045221.8677 | 4125988.1416 | 18452335.8554 | 961560.8286 | 25198831.6101 | 25198831.6101 | 1478867.319 | 10961253.7139 | 0 | 44612728.2941 | 82251680.9371 | 1778.2794 | 4.4106 | 10114.8609 | 18648.5863 | 206.2051 | 380.1767
1 | 6300 | 707 | 0.035 | 15 | 15 | 7 | 2.3714e-12 | 5spot_SharedNeighbor | Water | Porous | Wet | R600a | MinimizeLCOE_Brownfield | IgnoreSilica | 18.0459 | 13.8712 | 1.4748 | 4 | 8337.4206 | 14717.7742 | 169.9696 | 300.0417 | 218.6413 | 0 | 104.6143 | 3038524.5371 | 272719.5525 | 2729762.3854 | 1158989.985 | 0 | 233583.2457 | 0 | 2899096.0852 | 7542853.3274 | 5148152.3861 | 23023681.5045 | 961560.8286 | 25198831.6101 | 25198831.6101 | 1478867.319 | 10961253.7139 | 0 | 49184073.9433 | 86823026.5863 | 2371.3737 | 5.8992 | 8337.4206 | 14717.7742 | 169.9696 | 300.0417
1 | 6300 | 707 | 0.035 | 15 | 15 | 7 | 3.1623e-12 | 5spot_SharedNeighbor | Water | Porous | Wet | R600a | MinimizeLCOE_Brownfield | IgnoreSilica | 23.6562 | 18.4359 | 1.9646 | 4 | 6980.7094 | 11770.3354 | 142.3112 | 239.9542 | 220.3294 | 0 | 117.6018 | 3716680.6058 | 332814.3903 | 3427407.8161 | 1515786.6478 | 0 | 272629.1435 | 0 | 3613474.2554 | 9401518.7871 | 6416729.7541 | 28697041.4001 | 961560.8286 | 25198831.6101 | 25198831.6101 | 1478867.319 | 10961253.7139 | 0 | 54857433.8389 | 92496386.4819 | 3162.2777 | 7.8584 | 6980.7094 | 11770.3354 | 142.3112 | 239.9542
1 | 6300 | 707 | 0.035 | 15 | 15 | 7 | 4.217e-12 | 5spot_SharedNeighbor | Water | Porous | Wet | R600a | MinimizeLCOE_Brownfield | IgnoreSilica | 31.081 | 24.4805 | 2.6131 | 4 | 5928.1262 | 9529.1618 | 120.8529 | 194.2649 | 221.6385 | 0 | 134.583 | 4544471.7582 | 405891.7647 | 4300207.1368 | 1988053.0645 | 0 | 320620.8617 | 0 | 4508105.3885 | 11729165.4813 | 8005396.4512 | 35801911.9069 | 961560.8286 | 25198831.6101 | 25198831.6101 | 1478867.319 | 10961253.7139 | 0 | 61962304.3456 | 99601256.9887 | 4216.965 | 10.4523 | 5928.1262 | 9529.1618 | 120.8529 | 194.2649
1 | 6300 | 707 | 0.035 | 15 | 15 | 7 | 5.6234e-12 | 5spot_SharedNeighbor | Water | Porous | Wet | R600a | MinimizeLCOE_Brownfield | IgnoreSilica | 40.8058 | 32.3996 | 3.4628 | 4 | 5109.7354 | 7827.0992 | 104.1689 | 159.566 | 222.6368 | 0 | 123.4342 | 5545067.9328 | 493871.7204 | 5381028.3845 | 2606679.3911 | 0 | 378359.0701 | 0 | 5617952.5346 | 14616760.0945 | 9976239.1089 | 44615958.2369 | 961560.8286 | 25198831.6101 | 25198831.6101 | 1478867.319 | 10961253.7139 | 0 | 70776350.6756 | 108415303.3187 | 5623.4133 | 13.8513 | 5109.7354 | 7827.0992 | 104.1689 | 159.566
1 | 6300 | 707 | 0.035 | 15 | 15 | 7 | 7.4989e-12 | 5spot_SharedNeighbor | Water | Porous | Wet | R600a | MinimizeLCOE_Brownfield | IgnoreSilica | 53.381 | 42.6286 | 4.5606 | 4 | 4471.9537 | 6535.206 | 91.1668 | 133.229 | 223.3528 | 0 | 113.3239 | 6739384.7708 | 598448.7619 | 6701842.4394 | 3406482.4592 | 0 | 446912.9114 | 0 | 6978297.8237 | 18156099.4915 | 12391910.9735 | 55419379.6313 | 961560.8286 | 25198831.6101 | 25198831.6101 | 1478867.319 | 10961253.7139 | 0 | 81579772.0701 | 119218724.7131 | 7498.9421 | 18.2425 | 4471.9537 | 6535.206 | 91.1668 | 133.229
1 | 6300 | 707 | 0.035 | 15 | 15 | 7 | 1e-11 | 5spot_SharedNeighbor | Water | Porous | Wet | R600a | MinimizeLCOE_Brownfield | IgnoreSilica | 69.3495 | 55.5335 | 5.9445 | 4 | 3976.9853 | 5559.9267 | 81.0762 | 113.3466 | 223.6973 | 0 | 130.3633 | 8135236.3537 | 720153.5008 | 8280904.1939 | 4420755.817 | 0 | 528256.1663 | 0 | 8613269.3524 | 22409960.0304 | 15295258.1994 | 68403793.6139 | 961560.8286 | 25198831.6101 | 25198831.6101 | 1478867.319 | 10961253.7139 | 0 | 94564186.0526 | 132203138.6957 | 10000 | 23.7779 | 3976.9853 | 5559.9267 | 81.0762 | 113.3466
1 | 6300 | 707 | 0.035 | 15 | 15 | 7 | 1.3335e-11 | 5spot_SharedNeighbor | Water | Porous | Wet | R600a | MinimizeLCOE_Brownfield | IgnoreSilica | 88.9474 | 71.0834 | 7.6075 | 4 | 3600.6803 | 4837.5836 | 73.4047 | 98.6207 | 223.4451 | 0 | 145.1425 | 9699886.56 | 856000.5257 | 10088997.0389 | 5660928.5015 | 0 | 623938.8469 | 0 | 10502603.0745 | 27325618.8198 | 18650296.3298 | 83408269.6974 | 961560.8286 | 25198831.6101 | 25198831.6101 | 1478867.319 | 10961253.7139 | 0 | 109568662.1361 | 147207614.7792 | 13335.2143 | 30.43 | 3600.6803 | 4837.5836 | 73.4047 | 98.6207
1 | 6300 | 707 | 0.035 | 15 | 15 | 7 | 1.7783e-11 | 5spot_SharedNeighbor | Water | Porous | Wet | R600a | MinimizeLCOE_Brownfield | IgnoreSilica | 111.8385 | 88.611 | 9.472 | 4 | 3324.2174 | 4317.6403 | 67.7687 | 88.0209 | 222.373 | 0 | 149.1299 | 11351218.3586 | 998798.7033 | 12034385.6382 | 7099344.0679 | 0 | 734485.0898 | 0 | 12565110.4245 | 32691839.866 | 22312852.4587 | 99788034.607 | 961560.8286 | 25198831.6101 | 25198831.6101 | 1478867.319 | 10961253.7139 | 0 | 125948427.0457 | 163587379.6888 | 17782.7941 | 37.8881 | 3324.2174 | 4317.6403 | 67.7687 | 88.0209
1 | 6300 | 707 | 0.035 | 15 | 15 | 7 | 2.3714e-11 | 5spot_SharedNeighbor | Water | Porous | Wet | R600a | MinimizeLCOE_Brownfield | IgnoreSilica | 137.0131 | 106.8533 | 11.3951 | 4 | 3129.9376 | 3955.7065 | 63.808 | 80.6424 | 220.4162 | 0 | 152.464 | 12974273.4918 | 1138644.0786 | 13978608.7507 | 8665004.2495 | 0 | 858633.0095 | 0 | 14669913.7962 | 38168106.4847 | 26050516.952 | 116503700.8129 | 961560.8286 | 25198831.6101 | 25198831.6101 | 1478867.319 | 10961253.7139 | 0 | 142664093.2517 | 180303045.8947 | 23713.7371 | 45.5805 | 3129.9376 | 3955.7065 | 63.808 | 80.6424
1 | 6300 | 707 | 0.035 | 15 | 15 | 7 | 3.1623e-11 | 5spot_SharedNeighbor | Water | Porous | Wet | R600a | MinimizeLCOE_Brownfield | IgnoreSilica | 162.94 | 124.7051 | 13.2617 | 4 | 2993.5402 | 3703.084 | 61.0274 | 75.4924 | 218.1143 | 0 | 147.0546 | 14488316.0574 | 1268689.8583 | 15817617.3512 | 10263027.7782 | 0 | 986423.6996 | 0 | 16701389.1504 | 43453588.6434 | 29657967.1311 | 132637019.6697 | 961560.8286 | 25198831.6101 | 25198831.6101 | 1478867.319 | 10961253.7139 | 0 | 158797412.1084 | 196436364.7515 | 31622.7766 | 53.0467 | 2993.5402 | 3703.084 | 61.0274 | 75.4924
1 | 6300 | 707 | 0.035 | 15 | 15 | 7 | 4.217e-11 | 5spot_SharedNeighbor | Water | Porous | Wet | R600a | MinimizeLCOE_Brownfield | IgnoreSilica | 186.5092 | 139.9277 | 14.8526 | 4 | 2903.1615 | 3536.7035 | 59.1849 | 72.1005 | 215.7085 | 0 | 148.8481 | 15731589.1623 | 1375209.8514 | 17344288.996 | 11699640.199 | 0 | 1090302.2628 | 0 | 18424001.8838 | 47935473.6193 | 32716945.7207 | 146317451.6952 | 961560.8286 | 25198831.6101 | 25198831.6101 | 1478867.319 | 10961253.7139 | 0 | 172477844.1339 | 210116796.777 | 42169.6503 | 59.4104 | 2903.1615 | 3536.7035 | 59.1849 | 72.1005
1 | 6300 | 707 | 0.035 | 15 | 15 | 7 | 5.6234e-11 | 5spot_SharedNeighbor | Water | Porous | Wet | R600a | MinimizeLCOE_Brownfield | IgnoreSilica | 194.8144 | 145.0238 | 15.5517 | 4 | 2839.2318 | 3444.2953 | 57.8816 | 70.2166 | 214.7761 | 0 | 208.2398 | 16139176.4272 | 1410081.0795 | 17847820.8893 | 12201793.4266 | 0 | 979194.1288 | 0 | 18945445.721 | 49292163.5208 | 33642914.4556 | 150458589.6487 | 961560.8286 | 25198831.6101 | 25198831.6101 | 1478867.319 | 10961253.7139 | 0 | 176618982.0874 | 214257934.7305 | 56234.1325 | 62.2066 | 2839.2318 | 3444.2953 | 57.8816 | 70.2166
1 | 6300 | 707 | 0.035 | 15 | 15 | 7 | 7.4989e-11 | 5spot_SharedNeighbor | Water | Porous | Wet | R600a | MinimizeLCOE_Brownfield | IgnoreSilica | 201.3797 | 148.9527 | 16.1058 | 4 | 2790.3407 | 3374.5864 | 56.8849 | 68.7955 | 214.0134 | 0 | 231.7181 | 16450662.2602 | 1436714.368 | 18233601.3678 | 12596900.4058 | 0 | 875139.9288 | 0 | 19341277.1489 | 50322035.7 | 34345823.3797 | 153602154.5593 | 961560.8286 | 25198831.6101 | 25198831.6101 | 1478867.319 | 10961253.7139 | 0 | 179762546.998 | 217401499.6411 | 74989.4209 | 64.4232 | 2790.3407 | 3374.5864 | 56.8849 | 68.7955
1 | 6300 | 707 | 0.035 | 15 | 15 | 7 | 1e-10 | 5spot_SharedNeighbor | Water | Porous | Wet | R600a | MinimizeLCOE_Brownfield | IgnoreSilica | 206.448 | 151.9249 | 16.5363 | 4 | 2753.0405 | 3322.0751 | 56.1245 | 67.725 | 213.4093 | 0 | 261.4978 | 16684765.122 | 1456722.1505 | 18524085.8954 | 12901089.6686 | 0 | 781248.2621 | 0 | 19635685.3285 | 51088025.3918 | 34868627.0839 | 155940248.9028 | 961560.8286 | 25198831.6101 | 25198831.6101 | 1478867.319 | 10961253.7139 | 0 | 182100641.3415 | 219739593.9846 | 100000 | 66.1453 | 2753.0405 | 3322.0751 | 56.1245 | 67.725
1 | 6300 | 707 | 0.035 | 15 | 15 | 7 | 1.3335e-10 | 5spot_SharedNeighbor | Water | Porous | Wet | R600a | MinimizeLCOE_Brownfield | IgnoreSilica | 210.3527 | 154.1782 | 16.8689 | 4 | 2724.6373 | 3282.4517 | 55.5454 | 66.9172 | 212.9349 | 0 | 292.9433 | 16861391.3926 | 1471812.6292 | 18743555.9717 | 13135035.8929 | 0 | 699955.4601 | 0 | 19855583.0251 | 51660154.0913 | 35259116.6773 | 157686605.1402 | 961560.8286 | 25198831.6101 | 25198831.6101 | 1478867.319 | 10961253.7139 | 0 | 183846997.5789 | 221485950.2219 | 133352.1432 | 67.4758 | 2724.6373 | 3282.4517 | 55.5454 | 66.9172
1 | 6300 | 707 | 0.035 | 15 | 15 | 7 | 1.7783e-10 | 5spot_SharedNeighbor | Water | Porous | Wet | R600a | MinimizeLCOE_Brownfield | IgnoreSilica | 213.2218 | 155.812 | 17.1178 | 4 | 2703.0391 | 3252.7425 | 55.1051 | 66.3116 | 212.581 | 0 | 352.8998 | 16989006.4055 | 1482713.0527 | 18902287.7862 | 13306422.0261 | 0 | 629691.6931 | 0 | 20010947.1758 | 52064379.7417 | 35535008.9898 | 158920456.8709 | 961560.8286 | 25198831.6101 | 25198831.6101 | 1478867.319 | 10961253.7139 | 0 | 185080849.3096 | 222719801.9527 | 177827.941 | 68.4714 | 2703.0391 | 3252.7425 | 55.1051 | 66.3116
1 | 6300 | 707 | 0.035 | 15 | 15 | 7 | 2.3714e-10 | 5spot_SharedNeighbor | Water | Porous | Wet | R600a | MinimizeLCOE_Brownfield | IgnoreSilica | 215.336 | 157.0045 | 17.3041 | 4 | 2686.6429 | 3230.4299 | 54.7708 | 65.8567 | 212.3173 | 0 | 403.1245 | 17081910.4356 | 1490647.1904 | 19017929.5349 | 13432609.3913 | 0 | 570756.1012 | 0 | 20121602.5348 | 52352282.2873 | 35731508.3929 | 159799245.8684 | 961560.8286 | 25198831.6101 | 25198831.6101 | 1478867.319 | 10961253.7139 | 0 | 185959638.3071 | 223598590.9502 | 237137.3706 | 69.2164 | 2686.6429 | 3230.4299 | 54.7708 | 65.8567
1 | 6300 | 707 | 0.035 | 15 | 15 | 7 | 3.1623e-10 | 5spot_SharedNeighbor | Water | Porous | Wet | R600a | MinimizeLCOE_Brownfield | IgnoreSilica | 216.8707 | 157.8638 | 17.442 | 4 | 2674.2129 | 3213.6998 | 54.5174 | 65.5156 | 212.1243 | 0 | 408.6927 | 17148738.9147 | 1496353.7144 | 19101157.7491 | 13524157.5635 | 0 | 522007.297 | 0 | 20199041.9431 | 52553763.7428 | 35869023.6263 | 160414244.5509 | 961560.8286 | 25198831.6101 | 25198831.6101 | 1478867.319 | 10961253.7139 | 0 | 186574636.9896 | 224213589.6327 | 316227.766 | 69.7681 | 2674.2129 | 3213.6998 | 54.5174 | 65.5156
1 | 6300 | 707 | 0.035 | 15 | 15 | 7 | 4.217e-10 | 5spot_SharedNeighbor | Water | Porous | Wet | R600a | MinimizeLCOE_Brownfield | IgnoreSilica | 218.0085 | 158.4974 | 17.5452 | 4 | 2664.8019 | 3201.1146 | 54.3256 | 65.2591 | 211.9803 | 0 | 406.6629 | 17197950.3586 | 1500555.5232 | 19162469.0718 | 13591983.5517 | 0 | 482736.938 | 0 | 20254921.2229 | 52699150.1662 | 35968252.8477 | 160858019.68 | 961560.8286 | 25198831.6101 | 25198831.6101 | 1478867.319 | 10961253.7139 | 0 | 187018412.1187 | 224657364.7618 | 421696.5034 | 70.181 | 2664.8019 | 3201.1146 | 54.3256 | 65.2591
1 | 6300 | 707 | 0.035 | 15 | 15 | 7 | 5.6234e-10 | 5spot_SharedNeighbor | Water | Porous | Wet | R600a | MinimizeLCOE_Brownfield | IgnoreSilica | 218.766 | 158.9171 | 17.618 | 4 | 2657.6844 | 3191.7822 | 54.1805 | 65.0688 | 211.8837 | 0 | 384.4652 | 17230508.2668 | 1503335.2276 | 19203043.0319 | 13637055.2419 | 0 | 450220.0109 | 0 | 20289423.0938 | 52788916.9571 | 36029520.527 | 161132022.357 | 961560.8286 | 25198831.6101 | 25198831.6101 | 1478867.319 | 10961253.7139 | 0 | 187292414.7957 | 224931367.4387 | 562341.3252 | 70.472 | 2657.6844 | 3191.7822 | 54.1805 | 65.0688
1 | 6300 | 707 | 0.035 | 15 | 15 | 7 | 7.4989e-10 | 5spot_SharedNeighbor | Water | Porous | Wet | R600a | MinimizeLCOE_Brownfield | IgnoreSilica | 219.2996 | 159.2116 | 17.6709 | 4 | 2652.3088 | 3184.8064 | 54.0709 | 64.9266 | 211.8153 | 0 | 384.8834 | 17253351.625 | 1505285.4454 | 19231515.7874 | 13668793.4571 | 0 | 424246.9391 | 0 | 20312445.369 | 52848816.1948 | 36070402.9875 | 161314857.8053 | 961560.8286 | 25198831.6101 | 25198831.6101 | 1478867.319 | 10961253.7139 | 0 | 187475250.244 | 225114202.8871 | 749894.2093 | 70.6838 | 2652.3088 | 3184.8064 | 54.0709 | 64.9266
1 | 6300 | 707 | 0.035 | 15 | 15 | 7 | 1e-09 | 5spot_SharedNeighbor | Water | Porous | Wet | R600a | MinimizeLCOE_Brownfield | IgnoreSilica | 219.6823 | 159.4224 | 17.7098 | 4 | 2648.2533 | 3179.5818 | 53.9882 | 64.8201 | 211.7661 | 0 | 378.4059 | 17269686.2538 | 1506679.947 | 19251878.4401 | 13691548.1289 | 0 | 403823.5508 | 0 | 20328210.365 | 52889833.4805 | 36098398.1278 | 161440058.2938 | 961560.8286 | 25198831.6101 | 25198831.6101 | 1478867.319 | 10961253.7139 | 0 | 187600450.7326 | 225239403.3756 | 1000000 | 70.8393 | 2648.2533 | 3179.5818 | 53.9882 | 64.8201
1 | 6300 | 707 | 0.035 | 15 | 15 | 7 | 1.3335e-09 | 5spot_SharedNeighbor | Water | Porous | Wet | R600a | MinimizeLCOE_Brownfield | IgnoreSilica | 219.925 | 159.5556 | 17.7368 | 4 | 2645.1967 | 3175.7187 | 53.9259 | 64.7413 | 211.7346 | 0 | 460.5512 | 17280008.241 | 1507561.1256 | 19264746.8874 | 13705976.2233 | 0 | 387403.232 | 0 | 20336821.3267 | 52912237.4364 | 36113689.2881 | 161508443.7606 | 961560.8286 | 25198831.6101 | 25198831.6101 | 1478867.319 | 10961253.7139 | 0 | 187668836.1993 | 225307788.8424 | 1333521.4322 | 70.947 | 2645.1967 | 3175.7187 | 53.9259 | 64.7413
1 | 6300 | 707 | 0.035 | 15 | 15 | 7 | 1.7783e-09 | 5spot_SharedNeighbor | Water | Porous | Wet | R600a | MinimizeLCOE_Brownfield | IgnoreSilica | 220.1102 | 159.6572 | 17.7571 | 4 | 2642.8952 | 3172.8084 | 53.879 | 64.682 | 211.7105 | 0 | 452.8259 | 17287877.8393 | 1508232.9365 | 19274558.5169 | 13716985.3353 | 0 | 374873.2761 | 0 | 20343385.8825 | 52929317.0641 | 36125346.485 | 161560577.3356 | 961560.8286 | 25198831.6101 | 25198831.6101 | 1478867.319 | 10961253.7139 | 0 | 187720969.7743 | 225359922.4174 | 1778279.41 | 71.0285 | 2642.8952 | 3172.8084 | 53.879 | 64.682
1 | 6300 | 707 | 0.035 | 15 | 15 | 7 | 2.3714e-09 | 5spot_SharedNeighbor | Water | Porous | Wet | R600a | MinimizeLCOE_Brownfield | IgnoreSilica | 220.2345 | 159.7252 | 17.7717 | 4 | 2641.1636 | 3170.6432 | 53.8437 | 64.6379 | 211.6943 | 0 | 460.0471 | 17293144.7459 | 1508682.5564 | 19281125.4528 | 13724369.7436 | 0 | 365089.4289 | 0 | 20347240.6517 | 52939346.3828 | 36132191.7011 | 161591190.6632 | 961560.8286 | 25198831.6101 | 25198831.6101 | 1478867.319 | 10961253.7139 | 0 | 187751583.1019 | 225390535.7449 | 2371373.7057 | 71.0867 | 2641.1636 | 3170.6432 | 53.8437 | 64.6379
1 | 6300 | 707 | 0.035 | 15 | 15 | 7 | 3.1623e-09 | 5spot_SharedNeighbor | Water | Porous | Wet | R600a | MinimizeLCOE_Brownfield | IgnoreSilica | 220.3077 | 159.765 | 17.7815 | 4 | 2639.8617 | 3169.0472 | 53.8172 | 64.6053 | 211.6846 | 0 | 451.3692 | 17296230.0321 | 1508945.9363 | 19284972.384 | 13728714.1292 | 0 | 357341.7615 | 0 | 20348719.6548 | 52943194.4454 | 36134818.0829 | 161602936.4261 | 961560.8286 | 25198831.6101 | 25198831.6101 | 1478867.319 | 10961253.7139 | 0 | 187763328.8648 | 225402281.5079 | 3162277.6602 | 71.1262 | 2639.8617 | 3169.0472 | 53.8172 | 64.6053
1 | 6300 | 707 | 0.035 | 15 | 15 | 7 | 4.217e-09 | 5spot_SharedNeighbor | Water | Porous | Wet | R600a | MinimizeLCOE_Brownfield | IgnoreSilica | 219.146 | 159.1179 | 17.727 | 4 | 2638.6982 | 3169.513 | 53.7934 | 64.6148 | 211.8284 | 0 | 628.4243 | 17246083.4221 | 1504664.941 | 19222455.986 | 13659514.2044 | 0 | 330770.2339 | 0 | 20265760.6271 | 52727352.0727 | 35987501.2283 | 160944102.7156 | 961560.8286 | 25198831.6101 | 25198831.6101 | 1478867.319 | 10961253.7139 | 0 | 187104495.1544 | 224743447.7974 | 4216965.0343 | 70.9079 | 2638.6982 | 3169.513 | 53.7934 | 64.6148
1 | 6300 | 707 | 0.035 | 15 | 15 | 7 | 5.6234e-09 | 5spot_SharedNeighbor | Water | Porous | Wet | R600a | MinimizeLCOE_Brownfield | IgnoreSilica | 220.028 | 159.6089 | 17.7762 | 4 | 2637.9375 | 3167.2837 | 53.7779 | 64.5694 | 211.7189 | 0 | 464.2014 | 17284138.7979 | 1507913.7435 | 19269896.7056 | 13712047.0993 | 0 | 339635.8675 | 0 | 20324316.5633 | 52879702.6072 | 36091483.5987 | 161409134.983 | 961560.8286 | 25198831.6101 | 25198831.6101 | 1478867.319 | 10961253.7139 | 0 | 187569527.4217 | 225208480.0647 | 5623413.2519 | 71.1046 | 2637.9375 | 3167.2837 | 53.7779 | 64.5694
1 | 6300 | 707 | 0.035 | 15 | 15 | 7 | 7.4989e-09 | 5spot_SharedNeighbor | Water | Porous | Wet | R600a | MinimizeLCOE_Brownfield | IgnoreSilica | 220.717 | 159.9914 | 17.8143 | 4 | 2637.3828 | 3165.5956 | 53.7666 | 64.5349 | 211.6331 | 0 | 440.745 | 17313759.0819 | 1510442.3043 | 19306830.1852 | 13753077.0675 | 0 | 346709.5468 | 0 | 20370019.0925 | 52998611.2131 | 36172641.1655 | 161772089.6568 | 961560.8286 | 25198831.6101 | 25198831.6101 | 1478867.319 | 10961253.7139 | 0 | 187932482.0956 | 225571434.7386 | 7498942.0933 | 71.2572 | 2637.3828 | 3165.5956 | 53.7666 | 64.5349
1 | 6300 | 707 | 0.035 | 15 | 15 | 7 | 1e-08 | 5spot_SharedNeighbor | Water | Porous | Wet | R600a | MinimizeLCOE_Brownfield | IgnoreSilica | 221.1191 | 160.2141 | 17.8369 | 4 | 2636.9766 | 3164.5198 | 53.7583 | 64.513 | 211.5829 | 0 | 436.1711 | 17330995.5924 | 1511913.6596 | 19328325.6352 | 13777016.9996 | 0 | 350213.5444 | 0 | 20396401.5181 | 53067252.873 | 36219490.5088 | 161981610.331 | 961560.8286 | 25198831.6101 | 25198831.6101 | 1478867.319 | 10961253.7139 | 0 | 188142002.7698 | 225780955.4128 | 10000000 | 71.3476 | 2636.9766 | 3164.5198 | 53.7583 | 64.513
1 | 6400 | 707 | 0.035 | 15 | 15 | 7 | 1e-13 | 5spot_SharedNeighbor | Water | Porous | Wet | R600a | MinimizeLCOE_Brownfield | IgnoreSilica | 1.0887 | 0.32075 | 0.022614 | 4 | 312274.2397 | 737274.4242 | 6366.1328 | 15030.3364 | 138.591 | 0 | 55.2888 | 200004.4856 | 15751.0021 | 135695.068 | 73851.1002 | 0 | 62806.575 | 0 | 190362.21 | 495283.4218 | 338041.1124 | 1511794.975 | 961560.8286 | 25774141.8447 | 25774141.8447 | 1478867.319 | 11191377.8078 | 0 | 28247497.6484 | 66691884.6199 | 100 | 0.090457 | 312274.2397 | 737274.4242 | 6366.1328 | 15030.3364
1 | 6400 | 707 | 0.035 | 15 | 15 | 7 | 1.3335e-13 | 5spot_SharedNeighbor | Water | Porous | Wet | R600a | MinimizeLCOE_Brownfield | IgnoreSilica | 1.4176 | 0.51155 | 0.046244 | 4 | 156070.549 | 363903.7465 | 3181.7092 | 7418.6701 | 154.1979 | 0 | 57.1078 | 298790.814 | 26795.6123 | 194880.8367 | 98682.2495 | 0 | 69776.4736 | 0 | 268681.1346 | 699053.1981 | 477118.1718 | 2133778.4907 | 961560.8286 | 25774141.8447 | 25774141.8447 | 1478867.319 | 11191377.8078 | 0 | 28869481.1641 | 67313868.1356 | 133.3521 | 0.18498 | 156070.549 | 363903.7465 | 3181.7092 | 7418.6701
1 | 6400 | 707 | 0.035 | 15 | 15 | 7 | 1.7783e-13 | 5spot_SharedNeighbor | Water | Porous | Wet | R600a | MinimizeLCOE_Brownfield | IgnoreSilica | 1.8264 | 0.82409 | 0.079489 | 4 | 93298.491 | 214209.7612 | 1902.0159 | 4366.9557 | 167.5822 | 0 | 285.6258 | 417921.7921 | 37793.4886 | 285240.6172 | 127616.4055 | 0 | 77121.327 | 0 | 368820.5159 | 959595.3268 | 654943.5283 | 2929053.0014 | 961560.8286 | 25774141.8447 | 25774141.8447 | 1478867.319 | 11191377.8078 | 0 | 29664755.6747 | 68109142.6463 | 177.8279 | 0.31796 | 93298.491 | 214209.7612 | 1902.0159 | 4366.9557
1 | 6400 | 707 | 0.035 | 15 | 15 | 7 | 2.3714e-13 | 5spot_SharedNeighbor | Water | Porous | Wet | R600a | MinimizeLCOE_Brownfield | IgnoreSilica | 2.371 | 1.2503 | 0.12429 | 4 | 61614.2054 | 138942.5991 | 1256.0889 | 2832.5328 | 179.5027 | 0 | 363.0837 | 559125.1452 | 50599.7271 | 398150.2702 | 163228.519 | 0 | 86868.3999 | 0 | 490609.1039 | 1276464.2507 | 871213.0798 | 3896258.4958 | 961560.8286 | 25774141.8447 | 25774141.8447 | 1478867.319 | 11191377.8078 | 0 | 30631961.1692 | 69076348.1407 | 237.1374 | 0.49716 | 61614.2054 | 138942.5991 | 1256.0889 | 2832.5328
1 | 6400 | 707 | 0.035 | 15 | 15 | 7 | 3.1623e-13 | 5spot_SharedNeighbor | Water | Porous | Wet | R600a | MinimizeLCOE_Brownfield | IgnoreSilica | 3.0322 | 1.7771 | 0.18035 | 4 | 43968.566 | 97259.1732 | 896.3587 | 1982.7598 | 188.9969 | 0 | 467.8642 | 715084.0643 | 64720.5774 | 527487.0779 | 205671.4697 | 0 | 96097.4193 | 0 | 627533.6373 | 1632713.7995 | 1114360.7171 | 4983668.7625 | 961560.8286 | 25774141.8447 | 25774141.8447 | 1478867.319 | 11191377.8078 | 0 | 31719371.4359 | 70163758.4074 | 316.2278 | 0.72141 | 43968.566 | 97259.1732 | 896.3587 | 1982.7598